## CO2
Time [year] | Depth [m] | Res Length [m] | Temp Gradient [C/m] | Temp Surface Air [C] | Temp Surface Rock [C] | dT Approach [C] | Transmissivity [m^3] | Config Number [-] | Fluid | Reservoir | Cooling Wet/Dry | orcFluid | Method | Silica? | CostYear | mass flow [kg/s] | Reservoir Heat [MWth] | Electric Power I-P Pair [MWe] | N_IP_Multiplier | SpCC (Brownfield) [$/kWe] | SpCC (Greenfield) [$/kWe] | LCOE (Brownfield) [$/MWh] | LCOE (Greenfield) [$/MWh] | Temp Production [C] | dP Surface [Mpa] | SolveTime [s] | C_T_G_N | C_pump_orc_N | C_coolingTowers_N | C_heatExchanger_N | C_recuperator_N | C_pump_prod_N | C_pump_inj_N | C_plant_otherEquipment_N | C_plant_installation_N | C_plant_indirectContingency_N | C_surfacePlant_N | C_gatheringSystem_N | C_wells_production_N | C_wells_injection_N | C_wellfield_N | C_exploration_N | C_stimulation_N | CapitalCost_N (Brownfield) | CapitalCost_N (Greenfield) | Trans [mD-m] | Electric Power 5-spot [MW] | Sp CC (Brownfield) [$/kWe] | Sp CC (Greenfield) [$/kWe] | LCOE (Brownfield) [$/MWh] | LCOE (Greenfield) [$/MWh]
1 | 1000 | 707 | 0.015 | 15 | 15 | 7 | 1e-13 | 5spot_SharedNeighbor | CO2 | Porous | Wet | R600a | MinimizeLCOE_Brownfield | IgnoreSilica | 2019 | 0 | 0 | 0 | 0 |  |  |  |  | 15 |  | 8.1572 | [19 empty] | 100 | 0
1 | 1000 | 707 | 0.015 | 15 | 15 | 7 | 1.3335e-13 | 5spot_SharedNeighbor | CO2 | Porous | Wet | R600a | MinimizeLCOE_Brownfield | IgnoreSilica | 2019 | 0 | 0 | 0 | 0 |  |  |  |  | 15 |  | 7.9624 | [19 empty] | 133.3521 | 0
1 | 1000 | 707 | 0.015 | 15 | 15 | 7 | 1.7783e-13 | 5spot_SharedNeighbor | CO2 | Porous | Wet | R600a | MinimizeLCOE_Brownfield | IgnoreSilica | 2019 | 0 | 0 | 0 | 0 |  |  |  |  | 15 |  | 8.8827 | [19 empty] | 177.8279 | 0
1 | 1000 | 707 | 0.015 | 15 | 15 | 7 | 2.3714e-13 | 5spot_SharedNeighbor | CO2 | Porous | Wet | R600a | MinimizeLCOE_Brownfield | IgnoreSilica | 2019 | 0 | 0 | 0 | 0 |  |  |  |  | 15 |  | 9.2901 | [19 empty] | 237.1374 | 0
1 | 1000 | 707 | 0.015 | 15 | 15 | 7 | 3.1623e-13 | 5spot_SharedNeighbor | CO2 | Porous | Wet | R600a | MinimizeLCOE_Brownfield | IgnoreSilica | 2019 | 0 | 0 | 0 | 0 |  |  |  |  | 15 |  | 10.9937 | [19 empty] | 316.2278 | 0
1 | 1000 | 707 | 0.015 | 15 | 15 | 7 | 4.217e-13 | 5spot_SharedNeighbor | CO2 | Porous | Wet | R600a | MinimizeLCOE_Brownfield | IgnoreSilica | 2019 | 0 | 0 | 0 | 0 |  |  |  |  | 15 |  | 11.9187 | [19 empty] | 421.6965 | 0
1 | 1000 | 707 | 0.015 | 15 | 15 | 7 | 5.6234e-13 | 5spot_SharedNeighbor | CO2 | Porous | Wet | R600a | MinimizeLCOE_Brownfield | IgnoreSilica | 2019 | 0 | 0 | 0 | 0 |  |  |  |  | 15 |  | 12.5043 | [19 empty] | 562.3413 | 0
1 | 1000 | 707 | 0.015 | 15 | 15 | 7 | 7.4989e-13 | 5spot_SharedNeighbor | CO2 | Porous | Wet | R600a | MinimizeLCOE_Brownfield | IgnoreSilica | 2019 | 0 | 0 | 0 | 0 |  |  |  |  | 15 |  | 12.2214 | [19 empty] | 749.8942 | 0
1 | 1000 | 707 | 0.015 | 15 | 15 | 7 | 1e-12 | 5spot_SharedNeighbor | CO2 | Porous | Wet | R600a | MinimizeLCOE_Brownfield | IgnoreSilica | 2019 | 0 | 0 | 0 | 0 |  |  |  |  | 15 |  | 10.7904 | [19 empty] | 1000 | 0
1 | 1000 | 707 | 0.015 | 15 | 15 | 7 | 1.3335e-12 | 5spot_SharedNeighbor | CO2 | Porous | Wet | R600a | MinimizeLCOE_Brownfield | IgnoreSilica | 2019 | 0 | 0 | 0 | 0 |  |  |  |  | 15 |  | 11.6597 | [19 empty] | 1333.5214 | 0
1 | 1000 | 707 | 0.015 | 15 | 15 | 7 | 1.7783e-12 | 5spot_SharedNeighbor | CO2 | Porous | Wet | R600a | MinimizeLCOE_Brownfield | IgnoreSilica | 2019 | 0 | 0 | 0 | 0 |  |  |  |  | 15 |  | 12.1992 | [19 empty] | 1778.2794 | 0
1 | 1000 | 707 | 0.015 | 15 | 15 | 7 | 2.3714e-12 | 5spot_SharedNeighbor | CO2 | Porous | Wet | R600a | MinimizeLCOE_Brownfield | IgnoreSilica | 2019 | 0 | 0 | 0 | 0 |  |  |  |  | 15 |  | 10.1755 | [19 empty] | 2371.3737 | 0
1 | 1000 | 707 | 0.015 | 15 | 15 | 7 | 3.1623e-12 | 5spot_SharedNeighbor | CO2 | Porous | Wet | R600a | MinimizeLCOE_Brownfield | IgnoreSilica | 2019 | 0 | 0 | 0 | 0 |  |  |  |  | 15 |  | 11.3237 | [19 empty] | 3162.2777 | 0
1 | 1000 | 707 | 0.015 | 15 | 15 | 7 | 4.217e-12 | 5spot_SharedNeighbor | CO2 | Porous | Wet | R600a | MinimizeLCOE_Brownfield | IgnoreSilica | 2019 | 0 | 0 | 0 | 0 |  |  |  |  | 15 |  | 10.9922 | [19 empty] | 4216.965 | 0
1 | 1000 | 707 | 0.015 | 15 | 15 | 7 | 5.6234e-12 | 5spot_SharedNeighbor | CO2 | Porous | Wet | R600a | MinimizeLCOE_Brownfield | IgnoreSilica | 2019 | 0 | 0 | 0 | 0 |  |  |  |  | 15 |  | 11.2315 | [19 empty] | 5623.4133 | 0
1 | 1000 | 707 | 0.015 | 15 | 15 | 7 | 7.4989e-12 | 5spot_SharedNeighbor | CO2 | Porous | Wet | R600a | MinimizeLCOE_Brownfield | IgnoreSilica | 2019 | 0 | 0 | 0 | 0 |  |  |  |  | 15 |  | 12.0545 | [19 empty] | 7498.9421 | 0
1 | 1000 | 707 | 0.015 | 15 | 15 | 7 | 1e-11 | 5spot_SharedNeighbor | CO2 | Porous | Wet | R600a | MinimizeLCOE_Brownfield | IgnoreSilica | 2019 | 0 | 0 | 0 | 0 |  |  |  |  | 15 |  | 11.0264 | [19 empty] | 10000 | 0
1 | 1000 | 707 | 0.015 | 15 | 15 | 7 | 1.3335e-11 | 5spot_SharedNeighbor | CO2 | Porous | Wet | R600a | MinimizeLCOE_Brownfield | IgnoreSilica | 2019 | 0 | 0 | 0 | 0 |  |  |  |  | 15 |  | 9.8659 | [19 empty] | 13335.2143 | 0
1 | 1000 | 707 | 0.015 | 15 | 15 | 7 | 1.7783e-11 | 5spot_SharedNeighbor | CO2 | Porous | Wet | R600a | MinimizeLCOE_Brownfield | IgnoreSilica | 2019 | 0 | 0 | 0 | 0 |  |  |  |  | 15 |  | 11.6521 | [19 empty] | 17782.7941 | 0
1 | 1000 | 707 | 0.015 | 15 | 15 | 7 | 2.3714e-11 | 5spot_SharedNeighbor | CO2 | Porous | Wet | R600a | MinimizeLCOE_Brownfield | IgnoreSilica | 2019 | 0 | 0 | 0 | 0 |  |  |  |  | 15 |  | 10.6813 | [19 empty] | 23713.7371 | 0
1 | 1000 | 707 | 0.015 | 15 | 15 | 7 | 3.1623e-11 | 5spot_SharedNeighbor | CO2 | Porous | Wet | R600a | MinimizeLCOE_Brownfield | IgnoreSilica | 2019 | 0 | 0 | 0 | 0 |  |  |  |  | 15 |  | 10.7422 | [19 empty] | 31622.7766 | 0
1 | 1000 | 707 | 0.015 | 15 | 15 | 7 | 4.217e-11 | 5spot_SharedNeighbor | CO2 | Porous | Wet | R600a | MinimizeLCOE_Brownfield | IgnoreSilica | 2019 | 0 | 0 | 0 | 0 |  |  |  |  | 15 |  | 11.679 | [19 empty] | 42169.6503 | 0
1 | 1000 | 707 | 0.015 | 15 | 15 | 7 | 5.6234e-11 | 5spot_SharedNeighbor | CO2 | Porous | Wet | R600a | MinimizeLCOE_Brownfield | IgnoreSilica | 2019 | 0 | 0 | 0 | 0 |  |  |  |  | 15 |  | 11.3814 | [19 empty] | 56234.1325 | 0
1 | 1000 | 707 | 0.015 | 15 | 15 | 7 | 7.4989e-11 | 5spot_SharedNeighbor | CO2 | Porous | Wet | R600a | MinimizeLCOE_Brownfield | IgnoreSilica | 2019 | 0 | 0 | 0 | 0 |  |  |  |  | 15 |  | 11.0716 | [19 empty] | 74989.4209 | 0
1 | 1000 | 707 | 0.015 | 15 | 15 | 7 | 1e-10 | 5spot_SharedNeighbor | CO2 | Porous | Wet | R600a | MinimizeLCOE_Brownfield | IgnoreSilica | 2019 | 0 | 0 | 0 | 0 |  |  |  |  | 15 |  | 11.7712 | [19 empty] | 100000 | 0
1 | 1000 | 707 | 0.015 | 15 | 15 | 7 | 1.3335e-10 | 5spot_SharedNeighbor | CO2 | Porous | Wet | R600a | MinimizeLCOE_Brownfield | IgnoreSilica | 2019 | 0 | 0 | 0 | 0 |  |  |  |  | 15 |  | 10.6632 | [19 empty] | 133352.1432 | 0
1 | 1000 | 707 | 0.015 | 15 | 15 | 7 | 1.7783e-10 | 5spot_SharedNeighbor | CO2 | Porous | Wet | R600a | MinimizeLCOE_Brownfield | IgnoreSilica | 2019 | 0 | 0 | 0 | 0 |  |  |  |  | 15 |  | 11.7233 | [19 empty] | 177827.941 | 0
1 | 1000 | 707 | 0.015 | 15 | 15 | 7 | 2.3714e-10 | 5spot_SharedNeighbor | CO2 | Porous | Wet | R600a | MinimizeLCOE_Brownfield | IgnoreSilica | 2019 | 0 | 0 | 0 | 0 |  |  |  |  | 15 |  | 11.5895 | [19 empty] | 237137.3706 | 0
1 | 1000 | 707 | 0.015 | 15 | 15 | 7 | 3.1623e-10 | 5spot_SharedNeighbor | CO2 | Porous | Wet | R600a | MinimizeLCOE_Brownfield | IgnoreSilica | 2019 | 0 | 0 | 0 | 0 |  |  |  |  | 15 |  | 11.6599 | [19 empty] | 316227.766 | 0
1 | 1000 | 707 | 0.015 | 15 | 15 | 7 | 4.217e-10 | 5spot_SharedNeighbor | CO2 | Porous | Wet | R600a | MinimizeLCOE_Brownfield | IgnoreSilica | 2019 | 0 | 0 | 0 | 0 |  |  |  |  | 15 |  | 11.5549 | [19 empty] | 421696.5034 | 0
1 | 1000 | 707 | 0.015 | 15 | 15 | 7 | 5.6234e-10 | 5spot_SharedNeighbor | CO2 | Porous | Wet | R600a | MinimizeLCOE_Brownfield | IgnoreSilica | 2019 | 0 | 0 | 0 | 0 |  |  |  |  | 15 |  | 10.4218 | [19 empty] | 562341.3252 | 0
1 | 1000 | 707 | 0.015 | 15 | 15 | 7 | 7.4989e-10 | 5spot_SharedNeighbor | CO2 | Porous | Wet | R600a | MinimizeLCOE_Brownfield | IgnoreSilica | 2019 | 0 | 0 | 0 | 0 |  |  |  |  | 15 |  | 11.2067 | [19 empty] | 749894.2093 | 0
1 | 1000 | 707 | 0.015 | 15 | 15 | 7 | 1e-09 | 5spot_SharedNeighbor | CO2 | Porous | Wet | R600a | MinimizeLCOE_Brownfield | IgnoreSilica | 2019 | 0 | 0 | 0 | 0 |  |  |  |  | 15 |  | 10.8798 | [19 empty] | 1000000 | 0
1 | 1000 | 707 | 0.015 | 15 | 15 | 7 | 1.3335e-09 | 5spot_SharedNeighbor | CO2 | Porous | Wet | R600a | MinimizeLCOE_Brownfield | IgnoreSilica | 2019 | 0 | 0 | 0 | 0 |  |  |  |  | 15 |  | 11.6814 | [19 empty] | 1333521.4322 | 0
1 | 1000 | 707 | 0.015 | 15 | 15 | 7 | 1.7783e-09 | 5spot_SharedNeighbor | CO2 | Porous | Wet | R600a | MinimizeLCOE_Brownfield | IgnoreSilica | 2019 | 0 | 0 | 0 | 0 |  |  |  |  | 15 |  | 11.6051 | [19 empty] | 1778279.41 | 0
1 | 1000 | 707 | 0.015 | 15 | 15 | 7 | 2.3714e-09 | 5spot_SharedNeighbor | CO2 | Porous | Wet | R600a | MinimizeLCOE_Brownfield | IgnoreSilica | 2019 | 0 | 0 | 0 | 0 |  |  |  |  | 15 |  | 10.8649 | [19 empty] | 2371373.7057 | 0
1 | 1000 | 707 | 0.015 | 15 | 15 | 7 | 3.1623e-09 | 5spot_SharedNeighbor | CO2 | Porous | Wet | R600a | MinimizeLCOE_Brownfield | IgnoreSilica | 2019 | 0 | 0 | 0 | 0 |  |  |  |  | 15 |  | 11.0201 | [19 empty] | 3162277.6602 | 0
1 | 1000 | 707 | 0.015 | 15 | 15 | 7 | 4.217e-09 | 5spot_SharedNeighbor | CO2 | Porous | Wet | R600a | MinimizeLCOE_Brownfield | IgnoreSilica | 2019 | 0 | 0 | 0 | 0 |  |  |  |  | 15 |  | 11.2806 | [19 empty] | 4216965.0343 | 0
1 | 1000 | 707 | 0.015 | 15 | 15 | 7 | 5.6234e-09 | 5spot_SharedNeighbor | CO2 | Porous | Wet | R600a | MinimizeLCOE_Brownfield | IgnoreSilica | 2019 | 0 | 0 | 0 | 0 |  |  |  |  | 15 |  | 11.0718 | [19 empty] | 5623413.2519 | 0
1 | 1000 | 707 | 0.015 | 15 | 15 | 7 | 7.4989e-09 | 5spot_SharedNeighbor | CO2 | Porous | Wet | R600a | MinimizeLCOE_Brownfield | IgnoreSilica | 2019 | 0 | 0 | 0 | 0 |  |  |  |  | 15 |  | 10.7874 | [19 empty] | 7498942.0933 | 0
1 | 1000 | 707 | 0.015 | 15 | 15 | 7 | 1e-08 | 5spot_SharedNeighbor | CO2 | Porous | Wet | R600a | MinimizeLCOE_Brownfield | IgnoreSilica | 2019 | 0 | 0 | 0 | 0 |  |  |  |  | 15 |  | 11.7881 | [19 empty] | 10000000 | 0
1 | 1100 | 707 | 0.015 | 15 | 15 | 7 | 1e-13 | 5spot_SharedNeighbor | CO2 | Porous | Wet | R600a | MinimizeLCOE_Brownfield | IgnoreSilica | 2019 | 0 | 0 | 0 | 0 |  |  |  |  | 15 |  | 8.1898 | [19 empty] | 100 | 0
1 | 1100 | 707 | 0.015 | 15 | 15 | 7 | 1.3335e-13 | 5spot_SharedNeighbor | CO2 | Porous | Wet | R600a | MinimizeLCOE_Brownfield | IgnoreSilica | 2019 | 0 | 0 | 0 | 0 |  |  |  |  | 15 |  | 9.2208 | [19 empty] | 133.3521 | 0
1 | 1100 | 707 | 0.015 | 15 | 15 | 7 | 1.7783e-13 | 5spot_SharedNeighbor | CO2 | Porous | Wet | R600a | MinimizeLCOE_Brownfield | IgnoreSilica | 2019 | 0 | 0 | 0 | 0 |  |  |  |  | 15 |  | 9.9561 | [19 empty] | 177.8279 | 0
1 | 1100 | 707 | 0.015 | 15 | 15 | 7 | 2.3714e-13 | 5spot_SharedNeighbor | CO2 | Porous | Wet | R600a | MinimizeLCOE_Brownfield | IgnoreSilica | 2019 | 0 | 0 | 0 | 0 |  |  |  |  | 15 |  | 9.1975 | [19 empty] | 237.1374 | 0
1 | 1100 | 707 | 0.015 | 15 | 15 | 7 | 3.1623e-13 | 5spot_SharedNeighbor | CO2 | Porous | Wet | R600a | MinimizeLCOE_Brownfield | IgnoreSilica | 2019 | 0 | 0 | 0 | 0 |  |  |  |  | 15 |  | 10.9112 | [19 empty] | 316.2278 | 0
1 | 1100 | 707 | 0.015 | 15 | 15 | 7 | 4.217e-13 | 5spot_SharedNeighbor | CO2 | Porous | Wet | R600a | MinimizeLCOE_Brownfield | IgnoreSilica | 2019 | 0 | 0 | 0 | 0 |  |  |  |  | 15 |  | 12.7756 | [19 empty] | 421.6965 | 0
1 | 1100 | 707 | 0.015 | 15 | 15 | 7 | 5.6234e-13 | 5spot_SharedNeighbor | CO2 | Porous | Wet | R600a | MinimizeLCOE_Brownfield | IgnoreSilica | 2019 | 0 | 0 | 0 | 0 |  |  |  |  | 15 |  | 11.8631 | [19 empty] | 562.3413 | 0
1 | 1100 | 707 | 0.015 | 15 | 15 | 7 | 7.4989e-13 | 5spot_SharedNeighbor | CO2 | Porous | Wet | R600a | MinimizeLCOE_Brownfield | IgnoreSilica | 2019 | 0 | 0 | 0 | 0 |  |  |  |  | 15 |  | 11.6157 | [19 empty] | 749.8942 | 0
1 | 1100 | 707 | 0.015 | 15 | 15 | 7 | 1e-12 | 5spot_SharedNeighbor | CO2 | Porous | Wet | R600a | MinimizeLCOE_Brownfield | IgnoreSilica | 2019 | 0 | 0 | 0 | 0 |  |  |  |  | 15 |  | 11.7381 | [19 empty] | 1000 | 0
1 | 1100 | 707 | 0.015 | 15 | 15 | 7 | 1.3335e-12 | 5spot_SharedNeighbor | CO2 | Porous | Wet | R600a | MinimizeLCOE_Brownfield | IgnoreSilica | 2019 | 0 | 0 | 0 | 0 |  |  |  |  | 15 |  | 11.9834 | [19 empty] | 1333.5214 | 0
1 | 1100 | 707 | 0.015 | 15 | 15 | 7 | 1.7783e-12 | 5spot_SharedNeighbor | CO2 | Porous | Wet | R600a | MinimizeLCOE_Brownfield | IgnoreSilica | 2019 | 0 | 0 | 0 | 0 |  |  |  |  | 15 |  | 12.8549 | [19 empty] | 1778.2794 | 0
1 | 1100 | 707 | 0.015 | 15 | 15 | 7 | 2.3714e-12 | 5spot_SharedNeighbor | CO2 | Porous | Wet | R600a | MinimizeLCOE_Brownfield | IgnoreSilica | 2019 | 0 | 0 | 0 | 0 |  |  |  |  | 15 |  | 12.0952 | [19 empty] | 2371.3737 | 0
1 | 1100 | 707 | 0.015 | 15 | 15 | 7 | 3.1623e-12 | 5spot_SharedNeighbor | CO2 | Porous | Wet | R600a | MinimizeLCOE_Brownfield | IgnoreSilica | 2019 | 0 | 0 | 0 | 0 |  |  |  |  | 15 |  | 12.7616 | [19 empty] | 3162.2777 | 0
1 | 1100 | 707 | 0.015 | 15 | 15 | 7 | 4.217e-12 | 5spot_SharedNeighbor | CO2 | Porous | Wet | R600a | MinimizeLCOE_Brownfield | IgnoreSilica | 2019 | 0 | 0 | 0 | 0 |  |  |  |  | 15 |  | 11.997 | [19 empty] | 4216.965 | 0
1 | 1100 | 707 | 0.015 | 15 | 15 | 7 | 5.6234e-12 | 5spot_SharedNeighbor | CO2 | Porous | Wet | R600a | MinimizeLCOE_Brownfield | IgnoreSilica | 2019 | 0 | 0 | 0 | 0 |  |  |  |  | 15 |  | 11.5451 | [19 empty] | 5623.4133 | 0
1 | 1100 | 707 | 0.015 | 15 | 15 | 7 | 7.4989e-12 | 5spot_SharedNeighbor | CO2 | Porous | Wet | R600a | MinimizeLCOE_Brownfield | IgnoreSilica | 2019 | 0 | 0 | 0 | 0 |  |  |  |  | 15 |  | 10.6505 | [19 empty] | 7498.9421 | 0
1 | 1100 | 707 | 0.015 | 15 | 15 | 7 | 1e-11 | 5spot_SharedNeighbor | CO2 | Porous | Wet | R600a | MinimizeLCOE_Brownfield | IgnoreSilica | 2019 | 0 | 0 | 0 | 0 |  |  |  |  | 15 |  | 11.2728 | [19 empty] | 10000 | 0
1 | 1100 | 707 | 0.015 | 15 | 15 | 7 | 1.3335e-11 | 5spot_SharedNeighbor | CO2 | Porous | Wet | R600a | MinimizeLCOE_Brownfield | IgnoreSilica | 2019 | 0 | 0 | 0 | 0 |  |  |  |  | 15 |  | 11.014 | [19 empty] | 13335.2143 | 0
1 | 1100 | 707 | 0.015 | 15 | 15 | 7 | 1.7783e-11 | 5spot_SharedNeighbor | CO2 | Porous | Wet | R600a | MinimizeLCOE_Brownfield | IgnoreSilica | 2019 | 0 | 0 | 0 | 0 |  |  |  |  | 15 |  | 11.4737 | [19 empty] | 17782.7941 | 0
1 | 1100 | 707 | 0.015 | 15 | 15 | 7 | 2.3714e-11 | 5spot_SharedNeighbor | CO2 | Porous | Wet | R600a | MinimizeLCOE_Brownfield | IgnoreSilica | 2019 | 0 | 0 | 0 | 0 |  |  |  |  | 15 |  | 10.9251 | [19 empty] | 23713.7371 | 0
1 | 1100 | 707 | 0.015 | 15 | 15 | 7 | 3.1623e-11 | 5spot_SharedNeighbor | CO2 | Porous | Wet | R600a | MinimizeLCOE_Brownfield | IgnoreSilica | 2019 | 0 | 0 | 0 | 0 |  |  |  |  | 15 |  | 11.9958 | [19 empty] | 31622.7766 | 0
1 | 1100 | 707 | 0.015 | 15 | 15 | 7 | 4.217e-11 | 5spot_SharedNeighbor | CO2 | Porous | Wet | R600a | MinimizeLCOE_Brownfield | IgnoreSilica | 2019 | 0 | 0 | 0 | 0 |  |  |  |  | 15 |  | 10.4179 | [19 empty] | 42169.6503 | 0
1 | 1100 | 707 | 0.015 | 15 | 15 | 7 | 5.6234e-11 | 5spot_SharedNeighbor | CO2 | Porous | Wet | R600a | MinimizeLCOE_Brownfield | IgnoreSilica | 2019 | 0 | 0 | 0 | 0 |  |  |  |  | 15 |  | 11.4885 | [19 empty] | 56234.1325 | 0
1 | 1100 | 707 | 0.015 | 15 | 15 | 7 | 7.4989e-11 | 5spot_SharedNeighbor | CO2 | Porous | Wet | R600a | MinimizeLCOE_Brownfield | IgnoreSilica | 2019 | 0 | 0 | 0 | 0 |  |  |  |  | 15 |  | 12.026 | [19 empty] | 74989.4209 | 0
1 | 1100 | 707 | 0.015 | 15 | 15 | 7 | 1e-10 | 5spot_SharedNeighbor | CO2 | Porous | Wet | R600a | MinimizeLCOE_Brownfield | IgnoreSilica | 2019 | 0 | 0 | 0 | 0 |  |  |  |  | 15 |  | 12.6469 | [19 empty] | 100000 | 0
1 | 1100 | 707 | 0.015 | 15 | 15 | 7 | 1.3335e-10 | 5spot_SharedNeighbor | CO2 | Porous | Wet | R600a | MinimizeLCOE_Brownfield | IgnoreSilica | 2019 | 0 | 0 | 0 | 0 |  |  |  |  | 15 |  | 11.3953 | [19 empty] | 133352.1432 | 0
1 | 1100 | 707 | 0.015 | 15 | 15 | 7 | 1.7783e-10 | 5spot_SharedNeighbor | CO2 | Porous | Wet | R600a | MinimizeLCOE_Brownfield | IgnoreSilica | 2019 | 0 | 0 | 0 | 0 |  |  |  |  | 15 |  | 11.5372 | [19 empty] | 177827.941 | 0
1 | 1100 | 707 | 0.015 | 15 | 15 | 7 | 2.3714e-10 | 5spot_SharedNeighbor | CO2 | Porous | Wet | R600a | MinimizeLCOE_Brownfield | IgnoreSilica | 2019 | 0 | 0 | 0 | 0 |  |  |  |  | 15 |  | 11.4586 | [19 empty] | 237137.3706 | 0
1 | 1100 | 707 | 0.015 | 15 | 15 | 7 | 3.1623e-10 | 5spot_SharedNeighbor | CO2 | Porous | Wet | R600a | MinimizeLCOE_Brownfield | IgnoreSilica | 2019 | 0 | 0 | 0 | 0 |  |  |  |  | 15 |  | 11.7088 | [19 empty] | 316227.766 | 0
1 | 1100 | 707 | 0.015 | 15 | 15 | 7 | 4.217e-10 | 5spot_SharedNeighbor | CO2 | Porous | Wet | R600a | MinimizeLCOE_Brownfield | IgnoreSilica | 2019 | 0 | 0 | 0 | 0 |  |  |  |  | 15 |  | 11.0258 | [19 empty] | 421696.5034 | 0
1 | 1100 | 707 | 0.015 | 15 | 15 | 7 | 5.6234e-10 | 5spot_SharedNeighbor | CO2 | Porous | Wet | R600a | MinimizeLCOE_Brownfield | IgnoreSilica | 2019 | 0 | 0 | 0 | 0 |  |  |  |  | 15 |  | 12.5164 | [19 empty] | 562341.3252 | 0
1 | 1100 | 707 | 0.015 | 15 | 15 | 7 | 7.4989e-10 | 5spot_SharedNeighbor | CO2 | Porous | Wet | R600a | MinimizeLCOE_Brownfield | IgnoreSilica | 2019 | 0 | 0 | 0 | 0 |  |  |  |  | 15 |  | 11.7145 | [19 empty] | 749894.2093 | 0
1 | 1100 | 707 | 0.015 | 15 | 15 | 7 | 1e-09 | 5spot_SharedNeighbor | CO2 | Porous | Wet | R600a | MinimizeLCOE_Brownfield | IgnoreSilica | 2019 | 0 | 0 | 0 | 0 |  |  |  |  | 15 |  | 11.1577 | [19 empty] | 1000000 | 0
1 | 1100 | 707 | 0.015 | 15 | 15 | 7 | 1.3335e-09 | 5spot_SharedNeighbor | CO2 | Porous | Wet | R600a | MinimizeLCOE_Brownfield | IgnoreSilica | 2019 | 0 | 0 | 0 | 0 |  |  |  |  | 15 |  | 12.5991 | [19 empty] | 1333521.4322 | 0
1 | 1100 | 707 | 0.015 | 15 | 15 | 7 | 1.7783e-09 | 5spot_SharedNeighbor | CO2 | Porous | Wet | R600a | MinimizeLCOE_Brownfield | IgnoreSilica | 2019 | 0 | 0 | 0 | 0 |  |  |  |  | 15 |  | 11.7239 | [19 empty] | 1778279.41 | 0
1 | 1100 | 707 | 0.015 | 15 | 15 | 7 | 2.3714e-09 | 5spot_SharedNeighbor | CO2 | Porous | Wet | R600a | MinimizeLCOE_Brownfield | IgnoreSilica | 2019 | 0 | 0 | 0 | 0 |  |  |  |  | 15 |  | 12.2759 | [19 empty] | 2371373.7057 | 0
1 | 1100 | 707 | 0.015 | 15 | 15 | 7 | 3.1623e-09 | 5spot_SharedNeighbor | CO2 | Porous | Wet | R600a | MinimizeLCOE_Brownfield | IgnoreSilica | 2019 | 0 | 0 | 0 | 0 |  |  |  |  | 15 |  | 12.0803 | [19 empty] | 3162277.6602 | 0
1 | 1100 | 707 | 0.015 | 15 | 15 | 7 | 4.217e-09 | 5spot_SharedNeighbor | CO2 | Porous | Wet | R600a | MinimizeLCOE_Brownfield | IgnoreSilica | 2019 | 0 | 0 | 0 | 0 |  |  |  |  | 15 |  | 12.1732 | [19 empty] | 4216965.0343 | 0
1 | 1100 | 707 | 0.015 | 15 | 15 | 7 | 5.6234e-09 | 5spot_SharedNeighbor | CO2 | Porous | Wet | R600a | MinimizeLCOE_Brownfield | IgnoreSilica | 2019 | 0 | 0 | 0 | 0 |  |  |  |  | 15 |  | 11.3601 | [19 empty] | 5623413.2519 | 0
1 | 1100 | 707 | 0.015 | 15 | 15 | 7 | 7.4989e-09 | 5spot_SharedNeighbor | CO2 | Porous | Wet | R600a | MinimizeLCOE_Brownfield | IgnoreSilica | 2019 | 0 | 0 | 0 | 0 |  |  |  |  | 15 |  | 12.28 | [19 empty] | 7498942.0933 | 0
1 | 1100 | 707 | 0.015 | 15 | 15 | 7 | 1e-08 | 5spot_SharedNeighbor | CO2 | Porous | Wet | R600a | MinimizeLCOE_Brownfield | IgnoreSilica | 2019 | 0 | 0 | 0 | 0 |  |  |  |  | 15 |  | 11.1958 | [19 empty] | 10000000 | 0
1 | 1200 | 707 | 0.015 | 15 | 15 | 7 | 1e-13 | 5spot_SharedNeighbor | CO2 | Porous | Wet | R600a | MinimizeLCOE_Brownfield | IgnoreSilica | 2019 | 0 | 0 | 0 | 0 |  |  |  |  | 15 |  | 9.5121 | [19 empty] | 100 | 0
1 | 1200 | 707 | 0.015 | 15 | 15 | 7 | 1.3335e-13 | 5spot_SharedNeighbor | CO2 | Porous | Wet | R600a | MinimizeLCOE_Brownfield | IgnoreSilica | 2019 | 0 | 0 | 0 | 0 |  |  |  |  | 15 |  | 9.1586 | [19 empty] | 133.3521 | 0
1 | 1200 | 707 | 0.015 | 15 | 15 | 7 | 1.7783e-13 | 5spot_SharedNeighbor | CO2 | Porous | Wet | R600a | MinimizeLCOE_Brownfield | IgnoreSilica | 2019 | 0 | 0 | 0 | 0 |  |  |  |  | 15 |  | 9.9253 | [19 empty] | 177.8279 | 0
1 | 1200 | 707 | 0.015 | 15 | 15 | 7 | 2.3714e-13 | 5spot_SharedNeighbor | CO2 | Porous | Wet | R600a | MinimizeLCOE_Brownfield | IgnoreSilica | 2019 | 0 | 0 | 0 | 0 |  |  |  |  | 15 |  | 10.4084 | [19 empty] | 237.1374 | 0
1 | 1200 | 707 | 0.015 | 15 | 15 | 7 | 3.1623e-13 | 5spot_SharedNeighbor | CO2 | Porous | Wet | R600a | MinimizeLCOE_Brownfield | IgnoreSilica | 2019 | 0 | 0 | 0 | 0 |  |  |  |  | 15 |  | 11.4982 | [19 empty] | 316.2278 | 0
1 | 1200 | 707 | 0.015 | 15 | 15 | 7 | 4.217e-13 | 5spot_SharedNeighbor | CO2 | Porous | Wet | R600a | MinimizeLCOE_Brownfield | IgnoreSilica | 2019 | 0 | 0 | 0 | 0 |  |  |  |  | 15 |  | 13.6478 | [19 empty] | 421.6965 | 0
1 | 1200 | 707 | 0.015 | 15 | 15 | 7 | 5.6234e-13 | 5spot_SharedNeighbor | CO2 | Porous | Wet | R600a | MinimizeLCOE_Brownfield | IgnoreSilica | 2019 | 0 | 0 | 0 | 0 |  |  |  |  | 15 |  | 12.8034 | [19 empty] | 562.3413 | 0
1 | 1200 | 707 | 0.015 | 15 | 15 | 7 | 7.4989e-13 | 5spot_SharedNeighbor | CO2 | Porous | Wet | R600a | MinimizeLCOE_Brownfield | IgnoreSilica | 2019 | 0 | 0 | 0 | 0 |  |  |  |  | 15 |  | 13.4703 | [19 empty] | 749.8942 | 0
1 | 1200 | 707 | 0.015 | 15 | 15 | 7 | 1e-12 | 5spot_SharedNeighbor | CO2 | Porous | Wet | R600a | MinimizeLCOE_Brownfield | IgnoreSilica | 2019 | 0 | 0 | 0 | 0 |  |  |  |  | 15 |  | 12.897 | [19 empty] | 1000 | 0
1 | 1200 | 707 | 0.015 | 15 | 15 | 7 | 1.3335e-12 | 5spot_SharedNeighbor | CO2 | Porous | Wet | R600a | MinimizeLCOE_Brownfield | IgnoreSilica | 2019 | 0 | 0 | 0 | 0 |  |  |  |  | 15 |  | 12.2574 | [19 empty] | 1333.5214 | 0
1 | 1200 | 707 | 0.015 | 15 | 15 | 7 | 1.7783e-12 | 5spot_SharedNeighbor | CO2 | Porous | Wet | R600a | MinimizeLCOE_Brownfield | IgnoreSilica | 2019 | 0 | 0 | 0 | 0 |  |  |  |  | 15 |  | 12.4738 | [19 empty] | 1778.2794 | 0
1 | 1200 | 707 | 0.015 | 15 | 15 | 7 | 2.3714e-12 | 5spot_SharedNeighbor | CO2 | Porous | Wet | R600a | MinimizeLCOE_Brownfield | IgnoreSilica | 2019 | 0 | 0 | 0 | 0 |  |  |  |  | 15 |  | 11.5037 | [19 empty] | 2371.3737 | 0
1 | 1200 | 707 | 0.015 | 15 | 15 | 7 | 3.1623e-12 | 5spot_SharedNeighbor | CO2 | Porous | Wet | R600a | MinimizeLCOE_Brownfield | IgnoreSilica | 2019 | 0 | 0 | 0 | 0 |  |  |  |  | 15 |  | 11.5666 | [19 empty] | 3162.2777 | 0
1 | 1200 | 707 | 0.015 | 15 | 15 | 7 | 4.217e-12 | 5spot_SharedNeighbor | CO2 | Porous | Wet | R600a | MinimizeLCOE_Brownfield | IgnoreSilica | 2019 | 0 | 0 | 0 | 0 |  |  |  |  | 15 |  | 12.8373 | [19 empty] | 4216.965 | 0
1 | 1200 | 707 | 0.015 | 15 | 15 | 7 | 5.6234e-12 | 5spot_SharedNeighbor | CO2 | Porous | Wet | R600a | MinimizeLCOE_Brownfield | IgnoreSilica | 2019 | 0 | 0 | 0 | 0 |  |  |  |  | 15 |  | 13.1131 | [19 empty] | 5623.4133 | 0
1 | 1200 | 707 | 0.015 | 15 | 15 | 7 | 7.4989e-12 | 5spot_SharedNeighbor | CO2 | Porous | Wet | R600a | MinimizeLCOE_Brownfield | IgnoreSilica | 2019 | 0 | 0 | 0 | 0 |  |  |  |  | 15 |  | 12.2374 | [19 empty] | 7498.9421 | 0
1 | 1200 | 707 | 0.015 | 15 | 15 | 7 | 1e-11 | 5spot_SharedNeighbor | CO2 | Porous | Wet | R600a | MinimizeLCOE_Brownfield | IgnoreSilica | 2019 | 0 | 0 | 0 | 0 |  |  |  |  | 15 |  | 13.5049 | [19 empty] | 10000 | 0
1 | 1200 | 707 | 0.015 | 15 | 15 | 7 | 1.3335e-11 | 5spot_SharedNeighbor | CO2 | Porous | Wet | R600a | MinimizeLCOE_Brownfield | IgnoreSilica | 2019 | 0 | 0 | 0 | 0 |  |  |  |  | 15 |  | 12.1556 | [19 empty] | 13335.2143 | 0
1 | 1200 | 707 | 0.015 | 15 | 15 | 7 | 1.7783e-11 | 5spot_SharedNeighbor | CO2 | Porous | Wet | R600a | MinimizeLCOE_Brownfield | IgnoreSilica | 2019 | 0 | 0 | 0 | 0 |  |  |  |  | 15 |  | 13.4976 | [19 empty] | 17782.7941 | 0
1 | 1200 | 707 | 0.015 | 15 | 15 | 7 | 2.3714e-11 | 5spot_SharedNeighbor | CO2 | Porous | Wet | R600a | MinimizeLCOE_Brownfield | IgnoreSilica | 2019 | 0 | 0 | 0 | 0 |  |  |  |  | 15 |  | 12.1772 | [19 empty] | 23713.7371 | 0
1 | 1200 | 707 | 0.015 | 15 | 15 | 7 | 3.1623e-11 | 5spot_SharedNeighbor | CO2 | Porous | Wet | R600a | MinimizeLCOE_Brownfield | IgnoreSilica | 2019 | 0 | 0 | 0 | 0 |  |  |  |  | 15 |  | 12.0879 | [19 empty] | 31622.7766 | 0
1 | 1200 | 707 | 0.015 | 15 | 15 | 7 | 4.217e-11 | 5spot_SharedNeighbor | CO2 | Porous | Wet | R600a | MinimizeLCOE_Brownfield | IgnoreSilica | 2019 | 0 | 0 | 0 | 0 |  |  |  |  | 15 |  | 12.2094 | [19 empty] | 42169.6503 | 0
1 | 1200 | 707 | 0.015 | 15 | 15 | 7 | 5.6234e-11 | 5spot_SharedNeighbor | CO2 | Porous | Wet | R600a | MinimizeLCOE_Brownfield | IgnoreSilica | 2019 | 0 | 0 | 0 | 0 |  |  |  |  | 15 |  | 11.8536 | [19 empty] | 56234.1325 | 0
1 | 1200 | 707 | 0.015 | 15 | 15 | 7 | 7.4989e-11 | 5spot_SharedNeighbor | CO2 | Porous | Wet | R600a | MinimizeLCOE_Brownfield | IgnoreSilica | 2019 | 0 | 0 | 0 | 0 |  |  |  |  | 15 |  | 12.7946 | [19 empty] | 74989.4209 | 0
1 | 1200 | 707 | 0.015 | 15 | 15 | 7 | 1e-10 | 5spot_SharedNeighbor | CO2 | Porous | Wet | R600a | MinimizeLCOE_Brownfield | IgnoreSilica | 2019 | 0 | 0 | 0 | 0 |  |  |  |  | 15 |  | 12.5818 | [19 empty] | 100000 | 0
1 | 1200 | 707 | 0.015 | 15 | 15 | 7 | 1.3335e-10 | 5spot_SharedNeighbor | CO2 | Porous | Wet | R600a | MinimizeLCOE_Brownfield | IgnoreSilica | 2019 | 0 | 0 | 0 | 0 |  |  |  |  | 15 |  | 13.1582 | [19 empty] | 133352.1432 | 0
1 | 1200 | 707 | 0.015 | 15 | 15 | 7 | 1.7783e-10 | 5spot_SharedNeighbor | CO2 | Porous | Wet | R600a | MinimizeLCOE_Brownfield | IgnoreSilica | 2019 | 0 | 0 | 0 | 0 |  |  |  |  | 15 |  | 11.5984 | [19 empty] | 177827.941 | 0
1 | 1200 | 707 | 0.015 | 15 | 15 | 7 | 2.3714e-10 | 5spot_SharedNeighbor | CO2 | Porous | Wet | R600a | MinimizeLCOE_Brownfield | IgnoreSilica | 2019 | 0 | 0 | 0 | 0 |  |  |  |  | 15 |  | 12.6021 | [19 empty] | 237137.3706 | 0
1 | 1200 | 707 | 0.015 | 15 | 15 | 7 | 3.1623e-10 | 5spot_SharedNeighbor | CO2 | Porous | Wet | R600a | MinimizeLCOE_Brownfield | IgnoreSilica | 2019 | 0 | 0 | 0 | 0 |  |  |  |  | 15 |  | 12.8465 | [19 empty] | 316227.766 | 0
1 | 1200 | 707 | 0.015 | 15 | 15 | 7 | 4.217e-10 | 5spot_SharedNeighbor | CO2 | Porous | Wet | R600a | MinimizeLCOE_Brownfield | IgnoreSilica | 2019 | 0 | 0 | 0 | 0 |  |  |  |  | 15 |  | 11.7686 | [19 empty] | 421696.5034 | 0
1 | 1200 | 707 | 0.015 | 15 | 15 | 7 | 5.6234e-10 | 5spot_SharedNeighbor | CO2 | Porous | Wet | R600a | MinimizeLCOE_Brownfield | IgnoreSilica | 2019 | 0 | 0 | 0 | 0 |  |  |  |  | 15 |  | 12.0586 | [19 empty] | 562341.3252 | 0
1 | 1200 | 707 | 0.015 | 15 | 15 | 7 | 7.4989e-10 | 5spot_SharedNeighbor | CO2 | Porous | Wet | R600a | MinimizeLCOE_Brownfield | IgnoreSilica | 2019 | 0 | 0 | 0 | 0 |  |  |  |  | 15 |  | 12.5144 | [19 empty] | 749894.2093 | 0
1 | 1200 | 707 | 0.015 | 15 | 15 | 7 | 1e-09 | 5spot_SharedNeighbor | CO2 | Porous | Wet | R600a | MinimizeLCOE_Brownfield | IgnoreSilica | 2019 | 0 | 0 | 0 | 0 |  |  |  |  | 15 |  | 12.6359 | [19 empty] | 1000000 | 0
1 | 1200 | 707 | 0.015 | 15 | 15 | 7 | 1.3335e-09 | 5spot_SharedNeighbor | CO2 | Porous | Wet | R600a | MinimizeLCOE_Brownfield | IgnoreSilica | 2019 | 0 | 0 | 0 | 0 |  |  |  |  | 15 |  | 11.7963 | [19 empty] | 1333521.4322 | 0
1 | 1200 | 707 | 0.015 | 15 | 15 | 7 | 1.7783e-09 | 5spot_SharedNeighbor | CO2 | Porous | Wet | R600a | MinimizeLCOE_Brownfield | IgnoreSilica | 2019 | 0 | 0 | 0 | 0 |  |  |  |  | 15 |  | 11.7011 | [19 empty] | 1778279.41 | 0
1 | 1200 | 707 | 0.015 | 15 | 15 | 7 | 2.3714e-09 | 5spot_SharedNeighbor | CO2 | Porous | Wet | R600a | MinimizeLCOE_Brownfield | IgnoreSilica | 2019 | 0 | 0 | 0 | 0 |  |  |  |  | 15 |  | 11.6053 | [19 empty] | 2371373.7057 | 0
1 | 1200 | 707 | 0.015 | 15 | 15 | 7 | 3.1623e-09 | 5spot_SharedNeighbor | CO2 | Porous | Wet | R600a | MinimizeLCOE_Brownfield | IgnoreSilica | 2019 | 0 | 0 | 0 | 0 |  |  |  |  | 15 |  | 12.2919 | [19 empty] | 3162277.6602 | 0
1 | 1200 | 707 | 0.015 | 15 | 15 | 7 | 4.217e-09 | 5spot_SharedNeighbor | CO2 | Porous | Wet | R600a | MinimizeLCOE_Brownfield | IgnoreSilica | 2019 | 0 | 0 | 0 | 0 |  |  |  |  | 15 |  | 11.6465 | [19 empty] | 4216965.0343 | 0
1 | 1200 | 707 | 0.015 | 15 | 15 | 7 | 5.6234e-09 | 5spot_SharedNeighbor | CO2 | Porous | Wet | R600a | MinimizeLCOE_Brownfield | IgnoreSilica | 2019 | 0 | 0 | 0 | 0 |  |  |  |  | 15 |  | 13.333 | [19 empty] | 5623413.2519 | 0
1 | 1200 | 707 | 0.015 | 15 | 15 | 7 | 7.4989e-09 | 5spot_SharedNeighbor | CO2 | Porous | Wet | R600a | MinimizeLCOE_Brownfield | IgnoreSilica | 2019 | 0 | 0 | 0 | 0 |  |  |  |  | 15 |  | 12.7932 | [19 empty] | 7498942.0933 | 0
1 | 1200 | 707 | 0.015 | 15 | 15 | 7 | 1e-08 | 5spot_SharedNeighbor | CO2 | Porous | Wet | R600a | MinimizeLCOE_Brownfield | IgnoreSilica | 2019 | 0 | 0 | 0 | 0 |  |  |  |  | 15 |  | 12.2274 | [19 empty] | 10000000 | 0
1 | 1300 | 707 | 0.015 | 15 | 15 | 7 | 1e-13 | 5spot_SharedNeighbor | CO2 | Porous | Wet | R600a | MinimizeLCOE_Brownfield | IgnoreSilica | 2019 | 0 | 0 | 0 | 0 |  |  |  |  | 15 |  | 9.7201 | [19 empty] | 100 | 0
1 | 1300 | 707 | 0.015 | 15 | 15 | 7 | 1.3335e-13 | 5spot_SharedNeighbor | CO2 | Porous | Wet | R600a | MinimizeLCOE_Brownfield | IgnoreSilica | 2019 | 0 | 0 | 0 | 0 |  |  |  |  | 15 |  | 10.2297 | [19 empty] | 133.3521 | 0
1 | 1300 | 707 | 0.015 | 15 | 15 | 7 | 1.7783e-13 | 5spot_SharedNeighbor | CO2 | Porous | Wet | R600a | MinimizeLCOE_Brownfield | IgnoreSilica | 2019 | 0 | 0 | 0 | 0 |  |  |  |  | 15 |  | 11.1117 | [19 empty] | 177.8279 | 0
1 | 1300 | 707 | 0.015 | 15 | 15 | 7 | 2.3714e-13 | 5spot_SharedNeighbor | CO2 | Porous | Wet | R600a | MinimizeLCOE_Brownfield | IgnoreSilica | 2019 | 0 | 0 | 0 | 0 |  |  |  |  | 15 |  | 12.1491 | [19 empty] | 237.1374 | 0
1 | 1300 | 707 | 0.015 | 15 | 15 | 7 | 3.1623e-13 | 5spot_SharedNeighbor | CO2 | Porous | Wet | R600a | MinimizeLCOE_Brownfield | IgnoreSilica | 2019 | 0 | 0 | 0 | 0 |  |  |  |  | 15 |  | 12.1298 | [19 empty] | 316.2278 | 0
1 | 1300 | 707 | 0.015 | 15 | 15 | 7 | 4.217e-13 | 5spot_SharedNeighbor | CO2 | Porous | Wet | R600a | MinimizeLCOE_Brownfield | IgnoreSilica | 2019 | 0 | 0 | 0 | 0 |  |  |  |  | 15 |  | 13.4309 | [19 empty] | 421.6965 | 0
1 | 1300 | 707 | 0.015 | 15 | 15 | 7 | 5.6234e-13 | 5spot_SharedNeighbor | CO2 | Porous | Wet | R600a | MinimizeLCOE_Brownfield | IgnoreSilica | 2019 | 0 | 0 | 0 | 0 |  |  |  |  | 15 |  | 14.3642 | [19 empty] | 562.3413 | 0
1 | 1300 | 707 | 0.015 | 15 | 15 | 7 | 7.4989e-13 | 5spot_SharedNeighbor | CO2 | Porous | Wet | R600a | MinimizeLCOE_Brownfield | IgnoreSilica | 2019 | 0 | 0 | 0 | 0 |  |  |  |  | 15 |  | 13.773 | [19 empty] | 749.8942 | 0
1 | 1300 | 707 | 0.015 | 15 | 15 | 7 | 1e-12 | 5spot_SharedNeighbor | CO2 | Porous | Wet | R600a | MinimizeLCOE_Brownfield | IgnoreSilica | 2019 | 0 | 0 | 0 | 0 |  |  |  |  | 15 |  | 14.5097 | [19 empty] | 1000 | 0
1 | 1300 | 707 | 0.015 | 15 | 15 | 7 | 1.3335e-12 | 5spot_SharedNeighbor | CO2 | Porous | Wet | R600a | MinimizeLCOE_Brownfield | IgnoreSilica | 2019 | 0 | 0 | 0 | 0 |  |  |  |  | 15 |  | 13.6202 | [19 empty] | 1333.5214 | 0
1 | 1300 | 707 | 0.015 | 15 | 15 | 7 | 1.7783e-12 | 5spot_SharedNeighbor | CO2 | Porous | Wet | R600a | MinimizeLCOE_Brownfield | IgnoreSilica | 2019 | 0 | 0 | 0 | 0 |  |  |  |  | 15 |  | 13.756 | [19 empty] | 1778.2794 | 0
1 | 1300 | 707 | 0.015 | 15 | 15 | 7 | 2.3714e-12 | 5spot_SharedNeighbor | CO2 | Porous | Wet | R600a | MinimizeLCOE_Brownfield | IgnoreSilica | 2019 | 0 | 0 | 0 | 0 |  |  |  |  | 15 |  | 13.0729 | [19 empty] | 2371.3737 | 0
1 | 1300 | 707 | 0.015 | 15 | 15 | 7 | 3.1623e-12 | 5spot_SharedNeighbor | CO2 | Porous | Wet | R600a | MinimizeLCOE_Brownfield | IgnoreSilica | 2019 | 0 | 0 | 0 | 0 |  |  |  |  | 15 |  | 13.8867 | [19 empty] | 3162.2777 | 0
1 | 1300 | 707 | 0.015 | 15 | 15 | 7 | 4.217e-12 | 5spot_SharedNeighbor | CO2 | Porous | Wet | R600a | MinimizeLCOE_Brownfield | IgnoreSilica | 2019 | 0 | 0 | 0 | 0 |  |  |  |  | 15 |  | 12.867 | [19 empty] | 4216.965 | 0
1 | 1300 | 707 | 0.015 | 15 | 15 | 7 | 5.6234e-12 | 5spot_SharedNeighbor | CO2 | Porous | Wet | R600a | MinimizeLCOE_Brownfield | IgnoreSilica | 2019 | 0 | 0 | 0 | 0 |  |  |  |  | 15 |  | 13.9166 | [19 empty] | 5623.4133 | 0
1 | 1300 | 707 | 0.015 | 15 | 15 | 7 | 7.4989e-12 | 5spot_SharedNeighbor | CO2 | Porous | Wet | R600a | MinimizeLCOE_Brownfield | IgnoreSilica | 2019 | 0 | 0 | 0 | 0 |  |  |  |  | 15 |  | 12.8401 | [19 empty] | 7498.9421 | 0
1 | 1300 | 707 | 0.015 | 15 | 15 | 7 | 1e-11 | 5spot_SharedNeighbor | CO2 | Porous | Wet | R600a | MinimizeLCOE_Brownfield | IgnoreSilica | 2019 | 0 | 0 | 0 | 0 |  |  |  |  | 15 |  | 12.7014 | [19 empty] | 10000 | 0
1 | 1300 | 707 | 0.015 | 15 | 15 | 7 | 1.3335e-11 | 5spot_SharedNeighbor | CO2 | Porous | Wet | R600a | MinimizeLCOE_Brownfield | IgnoreSilica | 2019 | 0 | 0 | 0 | 0 |  |  |  |  | 15 |  | 12.7653 | [19 empty] | 13335.2143 | 0
1 | 1300 | 707 | 0.015 | 15 | 15 | 7 | 1.7783e-11 | 5spot_SharedNeighbor | CO2 | Porous | Wet | R600a | MinimizeLCOE_Brownfield | IgnoreSilica | 2019 | 0 | 0 | 0 | 0 |  |  |  |  | 15 |  | 14.0152 | [19 empty] | 17782.7941 | 0
1 | 1300 | 707 | 0.015 | 15 | 15 | 7 | 2.3714e-11 | 5spot_SharedNeighbor | CO2 | Porous | Wet | R600a | MinimizeLCOE_Brownfield | IgnoreSilica | 2019 | 0 | 0 | 0 | 0 |  |  |  |  | 15 |  | 12.7774 | [19 empty] | 23713.7371 | 0
1 | 1300 | 707 | 0.015 | 15 | 15 | 7 | 3.1623e-11 | 5spot_SharedNeighbor | CO2 | Porous | Wet | R600a | MinimizeLCOE_Brownfield | IgnoreSilica | 2019 | 0 | 0 | 0 | 0 |  |  |  |  | 15 |  | 14.1035 | [19 empty] | 31622.7766 | 0
1 | 1300 | 707 | 0.015 | 15 | 15 | 7 | 4.217e-11 | 5spot_SharedNeighbor | CO2 | Porous | Wet | R600a | MinimizeLCOE_Brownfield | IgnoreSilica | 2019 | 0 | 0 | 0 | 0 |  |  |  |  | 15 |  | 13.2005 | [19 empty] | 42169.6503 | 0
1 | 1300 | 707 | 0.015 | 15 | 15 | 7 | 5.6234e-11 | 5spot_SharedNeighbor | CO2 | Porous | Wet | R600a | MinimizeLCOE_Brownfield | IgnoreSilica | 2019 | 0 | 0 | 0 | 0 |  |  |  |  | 15 |  | 12.8969 | [19 empty] | 56234.1325 | 0
1 | 1300 | 707 | 0.015 | 15 | 15 | 7 | 7.4989e-11 | 5spot_SharedNeighbor | CO2 | Porous | Wet | R600a | MinimizeLCOE_Brownfield | IgnoreSilica | 2019 | 0 | 0 | 0 | 0 |  |  |  |  | 15 |  | 13.881 | [19 empty] | 74989.4209 | 0
1 | 1300 | 707 | 0.015 | 15 | 15 | 7 | 1e-10 | 5spot_SharedNeighbor | CO2 | Porous | Wet | R600a | MinimizeLCOE_Brownfield | IgnoreSilica | 2019 | 0 | 0 | 0 | 0 |  |  |  |  | 15 |  | 12.7025 | [19 empty] | 100000 | 0
1 | 1300 | 707 | 0.015 | 15 | 15 | 7 | 1.3335e-10 | 5spot_SharedNeighbor | CO2 | Porous | Wet | R600a | MinimizeLCOE_Brownfield | IgnoreSilica | 2019 | 0 | 0 | 0 | 0 |  |  |  |  | 15 |  | 13.2031 | [19 empty] | 133352.1432 | 0
1 | 1300 | 707 | 0.015 | 15 | 15 | 7 | 1.7783e-10 | 5spot_SharedNeighbor | CO2 | Porous | Wet | R600a | MinimizeLCOE_Brownfield | IgnoreSilica | 2019 | 0 | 0 | 0 | 0 |  |  |  |  | 15 |  | 13.9306 | [19 empty] | 177827.941 | 0
1 | 1300 | 707 | 0.015 | 15 | 15 | 7 | 2.3714e-10 | 5spot_SharedNeighbor | CO2 | Porous | Wet | R600a | MinimizeLCOE_Brownfield | IgnoreSilica | 2019 | 0 | 0 | 0 | 0 |  |  |  |  | 15 |  | 13.8832 | [19 empty] | 237137.3706 | 0
1 | 1300 | 707 | 0.015 | 15 | 15 | 7 | 3.1623e-10 | 5spot_SharedNeighbor | CO2 | Porous | Wet | R600a | MinimizeLCOE_Brownfield | IgnoreSilica | 2019 | 0 | 0 | 0 | 0 |  |  |  |  | 15 |  | 13.721 | [19 empty] | 316227.766 | 0
1 | 1300 | 707 | 0.015 | 15 | 15 | 7 | 4.217e-10 | 5spot_SharedNeighbor | CO2 | Porous | Wet | R600a | MinimizeLCOE_Brownfield | IgnoreSilica | 2019 | 0 | 0 | 0 | 0 |  |  |  |  | 15 |  | 14.3282 | [19 empty] | 421696.5034 | 0
1 | 1300 | 707 | 0.015 | 15 | 15 | 7 | 5.6234e-10 | 5spot_SharedNeighbor | CO2 | Porous | Wet | R600a | MinimizeLCOE_Brownfield | IgnoreSilica | 2019 | 0 | 0 | 0 | 0 |  |  |  |  | 15 |  | 13.0675 | [19 empty] | 562341.3252 | 0
1 | 1300 | 707 | 0.015 | 15 | 15 | 7 | 7.4989e-10 | 5spot_SharedNeighbor | CO2 | Porous | Wet | R600a | MinimizeLCOE_Brownfield | IgnoreSilica | 2019 | 0 | 0 | 0 | 0 |  |  |  |  | 15 |  | 13.4997 | [19 empty] | 749894.2093 | 0
1 | 1300 | 707 | 0.015 | 15 | 15 | 7 | 1e-09 | 5spot_SharedNeighbor | CO2 | Porous | Wet | R600a | MinimizeLCOE_Brownfield | IgnoreSilica | 2019 | 0 | 0 | 0 | 0 |  |  |  |  | 15 |  | 12.6811 | [19 empty] | 1000000 | 0
1 | 1300 | 707 | 0.015 | 15 | 15 | 7 | 1.3335e-09 | 5spot_SharedNeighbor | CO2 | Porous | Wet | R600a | MinimizeLCOE_Brownfield | IgnoreSilica | 2019 | 0 | 0 | 0 | 0 |  |  |  |  | 15 |  | 12.7679 | [19 empty] | 1333521.4322 | 0
1 | 1300 | 707 | 0.015 | 15 | 15 | 7 | 1.7783e-09 | 5spot_SharedNeighbor | CO2 | Porous | Wet | R600a | MinimizeLCOE_Brownfield | IgnoreSilica | 2019 | 0 | 0 | 0 | 0 |  |  |  |  | 15 |  | 13.159 | [19 empty] | 1778279.41 | 0
1 | 1300 | 707 | 0.015 | 15 | 15 | 7 | 2.3714e-09 | 5spot_SharedNeighbor | CO2 | Porous | Wet | R600a | MinimizeLCOE_Brownfield | IgnoreSilica | 2019 | 0 | 0 | 0 | 0 |  |  |  |  | 15 |  | 12.2502 | [19 empty] | 2371373.7057 | 0
1 | 1300 | 707 | 0.015 | 15 | 15 | 7 | 3.1623e-09 | 5spot_SharedNeighbor | CO2 | Porous | Wet | R600a | MinimizeLCOE_Brownfield | IgnoreSilica | 2019 | 0 | 0 | 0 | 0 |  |  |  |  | 15 |  | 13.1553 | [19 empty] | 3162277.6602 | 0
1 | 1300 | 707 | 0.015 | 15 | 15 | 7 | 4.217e-09 | 5spot_SharedNeighbor | CO2 | Porous | Wet | R600a | MinimizeLCOE_Brownfield | IgnoreSilica | 2019 | 0 | 0 | 0 | 0 |  |  |  |  | 15 |  | 13.43 | [19 empty] | 4216965.0343 | 0
1 | 1300 | 707 | 0.015 | 15 | 15 | 7 | 5.6234e-09 | 5spot_SharedNeighbor | CO2 | Porous | Wet | R600a | MinimizeLCOE_Brownfield | IgnoreSilica | 2019 | 0 | 0 | 0 | 0 |  |  |  |  | 15 |  | 13.105 | [19 empty] | 5623413.2519 | 0
1 | 1300 | 707 | 0.015 | 15 | 15 | 7 | 7.4989e-09 | 5spot_SharedNeighbor | CO2 | Porous | Wet | R600a | MinimizeLCOE_Brownfield | IgnoreSilica | 2019 | 0 | 0 | 0 | 0 |  |  |  |  | 15 |  | 14.0141 | [19 empty] | 7498942.0933 | 0
1 | 1300 | 707 | 0.015 | 15 | 15 | 7 | 1e-08 | 5spot_SharedNeighbor | CO2 | Porous | Wet | R600a | MinimizeLCOE_Brownfield | IgnoreSilica | 2019 | 0 | 0 | 0 | 0 |  |  |  |  | 15 |  | 13.7729 | [19 empty] | 10000000 | 0
1 | 1400 | 707 | 0.015 | 15 | 15 | 7 | 1e-13 | 5spot_SharedNeighbor | CO2 | Porous | Wet | R600a | MinimizeLCOE_Brownfield | IgnoreSilica | 2019 | 0 | 0 | 0 | 0 |  |  |  |  | 15 |  | 10.1157 | [19 empty] | 100 | 0
1 | 1400 | 707 | 0.015 | 15 | 15 | 7 | 1.3335e-13 | 5spot_SharedNeighbor | CO2 | Porous | Wet | R600a | MinimizeLCOE_Brownfield | IgnoreSilica | 2019 | 0 | 0 | 0 | 0 |  |  |  |  | 15 |  | 10.4094 | [19 empty] | 133.3521 | 0
1 | 1400 | 707 | 0.015 | 15 | 15 | 7 | 1.7783e-13 | 5spot_SharedNeighbor | CO2 | Porous | Wet | R600a | MinimizeLCOE_Brownfield | IgnoreSilica | 2019 | 0 | 0 | 0 | 0 |  |  |  |  | 15 |  | 10.6955 | [19 empty] | 177.8279 | 0
1 | 1400 | 707 | 0.015 | 15 | 15 | 7 | 2.3714e-13 | 5spot_SharedNeighbor | CO2 | Porous | Wet | R600a | MinimizeLCOE_Brownfield | IgnoreSilica | 2019 | 0 | 0 | 0 | 0 |  |  |  |  | 15 |  | 13.1867 | [19 empty] | 237.1374 | 0
1 | 1400 | 707 | 0.015 | 15 | 15 | 7 | 3.1623e-13 | 5spot_SharedNeighbor | CO2 | Porous | Wet | R600a | MinimizeLCOE_Brownfield | IgnoreSilica | 2019 | 0 | 0 | 0 | 0 |  |  |  |  | 15 |  | 12.9242 | [19 empty] | 316.2278 | 0
1 | 1400 | 707 | 0.015 | 15 | 15 | 7 | 4.217e-13 | 5spot_SharedNeighbor | CO2 | Porous | Wet | R600a | MinimizeLCOE_Brownfield | IgnoreSilica | 2019 | 0 | 0 | 0 | 0 |  |  |  |  | 15 |  | 15.8356 | [19 empty] | 421.6965 | 0
1 | 1400 | 707 | 0.015 | 15 | 15 | 7 | 5.6234e-13 | 5spot_SharedNeighbor | CO2 | Porous | Wet | R600a | MinimizeLCOE_Brownfield | IgnoreSilica | 2019 | 0 | 0 | 0 | 0 |  |  |  |  | 15 |  | 14.9314 | [19 empty] | 562.3413 | 0
1 | 1400 | 707 | 0.015 | 15 | 15 | 7 | 7.4989e-13 | 5spot_SharedNeighbor | CO2 | Porous | Wet | R600a | MinimizeLCOE_Brownfield | IgnoreSilica | 2019 | 0 | 0 | 0 | 0 |  |  |  |  | 15 |  | 13.2699 | [19 empty] | 749.8942 | 0
1 | 1400 | 707 | 0.015 | 15 | 15 | 7 | 1e-12 | 5spot_SharedNeighbor | CO2 | Porous | Wet | R600a | MinimizeLCOE_Brownfield | IgnoreSilica | 2019 | 0 | 0 | 0 | 0 |  |  |  |  | 15 |  | 14.7075 | [19 empty] | 1000 | 0
1 | 1400 | 707 | 0.015 | 15 | 15 | 7 | 1.3335e-12 | 5spot_SharedNeighbor | CO2 | Porous | Wet | R600a | MinimizeLCOE_Brownfield | IgnoreSilica | 2019 | 0 | 0 | 0 | 0 |  |  |  |  | 15 |  | 14.4886 | [19 empty] | 1333.5214 | 0
1 | 1400 | 707 | 0.015 | 15 | 15 | 7 | 1.7783e-12 | 5spot_SharedNeighbor | CO2 | Porous | Wet | R600a | MinimizeLCOE_Brownfield | IgnoreSilica | 2019 | 0 | 0 | 0 | 0 |  |  |  |  | 15 |  | 14.1449 | [19 empty] | 1778.2794 | 0
1 | 1400 | 707 | 0.015 | 15 | 15 | 7 | 2.3714e-12 | 5spot_SharedNeighbor | CO2 | Porous | Wet | R600a | MinimizeLCOE_Brownfield | IgnoreSilica | 2019 | 0 | 0 | 0 | 0 |  |  |  |  | 15 |  | 12.9763 | [19 empty] | 2371.3737 | 0
1 | 1400 | 707 | 0.015 | 15 | 15 | 7 | 3.1623e-12 | 5spot_SharedNeighbor | CO2 | Porous | Wet | R600a | MinimizeLCOE_Brownfield | IgnoreSilica | 2019 | 0 | 0 | 0 | 0 |  |  |  |  | 15 |  | 13.4641 | [19 empty] | 3162.2777 | 0
1 | 1400 | 707 | 0.015 | 15 | 15 | 7 | 4.217e-12 | 5spot_SharedNeighbor | CO2 | Porous | Wet | R600a | MinimizeLCOE_Brownfield | IgnoreSilica | 2019 | 0 | 0 | 0 | 0 |  |  |  |  | 15 |  | 13.1328 | [19 empty] | 4216.965 | 0
1 | 1400 | 707 | 0.015 | 15 | 15 | 7 | 5.6234e-12 | 5spot_SharedNeighbor | CO2 | Porous | Wet | R600a | MinimizeLCOE_Brownfield | IgnoreSilica | 2019 | 0 | 0 | 0 | 0 |  |  |  |  | 15 |  | 13.9622 | [19 empty] | 5623.4133 | 0
1 | 1400 | 707 | 0.015 | 15 | 15 | 7 | 7.4989e-12 | 5spot_SharedNeighbor | CO2 | Porous | Wet | R600a | MinimizeLCOE_Brownfield | IgnoreSilica | 2019 | 0 | 0 | 0 | 0 |  |  |  |  | 15 |  | 13.1238 | [19 empty] | 7498.9421 | 0
1 | 1400 | 707 | 0.015 | 15 | 15 | 7 | 1e-11 | 5spot_SharedNeighbor | CO2 | Porous | Wet | R600a | MinimizeLCOE_Brownfield | IgnoreSilica | 2019 | 0 | 0 | 0 | 0 |  |  |  |  | 15 |  | 13.8485 | [19 empty] | 10000 | 0
1 | 1400 | 707 | 0.015 | 15 | 15 | 7 | 1.3335e-11 | 5spot_SharedNeighbor | CO2 | Porous | Wet | R600a | MinimizeLCOE_Brownfield | IgnoreSilica | 2019 | 0 | 0 | 0 | 0 |  |  |  |  | 15 |  | 13.2607 | [19 empty] | 13335.2143 | 0
1 | 1400 | 707 | 0.015 | 15 | 15 | 7 | 1.7783e-11 | 5spot_SharedNeighbor | CO2 | Porous | Wet | R600a | MinimizeLCOE_Brownfield | IgnoreSilica | 2019 | 0 | 0 | 0 | 0 |  |  |  |  | 15 |  | 12.9827 | [19 empty] | 17782.7941 | 0
1 | 1400 | 707 | 0.015 | 15 | 15 | 7 | 2.3714e-11 | 5spot_SharedNeighbor | CO2 | Porous | Wet | R600a | MinimizeLCOE_Brownfield | IgnoreSilica | 2019 | 0 | 0 | 0 | 0 |  |  |  |  | 15 |  | 13.2368 | [19 empty] | 23713.7371 | 0
1 | 1400 | 707 | 0.015 | 15 | 15 | 7 | 3.1623e-11 | 5spot_SharedNeighbor | CO2 | Porous | Wet | R600a | MinimizeLCOE_Brownfield | IgnoreSilica | 2019 | 0 | 0 | 0 | 0 |  |  |  |  | 15 |  | 14.2284 | [19 empty] | 31622.7766 | 0
1 | 1400 | 707 | 0.015 | 15 | 15 | 7 | 4.217e-11 | 5spot_SharedNeighbor | CO2 | Porous | Wet | R600a | MinimizeLCOE_Brownfield | IgnoreSilica | 2019 | 0 | 0 | 0 | 0 |  |  |  |  | 15 |  | 13.5042 | [19 empty] | 42169.6503 | 0
1 | 1400 | 707 | 0.015 | 15 | 15 | 7 | 5.6234e-11 | 5spot_SharedNeighbor | CO2 | Porous | Wet | R600a | MinimizeLCOE_Brownfield | IgnoreSilica | 2019 | 0 | 0 | 0 | 0 |  |  |  |  | 15 |  | 12.8564 | [19 empty] | 56234.1325 | 0
1 | 1400 | 707 | 0.015 | 15 | 15 | 7 | 7.4989e-11 | 5spot_SharedNeighbor | CO2 | Porous | Wet | R600a | MinimizeLCOE_Brownfield | IgnoreSilica | 2019 | 0 | 0 | 0 | 0 |  |  |  |  | 15 |  | 13.2306 | [19 empty] | 74989.4209 | 0
1 | 1400 | 707 | 0.015 | 15 | 15 | 7 | 1e-10 | 5spot_SharedNeighbor | CO2 | Porous | Wet | R600a | MinimizeLCOE_Brownfield | IgnoreSilica | 2019 | 0 | 0 | 0 | 0 |  |  |  |  | 15 |  | 13.4973 | [19 empty] | 100000 | 0
1 | 1400 | 707 | 0.015 | 15 | 15 | 7 | 1.3335e-10 | 5spot_SharedNeighbor | CO2 | Porous | Wet | R600a | MinimizeLCOE_Brownfield | IgnoreSilica | 2019 | 0 | 0 | 0 | 0 |  |  |  |  | 15 |  | 13.1934 | [19 empty] | 133352.1432 | 0
1 | 1400 | 707 | 0.015 | 15 | 15 | 7 | 1.7783e-10 | 5spot_SharedNeighbor | CO2 | Porous | Wet | R600a | MinimizeLCOE_Brownfield | IgnoreSilica | 2019 | 0 | 0 | 0 | 0 |  |  |  |  | 15 |  | 13.3932 | [19 empty] | 177827.941 | 0
1 | 1400 | 707 | 0.015 | 15 | 15 | 7 | 2.3714e-10 | 5spot_SharedNeighbor | CO2 | Porous | Wet | R600a | MinimizeLCOE_Brownfield | IgnoreSilica | 2019 | 0 | 0 | 0 | 0 |  |  |  |  | 15 |  | 14.7792 | [19 empty] | 237137.3706 | 0
1 | 1400 | 707 | 0.015 | 15 | 15 | 7 | 3.1623e-10 | 5spot_SharedNeighbor | CO2 | Porous | Wet | R600a | MinimizeLCOE_Brownfield | IgnoreSilica | 2019 | 0 | 0 | 0 | 0 |  |  |  |  | 15 |  | 13.396 | [19 empty] | 316227.766 | 0
1 | 1400 | 707 | 0.015 | 15 | 15 | 7 | 4.217e-10 | 5spot_SharedNeighbor | CO2 | Porous | Wet | R600a | MinimizeLCOE_Brownfield | IgnoreSilica | 2019 | 0 | 0 | 0 | 0 |  |  |  |  | 15 |  | 13.9551 | [19 empty] | 421696.5034 | 0
1 | 1400 | 707 | 0.015 | 15 | 15 | 7 | 5.6234e-10 | 5spot_SharedNeighbor | CO2 | Porous | Wet | R600a | MinimizeLCOE_Brownfield | IgnoreSilica | 2019 | 0 | 0 | 0 | 0 |  |  |  |  | 15 |  | 13.7307 | [19 empty] | 562341.3252 | 0
1 | 1400 | 707 | 0.015 | 15 | 15 | 7 | 7.4989e-10 | 5spot_SharedNeighbor | CO2 | Porous | Wet | R600a | MinimizeLCOE_Brownfield | IgnoreSilica | 2019 | 0 | 0 | 0 | 0 |  |  |  |  | 15 |  | 14.0053 | [19 empty] | 749894.2093 | 0
1 | 1400 | 707 | 0.015 | 15 | 15 | 7 | 1e-09 | 5spot_SharedNeighbor | CO2 | Porous | Wet | R600a | MinimizeLCOE_Brownfield | IgnoreSilica | 2019 | 0 | 0 | 0 | 0 |  |  |  |  | 15 |  | 13.1692 | [19 empty] | 1000000 | 0
1 | 1400 | 707 | 0.015 | 15 | 15 | 7 | 1.3335e-09 | 5spot_SharedNeighbor | CO2 | Porous | Wet | R600a | MinimizeLCOE_Brownfield | IgnoreSilica | 2019 | 0 | 0 | 0 | 0 |  |  |  |  | 15 |  | 13.9727 | [19 empty] | 1333521.4322 | 0
1 | 1400 | 707 | 0.015 | 15 | 15 | 7 | 1.7783e-09 | 5spot_SharedNeighbor | CO2 | Porous | Wet | R600a | MinimizeLCOE_Brownfield | IgnoreSilica | 2019 | 0 | 0 | 0 | 0 |  |  |  |  | 15 |  | 13.9826 | [19 empty] | 1778279.41 | 0
1 | 1400 | 707 | 0.015 | 15 | 15 | 7 | 2.3714e-09 | 5spot_SharedNeighbor | CO2 | Porous | Wet | R600a | MinimizeLCOE_Brownfield | IgnoreSilica | 2019 | 0 | 0 | 0 | 0 |  |  |  |  | 15 |  | 13.5173 | [19 empty] | 2371373.7057 | 0
1 | 1400 | 707 | 0.015 | 15 | 15 | 7 | 3.1623e-09 | 5spot_SharedNeighbor | CO2 | Porous | Wet | R600a | MinimizeLCOE_Brownfield | IgnoreSilica | 2019 | 0 | 0 | 0 | 0 |  |  |  |  | 15 |  | 13.7942 | [19 empty] | 3162277.6602 | 0
1 | 1400 | 707 | 0.015 | 15 | 15 | 7 | 4.217e-09 | 5spot_SharedNeighbor | CO2 | Porous | Wet | R600a | MinimizeLCOE_Brownfield | IgnoreSilica | 2019 | 0 | 0 | 0 | 0 |  |  |  |  | 15 |  | 14.377 | [19 empty] | 4216965.0343 | 0
1 | 1400 | 707 | 0.015 | 15 | 15 | 7 | 5.6234e-09 | 5spot_SharedNeighbor | CO2 | Porous | Wet | R600a | MinimizeLCOE_Brownfield | IgnoreSilica | 2019 | 0 | 0 | 0 | 0 |  |  |  |  | 15 |  | 12.8778 | [19 empty] | 5623413.2519 | 0
1 | 1400 | 707 | 0.015 | 15 | 15 | 7 | 7.4989e-09 | 5spot_SharedNeighbor | CO2 | Porous | Wet | R600a | MinimizeLCOE_Brownfield | IgnoreSilica | 2019 | 0 | 0 | 0 | 0 |  |  |  |  | 15 |  | 13.0673 | [19 empty] | 7498942.0933 | 0
1 | 1400 | 707 | 0.015 | 15 | 15 | 7 | 1e-08 | 5spot_SharedNeighbor | CO2 | Porous | Wet | R600a | MinimizeLCOE_Brownfield | IgnoreSilica | 2019 | 0 | 0 | 0 | 0 |  |  |  |  | 15 |  | 12.5543 | [19 empty] | 10000000 | 0
1 | 1500 | 707 | 0.015 | 15 | 15 | 7 | 1e-13 | 5spot_SharedNeighbor | CO2 | Porous | Wet | R600a | MinimizeLCOE_Brownfield | IgnoreSilica | 2019 | 0 | 0 | 0 | 0 |  |  |  |  | 15 |  | 10.0687 | [19 empty] | 100 | 0
1 | 1500 | 707 | 0.015 | 15 | 15 | 7 | 1.3335e-13 | 5spot_SharedNeighbor | CO2 | Porous | Wet | R600a | MinimizeLCOE_Brownfield | IgnoreSilica | 2019 | 0 | 0 | 0 | 0 |  |  |  |  | 15 |  | 10.3928 | [19 empty] | 133.3521 | 0
1 | 1500 | 707 | 0.015 | 15 | 15 | 7 | 1.7783e-13 | 5spot_SharedNeighbor | CO2 | Porous | Wet | R600a | MinimizeLCOE_Brownfield | IgnoreSilica | 2019 | 0 | 0 | 0 | 0 |  |  |  |  | 15 |  | 11.7159 | [19 empty] | 177.8279 | 0
1 | 1500 | 707 | 0.015 | 15 | 15 | 7 | 2.3714e-13 | 5spot_SharedNeighbor | CO2 | Porous | Wet | R600a | MinimizeLCOE_Brownfield | IgnoreSilica | 2019 | 0 | 0 | 0 | 0 |  |  |  |  | 15 |  | 13.2569 | [19 empty] | 237.1374 | 0
1 | 1500 | 707 | 0.015 | 15 | 15 | 7 | 3.1623e-13 | 5spot_SharedNeighbor | CO2 | Porous | Wet | R600a | MinimizeLCOE_Brownfield | IgnoreSilica | 2019 | 0 | 0 | 0 | 0 |  |  |  |  | 15 |  | 14.298 | [19 empty] | 316.2278 | 0
1 | 1500 | 707 | 0.015 | 15 | 15 | 7 | 4.217e-13 | 5spot_SharedNeighbor | CO2 | Porous | Wet | R600a | MinimizeLCOE_Brownfield | IgnoreSilica | 2019 | 0 | 0 | 0 | 0 |  |  |  |  | 15 |  | 15.4035 | [19 empty] | 421.6965 | 0
1 | 1500 | 707 | 0.015 | 15 | 15 | 7 | 5.6234e-13 | 5spot_SharedNeighbor | CO2 | Porous | Wet | R600a | MinimizeLCOE_Brownfield | IgnoreSilica | 2019 | 0 | 0 | 0 | 0 |  |  |  |  | 15 |  | 16.6492 | [19 empty] | 562.3413 | 0
1 | 1500 | 707 | 0.015 | 15 | 15 | 7 | 7.4989e-13 | 5spot_SharedNeighbor | CO2 | Porous | Wet | R600a | MinimizeLCOE_Brownfield | IgnoreSilica | 2019 | 0 | 0 | 0 | 0 |  |  |  |  | 15 |  | 14.9251 | [19 empty] | 749.8942 | 0
1 | 1500 | 707 | 0.015 | 15 | 15 | 7 | 1e-12 | 5spot_SharedNeighbor | CO2 | Porous | Wet | R600a | MinimizeLCOE_Brownfield | IgnoreSilica | 2019 | 0 | 0 | 0 | 0 |  |  |  |  | 15 |  | 15.5539 | [19 empty] | 1000 | 0
1 | 1500 | 707 | 0.015 | 15 | 15 | 7 | 1.3335e-12 | 5spot_SharedNeighbor | CO2 | Porous | Wet | R600a | MinimizeLCOE_Brownfield | IgnoreSilica | 2019 | 0 | 0 | 0 | 0 |  |  |  |  | 15 |  | 15.1079 | [19 empty] | 1333.5214 | 0
1 | 1500 | 707 | 0.015 | 15 | 15 | 7 | 1.7783e-12 | 5spot_SharedNeighbor | CO2 | Porous | Wet | R600a | MinimizeLCOE_Brownfield | IgnoreSilica | 2019 | 0 | 0 | 0 | 0 |  |  |  |  | 15 |  | 13.4757 | [19 empty] | 1778.2794 | 0
1 | 1500 | 707 | 0.015 | 15 | 15 | 7 | 2.3714e-12 | 5spot_SharedNeighbor | CO2 | Porous | Wet | R600a | MinimizeLCOE_Brownfield | IgnoreSilica | 2019 | 0 | 0 | 0 | 0 |  |  |  |  | 15 |  | 14.8241 | [19 empty] | 2371.3737 | 0
1 | 1500 | 707 | 0.015 | 15 | 15 | 7 | 3.1623e-12 | 5spot_SharedNeighbor | CO2 | Porous | Wet | R600a | MinimizeLCOE_Brownfield | IgnoreSilica | 2019 | 0 | 0 | 0 | 0 |  |  |  |  | 15 |  | 13.8029 | [19 empty] | 3162.2777 | 0
1 | 1500 | 707 | 0.015 | 15 | 15 | 7 | 4.217e-12 | 5spot_SharedNeighbor | CO2 | Porous | Wet | R600a | MinimizeLCOE_Brownfield | IgnoreSilica | 2019 | 0 | 0 | 0 | 0 |  |  |  |  | 15 |  | 13.6398 | [19 empty] | 4216.965 | 0
1 | 1500 | 707 | 0.015 | 15 | 15 | 7 | 5.6234e-12 | 5spot_SharedNeighbor | CO2 | Porous | Wet | R600a | MinimizeLCOE_Brownfield | IgnoreSilica | 2019 | 0 | 0 | 0 | 0 |  |  |  |  | 15 |  | 13.8204 | [19 empty] | 5623.4133 | 0
1 | 1500 | 707 | 0.015 | 15 | 15 | 7 | 7.4989e-12 | 5spot_SharedNeighbor | CO2 | Porous | Wet | R600a | MinimizeLCOE_Brownfield | IgnoreSilica | 2019 | 0 | 0 | 0 | 0 |  |  |  |  | 15 |  | 12.1943 | [19 empty] | 7498.9421 | 0
1 | 1500 | 707 | 0.015 | 15 | 15 | 7 | 1e-11 | 5spot_SharedNeighbor | CO2 | Porous | Wet | R600a | MinimizeLCOE_Brownfield | IgnoreSilica | 2019 | 0 | 0 | 0 | 0 |  |  |  |  | 15 |  | 14.4854 | [19 empty] | 10000 | 0
1 | 1500 | 707 | 0.015 | 15 | 15 | 7 | 1.3335e-11 | 5spot_SharedNeighbor | CO2 | Porous | Wet | R600a | MinimizeLCOE_Brownfield | IgnoreSilica | 2019 | 0 | 0 | 0 | 0 |  |  |  |  | 15 |  | 13.1826 | [19 empty] | 13335.2143 | 0
1 | 1500 | 707 | 0.015 | 15 | 15 | 7 | 1.7783e-11 | 5spot_SharedNeighbor | CO2 | Porous | Wet | R600a | MinimizeLCOE_Brownfield | IgnoreSilica | 2019 | 0 | 0 | 0 | 0 |  |  |  |  | 15 |  | 13.433 | [19 empty] | 17782.7941 | 0
1 | 1500 | 707 | 0.015 | 15 | 15 | 7 | 2.3714e-11 | 5spot_SharedNeighbor | CO2 | Porous | Wet | R600a | MinimizeLCOE_Brownfield | IgnoreSilica | 2019 | 0 | 0 | 0 | 0 |  |  |  |  | 15 |  | 14.5229 | [19 empty] | 23713.7371 | 0
1 | 1500 | 707 | 0.015 | 15 | 15 | 7 | 3.1623e-11 | 5spot_SharedNeighbor | CO2 | Porous | Wet | R600a | MinimizeLCOE_Brownfield | IgnoreSilica | 2019 | 0 | 0 | 0 | 0 |  |  |  |  | 15 |  | 14.8699 | [19 empty] | 31622.7766 | 0
1 | 1500 | 707 | 0.015 | 15 | 15 | 7 | 4.217e-11 | 5spot_SharedNeighbor | CO2 | Porous | Wet | R600a | MinimizeLCOE_Brownfield | IgnoreSilica | 2019 | 0 | 0 | 0 | 0 |  |  |  |  | 15 |  | 15.0151 | [19 empty] | 42169.6503 | 0
1 | 1500 | 707 | 0.015 | 15 | 15 | 7 | 5.6234e-11 | 5spot_SharedNeighbor | CO2 | Porous | Wet | R600a | MinimizeLCOE_Brownfield | IgnoreSilica | 2019 | 0 | 0 | 0 | 0 |  |  |  |  | 15 |  | 14.0994 | [19 empty] | 56234.1325 | 0
1 | 1500 | 707 | 0.015 | 15 | 15 | 7 | 7.4989e-11 | 5spot_SharedNeighbor | CO2 | Porous | Wet | R600a | MinimizeLCOE_Brownfield | IgnoreSilica | 2019 | 0 | 0 | 0 | 0 |  |  |  |  | 15 |  | 14.2619 | [19 empty] | 74989.4209 | 0
1 | 1500 | 707 | 0.015 | 15 | 15 | 7 | 1e-10 | 5spot_SharedNeighbor | CO2 | Porous | Wet | R600a | MinimizeLCOE_Brownfield | IgnoreSilica | 2019 | 0 | 0 | 0 | 0 |  |  |  |  | 15 |  | 15.1837 | [19 empty] | 100000 | 0
1 | 1500 | 707 | 0.015 | 15 | 15 | 7 | 1.3335e-10 | 5spot_SharedNeighbor | CO2 | Porous | Wet | R600a | MinimizeLCOE_Brownfield | IgnoreSilica | 2019 | 0 | 0 | 0 | 0 |  |  |  |  | 15 |  | 13.6291 | [19 empty] | 133352.1432 | 0
1 | 1500 | 707 | 0.015 | 15 | 15 | 7 | 1.7783e-10 | 5spot_SharedNeighbor | CO2 | Porous | Wet | R600a | MinimizeLCOE_Brownfield | IgnoreSilica | 2019 | 0 | 0 | 0 | 0 |  |  |  |  | 15 |  | 14.0602 | [19 empty] | 177827.941 | 0
1 | 1500 | 707 | 0.015 | 15 | 15 | 7 | 2.3714e-10 | 5spot_SharedNeighbor | CO2 | Porous | Wet | R600a | MinimizeLCOE_Brownfield | IgnoreSilica | 2019 | 0 | 0 | 0 | 0 |  |  |  |  | 15 |  | 14.7505 | [19 empty] | 237137.3706 | 0
1 | 1500 | 707 | 0.015 | 15 | 15 | 7 | 3.1623e-10 | 5spot_SharedNeighbor | CO2 | Porous | Wet | R600a | MinimizeLCOE_Brownfield | IgnoreSilica | 2019 | 0 | 0 | 0 | 0 |  |  |  |  | 15 |  | 14.7426 | [19 empty] | 316227.766 | 0
1 | 1500 | 707 | 0.015 | 15 | 15 | 7 | 4.217e-10 | 5spot_SharedNeighbor | CO2 | Porous | Wet | R600a | MinimizeLCOE_Brownfield | IgnoreSilica | 2019 | 0 | 0 | 0 | 0 |  |  |  |  | 15 |  | 13.7257 | [19 empty] | 421696.5034 | 0
1 | 1500 | 707 | 0.015 | 15 | 15 | 7 | 5.6234e-10 | 5spot_SharedNeighbor | CO2 | Porous | Wet | R600a | MinimizeLCOE_Brownfield | IgnoreSilica | 2019 | 0 | 0 | 0 | 0 |  |  |  |  | 15 |  | 14.1546 | [19 empty] | 562341.3252 | 0
1 | 1500 | 707 | 0.015 | 15 | 15 | 7 | 7.4989e-10 | 5spot_SharedNeighbor | CO2 | Porous | Wet | R600a | MinimizeLCOE_Brownfield | IgnoreSilica | 2019 | 0 | 0 | 0 | 0 |  |  |  |  | 15 |  | 13.7547 | [19 empty] | 749894.2093 | 0
1 | 1500 | 707 | 0.015 | 15 | 15 | 7 | 1e-09 | 5spot_SharedNeighbor | CO2 | Porous | Wet | R600a | MinimizeLCOE_Brownfield | IgnoreSilica | 2019 | 0 | 0 | 0 | 0 |  |  |  |  | 15 |  | 14.184 | [19 empty] | 1000000 | 0
1 | 1500 | 707 | 0.015 | 15 | 15 | 7 | 1.3335e-09 | 5spot_SharedNeighbor | CO2 | Porous | Wet | R600a | MinimizeLCOE_Brownfield | IgnoreSilica | 2019 | 0 | 0 | 0 | 0 |  |  |  |  | 15 |  | 13.722 | [19 empty] | 1333521.4322 | 0
1 | 1500 | 707 | 0.015 | 15 | 15 | 7 | 1.7783e-09 | 5spot_SharedNeighbor | CO2 | Porous | Wet | R600a | MinimizeLCOE_Brownfield | IgnoreSilica | 2019 | 0 | 0 | 0 | 0 |  |  |  |  | 15 |  | 15.3438 | [19 empty] | 1778279.41 | 0
1 | 1500 | 707 | 0.015 | 15 | 15 | 7 | 2.3714e-09 | 5spot_SharedNeighbor | CO2 | Porous | Wet | R600a | MinimizeLCOE_Brownfield | IgnoreSilica | 2019 | 0 | 0 | 0 | 0 |  |  |  |  | 15 |  | 14.1535 | [19 empty] | 2371373.7057 | 0
1 | 1500 | 707 | 0.015 | 15 | 15 | 7 | 3.1623e-09 | 5spot_SharedNeighbor | CO2 | Porous | Wet | R600a | MinimizeLCOE_Brownfield | IgnoreSilica | 2019 | 0 | 0 | 0 | 0 |  |  |  |  | 15 |  | 13.6066 | [19 empty] | 3162277.6602 | 0
1 | 1500 | 707 | 0.015 | 15 | 15 | 7 | 4.217e-09 | 5spot_SharedNeighbor | CO2 | Porous | Wet | R600a | MinimizeLCOE_Brownfield | IgnoreSilica | 2019 | 0 | 0 | 0 | 0 |  |  |  |  | 15 |  | 13.2125 | [19 empty] | 4216965.0343 | 0
1 | 1500 | 707 | 0.015 | 15 | 15 | 7 | 5.6234e-09 | 5spot_SharedNeighbor | CO2 | Porous | Wet | R600a | MinimizeLCOE_Brownfield | IgnoreSilica | 2019 | 0 | 0 | 0 | 0 |  |  |  |  | 15 |  | 14.0617 | [19 empty] | 5623413.2519 | 0
1 | 1500 | 707 | 0.015 | 15 | 15 | 7 | 7.4989e-09 | 5spot_SharedNeighbor | CO2 | Porous | Wet | R600a | MinimizeLCOE_Brownfield | IgnoreSilica | 2019 | 0 | 0 | 0 | 0 |  |  |  |  | 15 |  | 14.2816 | [19 empty] | 7498942.0933 | 0
1 | 1500 | 707 | 0.015 | 15 | 15 | 7 | 1e-08 | 5spot_SharedNeighbor | CO2 | Porous | Wet | R600a | MinimizeLCOE_Brownfield | IgnoreSilica | 2019 | 0 | 0 | 0 | 0 |  |  |  |  | 15 |  | 14.8827 | [19 empty] | 10000000 | 0
1 | 1600 | 707 | 0.015 | 15 | 15 | 7 | 1e-13 | 5spot_SharedNeighbor | CO2 | Porous | Wet | R600a | MinimizeLCOE_Brownfield | IgnoreSilica | 2019 | 0 | 0 | 0 | 0 |  |  |  |  | 15 |  | 10.1265 | [19 empty] | 100 | 0
1 | 1600 | 707 | 0.015 | 15 | 15 | 7 | 1.3335e-13 | 5spot_SharedNeighbor | CO2 | Porous | Wet | R600a | MinimizeLCOE_Brownfield | IgnoreSilica | 2019 | 0 | 0 | 0 | 0 |  |  |  |  | 15 |  | 10.5339 | [19 empty] | 133.3521 | 0
1 | 1600 | 707 | 0.015 | 15 | 15 | 7 | 1.7783e-13 | 5spot_SharedNeighbor | CO2 | Porous | Wet | R600a | MinimizeLCOE_Brownfield | IgnoreSilica | 2019 | 0 | 0 | 0 | 0 |  |  |  |  | 15 |  | 11.6735 | [19 empty] | 177.8279 | 0
1 | 1600 | 707 | 0.015 | 15 | 15 | 7 | 2.3714e-13 | 5spot_SharedNeighbor | CO2 | Porous | Wet | R600a | MinimizeLCOE_Brownfield | IgnoreSilica | 2019 | 0 | 0 | 0 | 0 |  |  |  |  | 15 |  | 13.0013 | [19 empty] | 237.1374 | 0
1 | 1600 | 707 | 0.015 | 15 | 15 | 7 | 3.1623e-13 | 5spot_SharedNeighbor | CO2 | Porous | Wet | R600a | MinimizeLCOE_Brownfield | IgnoreSilica | 2019 | 0 | 0 | 0 | 0 |  |  |  |  | 15 |  | 14.2029 | [19 empty] | 316.2278 | 0
1 | 1600 | 707 | 0.015 | 15 | 15 | 7 | 4.217e-13 | 5spot_SharedNeighbor | CO2 | Porous | Wet | R600a | MinimizeLCOE_Brownfield | IgnoreSilica | 2019 | 0 | 0 | 0 | 0 |  |  |  |  | 15 |  | 15.6351 | [19 empty] | 421.6965 | 0
1 | 1600 | 707 | 0.015 | 15 | 15 | 7 | 5.6234e-13 | 5spot_SharedNeighbor | CO2 | Porous | Wet | R600a | MinimizeLCOE_Brownfield | IgnoreSilica | 2019 | 0 | 0 | 0 | 0 |  |  |  |  | 15 |  | 15.8559 | [19 empty] | 562.3413 | 0
1 | 1600 | 707 | 0.015 | 15 | 15 | 7 | 7.4989e-13 | 5spot_SharedNeighbor | CO2 | Porous | Wet | R600a | MinimizeLCOE_Brownfield | IgnoreSilica | 2019 | 0 | 0 | 0 | 0 |  |  |  |  | 15 |  | 14.8871 | [19 empty] | 749.8942 | 0
1 | 1600 | 707 | 0.015 | 15 | 15 | 7 | 1e-12 | 5spot_SharedNeighbor | CO2 | Porous | Wet | R600a | MinimizeLCOE_Brownfield | IgnoreSilica | 2019 | 0 | 0 | 0 | 0 |  |  |  |  | 15 |  | 16.0281 | [19 empty] | 1000 | 0
1 | 1600 | 707 | 0.015 | 15 | 15 | 7 | 1.3335e-12 | 5spot_SharedNeighbor | CO2 | Porous | Wet | R600a | MinimizeLCOE_Brownfield | IgnoreSilica | 2019 | 0 | 0 | 0 | 0 |  |  |  |  | 15 |  | 13.9701 | [19 empty] | 1333.5214 | 0
1 | 1600 | 707 | 0.015 | 15 | 15 | 7 | 1.7783e-12 | 5spot_SharedNeighbor | CO2 | Porous | Wet | R600a | MinimizeLCOE_Brownfield | IgnoreSilica | 2019 | 0 | 0 | 0 | 0 |  |  |  |  | 15 |  | 14.4234 | [19 empty] | 1778.2794 | 0
1 | 1600 | 707 | 0.015 | 15 | 15 | 7 | 2.3714e-12 | 5spot_SharedNeighbor | CO2 | Porous | Wet | R600a | MinimizeLCOE_Brownfield | IgnoreSilica | 2019 | 0 | 0 | 0 | 0 |  |  |  |  | 15 |  | 13.3843 | [19 empty] | 2371.3737 | 0
1 | 1600 | 707 | 0.015 | 15 | 15 | 7 | 3.1623e-12 | 5spot_SharedNeighbor | CO2 | Porous | Wet | R600a | MinimizeLCOE_Brownfield | IgnoreSilica | 2019 | 0 | 0 | 0 | 0 |  |  |  |  | 15 |  | 14.1942 | [19 empty] | 3162.2777 | 0
1 | 1600 | 707 | 0.015 | 15 | 15 | 7 | 4.217e-12 | 5spot_SharedNeighbor | CO2 | Porous | Wet | R600a | MinimizeLCOE_Brownfield | IgnoreSilica | 2019 | 0 | 0 | 0 | 0 |  |  |  |  | 15 |  | 12.7821 | [19 empty] | 4216.965 | 0
1 | 1600 | 707 | 0.015 | 15 | 15 | 7 | 5.6234e-12 | 5spot_SharedNeighbor | CO2 | Porous | Wet | R600a | MinimizeLCOE_Brownfield | IgnoreSilica | 2019 | 0 | 0 | 0 | 0 |  |  |  |  | 15 |  | 12.6236 | [19 empty] | 5623.4133 | 0
1 | 1600 | 707 | 0.015 | 15 | 15 | 7 | 7.4989e-12 | 5spot_SharedNeighbor | CO2 | Porous | Wet | R600a | MinimizeLCOE_Brownfield | IgnoreSilica | 2019 | 0 | 0 | 0 | 0 |  |  |  |  | 15 |  | 14.6225 | [19 empty] | 7498.9421 | 0
1 | 1600 | 707 | 0.015 | 15 | 15 | 7 | 1e-11 | 5spot_SharedNeighbor | CO2 | Porous | Wet | R600a | MinimizeLCOE_Brownfield | IgnoreSilica | 2019 | 0 | 0 | 0 | 0 |  |  |  |  | 15 |  | 14.5998 | [19 empty] | 10000 | 0
1 | 1600 | 707 | 0.015 | 15 | 15 | 7 | 1.3335e-11 | 5spot_SharedNeighbor | CO2 | Porous | Wet | R600a | MinimizeLCOE_Brownfield | IgnoreSilica | 2019 | 0 | 0 | 0 | 0 |  |  |  |  | 15 |  | 13.2982 | [19 empty] | 13335.2143 | 0
1 | 1600 | 707 | 0.015 | 15 | 15 | 7 | 1.7783e-11 | 5spot_SharedNeighbor | CO2 | Porous | Wet | R600a | MinimizeLCOE_Brownfield | IgnoreSilica | 2019 | 0 | 0 | 0 | 0 |  |  |  |  | 15 |  | 12.8212 | [19 empty] | 17782.7941 | 0
1 | 1600 | 707 | 0.015 | 15 | 15 | 7 | 2.3714e-11 | 5spot_SharedNeighbor | CO2 | Porous | Wet | R600a | MinimizeLCOE_Brownfield | IgnoreSilica | 2019 | 0 | 0 | 0 | 0 |  |  |  |  | 15 |  | 13.0438 | [19 empty] | 23713.7371 | 0
1 | 1600 | 707 | 0.015 | 15 | 15 | 7 | 3.1623e-11 | 5spot_SharedNeighbor | CO2 | Porous | Wet | R600a | MinimizeLCOE_Brownfield | IgnoreSilica | 2019 | 0 | 0 | 0 | 0 |  |  |  |  | 15 |  | 14.0974 | [19 empty] | 31622.7766 | 0
1 | 1600 | 707 | 0.015 | 15 | 15 | 7 | 4.217e-11 | 5spot_SharedNeighbor | CO2 | Porous | Wet | R600a | MinimizeLCOE_Brownfield | IgnoreSilica | 2019 | 0 | 0 | 0 | 0 |  |  |  |  | 15 |  | 12.7878 | [19 empty] | 42169.6503 | 0
1 | 1600 | 707 | 0.015 | 15 | 15 | 7 | 5.6234e-11 | 5spot_SharedNeighbor | CO2 | Porous | Wet | R600a | MinimizeLCOE_Brownfield | IgnoreSilica | 2019 | 0 | 0 | 0 | 0 |  |  |  |  | 15 |  | 13.9292 | [19 empty] | 56234.1325 | 0
1 | 1600 | 707 | 0.015 | 15 | 15 | 7 | 7.4989e-11 | 5spot_SharedNeighbor | CO2 | Porous | Wet | R600a | MinimizeLCOE_Brownfield | IgnoreSilica | 2019 | 0 | 0 | 0 | 0 |  |  |  |  | 15 |  | 13.5922 | [19 empty] | 74989.4209 | 0
1 | 1600 | 707 | 0.015 | 15 | 15 | 7 | 1e-10 | 5spot_SharedNeighbor | CO2 | Porous | Wet | R600a | MinimizeLCOE_Brownfield | IgnoreSilica | 2019 | 0 | 0 | 0 | 0 |  |  |  |  | 15 |  | 13.415 | [19 empty] | 100000 | 0
1 | 1600 | 707 | 0.015 | 15 | 15 | 7 | 1.3335e-10 | 5spot_SharedNeighbor | CO2 | Porous | Wet | R600a | MinimizeLCOE_Brownfield | IgnoreSilica | 2019 | 0 | 0 | 0 | 0 |  |  |  |  | 15 |  | 13.2226 | [19 empty] | 133352.1432 | 0
1 | 1600 | 707 | 0.015 | 15 | 15 | 7 | 1.7783e-10 | 5spot_SharedNeighbor | CO2 | Porous | Wet | R600a | MinimizeLCOE_Brownfield | IgnoreSilica | 2019 | 0 | 0 | 0 | 0 |  |  |  |  | 15 |  | 13.6203 | [19 empty] | 177827.941 | 0
1 | 1600 | 707 | 0.015 | 15 | 15 | 7 | 2.3714e-10 | 5spot_SharedNeighbor | CO2 | Porous | Wet | R600a | MinimizeLCOE_Brownfield | IgnoreSilica | 2019 | 0 | 0 | 0 | 0 |  |  |  |  | 15 |  | 13.7964 | [19 empty] | 237137.3706 | 0
1 | 1600 | 707 | 0.015 | 15 | 15 | 7 | 3.1623e-10 | 5spot_SharedNeighbor | CO2 | Porous | Wet | R600a | MinimizeLCOE_Brownfield | IgnoreSilica | 2019 | 0 | 0 | 0 | 0 |  |  |  |  | 15 |  | 13.699 | [19 empty] | 316227.766 | 0
1 | 1600 | 707 | 0.015 | 15 | 15 | 7 | 4.217e-10 | 5spot_SharedNeighbor | CO2 | Porous | Wet | R600a | MinimizeLCOE_Brownfield | IgnoreSilica | 2019 | 0 | 0 | 0 | 0 |  |  |  |  | 15 |  | 12.7355 | [19 empty] | 421696.5034 | 0
1 | 1600 | 707 | 0.015 | 15 | 15 | 7 | 5.6234e-10 | 5spot_SharedNeighbor | CO2 | Porous | Wet | R600a | MinimizeLCOE_Brownfield | IgnoreSilica | 2019 | 0 | 0 | 0 | 0 |  |  |  |  | 15 |  | 12.882 | [19 empty] | 562341.3252 | 0
1 | 1600 | 707 | 0.015 | 15 | 15 | 7 | 7.4989e-10 | 5spot_SharedNeighbor | CO2 | Porous | Wet | R600a | MinimizeLCOE_Brownfield | IgnoreSilica | 2019 | 0 | 0 | 0 | 0 |  |  |  |  | 15 |  | 14.0744 | [19 empty] | 749894.2093 | 0
1 | 1600 | 707 | 0.015 | 15 | 15 | 7 | 1e-09 | 5spot_SharedNeighbor | CO2 | Porous | Wet | R600a | MinimizeLCOE_Brownfield | IgnoreSilica | 2019 | 0 | 0 | 0 | 0 |  |  |  |  | 15 |  | 12.7379 | [19 empty] | 1000000 | 0
1 | 1600 | 707 | 0.015 | 15 | 15 | 7 | 1.3335e-09 | 5spot_SharedNeighbor | CO2 | Porous | Wet | R600a | MinimizeLCOE_Brownfield | IgnoreSilica | 2019 | 0 | 0 | 0 | 0 |  |  |  |  | 15 |  | 12.9684 | [19 empty] | 1333521.4322 | 0
1 | 1600 | 707 | 0.015 | 15 | 15 | 7 | 1.7783e-09 | 5spot_SharedNeighbor | CO2 | Porous | Wet | R600a | MinimizeLCOE_Brownfield | IgnoreSilica | 2019 | 0 | 0 | 0 | 0 |  |  |  |  | 15 |  | 13.8521 | [19 empty] | 1778279.41 | 0
1 | 1600 | 707 | 0.015 | 15 | 15 | 7 | 2.3714e-09 | 5spot_SharedNeighbor | CO2 | Porous | Wet | R600a | MinimizeLCOE_Brownfield | IgnoreSilica | 2019 | 0 | 0 | 0 | 0 |  |  |  |  | 15 |  | 13.883 | [19 empty] | 2371373.7057 | 0
1 | 1600 | 707 | 0.015 | 15 | 15 | 7 | 3.1623e-09 | 5spot_SharedNeighbor | CO2 | Porous | Wet | R600a | MinimizeLCOE_Brownfield | IgnoreSilica | 2019 | 0 | 0 | 0 | 0 |  |  |  |  | 15 |  | 13.452 | [19 empty] | 3162277.6602 | 0
1 | 1600 | 707 | 0.015 | 15 | 15 | 7 | 4.217e-09 | 5spot_SharedNeighbor | CO2 | Porous | Wet | R600a | MinimizeLCOE_Brownfield | IgnoreSilica | 2019 | 0 | 0 | 0 | 0 |  |  |  |  | 15 |  | 13.4076 | [19 empty] | 4216965.0343 | 0
1 | 1600 | 707 | 0.015 | 15 | 15 | 7 | 5.6234e-09 | 5spot_SharedNeighbor | CO2 | Porous | Wet | R600a | MinimizeLCOE_Brownfield | IgnoreSilica | 2019 | 0 | 0 | 0 | 0 |  |  |  |  | 15 |  | 14.0336 | [19 empty] | 5623413.2519 | 0
1 | 1600 | 707 | 0.015 | 15 | 15 | 7 | 7.4989e-09 | 5spot_SharedNeighbor | CO2 | Porous | Wet | R600a | MinimizeLCOE_Brownfield | IgnoreSilica | 2019 | 0 | 0 | 0 | 0 |  |  |  |  | 15 |  | 14.7085 | [19 empty] | 7498942.0933 | 0
1 | 1600 | 707 | 0.015 | 15 | 15 | 7 | 1e-08 | 5spot_SharedNeighbor | CO2 | Porous | Wet | R600a | MinimizeLCOE_Brownfield | IgnoreSilica | 2019 | 0 | 0 | 0 | 0 |  |  |  |  | 15 |  | 13.13 | [19 empty] | 10000000 | 0
1 | 1700 | 707 | 0.015 | 15 | 15 | 7 | 1e-13 | 5spot_SharedNeighbor | CO2 | Porous | Wet | R600a | MinimizeLCOE_Brownfield | IgnoreSilica | 2019 | 0 | 0 | 0 | 0 |  |  |  |  | 15 |  | 11.1176 | [19 empty] | 100 | 0
1 | 1700 | 707 | 0.015 | 15 | 15 | 7 | 1.3335e-13 | 5spot_SharedNeighbor | CO2 | Porous | Wet | R600a | MinimizeLCOE_Brownfield | IgnoreSilica | 2019 | 0 | 0 | 0 | 0 |  |  |  |  | 15 |  | 12.2815 | [19 empty] | 133.3521 | 0
1 | 1700 | 707 | 0.015 | 15 | 15 | 7 | 1.7783e-13 | 5spot_SharedNeighbor | CO2 | Porous | Wet | R600a | MinimizeLCOE_Brownfield | IgnoreSilica | 2019 | 0 | 0 | 0 | 0 |  |  |  |  | 15 |  | 11.7538 | [19 empty] | 177.8279 | 0
1 | 1700 | 707 | 0.015 | 15 | 15 | 7 | 2.3714e-13 | 5spot_SharedNeighbor | CO2 | Porous | Wet | R600a | MinimizeLCOE_Brownfield | IgnoreSilica | 2019 | 0 | 0 | 0 | 0 |  |  |  |  | 15 |  | 12.3902 | [19 empty] | 237.1374 | 0
1 | 1700 | 707 | 0.015 | 15 | 15 | 7 | 3.1623e-13 | 5spot_SharedNeighbor | CO2 | Porous | Wet | R600a | MinimizeLCOE_Brownfield | IgnoreSilica | 2019 | 0 | 0 | 0 | 0 |  |  |  |  | 15 |  | 15.0046 | [19 empty] | 316.2278 | 0
1 | 1700 | 707 | 0.015 | 15 | 15 | 7 | 4.217e-13 | 5spot_SharedNeighbor | CO2 | Porous | Wet | R600a | MinimizeLCOE_Brownfield | IgnoreSilica | 2019 | 0 | 0 | 0 | 0 |  |  |  |  | 15 |  | 14.677 | [19 empty] | 421.6965 | 0
1 | 1700 | 707 | 0.015 | 15 | 15 | 7 | 5.6234e-13 | 5spot_SharedNeighbor | CO2 | Porous | Wet | R600a | MinimizeLCOE_Brownfield | IgnoreSilica | 2019 | 0 | 0 | 0 | 0 |  |  |  |  | 15 |  | 15.7151 | [19 empty] | 562.3413 | 0
1 | 1700 | 707 | 0.015 | 15 | 15 | 7 | 7.4989e-13 | 5spot_SharedNeighbor | CO2 | Porous | Wet | R600a | MinimizeLCOE_Brownfield | IgnoreSilica | 2019 | 0 | 0 | 0 | 0 |  |  |  |  | 15 |  | 16.0158 | [19 empty] | 749.8942 | 0
1 | 1700 | 707 | 0.015 | 15 | 15 | 7 | 1e-12 | 5spot_SharedNeighbor | CO2 | Porous | Wet | R600a | MinimizeLCOE_Brownfield | IgnoreSilica | 2019 | 0 | 0 | 0 | 0 |  |  |  |  | 15 |  | 14.4456 | [19 empty] | 1000 | 0
1 | 1700 | 707 | 0.015 | 15 | 15 | 7 | 1.3335e-12 | 5spot_SharedNeighbor | CO2 | Porous | Wet | R600a | MinimizeLCOE_Brownfield | IgnoreSilica | 2019 | 0 | 0 | 0 | 0 |  |  |  |  | 15 |  | 14.6578 | [19 empty] | 1333.5214 | 0
1 | 1700 | 707 | 0.015 | 15 | 15 | 7 | 1.7783e-12 | 5spot_SharedNeighbor | CO2 | Porous | Wet | R600a | MinimizeLCOE_Brownfield | IgnoreSilica | 2019 | 0 | 0 | 0 | 0 |  |  |  |  | 15 |  | 14.124 | [19 empty] | 1778.2794 | 0
1 | 1700 | 707 | 0.015 | 15 | 15 | 7 | 2.3714e-12 | 5spot_SharedNeighbor | CO2 | Porous | Wet | R600a | MinimizeLCOE_Brownfield | IgnoreSilica | 2019 | 0 | 0 | 0 | 0 |  |  |  |  | 15 |  | 14.6083 | [19 empty] | 2371.3737 | 0
1 | 1700 | 707 | 0.015 | 15 | 15 | 7 | 3.1623e-12 | 5spot_SharedNeighbor | CO2 | Porous | Wet | R600a | MinimizeLCOE_Brownfield | IgnoreSilica | 2019 | 0 | 0 | 0 | 0 |  |  |  |  | 15 |  | 14.6544 | [19 empty] | 3162.2777 | 0
1 | 1700 | 707 | 0.015 | 15 | 15 | 7 | 4.217e-12 | 5spot_SharedNeighbor | CO2 | Porous | Wet | R600a | MinimizeLCOE_Brownfield | IgnoreSilica | 2019 | 0 | 0 | 0 | 0 |  |  |  |  | 15 |  | 12.9944 | [19 empty] | 4216.965 | 0
1 | 1700 | 707 | 0.015 | 15 | 15 | 7 | 5.6234e-12 | 5spot_SharedNeighbor | CO2 | Porous | Wet | R600a | MinimizeLCOE_Brownfield | IgnoreSilica | 2019 | 0 | 0 | 0 | 0 |  |  |  |  | 15 |  | 14.6032 | [19 empty] | 5623.4133 | 0
1 | 1700 | 707 | 0.015 | 15 | 15 | 7 | 7.4989e-12 | 5spot_SharedNeighbor | CO2 | Porous | Wet | R600a | MinimizeLCOE_Brownfield | IgnoreSilica | 2019 | 0 | 0 | 0 | 0 |  |  |  |  | 15 |  | 13.8857 | [19 empty] | 7498.9421 | 0
1 | 1700 | 707 | 0.015 | 15 | 15 | 7 | 1e-11 | 5spot_SharedNeighbor | CO2 | Porous | Wet | R600a | MinimizeLCOE_Brownfield | IgnoreSilica | 2019 | 0 | 0 | 0 | 0 |  |  |  |  | 15 |  | 13.1121 | [19 empty] | 10000 | 0
1 | 1700 | 707 | 0.015 | 15 | 15 | 7 | 1.3335e-11 | 5spot_SharedNeighbor | CO2 | Porous | Wet | R600a | MinimizeLCOE_Brownfield | IgnoreSilica | 2019 | 0 | 0 | 0 | 0 |  |  |  |  | 15 |  | 13.8733 | [19 empty] | 13335.2143 | 0
1 | 1700 | 707 | 0.015 | 15 | 15 | 7 | 1.7783e-11 | 5spot_SharedNeighbor | CO2 | Porous | Wet | R600a | MinimizeLCOE_Brownfield | IgnoreSilica | 2019 | 0 | 0 | 0 | 0 |  |  |  |  | 15 |  | 14.5591 | [19 empty] | 17782.7941 | 0
1 | 1700 | 707 | 0.015 | 15 | 15 | 7 | 2.3714e-11 | 5spot_SharedNeighbor | CO2 | Porous | Wet | R600a | MinimizeLCOE_Brownfield | IgnoreSilica | 2019 | 0 | 0 | 0 | 0 |  |  |  |  | 15 |  | 13.442 | [19 empty] | 23713.7371 | 0
1 | 1700 | 707 | 0.015 | 15 | 15 | 7 | 3.1623e-11 | 5spot_SharedNeighbor | CO2 | Porous | Wet | R600a | MinimizeLCOE_Brownfield | IgnoreSilica | 2019 | 0 | 0 | 0 | 0 |  |  |  |  | 15 |  | 14.7935 | [19 empty] | 31622.7766 | 0
1 | 1700 | 707 | 0.015 | 15 | 15 | 7 | 4.217e-11 | 5spot_SharedNeighbor | CO2 | Porous | Wet | R600a | MinimizeLCOE_Brownfield | IgnoreSilica | 2019 | 0 | 0 | 0 | 0 |  |  |  |  | 15 |  | 13.3534 | [19 empty] | 42169.6503 | 0
1 | 1700 | 707 | 0.015 | 15 | 15 | 7 | 5.6234e-11 | 5spot_SharedNeighbor | CO2 | Porous | Wet | R600a | MinimizeLCOE_Brownfield | IgnoreSilica | 2019 | 0 | 0 | 0 | 0 |  |  |  |  | 15 |  | 13.7953 | [19 empty] | 56234.1325 | 0
1 | 1700 | 707 | 0.015 | 15 | 15 | 7 | 7.4989e-11 | 5spot_SharedNeighbor | CO2 | Porous | Wet | R600a | MinimizeLCOE_Brownfield | IgnoreSilica | 2019 | 0 | 0 | 0 | 0 |  |  |  |  | 15 |  | 13.7799 | [19 empty] | 74989.4209 | 0
1 | 1700 | 707 | 0.015 | 15 | 15 | 7 | 1e-10 | 5spot_SharedNeighbor | CO2 | Porous | Wet | R600a | MinimizeLCOE_Brownfield | IgnoreSilica | 2019 | 0 | 0 | 0 | 0 |  |  |  |  | 15 |  | 14.3952 | [19 empty] | 100000 | 0
1 | 1700 | 707 | 0.015 | 15 | 15 | 7 | 1.3335e-10 | 5spot_SharedNeighbor | CO2 | Porous | Wet | R600a | MinimizeLCOE_Brownfield | IgnoreSilica | 2019 | 0 | 0 | 0 | 0 |  |  |  |  | 15 |  | 13.3498 | [19 empty] | 133352.1432 | 0
1 | 1700 | 707 | 0.015 | 15 | 15 | 7 | 1.7783e-10 | 5spot_SharedNeighbor | CO2 | Porous | Wet | R600a | MinimizeLCOE_Brownfield | IgnoreSilica | 2019 | 0 | 0 | 0 | 0 |  |  |  |  | 15 |  | 14.0105 | [19 empty] | 177827.941 | 0
1 | 1700 | 707 | 0.015 | 15 | 15 | 7 | 2.3714e-10 | 5spot_SharedNeighbor | CO2 | Porous | Wet | R600a | MinimizeLCOE_Brownfield | IgnoreSilica | 2019 | 0 | 0 | 0 | 0 |  |  |  |  | 15 |  | 14.1036 | [19 empty] | 237137.3706 | 0
1 | 1700 | 707 | 0.015 | 15 | 15 | 7 | 3.1623e-10 | 5spot_SharedNeighbor | CO2 | Porous | Wet | R600a | MinimizeLCOE_Brownfield | IgnoreSilica | 2019 | 0 | 0 | 0 | 0 |  |  |  |  | 15 |  | 12.8405 | [19 empty] | 316227.766 | 0
1 | 1700 | 707 | 0.015 | 15 | 15 | 7 | 4.217e-10 | 5spot_SharedNeighbor | CO2 | Porous | Wet | R600a | MinimizeLCOE_Brownfield | IgnoreSilica | 2019 | 0 | 0 | 0 | 0 |  |  |  |  | 15 |  | 14.1224 | [19 empty] | 421696.5034 | 0
1 | 1700 | 707 | 0.015 | 15 | 15 | 7 | 5.6234e-10 | 5spot_SharedNeighbor | CO2 | Porous | Wet | R600a | MinimizeLCOE_Brownfield | IgnoreSilica | 2019 | 0 | 0 | 0 | 0 |  |  |  |  | 15 |  | 13.1593 | [19 empty] | 562341.3252 | 0
1 | 1700 | 707 | 0.015 | 15 | 15 | 7 | 7.4989e-10 | 5spot_SharedNeighbor | CO2 | Porous | Wet | R600a | MinimizeLCOE_Brownfield | IgnoreSilica | 2019 | 0 | 0 | 0 | 0 |  |  |  |  | 15 |  | 13.4786 | [19 empty] | 749894.2093 | 0
1 | 1700 | 707 | 0.015 | 15 | 15 | 7 | 1e-09 | 5spot_SharedNeighbor | CO2 | Porous | Wet | R600a | MinimizeLCOE_Brownfield | IgnoreSilica | 2019 | 0 | 0 | 0 | 0 |  |  |  |  | 15 |  | 13.7072 | [19 empty] | 1000000 | 0
1 | 1700 | 707 | 0.015 | 15 | 15 | 7 | 1.3335e-09 | 5spot_SharedNeighbor | CO2 | Porous | Wet | R600a | MinimizeLCOE_Brownfield | IgnoreSilica | 2019 | 0 | 0 | 0 | 0 |  |  |  |  | 15 |  | 14.1333 | [19 empty] | 1333521.4322 | 0
1 | 1700 | 707 | 0.015 | 15 | 15 | 7 | 1.7783e-09 | 5spot_SharedNeighbor | CO2 | Porous | Wet | R600a | MinimizeLCOE_Brownfield | IgnoreSilica | 2019 | 0 | 0 | 0 | 0 |  |  |  |  | 15 |  | 13.453 | [19 empty] | 1778279.41 | 0
1 | 1700 | 707 | 0.015 | 15 | 15 | 7 | 2.3714e-09 | 5spot_SharedNeighbor | CO2 | Porous | Wet | R600a | MinimizeLCOE_Brownfield | IgnoreSilica | 2019 | 0 | 0 | 0 | 0 |  |  |  |  | 15 |  | 13.6079 | [19 empty] | 2371373.7057 | 0
1 | 1700 | 707 | 0.015 | 15 | 15 | 7 | 3.1623e-09 | 5spot_SharedNeighbor | CO2 | Porous | Wet | R600a | MinimizeLCOE_Brownfield | IgnoreSilica | 2019 | 0 | 0 | 0 | 0 |  |  |  |  | 15 |  | 14.3768 | [19 empty] | 3162277.6602 | 0
1 | 1700 | 707 | 0.015 | 15 | 15 | 7 | 4.217e-09 | 5spot_SharedNeighbor | CO2 | Porous | Wet | R600a | MinimizeLCOE_Brownfield | IgnoreSilica | 2019 | 0 | 0 | 0 | 0 |  |  |  |  | 15 |  | 14.1286 | [19 empty] | 4216965.0343 | 0
1 | 1700 | 707 | 0.015 | 15 | 15 | 7 | 5.6234e-09 | 5spot_SharedNeighbor | CO2 | Porous | Wet | R600a | MinimizeLCOE_Brownfield | IgnoreSilica | 2019 | 0 | 0 | 0 | 0 |  |  |  |  | 15 |  | 13.743 | [19 empty] | 5623413.2519 | 0
1 | 1700 | 707 | 0.015 | 15 | 15 | 7 | 7.4989e-09 | 5spot_SharedNeighbor | CO2 | Porous | Wet | R600a | MinimizeLCOE_Brownfield | IgnoreSilica | 2019 | 0 | 0 | 0 | 0 |  |  |  |  | 15 |  | 13.97 | [19 empty] | 7498942.0933 | 0
1 | 1700 | 707 | 0.015 | 15 | 15 | 7 | 1e-08 | 5spot_SharedNeighbor | CO2 | Porous | Wet | R600a | MinimizeLCOE_Brownfield | IgnoreSilica | 2019 | 0 | 0 | 0 | 0 |  |  |  |  | 15 |  | 14.187 | [19 empty] | 10000000 | 0
1 | 1800 | 707 | 0.015 | 15 | 15 | 7 | 1e-13 | 5spot_SharedNeighbor | CO2 | Porous | Wet | R600a | MinimizeLCOE_Brownfield | IgnoreSilica | 2019 | 0 | 0 | 0 | 0 |  |  |  |  | 15 |  | 10.8 | [19 empty] | 100 | 0
1 | 1800 | 707 | 0.015 | 15 | 15 | 7 | 1.3335e-13 | 5spot_SharedNeighbor | CO2 | Porous | Wet | R600a | MinimizeLCOE_Brownfield | IgnoreSilica | 2019 | 0 | 0 | 0 | 0 |  |  |  |  | 15 |  | 11.7237 | [19 empty] | 133.3521 | 0
1 | 1800 | 707 | 0.015 | 15 | 15 | 7 | 1.7783e-13 | 5spot_SharedNeighbor | CO2 | Porous | Wet | R600a | MinimizeLCOE_Brownfield | IgnoreSilica | 2019 | 0 | 0 | 0 | 0 |  |  |  |  | 15 |  | 11.381 | [19 empty] | 177.8279 | 0
1 | 1800 | 707 | 0.015 | 15 | 15 | 7 | 2.3714e-13 | 5spot_SharedNeighbor | CO2 | Porous | Wet | R600a | MinimizeLCOE_Brownfield | IgnoreSilica | 2019 | 0 | 0 | 0 | 0 |  |  |  |  | 15 |  | 13.2085 | [19 empty] | 237.1374 | 0
1 | 1800 | 707 | 0.015 | 15 | 15 | 7 | 3.1623e-13 | 5spot_SharedNeighbor | CO2 | Porous | Wet | R600a | MinimizeLCOE_Brownfield | IgnoreSilica | 2019 | 0 | 0 | 0 | 0 |  |  |  |  | 15 |  | 16.0743 | [19 empty] | 316.2278 | 0
1 | 1800 | 707 | 0.015 | 15 | 15 | 7 | 4.217e-13 | 5spot_SharedNeighbor | CO2 | Porous | Wet | R600a | MinimizeLCOE_Brownfield | IgnoreSilica | 2019 | 0 | 0 | 0 | 0 |  |  |  |  | 15 |  | 15.2956 | [19 empty] | 421.6965 | 0
1 | 1800 | 707 | 0.015 | 15 | 15 | 7 | 5.6234e-13 | 5spot_SharedNeighbor | CO2 | Porous | Wet | R600a | MinimizeLCOE_Brownfield | IgnoreSilica | 2019 | 0 | 0 | 0 | 0 |  |  |  |  | 15 |  | 16.6429 | [19 empty] | 562.3413 | 0
1 | 1800 | 707 | 0.015 | 15 | 15 | 7 | 7.4989e-13 | 5spot_SharedNeighbor | CO2 | Porous | Wet | R600a | MinimizeLCOE_Brownfield | IgnoreSilica | 2019 | 0 | 0 | 0 | 0 |  |  |  |  | 15 |  | 14.967 | [19 empty] | 749.8942 | 0
1 | 1800 | 707 | 0.015 | 15 | 15 | 7 | 1e-12 | 5spot_SharedNeighbor | CO2 | Porous | Wet | R600a | MinimizeLCOE_Brownfield | IgnoreSilica | 2019 | 0 | 0 | 0 | 0 |  |  |  |  | 15 |  | 15.6673 | [19 empty] | 1000 | 0
1 | 1800 | 707 | 0.015 | 15 | 15 | 7 | 1.3335e-12 | 5spot_SharedNeighbor | CO2 | Porous | Wet | R600a | MinimizeLCOE_Brownfield | IgnoreSilica | 2019 | 0 | 0 | 0 | 0 |  |  |  |  | 15 |  | 15.2424 | [19 empty] | 1333.5214 | 0
1 | 1800 | 707 | 0.015 | 15 | 15 | 7 | 1.7783e-12 | 5spot_SharedNeighbor | CO2 | Porous | Wet | R600a | MinimizeLCOE_Brownfield | IgnoreSilica | 2019 | 0 | 0 | 0 | 0 |  |  |  |  | 15 |  | 14.7713 | [19 empty] | 1778.2794 | 0
1 | 1800 | 707 | 0.015 | 15 | 15 | 7 | 2.3714e-12 | 5spot_SharedNeighbor | CO2 | Porous | Wet | R600a | MinimizeLCOE_Brownfield | IgnoreSilica | 2019 | 0 | 0 | 0 | 0 |  |  |  |  | 15 |  | 13.9366 | [19 empty] | 2371.3737 | 0
1 | 1800 | 707 | 0.015 | 15 | 15 | 7 | 3.1623e-12 | 5spot_SharedNeighbor | CO2 | Porous | Wet | R600a | MinimizeLCOE_Brownfield | IgnoreSilica | 2019 | 0 | 0 | 0 | 0 |  |  |  |  | 15 |  | 14.0216 | [19 empty] | 3162.2777 | 0
1 | 1800 | 707 | 0.015 | 15 | 15 | 7 | 4.217e-12 | 5spot_SharedNeighbor | CO2 | Porous | Wet | R600a | MinimizeLCOE_Brownfield | IgnoreSilica | 2019 | 0 | 0 | 0 | 0 |  |  |  |  | 15 |  | 14.2084 | [19 empty] | 4216.965 | 0
1 | 1800 | 707 | 0.015 | 15 | 15 | 7 | 5.6234e-12 | 5spot_SharedNeighbor | CO2 | Porous | Wet | R600a | MinimizeLCOE_Brownfield | IgnoreSilica | 2019 | 0 | 0 | 0 | 0 |  |  |  |  | 15 |  | 13.8415 | [19 empty] | 5623.4133 | 0
1 | 1800 | 707 | 0.015 | 15 | 15 | 7 | 7.4989e-12 | 5spot_SharedNeighbor | CO2 | Porous | Wet | R600a | MinimizeLCOE_Brownfield | IgnoreSilica | 2019 | 0 | 0 | 0 | 0 |  |  |  |  | 15 |  | 14.4286 | [19 empty] | 7498.9421 | 0
1 | 1800 | 707 | 0.015 | 15 | 15 | 7 | 1e-11 | 5spot_SharedNeighbor | CO2 | Porous | Wet | R600a | MinimizeLCOE_Brownfield | IgnoreSilica | 2019 | 0 | 0 | 0 | 0 |  |  |  |  | 15 |  | 12.2706 | [19 empty] | 10000 | 0
1 | 1800 | 707 | 0.015 | 15 | 15 | 7 | 1.3335e-11 | 5spot_SharedNeighbor | CO2 | Porous | Wet | R600a | MinimizeLCOE_Brownfield | IgnoreSilica | 2019 | 0 | 0 | 0 | 0 |  |  |  |  | 15 |  | 14.9101 | [19 empty] | 13335.2143 | 0
1 | 1800 | 707 | 0.015 | 15 | 15 | 7 | 1.7783e-11 | 5spot_SharedNeighbor | CO2 | Porous | Wet | R600a | MinimizeLCOE_Brownfield | IgnoreSilica | 2019 | 0 | 0 | 0 | 0 |  |  |  |  | 15 |  | 14.4234 | [19 empty] | 17782.7941 | 0
1 | 1800 | 707 | 0.015 | 15 | 15 | 7 | 2.3714e-11 | 5spot_SharedNeighbor | CO2 | Porous | Wet | R600a | MinimizeLCOE_Brownfield | IgnoreSilica | 2019 | 0 | 0 | 0 | 0 |  |  |  |  | 15 |  | 14.6815 | [19 empty] | 23713.7371 | 0
1 | 1800 | 707 | 0.015 | 15 | 15 | 7 | 3.1623e-11 | 5spot_SharedNeighbor | CO2 | Porous | Wet | R600a | MinimizeLCOE_Brownfield | IgnoreSilica | 2019 | 0 | 0 | 0 | 0 |  |  |  |  | 15 |  | 14.5467 | [19 empty] | 31622.7766 | 0
1 | 1800 | 707 | 0.015 | 15 | 15 | 7 | 4.217e-11 | 5spot_SharedNeighbor | CO2 | Porous | Wet | R600a | MinimizeLCOE_Brownfield | IgnoreSilica | 2019 | 0 | 0 | 0 | 0 |  |  |  |  | 15 |  | 13.5224 | [19 empty] | 42169.6503 | 0
1 | 1800 | 707 | 0.015 | 15 | 15 | 7 | 5.6234e-11 | 5spot_SharedNeighbor | CO2 | Porous | Wet | R600a | MinimizeLCOE_Brownfield | IgnoreSilica | 2019 | 0 | 0 | 0 | 0 |  |  |  |  | 15 |  | 14.8647 | [19 empty] | 56234.1325 | 0
1 | 1800 | 707 | 0.015 | 15 | 15 | 7 | 7.4989e-11 | 5spot_SharedNeighbor | CO2 | Porous | Wet | R600a | MinimizeLCOE_Brownfield | IgnoreSilica | 2019 | 0 | 0 | 0 | 0 |  |  |  |  | 15 |  | 14.5528 | [19 empty] | 74989.4209 | 0
1 | 1800 | 707 | 0.015 | 15 | 15 | 7 | 1e-10 | 5spot_SharedNeighbor | CO2 | Porous | Wet | R600a | MinimizeLCOE_Brownfield | IgnoreSilica | 2019 | 0 | 0 | 0 | 0 |  |  |  |  | 15 |  | 14.9002 | [19 empty] | 100000 | 0
1 | 1800 | 707 | 0.015 | 15 | 15 | 7 | 1.3335e-10 | 5spot_SharedNeighbor | CO2 | Porous | Wet | R600a | MinimizeLCOE_Brownfield | IgnoreSilica | 2019 | 0 | 0 | 0 | 0 |  |  |  |  | 15 |  | 14.3938 | [19 empty] | 133352.1432 | 0
1 | 1800 | 707 | 0.015 | 15 | 15 | 7 | 1.7783e-10 | 5spot_SharedNeighbor | CO2 | Porous | Wet | R600a | MinimizeLCOE_Brownfield | IgnoreSilica | 2019 | 0 | 0 | 0 | 0 |  |  |  |  | 15 |  | 14.1218 | [19 empty] | 177827.941 | 0
1 | 1800 | 707 | 0.015 | 15 | 15 | 7 | 2.3714e-10 | 5spot_SharedNeighbor | CO2 | Porous | Wet | R600a | MinimizeLCOE_Brownfield | IgnoreSilica | 2019 | 0 | 0 | 0 | 0 |  |  |  |  | 15 |  | 13.7845 | [19 empty] | 237137.3706 | 0
1 | 1800 | 707 | 0.015 | 15 | 15 | 7 | 3.1623e-10 | 5spot_SharedNeighbor | CO2 | Porous | Wet | R600a | MinimizeLCOE_Brownfield | IgnoreSilica | 2019 | 0 | 0 | 0 | 0 |  |  |  |  | 15 |  | 14.2918 | [19 empty] | 316227.766 | 0
1 | 1800 | 707 | 0.015 | 15 | 15 | 7 | 4.217e-10 | 5spot_SharedNeighbor | CO2 | Porous | Wet | R600a | MinimizeLCOE_Brownfield | IgnoreSilica | 2019 | 0 | 0 | 0 | 0 |  |  |  |  | 15 |  | 13.2597 | [19 empty] | 421696.5034 | 0
1 | 1800 | 707 | 0.015 | 15 | 15 | 7 | 5.6234e-10 | 5spot_SharedNeighbor | CO2 | Porous | Wet | R600a | MinimizeLCOE_Brownfield | IgnoreSilica | 2019 | 0 | 0 | 0 | 0 |  |  |  |  | 15 |  | 14.0241 | [19 empty] | 562341.3252 | 0
1 | 1800 | 707 | 0.015 | 15 | 15 | 7 | 7.4989e-10 | 5spot_SharedNeighbor | CO2 | Porous | Wet | R600a | MinimizeLCOE_Brownfield | IgnoreSilica | 2019 | 0 | 0 | 0 | 0 |  |  |  |  | 15 |  | 14.5927 | [19 empty] | 749894.2093 | 0
1 | 1800 | 707 | 0.015 | 15 | 15 | 7 | 1e-09 | 5spot_SharedNeighbor | CO2 | Porous | Wet | R600a | MinimizeLCOE_Brownfield | IgnoreSilica | 2019 | 0 | 0 | 0 | 0 |  |  |  |  | 15 |  | 13.7097 | [19 empty] | 1000000 | 0
1 | 1800 | 707 | 0.015 | 15 | 15 | 7 | 1.3335e-09 | 5spot_SharedNeighbor | CO2 | Porous | Wet | R600a | MinimizeLCOE_Brownfield | IgnoreSilica | 2019 | 0 | 0 | 0 | 0 |  |  |  |  | 15 |  | 13.6197 | [19 empty] | 1333521.4322 | 0
1 | 1800 | 707 | 0.015 | 15 | 15 | 7 | 1.7783e-09 | 5spot_SharedNeighbor | CO2 | Porous | Wet | R600a | MinimizeLCOE_Brownfield | IgnoreSilica | 2019 | 0 | 0 | 0 | 0 |  |  |  |  | 15 |  | 13.9685 | [19 empty] | 1778279.41 | 0
1 | 1800 | 707 | 0.015 | 15 | 15 | 7 | 2.3714e-09 | 5spot_SharedNeighbor | CO2 | Porous | Wet | R600a | MinimizeLCOE_Brownfield | IgnoreSilica | 2019 | 0 | 0 | 0 | 0 |  |  |  |  | 15 |  | 14.4219 | [19 empty] | 2371373.7057 | 0
1 | 1800 | 707 | 0.015 | 15 | 15 | 7 | 3.1623e-09 | 5spot_SharedNeighbor | CO2 | Porous | Wet | R600a | MinimizeLCOE_Brownfield | IgnoreSilica | 2019 | 0 | 0 | 0 | 0 |  |  |  |  | 15 |  | 13.701 | [19 empty] | 3162277.6602 | 0
1 | 1800 | 707 | 0.015 | 15 | 15 | 7 | 4.217e-09 | 5spot_SharedNeighbor | CO2 | Porous | Wet | R600a | MinimizeLCOE_Brownfield | IgnoreSilica | 2019 | 0 | 0 | 0 | 0 |  |  |  |  | 15 |  | 13.641 | [19 empty] | 4216965.0343 | 0
1 | 1800 | 707 | 0.015 | 15 | 15 | 7 | 5.6234e-09 | 5spot_SharedNeighbor | CO2 | Porous | Wet | R600a | MinimizeLCOE_Brownfield | IgnoreSilica | 2019 | 0 | 0 | 0 | 0 |  |  |  |  | 15 |  | 13.9747 | [19 empty] | 5623413.2519 | 0
1 | 1800 | 707 | 0.015 | 15 | 15 | 7 | 7.4989e-09 | 5spot_SharedNeighbor | CO2 | Porous | Wet | R600a | MinimizeLCOE_Brownfield | IgnoreSilica | 2019 | 0 | 0 | 0 | 0 |  |  |  |  | 15 |  | 14.6938 | [19 empty] | 7498942.0933 | 0
1 | 1800 | 707 | 0.015 | 15 | 15 | 7 | 1e-08 | 5spot_SharedNeighbor | CO2 | Porous | Wet | R600a | MinimizeLCOE_Brownfield | IgnoreSilica | 2019 | 0 | 0 | 0 | 0 |  |  |  |  | 15 |  | 14.509 | [19 empty] | 10000000 | 0
1 | 1900 | 707 | 0.015 | 15 | 15 | 7 | 1e-13 | 5spot_SharedNeighbor | CO2 | Porous | Wet | R600a | MinimizeLCOE_Brownfield | IgnoreSilica | 2019 | 0 | 0 | 0 | 0 |  |  |  |  | 15 |  | 10.3442 | [19 empty] | 100 | 0
1 | 1900 | 707 | 0.015 | 15 | 15 | 7 | 1.3335e-13 | 5spot_SharedNeighbor | CO2 | Porous | Wet | R600a | MinimizeLCOE_Brownfield | IgnoreSilica | 2019 | 0 | 0 | 0 | 0 |  |  |  |  | 15 |  | 12.1079 | [19 empty] | 133.3521 | 0
1 | 1900 | 707 | 0.015 | 15 | 15 | 7 | 1.7783e-13 | 5spot_SharedNeighbor | CO2 | Porous | Wet | R600a | MinimizeLCOE_Brownfield | IgnoreSilica | 2019 | 0 | 0 | 0 | 0 |  |  |  |  | 15 |  | 12.3822 | [19 empty] | 177.8279 | 0
1 | 1900 | 707 | 0.015 | 15 | 15 | 7 | 2.3714e-13 | 5spot_SharedNeighbor | CO2 | Porous | Wet | R600a | MinimizeLCOE_Brownfield | IgnoreSilica | 2019 | 0 | 0 | 0 | 0 |  |  |  |  | 15 |  | 13.5315 | [19 empty] | 237.1374 | 0
1 | 1900 | 707 | 0.015 | 15 | 15 | 7 | 3.1623e-13 | 5spot_SharedNeighbor | CO2 | Porous | Wet | R600a | MinimizeLCOE_Brownfield | IgnoreSilica | 2019 | 0 | 0 | 0 | 0 |  |  |  |  | 15 |  | 15.8842 | [19 empty] | 316.2278 | 0
1 | 1900 | 707 | 0.015 | 15 | 15 | 7 | 4.217e-13 | 5spot_SharedNeighbor | CO2 | Porous | Wet | R600a | MinimizeLCOE_Brownfield | IgnoreSilica | 2019 | 0 | 0 | 0 | 0 |  |  |  |  | 15 |  | 16.975 | [19 empty] | 421.6965 | 0
1 | 1900 | 707 | 0.015 | 15 | 15 | 7 | 5.6234e-13 | 5spot_SharedNeighbor | CO2 | Porous | Wet | R600a | MinimizeLCOE_Brownfield | IgnoreSilica | 2019 | 0 | 0 | 0 | 0 |  |  |  |  | 15 |  | 15.3092 | [19 empty] | 562.3413 | 0
1 | 1900 | 707 | 0.015 | 15 | 15 | 7 | 7.4989e-13 | 5spot_SharedNeighbor | CO2 | Porous | Wet | R600a | MinimizeLCOE_Brownfield | IgnoreSilica | 2019 | 0 | 0 | 0 | 0 |  |  |  |  | 15 |  | 15.054 | [19 empty] | 749.8942 | 0
1 | 1900 | 707 | 0.015 | 15 | 15 | 7 | 1e-12 | 5spot_SharedNeighbor | CO2 | Porous | Wet | R600a | MinimizeLCOE_Brownfield | IgnoreSilica | 2019 | 0 | 0 | 0 | 0 |  |  |  |  | 15 |  | 16.1925 | [19 empty] | 1000 | 0
1 | 1900 | 707 | 0.015 | 15 | 15 | 7 | 1.3335e-12 | 5spot_SharedNeighbor | CO2 | Porous | Wet | R600a | MinimizeLCOE_Brownfield | IgnoreSilica | 2019 | 0 | 0 | 0 | 0 |  |  |  |  | 15 |  | 14.917 | [19 empty] | 1333.5214 | 0
1 | 1900 | 707 | 0.015 | 15 | 15 | 7 | 1.7783e-12 | 5spot_SharedNeighbor | CO2 | Porous | Wet | R600a | MinimizeLCOE_Brownfield | IgnoreSilica | 2019 | 0 | 0 | 0 | 0 |  |  |  |  | 15 |  | 14.3128 | [19 empty] | 1778.2794 | 0
1 | 1900 | 707 | 0.015 | 15 | 15 | 7 | 2.3714e-12 | 5spot_SharedNeighbor | CO2 | Porous | Wet | R600a | MinimizeLCOE_Brownfield | IgnoreSilica | 2019 | 0 | 0 | 0 | 0 |  |  |  |  | 15 |  | 14.5081 | [19 empty] | 2371.3737 | 0
1 | 1900 | 707 | 0.015 | 15 | 15 | 7 | 3.1623e-12 | 5spot_SharedNeighbor | CO2 | Porous | Wet | R600a | MinimizeLCOE_Brownfield | IgnoreSilica | 2019 | 0 | 0 | 0 | 0 |  |  |  |  | 15 |  | 15.2585 | [19 empty] | 3162.2777 | 0
1 | 1900 | 707 | 0.015 | 15 | 15 | 7 | 4.217e-12 | 5spot_SharedNeighbor | CO2 | Porous | Wet | R600a | MinimizeLCOE_Brownfield | IgnoreSilica | 2019 | 0 | 0 | 0 | 0 |  |  |  |  | 15 |  | 15.4196 | [19 empty] | 4216.965 | 0
1 | 1900 | 707 | 0.015 | 15 | 15 | 7 | 5.6234e-12 | 5spot_SharedNeighbor | CO2 | Porous | Wet | R600a | MinimizeLCOE_Brownfield | IgnoreSilica | 2019 | 0 | 0 | 0 | 0 |  |  |  |  | 15 |  | 16.2217 | [19 empty] | 5623.4133 | 0
1 | 1900 | 707 | 0.015 | 15 | 15 | 7 | 7.4989e-12 | 5spot_SharedNeighbor | CO2 | Porous | Wet | R600a | MinimizeLCOE_Brownfield | IgnoreSilica | 2019 | 0 | 0 | 0 | 0 |  |  |  |  | 15 |  | 14.9542 | [19 empty] | 7498.9421 | 0
1 | 1900 | 707 | 0.015 | 15 | 15 | 7 | 1e-11 | 5spot_SharedNeighbor | CO2 | Porous | Wet | R600a | MinimizeLCOE_Brownfield | IgnoreSilica | 2019 | 0 | 0 | 0 | 0 |  |  |  |  | 15 |  | 14.3227 | [19 empty] | 10000 | 0
1 | 1900 | 707 | 0.015 | 15 | 15 | 7 | 1.3335e-11 | 5spot_SharedNeighbor | CO2 | Porous | Wet | R600a | MinimizeLCOE_Brownfield | IgnoreSilica | 2019 | 0 | 0 | 0 | 0 |  |  |  |  | 15 |  | 14.5008 | [19 empty] | 13335.2143 | 0
1 | 1900 | 707 | 0.015 | 15 | 15 | 7 | 1.7783e-11 | 5spot_SharedNeighbor | CO2 | Porous | Wet | R600a | MinimizeLCOE_Brownfield | IgnoreSilica | 2019 | 0 | 0 | 0 | 0 |  |  |  |  | 15 |  | 14.5439 | [19 empty] | 17782.7941 | 0
1 | 1900 | 707 | 0.015 | 15 | 15 | 7 | 2.3714e-11 | 5spot_SharedNeighbor | CO2 | Porous | Wet | R600a | MinimizeLCOE_Brownfield | IgnoreSilica | 2019 | 0 | 0 | 0 | 0 |  |  |  |  | 15 |  | 14.3244 | [19 empty] | 23713.7371 | 0
1 | 1900 | 707 | 0.015 | 15 | 15 | 7 | 3.1623e-11 | 5spot_SharedNeighbor | CO2 | Porous | Wet | R600a | MinimizeLCOE_Brownfield | IgnoreSilica | 2019 | 0 | 0 | 0 | 0 |  |  |  |  | 15 |  | 14.4106 | [19 empty] | 31622.7766 | 0
1 | 1900 | 707 | 0.015 | 15 | 15 | 7 | 4.217e-11 | 5spot_SharedNeighbor | CO2 | Porous | Wet | R600a | MinimizeLCOE_Brownfield | IgnoreSilica | 2019 | 0 | 0 | 0 | 0 |  |  |  |  | 15 |  | 13.5566 | [19 empty] | 42169.6503 | 0
1 | 1900 | 707 | 0.015 | 15 | 15 | 7 | 5.6234e-11 | 5spot_SharedNeighbor | CO2 | Porous | Wet | R600a | MinimizeLCOE_Brownfield | IgnoreSilica | 2019 | 0 | 0 | 0 | 0 |  |  |  |  | 15 |  | 15.0524 | [19 empty] | 56234.1325 | 0
1 | 1900 | 707 | 0.015 | 15 | 15 | 7 | 7.4989e-11 | 5spot_SharedNeighbor | CO2 | Porous | Wet | R600a | MinimizeLCOE_Brownfield | IgnoreSilica | 2019 | 0 | 0 | 0 | 0 |  |  |  |  | 15 |  | 14.7139 | [19 empty] | 74989.4209 | 0
1 | 1900 | 707 | 0.015 | 15 | 15 | 7 | 1e-10 | 5spot_SharedNeighbor | CO2 | Porous | Wet | R600a | MinimizeLCOE_Brownfield | IgnoreSilica | 2019 | 0 | 0 | 0 | 0 |  |  |  |  | 15 |  | 14.2503 | [19 empty] | 100000 | 0
1 | 1900 | 707 | 0.015 | 15 | 15 | 7 | 1.3335e-10 | 5spot_SharedNeighbor | CO2 | Porous | Wet | R600a | MinimizeLCOE_Brownfield | IgnoreSilica | 2019 | 0 | 0 | 0 | 0 |  |  |  |  | 15 |  | 14.2992 | [19 empty] | 133352.1432 | 0
1 | 1900 | 707 | 0.015 | 15 | 15 | 7 | 1.7783e-10 | 5spot_SharedNeighbor | CO2 | Porous | Wet | R600a | MinimizeLCOE_Brownfield | IgnoreSilica | 2019 | 0 | 0 | 0 | 0 |  |  |  |  | 15 |  | 13.5906 | [19 empty] | 177827.941 | 0
1 | 1900 | 707 | 0.015 | 15 | 15 | 7 | 2.3714e-10 | 5spot_SharedNeighbor | CO2 | Porous | Wet | R600a | MinimizeLCOE_Brownfield | IgnoreSilica | 2019 | 0 | 0 | 0 | 0 |  |  |  |  | 15 |  | 13.8265 | [19 empty] | 237137.3706 | 0
1 | 1900 | 707 | 0.015 | 15 | 15 | 7 | 3.1623e-10 | 5spot_SharedNeighbor | CO2 | Porous | Wet | R600a | MinimizeLCOE_Brownfield | IgnoreSilica | 2019 | 0 | 0 | 0 | 0 |  |  |  |  | 15 |  | 13.016 | [19 empty] | 316227.766 | 0
1 | 1900 | 707 | 0.015 | 15 | 15 | 7 | 4.217e-10 | 5spot_SharedNeighbor | CO2 | Porous | Wet | R600a | MinimizeLCOE_Brownfield | IgnoreSilica | 2019 | 0 | 0 | 0 | 0 |  |  |  |  | 15 |  | 14.4826 | [19 empty] | 421696.5034 | 0
1 | 1900 | 707 | 0.015 | 15 | 15 | 7 | 5.6234e-10 | 5spot_SharedNeighbor | CO2 | Porous | Wet | R600a | MinimizeLCOE_Brownfield | IgnoreSilica | 2019 | 0 | 0 | 0 | 0 |  |  |  |  | 15 |  | 14.7945 | [19 empty] | 562341.3252 | 0
1 | 1900 | 707 | 0.015 | 15 | 15 | 7 | 7.4989e-10 | 5spot_SharedNeighbor | CO2 | Porous | Wet | R600a | MinimizeLCOE_Brownfield | IgnoreSilica | 2019 | 0 | 0 | 0 | 0 |  |  |  |  | 15 |  | 14.8797 | [19 empty] | 749894.2093 | 0
1 | 1900 | 707 | 0.015 | 15 | 15 | 7 | 1e-09 | 5spot_SharedNeighbor | CO2 | Porous | Wet | R600a | MinimizeLCOE_Brownfield | IgnoreSilica | 2019 | 0 | 0 | 0 | 0 |  |  |  |  | 15 |  | 14.7475 | [19 empty] | 1000000 | 0
1 | 1900 | 707 | 0.015 | 15 | 15 | 7 | 1.3335e-09 | 5spot_SharedNeighbor | CO2 | Porous | Wet | R600a | MinimizeLCOE_Brownfield | IgnoreSilica | 2019 | 0 | 0 | 0 | 0 |  |  |  |  | 15 |  | 14.6873 | [19 empty] | 1333521.4322 | 0
1 | 1900 | 707 | 0.015 | 15 | 15 | 7 | 1.7783e-09 | 5spot_SharedNeighbor | CO2 | Porous | Wet | R600a | MinimizeLCOE_Brownfield | IgnoreSilica | 2019 | 0 | 0 | 0 | 0 |  |  |  |  | 15 |  | 15.2873 | [19 empty] | 1778279.41 | 0
1 | 1900 | 707 | 0.015 | 15 | 15 | 7 | 2.3714e-09 | 5spot_SharedNeighbor | CO2 | Porous | Wet | R600a | MinimizeLCOE_Brownfield | IgnoreSilica | 2019 | 0 | 0 | 0 | 0 |  |  |  |  | 15 |  | 15.0177 | [19 empty] | 2371373.7057 | 0
1 | 1900 | 707 | 0.015 | 15 | 15 | 7 | 3.1623e-09 | 5spot_SharedNeighbor | CO2 | Porous | Wet | R600a | MinimizeLCOE_Brownfield | IgnoreSilica | 2019 | 0 | 0 | 0 | 0 |  |  |  |  | 15 |  | 14.5833 | [19 empty] | 3162277.6602 | 0
1 | 1900 | 707 | 0.015 | 15 | 15 | 7 | 4.217e-09 | 5spot_SharedNeighbor | CO2 | Porous | Wet | R600a | MinimizeLCOE_Brownfield | IgnoreSilica | 2019 | 0 | 0 | 0 | 0 |  |  |  |  | 15 |  | 14.5672 | [19 empty] | 4216965.0343 | 0
1 | 1900 | 707 | 0.015 | 15 | 15 | 7 | 5.6234e-09 | 5spot_SharedNeighbor | CO2 | Porous | Wet | R600a | MinimizeLCOE_Brownfield | IgnoreSilica | 2019 | 0 | 0 | 0 | 0 |  |  |  |  | 15 |  | 15.0255 | [19 empty] | 5623413.2519 | 0
1 | 1900 | 707 | 0.015 | 15 | 15 | 7 | 7.4989e-09 | 5spot_SharedNeighbor | CO2 | Porous | Wet | R600a | MinimizeLCOE_Brownfield | IgnoreSilica | 2019 | 0 | 0 | 0 | 0 |  |  |  |  | 15 |  | 13.5552 | [19 empty] | 7498942.0933 | 0
1 | 1900 | 707 | 0.015 | 15 | 15 | 7 | 1e-08 | 5spot_SharedNeighbor | CO2 | Porous | Wet | R600a | MinimizeLCOE_Brownfield | IgnoreSilica | 2019 | 0 | 0 | 0 | 0 |  |  |  |  | 15 |  | 14.8337 | [19 empty] | 10000000 | 0
1 | 2000 | 707 | 0.015 | 15 | 15 | 7 | 1e-13 | 5spot_SharedNeighbor | CO2 | Porous | Wet | R600a | MinimizeLCOE_Brownfield | IgnoreSilica | 2019 | 0 | 0 | 0 | 0 |  |  |  |  | 15 |  | 10.3282 | [19 empty] | 100 | 0
1 | 2000 | 707 | 0.015 | 15 | 15 | 7 | 1.3335e-13 | 5spot_SharedNeighbor | CO2 | Porous | Wet | R600a | MinimizeLCOE_Brownfield | IgnoreSilica | 2019 | 0 | 0 | 0 | 0 |  |  |  |  | 15 |  | 11.9987 | [19 empty] | 133.3521 | 0
1 | 2000 | 707 | 0.015 | 15 | 15 | 7 | 1.7783e-13 | 5spot_SharedNeighbor | CO2 | Porous | Wet | R600a | MinimizeLCOE_Brownfield | IgnoreSilica | 2019 | 0 | 0 | 0 | 0 |  |  |  |  | 15 |  | 12.5582 | [19 empty] | 177.8279 | 0
1 | 2000 | 707 | 0.015 | 15 | 15 | 7 | 2.3714e-13 | 5spot_SharedNeighbor | CO2 | Porous | Wet | R600a | MinimizeLCOE_Brownfield | IgnoreSilica | 2019 | 0 | 0 | 0 | 0 |  |  |  |  | 15 |  | 12.9365 | [19 empty] | 237.1374 | 0
1 | 2000 | 707 | 0.015 | 15 | 15 | 7 | 3.1623e-13 | 5spot_SharedNeighbor | CO2 | Porous | Wet | R600a | MinimizeLCOE_Brownfield | IgnoreSilica | 2019 | 0 | 0 | 0 | 0 |  |  |  |  | 15 |  | 15.7144 | [19 empty] | 316.2278 | 0
1 | 2000 | 707 | 0.015 | 15 | 15 | 7 | 4.217e-13 | 5spot_SharedNeighbor | CO2 | Porous | Wet | R600a | MinimizeLCOE_Brownfield | IgnoreSilica | 2019 | 0 | 0 | 0 | 0 |  |  |  |  | 15 |  | 15.7847 | [19 empty] | 421.6965 | 0
1 | 2000 | 707 | 0.015 | 15 | 15 | 7 | 5.6234e-13 | 5spot_SharedNeighbor | CO2 | Porous | Wet | R600a | MinimizeLCOE_Brownfield | IgnoreSilica | 2019 | 0 | 0 | 0 | 0 |  |  |  |  | 15 |  | 16.4784 | [19 empty] | 562.3413 | 0
1 | 2000 | 707 | 0.015 | 15 | 15 | 7 | 7.4989e-13 | 5spot_SharedNeighbor | CO2 | Porous | Wet | R600a | MinimizeLCOE_Brownfield | IgnoreSilica | 2019 | 0 | 0 | 0 | 0 |  |  |  |  | 15 |  | 17.5811 | [19 empty] | 749.8942 | 0
1 | 2000 | 707 | 0.015 | 15 | 15 | 7 | 1e-12 | 5spot_SharedNeighbor | CO2 | Porous | Wet | R600a | MinimizeLCOE_Brownfield | IgnoreSilica | 2019 | 0 | 0 | 0 | 0 |  |  |  |  | 15 |  | 16.4381 | [19 empty] | 1000 | 0
1 | 2000 | 707 | 0.015 | 15 | 15 | 7 | 1.3335e-12 | 5spot_SharedNeighbor | CO2 | Porous | Wet | R600a | MinimizeLCOE_Brownfield | IgnoreSilica | 2019 | 0 | 0 | 0 | 0 |  |  |  |  | 15 |  | 14.4564 | [19 empty] | 1333.5214 | 0
1 | 2000 | 707 | 0.015 | 15 | 15 | 7 | 1.7783e-12 | 5spot_SharedNeighbor | CO2 | Porous | Wet | R600a | MinimizeLCOE_Brownfield | IgnoreSilica | 2019 | 0 | 0 | 0 | 0 |  |  |  |  | 15 |  | 14.0315 | [19 empty] | 1778.2794 | 0
1 | 2000 | 707 | 0.015 | 15 | 15 | 7 | 2.3714e-12 | 5spot_SharedNeighbor | CO2 | Porous | Wet | R600a | MinimizeLCOE_Brownfield | IgnoreSilica | 2019 | 0 | 0 | 0 | 0 |  |  |  |  | 15 |  | 13.8945 | [19 empty] | 2371.3737 | 0
1 | 2000 | 707 | 0.015 | 15 | 15 | 7 | 3.1623e-12 | 5spot_SharedNeighbor | CO2 | Porous | Wet | R600a | MinimizeLCOE_Brownfield | IgnoreSilica | 2019 | 0 | 0 | 0 | 0 |  |  |  |  | 15 |  | 14.802 | [19 empty] | 3162.2777 | 0
1 | 2000 | 707 | 0.015 | 15 | 15 | 7 | 4.217e-12 | 5spot_SharedNeighbor | CO2 | Porous | Wet | R600a | MinimizeLCOE_Brownfield | IgnoreSilica | 2019 | 0 | 0 | 0 | 0 |  |  |  |  | 15 |  | 14.5217 | [19 empty] | 4216.965 | 0
1 | 2000 | 707 | 0.015 | 15 | 15 | 7 | 5.6234e-12 | 5spot_SharedNeighbor | CO2 | Porous | Wet | R600a | MinimizeLCOE_Brownfield | IgnoreSilica | 2019 | 0 | 0 | 0 | 0 |  |  |  |  | 15 |  | 14.3268 | [19 empty] | 5623.4133 | 0
1 | 2000 | 707 | 0.015 | 15 | 15 | 7 | 7.4989e-12 | 5spot_SharedNeighbor | CO2 | Porous | Wet | R600a | MinimizeLCOE_Brownfield | IgnoreSilica | 2019 | 0 | 0 | 0 | 0 |  |  |  |  | 15 |  | 15.5798 | [19 empty] | 7498.9421 | 0
1 | 2000 | 707 | 0.015 | 15 | 15 | 7 | 1e-11 | 5spot_SharedNeighbor | CO2 | Porous | Wet | R600a | MinimizeLCOE_Brownfield | IgnoreSilica | 2019 | 0 | 0 | 0 | 0 |  |  |  |  | 15 |  | 13.9043 | [19 empty] | 10000 | 0
1 | 2000 | 707 | 0.015 | 15 | 15 | 7 | 1.3335e-11 | 5spot_SharedNeighbor | CO2 | Porous | Wet | R600a | MinimizeLCOE_Brownfield | IgnoreSilica | 2019 | 0 | 0 | 0 | 0 |  |  |  |  | 15 |  | 14.8801 | [19 empty] | 13335.2143 | 0
1 | 2000 | 707 | 0.015 | 15 | 15 | 7 | 1.7783e-11 | 5spot_SharedNeighbor | CO2 | Porous | Wet | R600a | MinimizeLCOE_Brownfield | IgnoreSilica | 2019 | 0 | 0 | 0 | 0 |  |  |  |  | 15 |  | 15.3579 | [19 empty] | 17782.7941 | 0
1 | 2000 | 707 | 0.015 | 15 | 15 | 7 | 2.3714e-11 | 5spot_SharedNeighbor | CO2 | Porous | Wet | R600a | MinimizeLCOE_Brownfield | IgnoreSilica | 2019 | 0 | 0 | 0 | 0 |  |  |  |  | 15 |  | 14.3793 | [19 empty] | 23713.7371 | 0
1 | 2000 | 707 | 0.015 | 15 | 15 | 7 | 3.1623e-11 | 5spot_SharedNeighbor | CO2 | Porous | Wet | R600a | MinimizeLCOE_Brownfield | IgnoreSilica | 2019 | 0 | 0 | 0 | 0 |  |  |  |  | 15 |  | 13.8911 | [19 empty] | 31622.7766 | 0
1 | 2000 | 707 | 0.015 | 15 | 15 | 7 | 4.217e-11 | 5spot_SharedNeighbor | CO2 | Porous | Wet | R600a | MinimizeLCOE_Brownfield | IgnoreSilica | 2019 | 0 | 0 | 0 | 0 |  |  |  |  | 15 |  | 14.1921 | [19 empty] | 42169.6503 | 0
1 | 2000 | 707 | 0.015 | 15 | 15 | 7 | 5.6234e-11 | 5spot_SharedNeighbor | CO2 | Porous | Wet | R600a | MinimizeLCOE_Brownfield | IgnoreSilica | 2019 | 0 | 0 | 0 | 0 |  |  |  |  | 15 |  | 14.4852 | [19 empty] | 56234.1325 | 0
1 | 2000 | 707 | 0.015 | 15 | 15 | 7 | 7.4989e-11 | 5spot_SharedNeighbor | CO2 | Porous | Wet | R600a | MinimizeLCOE_Brownfield | IgnoreSilica | 2019 | 0 | 0 | 0 | 0 |  |  |  |  | 15 |  | 13.8668 | [19 empty] | 74989.4209 | 0
1 | 2000 | 707 | 0.015 | 15 | 15 | 7 | 1e-10 | 5spot_SharedNeighbor | CO2 | Porous | Wet | R600a | MinimizeLCOE_Brownfield | IgnoreSilica | 2019 | 0 | 0 | 0 | 0 |  |  |  |  | 15 |  | 14.4251 | [19 empty] | 100000 | 0
1 | 2000 | 707 | 0.015 | 15 | 15 | 7 | 1.3335e-10 | 5spot_SharedNeighbor | CO2 | Porous | Wet | R600a | MinimizeLCOE_Brownfield | IgnoreSilica | 2019 | 0 | 0 | 0 | 0 |  |  |  |  | 15 |  | 13.7999 | [19 empty] | 133352.1432 | 0
1 | 2000 | 707 | 0.015 | 15 | 15 | 7 | 1.7783e-10 | 5spot_SharedNeighbor | CO2 | Porous | Wet | R600a | MinimizeLCOE_Brownfield | IgnoreSilica | 2019 | 0 | 0 | 0 | 0 |  |  |  |  | 15 |  | 13.8448 | [19 empty] | 177827.941 | 0
1 | 2000 | 707 | 0.015 | 15 | 15 | 7 | 2.3714e-10 | 5spot_SharedNeighbor | CO2 | Porous | Wet | R600a | MinimizeLCOE_Brownfield | IgnoreSilica | 2019 | 0 | 0 | 0 | 0 |  |  |  |  | 15 |  | 14.4699 | [19 empty] | 237137.3706 | 0
1 | 2000 | 707 | 0.015 | 15 | 15 | 7 | 3.1623e-10 | 5spot_SharedNeighbor | CO2 | Porous | Wet | R600a | MinimizeLCOE_Brownfield | IgnoreSilica | 2019 | 0 | 0 | 0 | 0 |  |  |  |  | 15 |  | 14.7223 | [19 empty] | 316227.766 | 0
1 | 2000 | 707 | 0.015 | 15 | 15 | 7 | 4.217e-10 | 5spot_SharedNeighbor | CO2 | Porous | Wet | R600a | MinimizeLCOE_Brownfield | IgnoreSilica | 2019 | 0 | 0 | 0 | 0 |  |  |  |  | 15 |  | 13.8423 | [19 empty] | 421696.5034 | 0
1 | 2000 | 707 | 0.015 | 15 | 15 | 7 | 5.6234e-10 | 5spot_SharedNeighbor | CO2 | Porous | Wet | R600a | MinimizeLCOE_Brownfield | IgnoreSilica | 2019 | 0 | 0 | 0 | 0 |  |  |  |  | 15 |  | 13.636 | [19 empty] | 562341.3252 | 0
1 | 2000 | 707 | 0.015 | 15 | 15 | 7 | 7.4989e-10 | 5spot_SharedNeighbor | CO2 | Porous | Wet | R600a | MinimizeLCOE_Brownfield | IgnoreSilica | 2019 | 0 | 0 | 0 | 0 |  |  |  |  | 15 |  | 14.4849 | [19 empty] | 749894.2093 | 0
1 | 2000 | 707 | 0.015 | 15 | 15 | 7 | 1e-09 | 5spot_SharedNeighbor | CO2 | Porous | Wet | R600a | MinimizeLCOE_Brownfield | IgnoreSilica | 2019 | 0 | 0 | 0 | 0 |  |  |  |  | 15 |  | 15.5688 | [19 empty] | 1000000 | 0
1 | 2000 | 707 | 0.015 | 15 | 15 | 7 | 1.3335e-09 | 5spot_SharedNeighbor | CO2 | Porous | Wet | R600a | MinimizeLCOE_Brownfield | IgnoreSilica | 2019 | 0 | 0 | 0 | 0 |  |  |  |  | 15 |  | 15.4756 | [19 empty] | 1333521.4322 | 0
1 | 2000 | 707 | 0.015 | 15 | 15 | 7 | 1.7783e-09 | 5spot_SharedNeighbor | CO2 | Porous | Wet | R600a | MinimizeLCOE_Brownfield | IgnoreSilica | 2019 | 0 | 0 | 0 | 0 |  |  |  |  | 15 |  | 15.0316 | [19 empty] | 1778279.41 | 0
1 | 2000 | 707 | 0.015 | 15 | 15 | 7 | 2.3714e-09 | 5spot_SharedNeighbor | CO2 | Porous | Wet | R600a | MinimizeLCOE_Brownfield | IgnoreSilica | 2019 | 0 | 0 | 0 | 0 |  |  |  |  | 15 |  | 14.3543 | [19 empty] | 2371373.7057 | 0
1 | 2000 | 707 | 0.015 | 15 | 15 | 7 | 3.1623e-09 | 5spot_SharedNeighbor | CO2 | Porous | Wet | R600a | MinimizeLCOE_Brownfield | IgnoreSilica | 2019 | 0 | 0 | 0 | 0 |  |  |  |  | 15 |  | 14.9613 | [19 empty] | 3162277.6602 | 0
1 | 2000 | 707 | 0.015 | 15 | 15 | 7 | 4.217e-09 | 5spot_SharedNeighbor | CO2 | Porous | Wet | R600a | MinimizeLCOE_Brownfield | IgnoreSilica | 2019 | 0 | 0 | 0 | 0 |  |  |  |  | 15 |  | 14.592 | [19 empty] | 4216965.0343 | 0
1 | 2000 | 707 | 0.015 | 15 | 15 | 7 | 5.6234e-09 | 5spot_SharedNeighbor | CO2 | Porous | Wet | R600a | MinimizeLCOE_Brownfield | IgnoreSilica | 2019 | 0 | 0 | 0 | 0 |  |  |  |  | 15 |  | 14.9946 | [19 empty] | 5623413.2519 | 0
1 | 2000 | 707 | 0.015 | 15 | 15 | 7 | 7.4989e-09 | 5spot_SharedNeighbor | CO2 | Porous | Wet | R600a | MinimizeLCOE_Brownfield | IgnoreSilica | 2019 | 0 | 0 | 0 | 0 |  |  |  |  | 15 |  | 14.6064 | [19 empty] | 7498942.0933 | 0
1 | 2000 | 707 | 0.015 | 15 | 15 | 7 | 1e-08 | 5spot_SharedNeighbor | CO2 | Porous | Wet | R600a | MinimizeLCOE_Brownfield | IgnoreSilica | 2019 | 0 | 0 | 0 | 0 |  |  |  |  | 15 |  | 14.2716 | [19 empty] | 10000000 | 0
1 | 2100 | 707 | 0.015 | 15 | 15 | 7 | 1e-13 | 5spot_SharedNeighbor | CO2 | Porous | Wet | R600a | MinimizeLCOE_Brownfield | IgnoreSilica | 2019 | 0 | 0 | 0 | 0 |  |  |  |  | 15 |  | 11.7157 | [19 empty] | 100 | 0
1 | 2100 | 707 | 0.015 | 15 | 15 | 7 | 1.3335e-13 | 5spot_SharedNeighbor | CO2 | Porous | Wet | R600a | MinimizeLCOE_Brownfield | IgnoreSilica | 2019 | 0 | 0 | 0 | 0 |  |  |  |  | 15 |  | 11.9789 | [19 empty] | 133.3521 | 0
1 | 2100 | 707 | 0.015 | 15 | 15 | 7 | 1.7783e-13 | 5spot_SharedNeighbor | CO2 | Porous | Wet | R600a | MinimizeLCOE_Brownfield | IgnoreSilica | 2019 | 0 | 0 | 0 | 0 |  |  |  |  | 15 |  | 11.5127 | [19 empty] | 177.8279 | 0
1 | 2100 | 707 | 0.015 | 15 | 15 | 7 | 2.3714e-13 | 5spot_SharedNeighbor | CO2 | Porous | Wet | R600a | MinimizeLCOE_Brownfield | IgnoreSilica | 2019 | 0 | 0 | 0 | 0 |  |  |  |  | 15 |  | 14.0465 | [19 empty] | 237.1374 | 0
1 | 2100 | 707 | 0.015 | 15 | 15 | 7 | 3.1623e-13 | 5spot_SharedNeighbor | CO2 | Porous | Wet | R600a | MinimizeLCOE_Brownfield | IgnoreSilica | 2019 | 0 | 0 | 0 | 0 |  |  |  |  | 15 |  | 16.5014 | [19 empty] | 316.2278 | 0
1 | 2100 | 707 | 0.015 | 15 | 15 | 7 | 4.217e-13 | 5spot_SharedNeighbor | CO2 | Porous | Wet | R600a | MinimizeLCOE_Brownfield | IgnoreSilica | 2019 | 0 | 0 | 0 | 0 |  |  |  |  | 15 |  | 15.8237 | [19 empty] | 421.6965 | 0
1 | 2100 | 707 | 0.015 | 15 | 15 | 7 | 5.6234e-13 | 5spot_SharedNeighbor | CO2 | Porous | Wet | R600a | MinimizeLCOE_Brownfield | IgnoreSilica | 2019 | 0 | 0 | 0 | 0 |  |  |  |  | 15 |  | 16.4414 | [19 empty] | 562.3413 | 0
1 | 2100 | 707 | 0.015 | 15 | 15 | 7 | 7.4989e-13 | 5spot_SharedNeighbor | CO2 | Porous | Wet | R600a | MinimizeLCOE_Brownfield | IgnoreSilica | 2019 | 0 | 0 | 0 | 0 |  |  |  |  | 15 |  | 16.4664 | [19 empty] | 749.8942 | 0
1 | 2100 | 707 | 0.015 | 15 | 15 | 7 | 1e-12 | 5spot_SharedNeighbor | CO2 | Porous | Wet | R600a | MinimizeLCOE_Brownfield | IgnoreSilica | 2019 | 0 | 0 | 0 | 0 |  |  |  |  | 15 |  | 16.2252 | [19 empty] | 1000 | 0
1 | 2100 | 707 | 0.015 | 15 | 15 | 7 | 1.3335e-12 | 5spot_SharedNeighbor | CO2 | Porous | Wet | R600a | MinimizeLCOE_Brownfield | IgnoreSilica | 2019 | 0 | 0 | 0 | 0 |  |  |  |  | 15 |  | 15.7118 | [19 empty] | 1333.5214 | 0
1 | 2100 | 707 | 0.015 | 15 | 15 | 7 | 1.7783e-12 | 5spot_SharedNeighbor | CO2 | Porous | Wet | R600a | MinimizeLCOE_Brownfield | IgnoreSilica | 2019 | 0 | 0 | 0 | 0 |  |  |  |  | 15 |  | 16.0027 | [19 empty] | 1778.2794 | 0
1 | 2100 | 707 | 0.015 | 15 | 15 | 7 | 2.3714e-12 | 5spot_SharedNeighbor | CO2 | Porous | Wet | R600a | MinimizeLCOE_Brownfield | IgnoreSilica | 2019 | 0 | 0 | 0 | 0 |  |  |  |  | 15 |  | 15.4414 | [19 empty] | 2371.3737 | 0
1 | 2100 | 707 | 0.015 | 15 | 15 | 7 | 3.1623e-12 | 5spot_SharedNeighbor | CO2 | Porous | Wet | R600a | MinimizeLCOE_Brownfield | IgnoreSilica | 2019 | 0 | 0 | 0 | 0 |  |  |  |  | 15 |  | 14.1615 | [19 empty] | 3162.2777 | 0
1 | 2100 | 707 | 0.015 | 15 | 15 | 7 | 4.217e-12 | 5spot_SharedNeighbor | CO2 | Porous | Wet | R600a | MinimizeLCOE_Brownfield | IgnoreSilica | 2019 | 0 | 0 | 0 | 0 |  |  |  |  | 15 |  | 14.7821 | [19 empty] | 4216.965 | 0
1 | 2100 | 707 | 0.015 | 15 | 15 | 7 | 5.6234e-12 | 5spot_SharedNeighbor | CO2 | Porous | Wet | R600a | MinimizeLCOE_Brownfield | IgnoreSilica | 2019 | 0 | 0 | 0 | 0 |  |  |  |  | 15 |  | 14.892 | [19 empty] | 5623.4133 | 0
1 | 2100 | 707 | 0.015 | 15 | 15 | 7 | 7.4989e-12 | 5spot_SharedNeighbor | CO2 | Porous | Wet | R600a | MinimizeLCOE_Brownfield | IgnoreSilica | 2019 | 0 | 0 | 0 | 0 |  |  |  |  | 15 |  | 13.9022 | [19 empty] | 7498.9421 | 0
1 | 2100 | 707 | 0.015 | 15 | 15 | 7 | 1e-11 | 5spot_SharedNeighbor | CO2 | Porous | Wet | R600a | MinimizeLCOE_Brownfield | IgnoreSilica | 2019 | 0 | 0 | 0 | 0 |  |  |  |  | 15 |  | 15.1971 | [19 empty] | 10000 | 0
1 | 2100 | 707 | 0.015 | 15 | 15 | 7 | 1.3335e-11 | 5spot_SharedNeighbor | CO2 | Porous | Wet | R600a | MinimizeLCOE_Brownfield | IgnoreSilica | 2019 | 0 | 0 | 0 | 0 |  |  |  |  | 15 |  | 14.8408 | [19 empty] | 13335.2143 | 0
1 | 2100 | 707 | 0.015 | 15 | 15 | 7 | 1.7783e-11 | 5spot_SharedNeighbor | CO2 | Porous | Wet | R600a | MinimizeLCOE_Brownfield | IgnoreSilica | 2019 | 0 | 0 | 0 | 0 |  |  |  |  | 15 |  | 14.872 | [19 empty] | 17782.7941 | 0
1 | 2100 | 707 | 0.015 | 15 | 15 | 7 | 2.3714e-11 | 5spot_SharedNeighbor | CO2 | Porous | Wet | R600a | MinimizeLCOE_Brownfield | IgnoreSilica | 2019 | 0 | 0 | 0 | 0 |  |  |  |  | 15 |  | 14.6438 | [19 empty] | 23713.7371 | 0
1 | 2100 | 707 | 0.015 | 15 | 15 | 7 | 3.1623e-11 | 5spot_SharedNeighbor | CO2 | Porous | Wet | R600a | MinimizeLCOE_Brownfield | IgnoreSilica | 2019 | 0 | 0 | 0 | 0 |  |  |  |  | 15 |  | 15.2153 | [19 empty] | 31622.7766 | 0
1 | 2100 | 707 | 0.015 | 15 | 15 | 7 | 4.217e-11 | 5spot_SharedNeighbor | CO2 | Porous | Wet | R600a | MinimizeLCOE_Brownfield | IgnoreSilica | 2019 | 0 | 0 | 0 | 0 |  |  |  |  | 15 |  | 14.982 | [19 empty] | 42169.6503 | 0
1 | 2100 | 707 | 0.015 | 15 | 15 | 7 | 5.6234e-11 | 5spot_SharedNeighbor | CO2 | Porous | Wet | R600a | MinimizeLCOE_Brownfield | IgnoreSilica | 2019 | 0 | 0 | 0 | 0 |  |  |  |  | 15 |  | 14.4765 | [19 empty] | 56234.1325 | 0
1 | 2100 | 707 | 0.015 | 15 | 15 | 7 | 7.4989e-11 | 5spot_SharedNeighbor | CO2 | Porous | Wet | R600a | MinimizeLCOE_Brownfield | IgnoreSilica | 2019 | 0 | 0 | 0 | 0 |  |  |  |  | 15 |  | 14.0346 | [19 empty] | 74989.4209 | 0
1 | 2100 | 707 | 0.015 | 15 | 15 | 7 | 1e-10 | 5spot_SharedNeighbor | CO2 | Porous | Wet | R600a | MinimizeLCOE_Brownfield | IgnoreSilica | 2019 | 0 | 0 | 0 | 0 |  |  |  |  | 15 |  | 15.0851 | [19 empty] | 100000 | 0
1 | 2100 | 707 | 0.015 | 15 | 15 | 7 | 1.3335e-10 | 5spot_SharedNeighbor | CO2 | Porous | Wet | R600a | MinimizeLCOE_Brownfield | IgnoreSilica | 2019 | 0 | 0 | 0 | 0 |  |  |  |  | 15 |  | 15.5361 | [19 empty] | 133352.1432 | 0
1 | 2100 | 707 | 0.015 | 15 | 15 | 7 | 1.7783e-10 | 5spot_SharedNeighbor | CO2 | Porous | Wet | R600a | MinimizeLCOE_Brownfield | IgnoreSilica | 2019 | 0 | 0 | 0 | 0 |  |  |  |  | 15 |  | 13.9167 | [19 empty] | 177827.941 | 0
1 | 2100 | 707 | 0.015 | 15 | 15 | 7 | 2.3714e-10 | 5spot_SharedNeighbor | CO2 | Porous | Wet | R600a | MinimizeLCOE_Brownfield | IgnoreSilica | 2019 | 0 | 0 | 0 | 0 |  |  |  |  | 15 |  | 14.949 | [19 empty] | 237137.3706 | 0
1 | 2100 | 707 | 0.015 | 15 | 15 | 7 | 3.1623e-10 | 5spot_SharedNeighbor | CO2 | Porous | Wet | R600a | MinimizeLCOE_Brownfield | IgnoreSilica | 2019 | 0 | 0 | 0 | 0 |  |  |  |  | 15 |  | 13.3386 | [19 empty] | 316227.766 | 0
1 | 2100 | 707 | 0.015 | 15 | 15 | 7 | 4.217e-10 | 5spot_SharedNeighbor | CO2 | Porous | Wet | R600a | MinimizeLCOE_Brownfield | IgnoreSilica | 2019 | 0 | 0 | 0 | 0 |  |  |  |  | 15 |  | 14.2253 | [19 empty] | 421696.5034 | 0
1 | 2100 | 707 | 0.015 | 15 | 15 | 7 | 5.6234e-10 | 5spot_SharedNeighbor | CO2 | Porous | Wet | R600a | MinimizeLCOE_Brownfield | IgnoreSilica | 2019 | 0 | 0 | 0 | 0 |  |  |  |  | 15 |  | 13.1735 | [19 empty] | 562341.3252 | 0
1 | 2100 | 707 | 0.015 | 15 | 15 | 7 | 7.4989e-10 | 5spot_SharedNeighbor | CO2 | Porous | Wet | R600a | MinimizeLCOE_Brownfield | IgnoreSilica | 2019 | 0 | 0 | 0 | 0 |  |  |  |  | 15 |  | 14.4894 | [19 empty] | 749894.2093 | 0
1 | 2100 | 707 | 0.015 | 15 | 15 | 7 | 1e-09 | 5spot_SharedNeighbor | CO2 | Porous | Wet | R600a | MinimizeLCOE_Brownfield | IgnoreSilica | 2019 | 0 | 0 | 0 | 0 |  |  |  |  | 15 |  | 14.0277 | [19 empty] | 1000000 | 0
1 | 2100 | 707 | 0.015 | 15 | 15 | 7 | 1.3335e-09 | 5spot_SharedNeighbor | CO2 | Porous | Wet | R600a | MinimizeLCOE_Brownfield | IgnoreSilica | 2019 | 0 | 0 | 0 | 0 |  |  |  |  | 15 |  | 14.7013 | [19 empty] | 1333521.4322 | 0
1 | 2100 | 707 | 0.015 | 15 | 15 | 7 | 1.7783e-09 | 5spot_SharedNeighbor | CO2 | Porous | Wet | R600a | MinimizeLCOE_Brownfield | IgnoreSilica | 2019 | 0 | 0 | 0 | 0 |  |  |  |  | 15 |  | 14.663 | [19 empty] | 1778279.41 | 0
1 | 2100 | 707 | 0.015 | 15 | 15 | 7 | 2.3714e-09 | 5spot_SharedNeighbor | CO2 | Porous | Wet | R600a | MinimizeLCOE_Brownfield | IgnoreSilica | 2019 | 0 | 0 | 0 | 0 |  |  |  |  | 15 |  | 14.9284 | [19 empty] | 2371373.7057 | 0
1 | 2100 | 707 | 0.015 | 15 | 15 | 7 | 3.1623e-09 | 5spot_SharedNeighbor | CO2 | Porous | Wet | R600a | MinimizeLCOE_Brownfield | IgnoreSilica | 2019 | 0 | 0 | 0 | 0 |  |  |  |  | 15 |  | 14.8248 | [19 empty] | 3162277.6602 | 0
1 | 2100 | 707 | 0.015 | 15 | 15 | 7 | 4.217e-09 | 5spot_SharedNeighbor | CO2 | Porous | Wet | R600a | MinimizeLCOE_Brownfield | IgnoreSilica | 2019 | 0 | 0 | 0 | 0 |  |  |  |  | 15 |  | 15.0703 | [19 empty] | 4216965.0343 | 0
1 | 2100 | 707 | 0.015 | 15 | 15 | 7 | 5.6234e-09 | 5spot_SharedNeighbor | CO2 | Porous | Wet | R600a | MinimizeLCOE_Brownfield | IgnoreSilica | 2019 | 0 | 0 | 0 | 0 |  |  |  |  | 15 |  | 14.8426 | [19 empty] | 5623413.2519 | 0
1 | 2100 | 707 | 0.015 | 15 | 15 | 7 | 7.4989e-09 | 5spot_SharedNeighbor | CO2 | Porous | Wet | R600a | MinimizeLCOE_Brownfield | IgnoreSilica | 2019 | 0 | 0 | 0 | 0 |  |  |  |  | 15 |  | 14.4344 | [19 empty] | 7498942.0933 | 0
1 | 2100 | 707 | 0.015 | 15 | 15 | 7 | 1e-08 | 5spot_SharedNeighbor | CO2 | Porous | Wet | R600a | MinimizeLCOE_Brownfield | IgnoreSilica | 2019 | 0 | 0 | 0 | 0 |  |  |  |  | 15 |  | 15.1993 | [19 empty] | 10000000 | 0
1 | 2200 | 707 | 0.015 | 15 | 15 | 7 | 1e-13 | 5spot_SharedNeighbor | CO2 | Porous | Wet | R600a | MinimizeLCOE_Brownfield | IgnoreSilica | 2019 | 0 | 0 | 0 | 0 |  |  |  |  | 15 |  | 11.1499 | [19 empty] | 100 | 0
1 | 2200 | 707 | 0.015 | 15 | 15 | 7 | 1.3335e-13 | 5spot_SharedNeighbor | CO2 | Porous | Wet | R600a | MinimizeLCOE_Brownfield | IgnoreSilica | 2019 | 0 | 0 | 0 | 0 |  |  |  |  | 15 |  | 12.7189 | [19 empty] | 133.3521 | 0
1 | 2200 | 707 | 0.015 | 15 | 15 | 7 | 1.7783e-13 | 5spot_SharedNeighbor | CO2 | Porous | Wet | R600a | MinimizeLCOE_Brownfield | IgnoreSilica | 2019 | 0 | 0 | 0 | 0 |  |  |  |  | 15 |  | 14.3765 | [19 empty] | 177.8279 | 0
1 | 2200 | 707 | 0.015 | 15 | 15 | 7 | 2.3714e-13 | 5spot_SharedNeighbor | CO2 | Porous | Wet | R600a | MinimizeLCOE_Brownfield | IgnoreSilica | 2019 | 0 | 0 | 0 | 0 |  |  |  |  | 15 |  | 13.5766 | [19 empty] | 237.1374 | 0
1 | 2200 | 707 | 0.015 | 15 | 15 | 7 | 3.1623e-13 | 5spot_SharedNeighbor | CO2 | Porous | Wet | R600a | MinimizeLCOE_Brownfield | IgnoreSilica | 2019 | 0 | 0 | 0 | 0 |  |  |  |  | 15 |  | 16.0587 | [19 empty] | 316.2278 | 0
1 | 2200 | 707 | 0.015 | 15 | 15 | 7 | 4.217e-13 | 5spot_SharedNeighbor | CO2 | Porous | Wet | R600a | MinimizeLCOE_Brownfield | IgnoreSilica | 2019 | 0 | 0 | 0 | 0 |  |  |  |  | 15 |  | 17.5795 | [19 empty] | 421.6965 | 0
1 | 2200 | 707 | 0.015 | 15 | 15 | 7 | 5.6234e-13 | 5spot_SharedNeighbor | CO2 | Porous | Wet | R600a | MinimizeLCOE_Brownfield | IgnoreSilica | 2019 | 0 | 0 | 0 | 0 |  |  |  |  | 15 |  | 15.907 | [19 empty] | 562.3413 | 0
1 | 2200 | 707 | 0.015 | 15 | 15 | 7 | 7.4989e-13 | 5spot_SharedNeighbor | CO2 | Porous | Wet | R600a | MinimizeLCOE_Brownfield | IgnoreSilica | 2019 | 0 | 0 | 0 | 0 |  |  |  |  | 15 |  | 15.1241 | [19 empty] | 749.8942 | 0
1 | 2200 | 707 | 0.015 | 15 | 15 | 7 | 1e-12 | 5spot_SharedNeighbor | CO2 | Porous | Wet | R600a | MinimizeLCOE_Brownfield | IgnoreSilica | 2019 | 0 | 0 | 0 | 0 |  |  |  |  | 15 |  | 15.5189 | [19 empty] | 1000 | 0
1 | 2200 | 707 | 0.015 | 15 | 15 | 7 | 1.3335e-12 | 5spot_SharedNeighbor | CO2 | Porous | Wet | R600a | MinimizeLCOE_Brownfield | IgnoreSilica | 2019 | 0 | 0 | 0 | 0 |  |  |  |  | 15 |  | 15.2472 | [19 empty] | 1333.5214 | 0
1 | 2200 | 707 | 0.015 | 15 | 15 | 7 | 1.7783e-12 | 5spot_SharedNeighbor | CO2 | Porous | Wet | R600a | MinimizeLCOE_Brownfield | IgnoreSilica | 2019 | 0 | 0 | 0 | 0 |  |  |  |  | 15 |  | 15.4757 | [19 empty] | 1778.2794 | 0
1 | 2200 | 707 | 0.015 | 15 | 15 | 7 | 2.3714e-12 | 5spot_SharedNeighbor | CO2 | Porous | Wet | R600a | MinimizeLCOE_Brownfield | IgnoreSilica | 2019 | 0 | 0 | 0 | 0 |  |  |  |  | 15 |  | 14.488 | [19 empty] | 2371.3737 | 0
1 | 2200 | 707 | 0.015 | 15 | 15 | 7 | 3.1623e-12 | 5spot_SharedNeighbor | CO2 | Porous | Wet | R600a | MinimizeLCOE_Brownfield | IgnoreSilica | 2019 | 0 | 0 | 0 | 0 |  |  |  |  | 15 |  | 14.0955 | [19 empty] | 3162.2777 | 0
1 | 2200 | 707 | 0.015 | 15 | 15 | 7 | 4.217e-12 | 5spot_SharedNeighbor | CO2 | Porous | Wet | R600a | MinimizeLCOE_Brownfield | IgnoreSilica | 2019 | 0 | 0 | 0 | 0 |  |  |  |  | 15 |  | 14.5231 | [19 empty] | 4216.965 | 0
1 | 2200 | 707 | 0.015 | 15 | 15 | 7 | 5.6234e-12 | 5spot_SharedNeighbor | CO2 | Porous | Wet | R600a | MinimizeLCOE_Brownfield | IgnoreSilica | 2019 | 0 | 0 | 0 | 0 |  |  |  |  | 15 |  | 14.7752 | [19 empty] | 5623.4133 | 0
1 | 2200 | 707 | 0.015 | 15 | 15 | 7 | 7.4989e-12 | 5spot_SharedNeighbor | CO2 | Porous | Wet | R600a | MinimizeLCOE_Brownfield | IgnoreSilica | 2019 | 0 | 0 | 0 | 0 |  |  |  |  | 15 |  | 15.3752 | [19 empty] | 7498.9421 | 0
1 | 2200 | 707 | 0.015 | 15 | 15 | 7 | 1e-11 | 5spot_SharedNeighbor | CO2 | Porous | Wet | R600a | MinimizeLCOE_Brownfield | IgnoreSilica | 2019 | 0 | 0 | 0 | 0 |  |  |  |  | 15 |  | 14.5015 | [19 empty] | 10000 | 0
1 | 2200 | 707 | 0.015 | 15 | 15 | 7 | 1.3335e-11 | 5spot_SharedNeighbor | CO2 | Porous | Wet | R600a | MinimizeLCOE_Brownfield | IgnoreSilica | 2019 | 0 | 0 | 0 | 0 |  |  |  |  | 15 |  | 14.978 | [19 empty] | 13335.2143 | 0
1 | 2200 | 707 | 0.015 | 15 | 15 | 7 | 1.7783e-11 | 5spot_SharedNeighbor | CO2 | Porous | Wet | R600a | MinimizeLCOE_Brownfield | IgnoreSilica | 2019 | 0 | 0 | 0 | 0 |  |  |  |  | 15 |  | 14.8814 | [19 empty] | 17782.7941 | 0
1 | 2200 | 707 | 0.015 | 15 | 15 | 7 | 2.3714e-11 | 5spot_SharedNeighbor | CO2 | Porous | Wet | R600a | MinimizeLCOE_Brownfield | IgnoreSilica | 2019 | 0 | 0 | 0 | 0 |  |  |  |  | 15 |  | 13.6765 | [19 empty] | 23713.7371 | 0
1 | 2200 | 707 | 0.015 | 15 | 15 | 7 | 3.1623e-11 | 5spot_SharedNeighbor | CO2 | Porous | Wet | R600a | MinimizeLCOE_Brownfield | IgnoreSilica | 2019 | 0 | 0 | 0 | 0 |  |  |  |  | 15 |  | 14.1916 | [19 empty] | 31622.7766 | 0
1 | 2200 | 707 | 0.015 | 15 | 15 | 7 | 4.217e-11 | 5spot_SharedNeighbor | CO2 | Porous | Wet | R600a | MinimizeLCOE_Brownfield | IgnoreSilica | 2019 | 0 | 0 | 0 | 0 |  |  |  |  | 15 |  | 14.3157 | [19 empty] | 42169.6503 | 0
1 | 2200 | 707 | 0.015 | 15 | 15 | 7 | 5.6234e-11 | 5spot_SharedNeighbor | CO2 | Porous | Wet | R600a | MinimizeLCOE_Brownfield | IgnoreSilica | 2019 | 0 | 0 | 0 | 0 |  |  |  |  | 15 |  | 14.5094 | [19 empty] | 56234.1325 | 0
1 | 2200 | 707 | 0.015 | 15 | 15 | 7 | 7.4989e-11 | 5spot_SharedNeighbor | CO2 | Porous | Wet | R600a | MinimizeLCOE_Brownfield | IgnoreSilica | 2019 | 0 | 0 | 0 | 0 |  |  |  |  | 15 |  | 14.4884 | [19 empty] | 74989.4209 | 0
1 | 2200 | 707 | 0.015 | 15 | 15 | 7 | 1e-10 | 5spot_SharedNeighbor | CO2 | Porous | Wet | R600a | MinimizeLCOE_Brownfield | IgnoreSilica | 2019 | 0 | 0 | 0 | 0 |  |  |  |  | 15 |  | 14.0698 | [19 empty] | 100000 | 0
1 | 2200 | 707 | 0.015 | 15 | 15 | 7 | 1.3335e-10 | 5spot_SharedNeighbor | CO2 | Porous | Wet | R600a | MinimizeLCOE_Brownfield | IgnoreSilica | 2019 | 0 | 0 | 0 | 0 |  |  |  |  | 15 |  | 12.8226 | [19 empty] | 133352.1432 | 0
1 | 2200 | 707 | 0.015 | 15 | 15 | 7 | 1.7783e-10 | 5spot_SharedNeighbor | CO2 | Porous | Wet | R600a | MinimizeLCOE_Brownfield | IgnoreSilica | 2019 | 0 | 0 | 0 | 0 |  |  |  |  | 15 |  | 14.2219 | [19 empty] | 177827.941 | 0
1 | 2200 | 707 | 0.015 | 15 | 15 | 7 | 2.3714e-10 | 5spot_SharedNeighbor | CO2 | Porous | Wet | R600a | MinimizeLCOE_Brownfield | IgnoreSilica | 2019 | 0 | 0 | 0 | 0 |  |  |  |  | 15 |  | 15.9888 | [19 empty] | 237137.3706 | 0
1 | 2200 | 707 | 0.015 | 15 | 15 | 7 | 3.1623e-10 | 5spot_SharedNeighbor | CO2 | Porous | Wet | R600a | MinimizeLCOE_Brownfield | IgnoreSilica | 2019 | 0 | 0 | 0 | 0 |  |  |  |  | 15 |  | 15.3976 | [19 empty] | 316227.766 | 0
1 | 2200 | 707 | 0.015 | 15 | 15 | 7 | 4.217e-10 | 5spot_SharedNeighbor | CO2 | Porous | Wet | R600a | MinimizeLCOE_Brownfield | IgnoreSilica | 2019 | 0 | 0 | 0 | 0 |  |  |  |  | 15 |  | 14.481 | [19 empty] | 421696.5034 | 0
1 | 2200 | 707 | 0.015 | 15 | 15 | 7 | 5.6234e-10 | 5spot_SharedNeighbor | CO2 | Porous | Wet | R600a | MinimizeLCOE_Brownfield | IgnoreSilica | 2019 | 0 | 0 | 0 | 0 |  |  |  |  | 15 |  | 13.9338 | [19 empty] | 562341.3252 | 0
1 | 2200 | 707 | 0.015 | 15 | 15 | 7 | 7.4989e-10 | 5spot_SharedNeighbor | CO2 | Porous | Wet | R600a | MinimizeLCOE_Brownfield | IgnoreSilica | 2019 | 0 | 0 | 0 | 0 |  |  |  |  | 15 |  | 14.3074 | [19 empty] | 749894.2093 | 0
1 | 2200 | 707 | 0.015 | 15 | 15 | 7 | 1e-09 | 5spot_SharedNeighbor | CO2 | Porous | Wet | R600a | MinimizeLCOE_Brownfield | IgnoreSilica | 2019 | 0 | 0 | 0 | 0 |  |  |  |  | 15 |  | 14.3684 | [19 empty] | 1000000 | 0
1 | 2200 | 707 | 0.015 | 15 | 15 | 7 | 1.3335e-09 | 5spot_SharedNeighbor | CO2 | Porous | Wet | R600a | MinimizeLCOE_Brownfield | IgnoreSilica | 2019 | 0 | 0 | 0 | 0 |  |  |  |  | 15 |  | 14.188 | [19 empty] | 1333521.4322 | 0
1 | 2200 | 707 | 0.015 | 15 | 15 | 7 | 1.7783e-09 | 5spot_SharedNeighbor | CO2 | Porous | Wet | R600a | MinimizeLCOE_Brownfield | IgnoreSilica | 2019 | 0 | 0 | 0 | 0 |  |  |  |  | 15 |  | 14.8891 | [19 empty] | 1778279.41 | 0
1 | 2200 | 707 | 0.015 | 15 | 15 | 7 | 2.3714e-09 | 5spot_SharedNeighbor | CO2 | Porous | Wet | R600a | MinimizeLCOE_Brownfield | IgnoreSilica | 2019 | 0 | 0 | 0 | 0 |  |  |  |  | 15 |  | 15.0378 | [19 empty] | 2371373.7057 | 0
1 | 2200 | 707 | 0.015 | 15 | 15 | 7 | 3.1623e-09 | 5spot_SharedNeighbor | CO2 | Porous | Wet | R600a | MinimizeLCOE_Brownfield | IgnoreSilica | 2019 | 0 | 0 | 0 | 0 |  |  |  |  | 15 |  | 14.1062 | [19 empty] | 3162277.6602 | 0
1 | 2200 | 707 | 0.015 | 15 | 15 | 7 | 4.217e-09 | 5spot_SharedNeighbor | CO2 | Porous | Wet | R600a | MinimizeLCOE_Brownfield | IgnoreSilica | 2019 | 0 | 0 | 0 | 0 |  |  |  |  | 15 |  | 14.6112 | [19 empty] | 4216965.0343 | 0
1 | 2200 | 707 | 0.015 | 15 | 15 | 7 | 5.6234e-09 | 5spot_SharedNeighbor | CO2 | Porous | Wet | R600a | MinimizeLCOE_Brownfield | IgnoreSilica | 2019 | 0 | 0 | 0 | 0 |  |  |  |  | 15 |  | 14.5199 | [19 empty] | 5623413.2519 | 0
1 | 2200 | 707 | 0.015 | 15 | 15 | 7 | 7.4989e-09 | 5spot_SharedNeighbor | CO2 | Porous | Wet | R600a | MinimizeLCOE_Brownfield | IgnoreSilica | 2019 | 0 | 0 | 0 | 0 |  |  |  |  | 15 |  | 14.7437 | [19 empty] | 7498942.0933 | 0
1 | 2200 | 707 | 0.015 | 15 | 15 | 7 | 1e-08 | 5spot_SharedNeighbor | CO2 | Porous | Wet | R600a | MinimizeLCOE_Brownfield | IgnoreSilica | 2019 | 0 | 0 | 0 | 0 |  |  |  |  | 15 |  | 14.4643 | [19 empty] | 10000000 | 0
1 | 2300 | 707 | 0.015 | 15 | 15 | 7 | 1e-13 | 5spot_SharedNeighbor | CO2 | Porous | Wet | R600a | MinimizeLCOE_Brownfield | IgnoreSilica | 2019 | 0 | 0 | 0 | 0 |  |  |  |  | 15 |  | 10.7699 | [19 empty] | 100 | 0
1 | 2300 | 707 | 0.015 | 15 | 15 | 7 | 1.3335e-13 | 5spot_SharedNeighbor | CO2 | Porous | Wet | R600a | MinimizeLCOE_Brownfield | IgnoreSilica | 2019 | 0 | 0 | 0 | 0 |  |  |  |  | 15 |  | 12.1067 | [19 empty] | 133.3521 | 0
1 | 2300 | 707 | 0.015 | 15 | 15 | 7 | 1.7783e-13 | 5spot_SharedNeighbor | CO2 | Porous | Wet | R600a | MinimizeLCOE_Brownfield | IgnoreSilica | 2019 | 0 | 0 | 0 | 0 |  |  |  |  | 15 |  | 13.5696 | [19 empty] | 177.8279 | 0
1 | 2300 | 707 | 0.015 | 15 | 15 | 7 | 2.3714e-13 | 5spot_SharedNeighbor | CO2 | Porous | Wet | R600a | MinimizeLCOE_Brownfield | IgnoreSilica | 2019 | 0 | 0 | 0 | 0 |  |  |  |  | 15 |  | 15.3889 | [19 empty] | 237.1374 | 0
1 | 2300 | 707 | 0.015 | 15 | 15 | 7 | 3.1623e-13 | 5spot_SharedNeighbor | CO2 | Porous | Wet | R600a | MinimizeLCOE_Brownfield | IgnoreSilica | 2019 | 0 | 0 | 0 | 0 |  |  |  |  | 15 |  | 16.6927 | [19 empty] | 316.2278 | 0
1 | 2300 | 707 | 0.015 | 15 | 15 | 7 | 4.217e-13 | 5spot_SharedNeighbor | CO2 | Porous | Wet | R600a | MinimizeLCOE_Brownfield | IgnoreSilica | 2019 | 0 | 0 | 0 | 0 |  |  |  |  | 15 |  | 16.3168 | [19 empty] | 421.6965 | 0
1 | 2300 | 707 | 0.015 | 15 | 15 | 7 | 5.6234e-13 | 5spot_SharedNeighbor | CO2 | Porous | Wet | R600a | MinimizeLCOE_Brownfield | IgnoreSilica | 2019 | 0 | 0 | 0 | 0 |  |  |  |  | 15 |  | 15.9441 | [19 empty] | 562.3413 | 0
1 | 2300 | 707 | 0.015 | 15 | 15 | 7 | 7.4989e-13 | 5spot_SharedNeighbor | CO2 | Porous | Wet | R600a | MinimizeLCOE_Brownfield | IgnoreSilica | 2019 | 0 | 0 | 0 | 0 |  |  |  |  | 15 |  | 15.7871 | [19 empty] | 749.8942 | 0
1 | 2300 | 707 | 0.015 | 15 | 15 | 7 | 1e-12 | 5spot_SharedNeighbor | CO2 | Porous | Wet | R600a | MinimizeLCOE_Brownfield | IgnoreSilica | 2019 | 0 | 0 | 0 | 0 |  |  |  |  | 15 |  | 16.983 | [19 empty] | 1000 | 0
1 | 2300 | 707 | 0.015 | 15 | 15 | 7 | 1.3335e-12 | 5spot_SharedNeighbor | CO2 | Porous | Wet | R600a | MinimizeLCOE_Brownfield | IgnoreSilica | 2019 | 0 | 0 | 0 | 0 |  |  |  |  | 15 |  | 15.2093 | [19 empty] | 1333.5214 | 0
1 | 2300 | 707 | 0.015 | 15 | 15 | 7 | 1.7783e-12 | 5spot_SharedNeighbor | CO2 | Porous | Wet | R600a | MinimizeLCOE_Brownfield | IgnoreSilica | 2019 | 0 | 0 | 0 | 0 |  |  |  |  | 15 |  | 15.7817 | [19 empty] | 1778.2794 | 0
1 | 2300 | 707 | 0.015 | 15 | 15 | 7 | 2.3714e-12 | 5spot_SharedNeighbor | CO2 | Porous | Wet | R600a | MinimizeLCOE_Brownfield | IgnoreSilica | 2019 | 0 | 0 | 0 | 0 |  |  |  |  | 15 |  | 15.8088 | [19 empty] | 2371.3737 | 0
1 | 2300 | 707 | 0.015 | 15 | 15 | 7 | 3.1623e-12 | 5spot_SharedNeighbor | CO2 | Porous | Wet | R600a | MinimizeLCOE_Brownfield | IgnoreSilica | 2019 | 0 | 0 | 0 | 0 |  |  |  |  | 15 |  | 16.0094 | [19 empty] | 3162.2777 | 0
1 | 2300 | 707 | 0.015 | 15 | 15 | 7 | 4.217e-12 | 5spot_SharedNeighbor | CO2 | Porous | Wet | R600a | MinimizeLCOE_Brownfield | IgnoreSilica | 2019 | 0 | 0 | 0 | 0 |  |  |  |  | 15 |  | 14.8371 | [19 empty] | 4216.965 | 0
1 | 2300 | 707 | 0.015 | 15 | 15 | 7 | 5.6234e-12 | 5spot_SharedNeighbor | CO2 | Porous | Wet | R600a | MinimizeLCOE_Brownfield | IgnoreSilica | 2019 | 0 | 0 | 0 | 0 |  |  |  |  | 15 |  | 13.2352 | [19 empty] | 5623.4133 | 0
1 | 2300 | 707 | 0.015 | 15 | 15 | 7 | 7.4989e-12 | 5spot_SharedNeighbor | CO2 | Porous | Wet | R600a | MinimizeLCOE_Brownfield | IgnoreSilica | 2019 | 0 | 0 | 0 | 0 |  |  |  |  | 15 |  | 14.1633 | [19 empty] | 7498.9421 | 0
1 | 2300 | 707 | 0.015 | 15 | 15 | 7 | 1e-11 | 5spot_SharedNeighbor | CO2 | Porous | Wet | R600a | MinimizeLCOE_Brownfield | IgnoreSilica | 2019 | 0 | 0 | 0 | 0 |  |  |  |  | 15 |  | 14.5098 | [19 empty] | 10000 | 0
1 | 2300 | 707 | 0.015 | 15 | 15 | 7 | 1.3335e-11 | 5spot_SharedNeighbor | CO2 | Porous | Wet | R600a | MinimizeLCOE_Brownfield | IgnoreSilica | 2019 | 0 | 0 | 0 | 0 |  |  |  |  | 15 |  | 13.9778 | [19 empty] | 13335.2143 | 0
1 | 2300 | 707 | 0.015 | 15 | 15 | 7 | 1.7783e-11 | 5spot_SharedNeighbor | CO2 | Porous | Wet | R600a | MinimizeLCOE_Brownfield | IgnoreSilica | 2019 | 0 | 0 | 0 | 0 |  |  |  |  | 15 |  | 14.4875 | [19 empty] | 17782.7941 | 0
1 | 2300 | 707 | 0.015 | 15 | 15 | 7 | 2.3714e-11 | 5spot_SharedNeighbor | CO2 | Porous | Wet | R600a | MinimizeLCOE_Brownfield | IgnoreSilica | 2019 | 0 | 0 | 0 | 0 |  |  |  |  | 15 |  | 14.3649 | [19 empty] | 23713.7371 | 0
1 | 2300 | 707 | 0.015 | 15 | 15 | 7 | 3.1623e-11 | 5spot_SharedNeighbor | CO2 | Porous | Wet | R600a | MinimizeLCOE_Brownfield | IgnoreSilica | 2019 | 0 | 0 | 0 | 0 |  |  |  |  | 15 |  | 15.5433 | [19 empty] | 31622.7766 | 0
1 | 2300 | 707 | 0.015 | 15 | 15 | 7 | 4.217e-11 | 5spot_SharedNeighbor | CO2 | Porous | Wet | R600a | MinimizeLCOE_Brownfield | IgnoreSilica | 2019 | 0 | 0 | 0 | 0 |  |  |  |  | 15 |  | 14.6117 | [19 empty] | 42169.6503 | 0
1 | 2300 | 707 | 0.015 | 15 | 15 | 7 | 5.6234e-11 | 5spot_SharedNeighbor | CO2 | Porous | Wet | R600a | MinimizeLCOE_Brownfield | IgnoreSilica | 2019 | 0 | 0 | 0 | 0 |  |  |  |  | 15 |  | 14.2917 | [19 empty] | 56234.1325 | 0
1 | 2300 | 707 | 0.015 | 15 | 15 | 7 | 7.4989e-11 | 5spot_SharedNeighbor | CO2 | Porous | Wet | R600a | MinimizeLCOE_Brownfield | IgnoreSilica | 2019 | 0 | 0 | 0 | 0 |  |  |  |  | 15 |  | 15.1312 | [19 empty] | 74989.4209 | 0
1 | 2300 | 707 | 0.015 | 15 | 15 | 7 | 1e-10 | 5spot_SharedNeighbor | CO2 | Porous | Wet | R600a | MinimizeLCOE_Brownfield | IgnoreSilica | 2019 | 0 | 0 | 0 | 0 |  |  |  |  | 15 |  | 15.1006 | [19 empty] | 100000 | 0
1 | 2300 | 707 | 0.015 | 15 | 15 | 7 | 1.3335e-10 | 5spot_SharedNeighbor | CO2 | Porous | Wet | R600a | MinimizeLCOE_Brownfield | IgnoreSilica | 2019 | 0 | 0 | 0 | 0 |  |  |  |  | 15 |  | 14.9711 | [19 empty] | 133352.1432 | 0
1 | 2300 | 707 | 0.015 | 15 | 15 | 7 | 1.7783e-10 | 5spot_SharedNeighbor | CO2 | Porous | Wet | R600a | MinimizeLCOE_Brownfield | IgnoreSilica | 2019 | 0 | 0 | 0 | 0 |  |  |  |  | 15 |  | 15.3834 | [19 empty] | 177827.941 | 0
1 | 2300 | 707 | 0.015 | 15 | 15 | 7 | 2.3714e-10 | 5spot_SharedNeighbor | CO2 | Porous | Wet | R600a | MinimizeLCOE_Brownfield | IgnoreSilica | 2019 | 0 | 0 | 0 | 0 |  |  |  |  | 15 |  | 13.5898 | [19 empty] | 237137.3706 | 0
1 | 2300 | 707 | 0.015 | 15 | 15 | 7 | 3.1623e-10 | 5spot_SharedNeighbor | CO2 | Porous | Wet | R600a | MinimizeLCOE_Brownfield | IgnoreSilica | 2019 | 0 | 0 | 0 | 0 |  |  |  |  | 15 |  | 14.9253 | [19 empty] | 316227.766 | 0
1 | 2300 | 707 | 0.015 | 15 | 15 | 7 | 4.217e-10 | 5spot_SharedNeighbor | CO2 | Porous | Wet | R600a | MinimizeLCOE_Brownfield | IgnoreSilica | 2019 | 0 | 0 | 0 | 0 |  |  |  |  | 15 |  | 13.9536 | [19 empty] | 421696.5034 | 0
1 | 2300 | 707 | 0.015 | 15 | 15 | 7 | 5.6234e-10 | 5spot_SharedNeighbor | CO2 | Porous | Wet | R600a | MinimizeLCOE_Brownfield | IgnoreSilica | 2019 | 0 | 0 | 0 | 0 |  |  |  |  | 15 |  | 14.6265 | [19 empty] | 562341.3252 | 0
1 | 2300 | 707 | 0.015 | 15 | 15 | 7 | 7.4989e-10 | 5spot_SharedNeighbor | CO2 | Porous | Wet | R600a | MinimizeLCOE_Brownfield | IgnoreSilica | 2019 | 0 | 0 | 0 | 0 |  |  |  |  | 15 |  | 16.0445 | [19 empty] | 749894.2093 | 0
1 | 2300 | 707 | 0.015 | 15 | 15 | 7 | 1e-09 | 5spot_SharedNeighbor | CO2 | Porous | Wet | R600a | MinimizeLCOE_Brownfield | IgnoreSilica | 2019 | 0 | 0 | 0 | 0 |  |  |  |  | 15 |  | 13.5481 | [19 empty] | 1000000 | 0
1 | 2300 | 707 | 0.015 | 15 | 15 | 7 | 1.3335e-09 | 5spot_SharedNeighbor | CO2 | Porous | Wet | R600a | MinimizeLCOE_Brownfield | IgnoreSilica | 2019 | 0 | 0 | 0 | 0 |  |  |  |  | 15 |  | 13.9495 | [19 empty] | 1333521.4322 | 0
1 | 2300 | 707 | 0.015 | 15 | 15 | 7 | 1.7783e-09 | 5spot_SharedNeighbor | CO2 | Porous | Wet | R600a | MinimizeLCOE_Brownfield | IgnoreSilica | 2019 | 0 | 0 | 0 | 0 |  |  |  |  | 15 |  | 14.8647 | [19 empty] | 1778279.41 | 0
1 | 2300 | 707 | 0.015 | 15 | 15 | 7 | 2.3714e-09 | 5spot_SharedNeighbor | CO2 | Porous | Wet | R600a | MinimizeLCOE_Brownfield | IgnoreSilica | 2019 | 0 | 0 | 0 | 0 |  |  |  |  | 15 |  | 14.9827 | [19 empty] | 2371373.7057 | 0
1 | 2300 | 707 | 0.015 | 15 | 15 | 7 | 3.1623e-09 | 5spot_SharedNeighbor | CO2 | Porous | Wet | R600a | MinimizeLCOE_Brownfield | IgnoreSilica | 2019 | 0 | 0 | 0 | 0 |  |  |  |  | 15 |  | 13.7568 | [19 empty] | 3162277.6602 | 0
1 | 2300 | 707 | 0.015 | 15 | 15 | 7 | 4.217e-09 | 5spot_SharedNeighbor | CO2 | Porous | Wet | R600a | MinimizeLCOE_Brownfield | IgnoreSilica | 2019 | 0 | 0 | 0 | 0 |  |  |  |  | 15 |  | 14.4562 | [19 empty] | 4216965.0343 | 0
1 | 2300 | 707 | 0.015 | 15 | 15 | 7 | 5.6234e-09 | 5spot_SharedNeighbor | CO2 | Porous | Wet | R600a | MinimizeLCOE_Brownfield | IgnoreSilica | 2019 | 0 | 0 | 0 | 0 |  |  |  |  | 15 |  | 13.9139 | [19 empty] | 5623413.2519 | 0
1 | 2300 | 707 | 0.015 | 15 | 15 | 7 | 7.4989e-09 | 5spot_SharedNeighbor | CO2 | Porous | Wet | R600a | MinimizeLCOE_Brownfield | IgnoreSilica | 2019 | 0 | 0 | 0 | 0 |  |  |  |  | 15 |  | 13.6669 | [19 empty] | 7498942.0933 | 0
1 | 2300 | 707 | 0.015 | 15 | 15 | 7 | 1e-08 | 5spot_SharedNeighbor | CO2 | Porous | Wet | R600a | MinimizeLCOE_Brownfield | IgnoreSilica | 2019 | 0 | 0 | 0 | 0 |  |  |  |  | 15 |  | 14.9321 | [19 empty] | 10000000 | 0
1 | 2400 | 707 | 0.015 | 15 | 15 | 7 | 1e-13 | 5spot_SharedNeighbor | CO2 | Porous | Wet | R600a | MinimizeLCOE_Brownfield | IgnoreSilica | 2019 | 0 | 0 | 0 | 0 |  |  |  |  | 15 |  | 11.5938 | [19 empty] | 100 | 0
1 | 2400 | 707 | 0.015 | 15 | 15 | 7 | 1.3335e-13 | 5spot_SharedNeighbor | CO2 | Porous | Wet | R600a | MinimizeLCOE_Brownfield | IgnoreSilica | 2019 | 0 | 0 | 0 | 0 |  |  |  |  | 15 |  | 13.4286 | [19 empty] | 133.3521 | 0
1 | 2400 | 707 | 0.015 | 15 | 15 | 7 | 1.7783e-13 | 5spot_SharedNeighbor | CO2 | Porous | Wet | R600a | MinimizeLCOE_Brownfield | IgnoreSilica | 2019 | 0 | 0 | 0 | 0 |  |  |  |  | 15 |  | 12.8359 | [19 empty] | 177.8279 | 0
1 | 2400 | 707 | 0.015 | 15 | 15 | 7 | 2.3714e-13 | 5spot_SharedNeighbor | CO2 | Porous | Wet | R600a | MinimizeLCOE_Brownfield | IgnoreSilica | 2019 | 0 | 0 | 0 | 0 |  |  |  |  | 15 |  | 14.816 | [19 empty] | 237.1374 | 0
1 | 2400 | 707 | 0.015 | 15 | 15 | 7 | 3.1623e-13 | 5spot_SharedNeighbor | CO2 | Porous | Wet | R600a | MinimizeLCOE_Brownfield | IgnoreSilica | 2019 | 0 | 0 | 0 | 0 |  |  |  |  | 15 |  | 18.1001 | [19 empty] | 316.2278 | 0
1 | 2400 | 707 | 0.015 | 15 | 15 | 7 | 4.217e-13 | 5spot_SharedNeighbor | CO2 | Porous | Wet | R600a | MinimizeLCOE_Brownfield | IgnoreSilica | 2019 | 0 | 0 | 0 | 0 |  |  |  |  | 15 |  | 16.3748 | [19 empty] | 421.6965 | 0
1 | 2400 | 707 | 0.015 | 15 | 15 | 7 | 5.6234e-13 | 5spot_SharedNeighbor | CO2 | Porous | Wet | R600a | MinimizeLCOE_Brownfield | IgnoreSilica | 2019 | 0 | 0 | 0 | 0 |  |  |  |  | 15 |  | 16.6643 | [19 empty] | 562.3413 | 0
1 | 2400 | 707 | 0.015 | 15 | 15 | 7 | 7.4989e-13 | 5spot_SharedNeighbor | CO2 | Porous | Wet | R600a | MinimizeLCOE_Brownfield | IgnoreSilica | 2019 | 0 | 0 | 0 | 0 |  |  |  |  | 15 |  | 16.8831 | [19 empty] | 749.8942 | 0
1 | 2400 | 707 | 0.015 | 15 | 15 | 7 | 1e-12 | 5spot_SharedNeighbor | CO2 | Porous | Wet | R600a | MinimizeLCOE_Brownfield | IgnoreSilica | 2019 | 0 | 0 | 0 | 0 |  |  |  |  | 15 |  | 15.1916 | [19 empty] | 1000 | 0
1 | 2400 | 707 | 0.015 | 15 | 15 | 7 | 1.3335e-12 | 5spot_SharedNeighbor | CO2 | Porous | Wet | R600a | MinimizeLCOE_Brownfield | IgnoreSilica | 2019 | 0 | 0 | 0 | 0 |  |  |  |  | 15 |  | 15.3753 | [19 empty] | 1333.5214 | 0
1 | 2400 | 707 | 0.015 | 15 | 15 | 7 | 1.7783e-12 | 5spot_SharedNeighbor | CO2 | Porous | Wet | R600a | MinimizeLCOE_Brownfield | IgnoreSilica | 2019 | 0 | 0 | 0 | 0 |  |  |  |  | 15 |  | 14.791 | [19 empty] | 1778.2794 | 0
1 | 2400 | 707 | 0.015 | 15 | 15 | 7 | 2.3714e-12 | 5spot_SharedNeighbor | CO2 | Porous | Wet | R600a | MinimizeLCOE_Brownfield | IgnoreSilica | 2019 | 0 | 0 | 0 | 0 |  |  |  |  | 15 |  | 15.4637 | [19 empty] | 2371.3737 | 0
1 | 2400 | 707 | 0.015 | 15 | 15 | 7 | 3.1623e-12 | 5spot_SharedNeighbor | CO2 | Porous | Wet | R600a | MinimizeLCOE_Brownfield | IgnoreSilica | 2019 | 0 | 0 | 0 | 0 |  |  |  |  | 15 |  | 13.947 | [19 empty] | 3162.2777 | 0
1 | 2400 | 707 | 0.015 | 15 | 15 | 7 | 4.217e-12 | 5spot_SharedNeighbor | CO2 | Porous | Wet | R600a | MinimizeLCOE_Brownfield | IgnoreSilica | 2019 | 0 | 0 | 0 | 0 |  |  |  |  | 15 |  | 14.9101 | [19 empty] | 4216.965 | 0
1 | 2400 | 707 | 0.015 | 15 | 15 | 7 | 5.6234e-12 | 5spot_SharedNeighbor | CO2 | Porous | Wet | R600a | MinimizeLCOE_Brownfield | IgnoreSilica | 2019 | 0 | 0 | 0 | 0 |  |  |  |  | 15 |  | 14.4483 | [19 empty] | 5623.4133 | 0
1 | 2400 | 707 | 0.015 | 15 | 15 | 7 | 7.4989e-12 | 5spot_SharedNeighbor | CO2 | Porous | Wet | R600a | MinimizeLCOE_Brownfield | IgnoreSilica | 2019 | 0 | 0 | 0 | 0 |  |  |  |  | 15 |  | 15.0816 | [19 empty] | 7498.9421 | 0
1 | 2400 | 707 | 0.015 | 15 | 15 | 7 | 1e-11 | 5spot_SharedNeighbor | CO2 | Porous | Wet | R600a | MinimizeLCOE_Brownfield | IgnoreSilica | 2019 | 0 | 0 | 0 | 0 |  |  |  |  | 15 |  | 14.1739 | [19 empty] | 10000 | 0
1 | 2400 | 707 | 0.015 | 15 | 15 | 7 | 1.3335e-11 | 5spot_SharedNeighbor | CO2 | Porous | Wet | R600a | MinimizeLCOE_Brownfield | IgnoreSilica | 2019 | 0 | 0 | 0 | 0 |  |  |  |  | 15 |  | 14.4289 | [19 empty] | 13335.2143 | 0
1 | 2400 | 707 | 0.015 | 15 | 15 | 7 | 1.7783e-11 | 5spot_SharedNeighbor | CO2 | Porous | Wet | R600a | MinimizeLCOE_Brownfield | IgnoreSilica | 2019 | 0 | 0 | 0 | 0 |  |  |  |  | 15 |  | 14.029 | [19 empty] | 17782.7941 | 0
1 | 2400 | 707 | 0.015 | 15 | 15 | 7 | 2.3714e-11 | 5spot_SharedNeighbor | CO2 | Porous | Wet | R600a | MinimizeLCOE_Brownfield | IgnoreSilica | 2019 | 0 | 0 | 0 | 0 |  |  |  |  | 15 |  | 14.3339 | [19 empty] | 23713.7371 | 0
1 | 2400 | 707 | 0.015 | 15 | 15 | 7 | 3.1623e-11 | 5spot_SharedNeighbor | CO2 | Porous | Wet | R600a | MinimizeLCOE_Brownfield | IgnoreSilica | 2019 | 0 | 0 | 0 | 0 |  |  |  |  | 15 |  | 13.953 | [19 empty] | 31622.7766 | 0
1 | 2400 | 707 | 0.015 | 15 | 15 | 7 | 4.217e-11 | 5spot_SharedNeighbor | CO2 | Porous | Wet | R600a | MinimizeLCOE_Brownfield | IgnoreSilica | 2019 | 0 | 0 | 0 | 0 |  |  |  |  | 15 |  | 14.9391 | [19 empty] | 42169.6503 | 0
1 | 2400 | 707 | 0.015 | 15 | 15 | 7 | 5.6234e-11 | 5spot_SharedNeighbor | CO2 | Porous | Wet | R600a | MinimizeLCOE_Brownfield | IgnoreSilica | 2019 | 0 | 0 | 0 | 0 |  |  |  |  | 15 |  | 14.8834 | [19 empty] | 56234.1325 | 0
1 | 2400 | 707 | 0.015 | 15 | 15 | 7 | 7.4989e-11 | 5spot_SharedNeighbor | CO2 | Porous | Wet | R600a | MinimizeLCOE_Brownfield | IgnoreSilica | 2019 | 0 | 0 | 0 | 0 |  |  |  |  | 15 |  | 14.862 | [19 empty] | 74989.4209 | 0
1 | 2400 | 707 | 0.015 | 15 | 15 | 7 | 1e-10 | 5spot_SharedNeighbor | CO2 | Porous | Wet | R600a | MinimizeLCOE_Brownfield | IgnoreSilica | 2019 | 0 | 0 | 0 | 0 |  |  |  |  | 15 |  | 14.4705 | [19 empty] | 100000 | 0
1 | 2400 | 707 | 0.015 | 15 | 15 | 7 | 1.3335e-10 | 5spot_SharedNeighbor | CO2 | Porous | Wet | R600a | MinimizeLCOE_Brownfield | IgnoreSilica | 2019 | 0 | 0 | 0 | 0 |  |  |  |  | 15 |  | 14.4299 | [19 empty] | 133352.1432 | 0
1 | 2400 | 707 | 0.015 | 15 | 15 | 7 | 1.7783e-10 | 5spot_SharedNeighbor | CO2 | Porous | Wet | R600a | MinimizeLCOE_Brownfield | IgnoreSilica | 2019 | 0 | 0 | 0 | 0 |  |  |  |  | 15 |  | 14.4937 | [19 empty] | 177827.941 | 0
1 | 2400 | 707 | 0.015 | 15 | 15 | 7 | 2.3714e-10 | 5spot_SharedNeighbor | CO2 | Porous | Wet | R600a | MinimizeLCOE_Brownfield | IgnoreSilica | 2019 | 0 | 0 | 0 | 0 |  |  |  |  | 15 |  | 15.2836 | [19 empty] | 237137.3706 | 0
1 | 2400 | 707 | 0.015 | 15 | 15 | 7 | 3.1623e-10 | 5spot_SharedNeighbor | CO2 | Porous | Wet | R600a | MinimizeLCOE_Brownfield | IgnoreSilica | 2019 | 0 | 0 | 0 | 0 |  |  |  |  | 15 |  | 14.1774 | [19 empty] | 316227.766 | 0
1 | 2400 | 707 | 0.015 | 15 | 15 | 7 | 4.217e-10 | 5spot_SharedNeighbor | CO2 | Porous | Wet | R600a | MinimizeLCOE_Brownfield | IgnoreSilica | 2019 | 0 | 0 | 0 | 0 |  |  |  |  | 15 |  | 14.1225 | [19 empty] | 421696.5034 | 0
1 | 2400 | 707 | 0.015 | 15 | 15 | 7 | 5.6234e-10 | 5spot_SharedNeighbor | CO2 | Porous | Wet | R600a | MinimizeLCOE_Brownfield | IgnoreSilica | 2019 | 0 | 0 | 0 | 0 |  |  |  |  | 15 |  | 15.7784 | [19 empty] | 562341.3252 | 0
1 | 2400 | 707 | 0.015 | 15 | 15 | 7 | 7.4989e-10 | 5spot_SharedNeighbor | CO2 | Porous | Wet | R600a | MinimizeLCOE_Brownfield | IgnoreSilica | 2019 | 0 | 0 | 0 | 0 |  |  |  |  | 15 |  | 13.7839 | [19 empty] | 749894.2093 | 0
1 | 2400 | 707 | 0.015 | 15 | 15 | 7 | 1e-09 | 5spot_SharedNeighbor | CO2 | Porous | Wet | R600a | MinimizeLCOE_Brownfield | IgnoreSilica | 2019 | 0 | 0 | 0 | 0 |  |  |  |  | 15 |  | 15.127 | [19 empty] | 1000000 | 0
1 | 2400 | 707 | 0.015 | 15 | 15 | 7 | 1.3335e-09 | 5spot_SharedNeighbor | CO2 | Porous | Wet | R600a | MinimizeLCOE_Brownfield | IgnoreSilica | 2019 | 0 | 0 | 0 | 0 |  |  |  |  | 15 |  | 14.696 | [19 empty] | 1333521.4322 | 0
1 | 2400 | 707 | 0.015 | 15 | 15 | 7 | 1.7783e-09 | 5spot_SharedNeighbor | CO2 | Porous | Wet | R600a | MinimizeLCOE_Brownfield | IgnoreSilica | 2019 | 0 | 0 | 0 | 0 |  |  |  |  | 15 |  | 15.5244 | [19 empty] | 1778279.41 | 0
1 | 2400 | 707 | 0.015 | 15 | 15 | 7 | 2.3714e-09 | 5spot_SharedNeighbor | CO2 | Porous | Wet | R600a | MinimizeLCOE_Brownfield | IgnoreSilica | 2019 | 0 | 0 | 0 | 0 |  |  |  |  | 15 |  | 14.2105 | [19 empty] | 2371373.7057 | 0
1 | 2400 | 707 | 0.015 | 15 | 15 | 7 | 3.1623e-09 | 5spot_SharedNeighbor | CO2 | Porous | Wet | R600a | MinimizeLCOE_Brownfield | IgnoreSilica | 2019 | 0 | 0 | 0 | 0 |  |  |  |  | 15 |  | 15.1814 | [19 empty] | 3162277.6602 | 0
1 | 2400 | 707 | 0.015 | 15 | 15 | 7 | 4.217e-09 | 5spot_SharedNeighbor | CO2 | Porous | Wet | R600a | MinimizeLCOE_Brownfield | IgnoreSilica | 2019 | 0 | 0 | 0 | 0 |  |  |  |  | 15 |  | 14.6893 | [19 empty] | 4216965.0343 | 0
1 | 2400 | 707 | 0.015 | 15 | 15 | 7 | 5.6234e-09 | 5spot_SharedNeighbor | CO2 | Porous | Wet | R600a | MinimizeLCOE_Brownfield | IgnoreSilica | 2019 | 0 | 0 | 0 | 0 |  |  |  |  | 15 |  | 14.8573 | [19 empty] | 5623413.2519 | 0
1 | 2400 | 707 | 0.015 | 15 | 15 | 7 | 7.4989e-09 | 5spot_SharedNeighbor | CO2 | Porous | Wet | R600a | MinimizeLCOE_Brownfield | IgnoreSilica | 2019 | 0 | 0 | 0 | 0 |  |  |  |  | 15 |  | 14.8675 | [19 empty] | 7498942.0933 | 0
1 | 2400 | 707 | 0.015 | 15 | 15 | 7 | 1e-08 | 5spot_SharedNeighbor | CO2 | Porous | Wet | R600a | MinimizeLCOE_Brownfield | IgnoreSilica | 2019 | 0 | 0 | 0 | 0 |  |  |  |  | 15 |  | 15.2931 | [19 empty] | 10000000 | 0
1 | 2500 | 707 | 0.015 | 15 | 15 | 7 | 1e-13 | 5spot_SharedNeighbor | CO2 | Porous | Wet | R600a | MinimizeLCOE_Brownfield | IgnoreSilica | 2019 | 0 | 0 | 0 | 0 |  |  |  |  | 15 |  | 11.3801 | [19 empty] | 100 | 0
1 | 2500 | 707 | 0.015 | 15 | 15 | 7 | 1.3335e-13 | 5spot_SharedNeighbor | CO2 | Porous | Wet | R600a | MinimizeLCOE_Brownfield | IgnoreSilica | 2019 | 0 | 0 | 0 | 0 |  |  |  |  | 15 |  | 13.4986 | [19 empty] | 133.3521 | 0
1 | 2500 | 707 | 0.015 | 15 | 15 | 7 | 1.7783e-13 | 5spot_SharedNeighbor | CO2 | Porous | Wet | R600a | MinimizeLCOE_Brownfield | IgnoreSilica | 2019 | 0 | 0 | 0 | 0 |  |  |  |  | 15 |  | 14.4833 | [19 empty] | 177.8279 | 0
1 | 2500 | 707 | 0.015 | 15 | 15 | 7 | 2.3714e-13 | 5spot_SharedNeighbor | CO2 | Porous | Wet | R600a | MinimizeLCOE_Brownfield | IgnoreSilica | 2019 | 0 | 0 | 0 | 0 |  |  |  |  | 15 |  | 17.7063 | [19 empty] | 237.1374 | 0
1 | 2500 | 707 | 0.015 | 15 | 15 | 7 | 3.1623e-13 | 5spot_SharedNeighbor | CO2 | Porous | Wet | R600a | MinimizeLCOE_Brownfield | IgnoreSilica | 2019 | 0 | 0 | 0 | 0 |  |  |  |  | 15 |  | 17.2033 | [19 empty] | 316.2278 | 0
1 | 2500 | 707 | 0.015 | 15 | 15 | 7 | 4.217e-13 | 5spot_SharedNeighbor | CO2 | Porous | Wet | R600a | MinimizeLCOE_Brownfield | IgnoreSilica | 2019 | 0 | 0 | 0 | 0 |  |  |  |  | 15 |  | 16.4519 | [19 empty] | 421.6965 | 0
1 | 2500 | 707 | 0.015 | 15 | 15 | 7 | 5.6234e-13 | 5spot_SharedNeighbor | CO2 | Porous | Wet | R600a | MinimizeLCOE_Brownfield | IgnoreSilica | 2019 | 0 | 0 | 0 | 0 |  |  |  |  | 15 |  | 16.3997 | [19 empty] | 562.3413 | 0
1 | 2500 | 707 | 0.015 | 15 | 15 | 7 | 7.4989e-13 | 5spot_SharedNeighbor | CO2 | Porous | Wet | R600a | MinimizeLCOE_Brownfield | IgnoreSilica | 2019 | 0 | 0 | 0 | 0 |  |  |  |  | 15 |  | 16.4434 | [19 empty] | 749.8942 | 0
1 | 2500 | 707 | 0.015 | 15 | 15 | 7 | 1e-12 | 5spot_SharedNeighbor | CO2 | Porous | Wet | R600a | MinimizeLCOE_Brownfield | IgnoreSilica | 2019 | 0 | 0 | 0 | 0 |  |  |  |  | 15 |  | 15.9519 | [19 empty] | 1000 | 0
1 | 2500 | 707 | 0.015 | 15 | 15 | 7 | 1.3335e-12 | 5spot_SharedNeighbor | CO2 | Porous | Wet | R600a | MinimizeLCOE_Brownfield | IgnoreSilica | 2019 | 0 | 0 | 0 | 0 |  |  |  |  | 15 |  | 16.6532 | [19 empty] | 1333.5214 | 0
1 | 2500 | 707 | 0.015 | 15 | 15 | 7 | 1.7783e-12 | 5spot_SharedNeighbor | CO2 | Porous | Wet | R600a | MinimizeLCOE_Brownfield | IgnoreSilica | 2019 | 0 | 0 | 0 | 0 |  |  |  |  | 15 |  | 14.026 | [19 empty] | 1778.2794 | 0
1 | 2500 | 707 | 0.015 | 15 | 15 | 7 | 2.3714e-12 | 5spot_SharedNeighbor | CO2 | Porous | Wet | R600a | MinimizeLCOE_Brownfield | IgnoreSilica | 2019 | 0 | 0 | 0 | 0 |  |  |  |  | 15 |  | 15.4133 | [19 empty] | 2371.3737 | 0
1 | 2500 | 707 | 0.015 | 15 | 15 | 7 | 3.1623e-12 | 5spot_SharedNeighbor | CO2 | Porous | Wet | R600a | MinimizeLCOE_Brownfield | IgnoreSilica | 2019 | 0 | 0 | 0 | 0 |  |  |  |  | 15 |  | 16.1121 | [19 empty] | 3162.2777 | 0
1 | 2500 | 707 | 0.015 | 15 | 15 | 7 | 4.217e-12 | 5spot_SharedNeighbor | CO2 | Porous | Wet | R600a | MinimizeLCOE_Brownfield | IgnoreSilica | 2019 | 0 | 0 | 0 | 0 |  |  |  |  | 15 |  | 14.2942 | [19 empty] | 4216.965 | 0
1 | 2500 | 707 | 0.015 | 15 | 15 | 7 | 5.6234e-12 | 5spot_SharedNeighbor | CO2 | Porous | Wet | R600a | MinimizeLCOE_Brownfield | IgnoreSilica | 2019 | 0 | 0 | 0 | 0 |  |  |  |  | 15 |  | 14.6036 | [19 empty] | 5623.4133 | 0
1 | 2500 | 707 | 0.015 | 15 | 15 | 7 | 7.4989e-12 | 5spot_SharedNeighbor | CO2 | Porous | Wet | R600a | MinimizeLCOE_Brownfield | IgnoreSilica | 2019 | 0 | 0 | 0 | 0 |  |  |  |  | 15 |  | 15.1122 | [19 empty] | 7498.9421 | 0
1 | 2500 | 707 | 0.015 | 15 | 15 | 7 | 1e-11 | 5spot_SharedNeighbor | CO2 | Porous | Wet | R600a | MinimizeLCOE_Brownfield | IgnoreSilica | 2019 | 0 | 0 | 0 | 0 |  |  |  |  | 15 |  | 14.6863 | [19 empty] | 10000 | 0
1 | 2500 | 707 | 0.015 | 15 | 15 | 7 | 1.3335e-11 | 5spot_SharedNeighbor | CO2 | Porous | Wet | R600a | MinimizeLCOE_Brownfield | IgnoreSilica | 2019 | 0 | 0 | 0 | 0 |  |  |  |  | 15 |  | 14.9412 | [19 empty] | 13335.2143 | 0
1 | 2500 | 707 | 0.015 | 15 | 15 | 7 | 1.7783e-11 | 5spot_SharedNeighbor | CO2 | Porous | Wet | R600a | MinimizeLCOE_Brownfield | IgnoreSilica | 2019 | 0 | 0 | 0 | 0 |  |  |  |  | 15 |  | 15.1414 | [19 empty] | 17782.7941 | 0
1 | 2500 | 707 | 0.015 | 15 | 15 | 7 | 2.3714e-11 | 5spot_SharedNeighbor | CO2 | Porous | Wet | R600a | MinimizeLCOE_Brownfield | IgnoreSilica | 2019 | 0 | 0 | 0 | 0 |  |  |  |  | 15 |  | 15.5818 | [19 empty] | 23713.7371 | 0
1 | 2500 | 707 | 0.015 | 15 | 15 | 7 | 3.1623e-11 | 5spot_SharedNeighbor | CO2 | Porous | Wet | R600a | MinimizeLCOE_Brownfield | IgnoreSilica | 2019 | 0 | 0 | 0 | 0 |  |  |  |  | 15 |  | 14.4537 | [19 empty] | 31622.7766 | 0
1 | 2500 | 707 | 0.015 | 15 | 15 | 7 | 4.217e-11 | 5spot_SharedNeighbor | CO2 | Porous | Wet | R600a | MinimizeLCOE_Brownfield | IgnoreSilica | 2019 | 0 | 0 | 0 | 0 |  |  |  |  | 15 |  | 14.6721 | [19 empty] | 42169.6503 | 0
1 | 2500 | 707 | 0.015 | 15 | 15 | 7 | 5.6234e-11 | 5spot_SharedNeighbor | CO2 | Porous | Wet | R600a | MinimizeLCOE_Brownfield | IgnoreSilica | 2019 | 0 | 0 | 0 | 0 |  |  |  |  | 15 |  | 15.0165 | [19 empty] | 56234.1325 | 0
1 | 2500 | 707 | 0.015 | 15 | 15 | 7 | 7.4989e-11 | 5spot_SharedNeighbor | CO2 | Porous | Wet | R600a | MinimizeLCOE_Brownfield | IgnoreSilica | 2019 | 0 | 0 | 0 | 0 |  |  |  |  | 15 |  | 14.6165 | [19 empty] | 74989.4209 | 0
1 | 2500 | 707 | 0.015 | 15 | 15 | 7 | 1e-10 | 5spot_SharedNeighbor | CO2 | Porous | Wet | R600a | MinimizeLCOE_Brownfield | IgnoreSilica | 2019 | 0 | 0 | 0 | 0 |  |  |  |  | 15 |  | 14.9457 | [19 empty] | 100000 | 0
1 | 2500 | 707 | 0.015 | 15 | 15 | 7 | 1.3335e-10 | 5spot_SharedNeighbor | CO2 | Porous | Wet | R600a | MinimizeLCOE_Brownfield | IgnoreSilica | 2019 | 0 | 0 | 0 | 0 |  |  |  |  | 15 |  | 13.973 | [19 empty] | 133352.1432 | 0
1 | 2500 | 707 | 0.015 | 15 | 15 | 7 | 1.7783e-10 | 5spot_SharedNeighbor | CO2 | Porous | Wet | R600a | MinimizeLCOE_Brownfield | IgnoreSilica | 2019 | 0 | 0 | 0 | 0 |  |  |  |  | 15 |  | 14.916 | [19 empty] | 177827.941 | 0
1 | 2500 | 707 | 0.015 | 15 | 15 | 7 | 2.3714e-10 | 5spot_SharedNeighbor | CO2 | Porous | Wet | R600a | MinimizeLCOE_Brownfield | IgnoreSilica | 2019 | 0 | 0 | 0 | 0 |  |  |  |  | 15 |  | 13.3196 | [19 empty] | 237137.3706 | 0
1 | 2500 | 707 | 0.015 | 15 | 15 | 7 | 3.1623e-10 | 5spot_SharedNeighbor | CO2 | Porous | Wet | R600a | MinimizeLCOE_Brownfield | IgnoreSilica | 2019 | 0 | 0 | 0 | 0 |  |  |  |  | 15 |  | 14.5913 | [19 empty] | 316227.766 | 0
1 | 2500 | 707 | 0.015 | 15 | 15 | 7 | 4.217e-10 | 5spot_SharedNeighbor | CO2 | Porous | Wet | R600a | MinimizeLCOE_Brownfield | IgnoreSilica | 2019 | 0 | 0 | 0 | 0 |  |  |  |  | 15 |  | 15.1721 | [19 empty] | 421696.5034 | 0
1 | 2500 | 707 | 0.015 | 15 | 15 | 7 | 5.6234e-10 | 5spot_SharedNeighbor | CO2 | Porous | Wet | R600a | MinimizeLCOE_Brownfield | IgnoreSilica | 2019 | 0 | 0 | 0 | 0 |  |  |  |  | 15 |  | 14.8038 | [19 empty] | 562341.3252 | 0
1 | 2500 | 707 | 0.015 | 15 | 15 | 7 | 7.4989e-10 | 5spot_SharedNeighbor | CO2 | Porous | Wet | R600a | MinimizeLCOE_Brownfield | IgnoreSilica | 2019 | 0 | 0 | 0 | 0 |  |  |  |  | 15 |  | 14.9938 | [19 empty] | 749894.2093 | 0
1 | 2500 | 707 | 0.015 | 15 | 15 | 7 | 1e-09 | 5spot_SharedNeighbor | CO2 | Porous | Wet | R600a | MinimizeLCOE_Brownfield | IgnoreSilica | 2019 | 0 | 0 | 0 | 0 |  |  |  |  | 15 |  | 14.2765 | [19 empty] | 1000000 | 0
1 | 2500 | 707 | 0.015 | 15 | 15 | 7 | 1.3335e-09 | 5spot_SharedNeighbor | CO2 | Porous | Wet | R600a | MinimizeLCOE_Brownfield | IgnoreSilica | 2019 | 0 | 0 | 0 | 0 |  |  |  |  | 15 |  | 14.5327 | [19 empty] | 1333521.4322 | 0
1 | 2500 | 707 | 0.015 | 15 | 15 | 7 | 1.7783e-09 | 5spot_SharedNeighbor | CO2 | Porous | Wet | R600a | MinimizeLCOE_Brownfield | IgnoreSilica | 2019 | 0 | 0 | 0 | 0 |  |  |  |  | 15 |  | 14.7554 | [19 empty] | 1778279.41 | 0
1 | 2500 | 707 | 0.015 | 15 | 15 | 7 | 2.3714e-09 | 5spot_SharedNeighbor | CO2 | Porous | Wet | R600a | MinimizeLCOE_Brownfield | IgnoreSilica | 2019 | 0 | 0 | 0 | 0 |  |  |  |  | 15 |  | 14.6151 | [19 empty] | 2371373.7057 | 0
1 | 2500 | 707 | 0.015 | 15 | 15 | 7 | 3.1623e-09 | 5spot_SharedNeighbor | CO2 | Porous | Wet | R600a | MinimizeLCOE_Brownfield | IgnoreSilica | 2019 | 0 | 0 | 0 | 0 |  |  |  |  | 15 |  | 13.6329 | [19 empty] | 3162277.6602 | 0
1 | 2500 | 707 | 0.015 | 15 | 15 | 7 | 4.217e-09 | 5spot_SharedNeighbor | CO2 | Porous | Wet | R600a | MinimizeLCOE_Brownfield | IgnoreSilica | 2019 | 0 | 0 | 0 | 0 |  |  |  |  | 15 |  | 14.7706 | [19 empty] | 4216965.0343 | 0
1 | 2500 | 707 | 0.015 | 15 | 15 | 7 | 5.6234e-09 | 5spot_SharedNeighbor | CO2 | Porous | Wet | R600a | MinimizeLCOE_Brownfield | IgnoreSilica | 2019 | 0 | 0 | 0 | 0 |  |  |  |  | 15 |  | 14.7951 | [19 empty] | 5623413.2519 | 0
1 | 2500 | 707 | 0.015 | 15 | 15 | 7 | 7.4989e-09 | 5spot_SharedNeighbor | CO2 | Porous | Wet | R600a | MinimizeLCOE_Brownfield | IgnoreSilica | 2019 | 0 | 0 | 0 | 0 |  |  |  |  | 15 |  | 15.0945 | [19 empty] | 7498942.0933 | 0
1 | 2500 | 707 | 0.015 | 15 | 15 | 7 | 1e-08 | 5spot_SharedNeighbor | CO2 | Porous | Wet | R600a | MinimizeLCOE_Brownfield | IgnoreSilica | 2019 | 0 | 0 | 0 | 0 |  |  |  |  | 15 |  | 14.6833 | [19 empty] | 10000000 | 0
1 | 2600 | 707 | 0.015 | 15 | 15 | 7 | 1e-13 | 5spot_SharedNeighbor | CO2 | Porous | Wet | R600a | MinimizeLCOE_Brownfield | IgnoreSilica | 2019 | 0 | 0 | 0 | 0 |  |  |  |  | 15 |  | 13.42 | [19 empty] | 100 | 0
1 | 2600 | 707 | 0.015 | 15 | 15 | 7 | 1.3335e-13 | 5spot_SharedNeighbor | CO2 | Porous | Wet | R600a | MinimizeLCOE_Brownfield | IgnoreSilica | 2019 | 0 | 0 | 0 | 0 |  |  |  |  | 15 |  | 13.0294 | [19 empty] | 133.3521 | 0
1 | 2600 | 707 | 0.015 | 15 | 15 | 7 | 1.7783e-13 | 5spot_SharedNeighbor | CO2 | Porous | Wet | R600a | MinimizeLCOE_Brownfield | IgnoreSilica | 2019 | 0 | 0 | 0 | 0 |  |  |  |  | 15 |  | 14.0703 | [19 empty] | 177.8279 | 0
1 | 2600 | 707 | 0.015 | 15 | 15 | 7 | 2.3714e-13 | 5spot_SharedNeighbor | CO2 | Porous | Wet | R600a | MinimizeLCOE_Brownfield | IgnoreSilica | 2019 | 0 | 0 | 0 | 0 |  |  |  |  | 15 |  | 15.2891 | [19 empty] | 237.1374 | 0
1 | 2600 | 707 | 0.015 | 15 | 15 | 7 | 3.1623e-13 | 5spot_SharedNeighbor | CO2 | Porous | Wet | R600a | MinimizeLCOE_Brownfield | IgnoreSilica | 2019 | 0 | 0 | 0 | 0 |  |  |  |  | 15 |  | 17.6014 | [19 empty] | 316.2278 | 0
1 | 2600 | 707 | 0.015 | 15 | 15 | 7 | 4.217e-13 | 5spot_SharedNeighbor | CO2 | Porous | Wet | R600a | MinimizeLCOE_Brownfield | IgnoreSilica | 2019 | 0 | 0 | 0 | 0 |  |  |  |  | 15 |  | 16.6463 | [19 empty] | 421.6965 | 0
1 | 2600 | 707 | 0.015 | 15 | 15 | 7 | 5.6234e-13 | 5spot_SharedNeighbor | CO2 | Porous | Wet | R600a | MinimizeLCOE_Brownfield | IgnoreSilica | 2019 | 0 | 0 | 0 | 0 |  |  |  |  | 15 |  | 14.6304 | [19 empty] | 562.3413 | 0
1 | 2600 | 707 | 0.015 | 15 | 15 | 7 | 7.4989e-13 | 5spot_SharedNeighbor | CO2 | Porous | Wet | R600a | MinimizeLCOE_Brownfield | IgnoreSilica | 2019 | 0 | 0 | 0 | 0 |  |  |  |  | 15 |  | 16.1025 | [19 empty] | 749.8942 | 0
1 | 2600 | 707 | 0.015 | 15 | 15 | 7 | 1e-12 | 5spot_SharedNeighbor | CO2 | Porous | Wet | R600a | MinimizeLCOE_Brownfield | IgnoreSilica | 2019 | 0 | 0 | 0 | 0 |  |  |  |  | 15 |  | 16.7218 | [19 empty] | 1000 | 0
1 | 2600 | 707 | 0.015 | 15 | 15 | 7 | 1.3335e-12 | 5spot_SharedNeighbor | CO2 | Porous | Wet | R600a | MinimizeLCOE_Brownfield | IgnoreSilica | 2019 | 0 | 0 | 0 | 0 |  |  |  |  | 15 |  | 16.6621 | [19 empty] | 1333.5214 | 0
1 | 2600 | 707 | 0.015 | 15 | 15 | 7 | 1.7783e-12 | 5spot_SharedNeighbor | CO2 | Porous | Wet | R600a | MinimizeLCOE_Brownfield | IgnoreSilica | 2019 | 0 | 0 | 0 | 0 |  |  |  |  | 15 |  | 15.1541 | [19 empty] | 1778.2794 | 0
1 | 2600 | 707 | 0.015 | 15 | 15 | 7 | 2.3714e-12 | 5spot_SharedNeighbor | CO2 | Porous | Wet | R600a | MinimizeLCOE_Brownfield | IgnoreSilica | 2019 | 0 | 0 | 0 | 0 |  |  |  |  | 15 |  | 15.1329 | [19 empty] | 2371.3737 | 0
1 | 2600 | 707 | 0.015 | 15 | 15 | 7 | 3.1623e-12 | 5spot_SharedNeighbor | CO2 | Porous | Wet | R600a | MinimizeLCOE_Brownfield | IgnoreSilica | 2019 | 0 | 0 | 0 | 0 |  |  |  |  | 15 |  | 14.5459 | [19 empty] | 3162.2777 | 0
1 | 2600 | 707 | 0.015 | 15 | 15 | 7 | 4.217e-12 | 5spot_SharedNeighbor | CO2 | Porous | Wet | R600a | MinimizeLCOE_Brownfield | IgnoreSilica | 2019 | 0 | 0 | 0 | 0 |  |  |  |  | 15 |  | 13.9528 | [19 empty] | 4216.965 | 0
1 | 2600 | 707 | 0.015 | 15 | 15 | 7 | 5.6234e-12 | 5spot_SharedNeighbor | CO2 | Porous | Wet | R600a | MinimizeLCOE_Brownfield | IgnoreSilica | 2019 | 0 | 0 | 0 | 0 |  |  |  |  | 15 |  | 14.5773 | [19 empty] | 5623.4133 | 0
1 | 2600 | 707 | 0.015 | 15 | 15 | 7 | 7.4989e-12 | 5spot_SharedNeighbor | CO2 | Porous | Wet | R600a | MinimizeLCOE_Brownfield | IgnoreSilica | 2019 | 0 | 0 | 0 | 0 |  |  |  |  | 15 |  | 14.5753 | [19 empty] | 7498.9421 | 0
1 | 2600 | 707 | 0.015 | 15 | 15 | 7 | 1e-11 | 5spot_SharedNeighbor | CO2 | Porous | Wet | R600a | MinimizeLCOE_Brownfield | IgnoreSilica | 2019 | 0 | 0 | 0 | 0 |  |  |  |  | 15 |  | 14.5253 | [19 empty] | 10000 | 0
1 | 2600 | 707 | 0.015 | 15 | 15 | 7 | 1.3335e-11 | 5spot_SharedNeighbor | CO2 | Porous | Wet | R600a | MinimizeLCOE_Brownfield | IgnoreSilica | 2019 | 0 | 0 | 0 | 0 |  |  |  |  | 15 |  | 14.5377 | [19 empty] | 13335.2143 | 0
1 | 2600 | 707 | 0.015 | 15 | 15 | 7 | 1.7783e-11 | 5spot_SharedNeighbor | CO2 | Porous | Wet | R600a | MinimizeLCOE_Brownfield | IgnoreSilica | 2019 | 0 | 0 | 0 | 0 |  |  |  |  | 15 |  | 14.82 | [19 empty] | 17782.7941 | 0
1 | 2600 | 707 | 0.015 | 15 | 15 | 7 | 2.3714e-11 | 5spot_SharedNeighbor | CO2 | Porous | Wet | R600a | MinimizeLCOE_Brownfield | IgnoreSilica | 2019 | 0 | 0 | 0 | 0 |  |  |  |  | 15 |  | 15.0397 | [19 empty] | 23713.7371 | 0
1 | 2600 | 707 | 0.015 | 15 | 15 | 7 | 3.1623e-11 | 5spot_SharedNeighbor | CO2 | Porous | Wet | R600a | MinimizeLCOE_Brownfield | IgnoreSilica | 2019 | 0 | 0 | 0 | 0 |  |  |  |  | 15 |  | 14.3588 | [19 empty] | 31622.7766 | 0
1 | 2600 | 707 | 0.015 | 15 | 15 | 7 | 4.217e-11 | 5spot_SharedNeighbor | CO2 | Porous | Wet | R600a | MinimizeLCOE_Brownfield | IgnoreSilica | 2019 | 0 | 0 | 0 | 0 |  |  |  |  | 15 |  | 14.419 | [19 empty] | 42169.6503 | 0
1 | 2600 | 707 | 0.015 | 15 | 15 | 7 | 5.6234e-11 | 5spot_SharedNeighbor | CO2 | Porous | Wet | R600a | MinimizeLCOE_Brownfield | IgnoreSilica | 2019 | 0 | 0 | 0 | 0 |  |  |  |  | 15 |  | 15.3817 | [19 empty] | 56234.1325 | 0
1 | 2600 | 707 | 0.015 | 15 | 15 | 7 | 7.4989e-11 | 5spot_SharedNeighbor | CO2 | Porous | Wet | R600a | MinimizeLCOE_Brownfield | IgnoreSilica | 2019 | 0 | 0 | 0 | 0 |  |  |  |  | 15 |  | 15.4496 | [19 empty] | 74989.4209 | 0
1 | 2600 | 707 | 0.015 | 15 | 15 | 7 | 1e-10 | 5spot_SharedNeighbor | CO2 | Porous | Wet | R600a | MinimizeLCOE_Brownfield | IgnoreSilica | 2019 | 0 | 0 | 0 | 0 |  |  |  |  | 15 |  | 14.6964 | [19 empty] | 100000 | 0
1 | 2600 | 707 | 0.015 | 15 | 15 | 7 | 1.3335e-10 | 5spot_SharedNeighbor | CO2 | Porous | Wet | R600a | MinimizeLCOE_Brownfield | IgnoreSilica | 2019 | 0 | 0 | 0 | 0 |  |  |  |  | 15 |  | 14.4201 | [19 empty] | 133352.1432 | 0
1 | 2600 | 707 | 0.015 | 15 | 15 | 7 | 1.7783e-10 | 5spot_SharedNeighbor | CO2 | Porous | Wet | R600a | MinimizeLCOE_Brownfield | IgnoreSilica | 2019 | 0 | 0 | 0 | 0 |  |  |  |  | 15 |  | 14.868 | [19 empty] | 177827.941 | 0
1 | 2600 | 707 | 0.015 | 15 | 15 | 7 | 2.3714e-10 | 5spot_SharedNeighbor | CO2 | Porous | Wet | R600a | MinimizeLCOE_Brownfield | IgnoreSilica | 2019 | 0 | 0 | 0 | 0 |  |  |  |  | 15 |  | 14.9634 | [19 empty] | 237137.3706 | 0
1 | 2600 | 707 | 0.015 | 15 | 15 | 7 | 3.1623e-10 | 5spot_SharedNeighbor | CO2 | Porous | Wet | R600a | MinimizeLCOE_Brownfield | IgnoreSilica | 2019 | 0 | 0 | 0 | 0 |  |  |  |  | 15 |  | 15.3661 | [19 empty] | 316227.766 | 0
1 | 2600 | 707 | 0.015 | 15 | 15 | 7 | 4.217e-10 | 5spot_SharedNeighbor | CO2 | Porous | Wet | R600a | MinimizeLCOE_Brownfield | IgnoreSilica | 2019 | 0 | 0 | 0 | 0 |  |  |  |  | 15 |  | 14.6242 | [19 empty] | 421696.5034 | 0
1 | 2600 | 707 | 0.015 | 15 | 15 | 7 | 5.6234e-10 | 5spot_SharedNeighbor | CO2 | Porous | Wet | R600a | MinimizeLCOE_Brownfield | IgnoreSilica | 2019 | 0 | 0 | 0 | 0 |  |  |  |  | 15 |  | 15.6527 | [19 empty] | 562341.3252 | 0
1 | 2600 | 707 | 0.015 | 15 | 15 | 7 | 7.4989e-10 | 5spot_SharedNeighbor | CO2 | Porous | Wet | R600a | MinimizeLCOE_Brownfield | IgnoreSilica | 2019 | 0 | 0 | 0 | 0 |  |  |  |  | 15 |  | 14.8442 | [19 empty] | 749894.2093 | 0
1 | 2600 | 707 | 0.015 | 15 | 15 | 7 | 1e-09 | 5spot_SharedNeighbor | CO2 | Porous | Wet | R600a | MinimizeLCOE_Brownfield | IgnoreSilica | 2019 | 0 | 0 | 0 | 0 |  |  |  |  | 15 |  | 13.986 | [19 empty] | 1000000 | 0
1 | 2600 | 707 | 0.015 | 15 | 15 | 7 | 1.3335e-09 | 5spot_SharedNeighbor | CO2 | Porous | Wet | R600a | MinimizeLCOE_Brownfield | IgnoreSilica | 2019 | 0 | 0 | 0 | 0 |  |  |  |  | 15 |  | 14.8172 | [19 empty] | 1333521.4322 | 0
1 | 2600 | 707 | 0.015 | 15 | 15 | 7 | 1.7783e-09 | 5spot_SharedNeighbor | CO2 | Porous | Wet | R600a | MinimizeLCOE_Brownfield | IgnoreSilica | 2019 | 0 | 0 | 0 | 0 |  |  |  |  | 15 |  | 14.3015 | [19 empty] | 1778279.41 | 0
1 | 2600 | 707 | 0.015 | 15 | 15 | 7 | 2.3714e-09 | 5spot_SharedNeighbor | CO2 | Porous | Wet | R600a | MinimizeLCOE_Brownfield | IgnoreSilica | 2019 | 0 | 0 | 0 | 0 |  |  |  |  | 15 |  | 14.6662 | [19 empty] | 2371373.7057 | 0
1 | 2600 | 707 | 0.015 | 15 | 15 | 7 | 3.1623e-09 | 5spot_SharedNeighbor | CO2 | Porous | Wet | R600a | MinimizeLCOE_Brownfield | IgnoreSilica | 2019 | 0 | 0 | 0 | 0 |  |  |  |  | 15 |  | 15.1985 | [19 empty] | 3162277.6602 | 0
1 | 2600 | 707 | 0.015 | 15 | 15 | 7 | 4.217e-09 | 5spot_SharedNeighbor | CO2 | Porous | Wet | R600a | MinimizeLCOE_Brownfield | IgnoreSilica | 2019 | 0 | 0 | 0 | 0 |  |  |  |  | 15 |  | 13.9204 | [19 empty] | 4216965.0343 | 0
1 | 2600 | 707 | 0.015 | 15 | 15 | 7 | 5.6234e-09 | 5spot_SharedNeighbor | CO2 | Porous | Wet | R600a | MinimizeLCOE_Brownfield | IgnoreSilica | 2019 | 0 | 0 | 0 | 0 |  |  |  |  | 15 |  | 14.3983 | [19 empty] | 5623413.2519 | 0
1 | 2600 | 707 | 0.015 | 15 | 15 | 7 | 7.4989e-09 | 5spot_SharedNeighbor | CO2 | Porous | Wet | R600a | MinimizeLCOE_Brownfield | IgnoreSilica | 2019 | 0 | 0 | 0 | 0 |  |  |  |  | 15 |  | 14.3136 | [19 empty] | 7498942.0933 | 0
1 | 2600 | 707 | 0.015 | 15 | 15 | 7 | 1e-08 | 5spot_SharedNeighbor | CO2 | Porous | Wet | R600a | MinimizeLCOE_Brownfield | IgnoreSilica | 2019 | 0 | 0 | 0 | 0 |  |  |  |  | 15 |  | 14.7366 | [19 empty] | 10000000 | 0
1 | 2700 | 707 | 0.015 | 15 | 15 | 7 | 1e-13 | 5spot_SharedNeighbor | CO2 | Porous | Wet | R600a | MinimizeLCOE_Brownfield | IgnoreSilica | 2019 | 0 | 0 | 0 | 0 |  |  |  |  | 15 |  | 13.5338 | [19 empty] | 100 | 0
1 | 2700 | 707 | 0.015 | 15 | 15 | 7 | 1.3335e-13 | 5spot_SharedNeighbor | CO2 | Porous | Wet | R600a | MinimizeLCOE_Brownfield | IgnoreSilica | 2019 | 0 | 0 | 0 | 0 |  |  |  |  | 15 |  | 13.3396 | [19 empty] | 133.3521 | 0
1 | 2700 | 707 | 0.015 | 15 | 15 | 7 | 1.7783e-13 | 5spot_SharedNeighbor | CO2 | Porous | Wet | R600a | MinimizeLCOE_Brownfield | IgnoreSilica | 2019 | 0 | 0 | 0 | 0 |  |  |  |  | 15 |  | 14.4113 | [19 empty] | 177.8279 | 0
1 | 2700 | 707 | 0.015 | 15 | 15 | 7 | 2.3714e-13 | 5spot_SharedNeighbor | CO2 | Porous | Wet | R600a | MinimizeLCOE_Brownfield | IgnoreSilica | 2019 | 0 | 0 | 0 | 0 |  |  |  |  | 15 |  | 16.0047 | [19 empty] | 237.1374 | 0
1 | 2700 | 707 | 0.015 | 15 | 15 | 7 | 3.1623e-13 | 5spot_SharedNeighbor | CO2 | Porous | Wet | R600a | MinimizeLCOE_Brownfield | IgnoreSilica | 2019 | 0 | 0 | 0 | 0 |  |  |  |  | 15 |  | 17.4729 | [19 empty] | 316.2278 | 0
1 | 2700 | 707 | 0.015 | 15 | 15 | 7 | 4.217e-13 | 5spot_SharedNeighbor | CO2 | Porous | Wet | R600a | MinimizeLCOE_Brownfield | IgnoreSilica | 2019 | 0 | 0 | 0 | 0 |  |  |  |  | 15 |  | 16.7433 | [19 empty] | 421.6965 | 0
1 | 2700 | 707 | 0.015 | 15 | 15 | 7 | 5.6234e-13 | 5spot_SharedNeighbor | CO2 | Porous | Wet | R600a | MinimizeLCOE_Brownfield | IgnoreSilica | 2019 | 0 | 0 | 0 | 0 |  |  |  |  | 15 |  | 17.6166 | [19 empty] | 562.3413 | 0
1 | 2700 | 707 | 0.015 | 15 | 15 | 7 | 7.4989e-13 | 5spot_SharedNeighbor | CO2 | Porous | Wet | R600a | MinimizeLCOE_Brownfield | IgnoreSilica | 2019 | 0 | 0 | 0 | 0 |  |  |  |  | 15 |  | 16.7711 | [19 empty] | 749.8942 | 0
1 | 2700 | 707 | 0.015 | 15 | 15 | 7 | 1e-12 | 5spot_SharedNeighbor | CO2 | Porous | Wet | R600a | MinimizeLCOE_Brownfield | IgnoreSilica | 2019 | 0 | 0 | 0 | 0 |  |  |  |  | 15 |  | 17.1196 | [19 empty] | 1000 | 0
1 | 2700 | 707 | 0.015 | 15 | 15 | 7 | 1.3335e-12 | 5spot_SharedNeighbor | CO2 | Porous | Wet | R600a | MinimizeLCOE_Brownfield | IgnoreSilica | 2019 | 0 | 0 | 0 | 0 |  |  |  |  | 15 |  | 16.5974 | [19 empty] | 1333.5214 | 0
1 | 2700 | 707 | 0.015 | 15 | 15 | 7 | 1.7783e-12 | 5spot_SharedNeighbor | CO2 | Porous | Wet | R600a | MinimizeLCOE_Brownfield | IgnoreSilica | 2019 | 0 | 0 | 0 | 0 |  |  |  |  | 15 |  | 15.9228 | [19 empty] | 1778.2794 | 0
1 | 2700 | 707 | 0.015 | 15 | 15 | 7 | 2.3714e-12 | 5spot_SharedNeighbor | CO2 | Porous | Wet | R600a | MinimizeLCOE_Brownfield | IgnoreSilica | 2019 | 3.7 | -0.013427 | 5.5028e-05 | 4 | 50889854.2803 | 161076556.091 | 1037458.5131 | 3283763.4681 | 22.6127 | 0.037206 | 16.7191 | 4616.3102 | 0 | 4656.1593 | 0 | 0 | 0 | 0 | 3616.2631 | 9408.7748 | 6421.6821 | 28719.1895 | 961560.8286 | 10211172.0509 | 10211172.0509 | 9278650.4665 | 4763559.1523 | 0 | 11201452.069 | 35454833.7387 | 2371.3737 | 0.00022011 | 50889854.2803 | 161076556.091 | 1037458.5131 | 3283763.4681
1 | 2700 | 707 | 0.015 | 15 | 15 | 7 | 3.1623e-12 | 5spot_SharedNeighbor | CO2 | Porous | Wet | R600a | MinimizeLCOE_Brownfield | IgnoreSilica | 2019 | 3.7 | -0.013427 | 5.5028e-05 | 4 | 50889684.3134 | 161076017.3533 | 1037455.0481 | 3283752.4852 | 22.6127 | 0.037207 | 16.0237 | 4616.3213 | 0 | 4656.1731 | 0 | 0 | 0 | 0 | 3616.2728 | 9408.8001 | 6421.6994 | 28719.2666 | 961560.8286 | 10211172.0509 | 10211172.0509 | 9278650.4665 | 4763559.1523 | 0 | 11201452.1461 | 35454833.8158 | 3162.2777 | 0.00022011 | 50889684.3134 | 161076017.3533 | 1037455.0481 | 3283752.4852
1 | 2700 | 707 | 0.015 | 15 | 15 | 7 | 4.217e-12 | 5spot_SharedNeighbor | CO2 | Porous | Wet | R600a | MinimizeLCOE_Brownfield | IgnoreSilica | 2019 | 6.8279 | 0.029076 | 0.00022896 | 4 | 12293819.5484 | 38776144.5653 | 250626.1401 | 790504.1556 | 22.9628 | 0.086265 | 38.4241 | 12510.6248 | 0 | 15368.9801 | 0 | 0 | 0 | 0 | 10873.0459 | 28289.4352 | 19308.1208 | 86350.2069 | 961560.8286 | 10211172.0509 | 10211172.0509 | 9278650.4665 | 4763559.1523 | 0 | 11259083.0864 | 35512464.7561 | 4216.965 | 0.00091583 | 12293819.5484 | 38776144.5653 | 250626.1401 | 790504.1556
1 | 2700 | 707 | 0.015 | 15 | 15 | 7 | 5.6234e-12 | 5spot_SharedNeighbor | CO2 | Porous | Wet | R600a | MinimizeLCOE_Brownfield | IgnoreSilica | 2019 | 9.0205 | 0.060293 | 0.00035316 | 4 | 7993897.1848 | 25162883.8194 | 162966.4067 | 512979.422 | 23.0642 | 0.1005 | 34.6728 | 16843.7973 | 0 | 21792.2548 | 0 | 0 | 0 | 0 | 15068.0603 | 39204.0021 | 26757.537 | 119665.6516 | 961560.8286 | 10211172.0509 | 10211172.0509 | 9278650.4665 | 4763559.1523 | 0 | 11292398.5311 | 35545780.2008 | 5623.4133 | 0.0014126 | 7993897.1848 | 25162883.8194 | 162966.4067 | 512979.422
1 | 2700 | 707 | 0.015 | 15 | 15 | 7 | 7.4989e-12 | 5spot_SharedNeighbor | CO2 | Porous | Wet | R600a | MinimizeLCOE_Brownfield | IgnoreSilica | 2019 | 11.9117 | 0.10208 | 0.00050722 | 4 | 5584299.4245 | 17538259.4518 | 113843.4971 | 357541.1412 | 23.1263 | 0.10919 | 34.0804 | 21604.1009 | 0 | 29166.222 | 0 | 0 | 0 | 0 | 19800.4259 | 51516.6466 | 35161.1699 | 157248.5652 | 961560.8286 | 10211172.0509 | 10211172.0509 | 9278650.4665 | 4763559.1523 | 0 | 11329981.4447 | 35583363.1144 | 7498.9421 | 0.0020289 | 5584299.4245 | 17538259.4518 | 113843.4971 | 357541.1412
1 | 2700 | 707 | 0.015 | 15 | 15 | 7 | 1e-11 | 5spot_SharedNeighbor | CO2 | Porous | Wet | R600a | MinimizeLCOE_Brownfield | IgnoreSilica | 2019 | 15.7174 | 0.15753 | 0.00069438 | 4 | 4094428.7594 | 12826481.3833 | 83470.4684 | 261485.1721 | 23.1571 | 0.11339 | 33.4943 | 26840.0831 | 0 | 37601.6764 | 0 | 0 | 0 | 0 | 25132.2862 | 65389.0533 | 44629.3725 | 199592.4715 | 961560.8286 | 10211172.0509 | 10211172.0509 | 9278650.4665 | 4763559.1523 | 0 | 11372325.351 | 35625707.0207 | 10000 | 0.0027775 | 4094428.7594 | 12826481.3833 | 83470.4684 | 261485.1721
1 | 2700 | 707 | 0.015 | 15 | 15 | 7 | 1.3335e-11 | 5spot_SharedNeighbor | CO2 | Porous | Wet | R600a | MinimizeLCOE_Brownfield | IgnoreSilica | 2019 | 20.6742 | 0.23014 | 0.00089862 | 4 | 3176032.0955 | 9923405.6268 | 64747.7102 | 202302.0461 | 23.1495 | 0.11209 | 39.7037 | 32141.9156 | 0 | 46472.8225 | 0 | 0 | 0 | 0 | 30659.7479 | 79770.3748 | 54444.9199 | 243489.7808 | 961560.8286 | 10211172.0509 | 10211172.0509 | 9278650.4665 | 4763559.1523 | 0 | 11416222.6603 | 35669604.33 | 13335.2143 | 0.0035945 | 3176032.0955 | 9923405.6268 | 64747.7102 | 202302.0461
1 | 2700 | 707 | 0.015 | 15 | 15 | 7 | 1.7783e-11 | 5spot_SharedNeighbor | CO2 | Porous | Wet | R600a | MinimizeLCOE_Brownfield | IgnoreSilica | 2019 | 27.1058 | 0.32463 | 0.0010738 | 4 | 2666590.2704 | 8313068.032 | 54362.0495 | 169473.1361 | 23.0904 | 0.10333 | 35.9077 | 36560.8408 | 0 | 54198.0675 | 0 | 0 | 0 | 0 | 35395.9742 | 92093.0642 | 62855.4087 | 281103.3554 | 961560.8286 | 10211172.0509 | 10211172.0509 | 9278650.4665 | 4763559.1523 | 0 | 11453836.2349 | 35707217.9046 | 17782.7941 | 0.0042953 | 2666590.2704 | 8313068.032 | 54362.0495 | 169473.1361
1 | 2700 | 707 | 0.015 | 15 | 15 | 7 | 2.3714e-11 | 5spot_SharedNeighbor | CO2 | Porous | Wet | R600a | MinimizeLCOE_Brownfield | IgnoreSilica | 2019 | 32.5112 | 0.40423 | 0.0011168 | 4 | 2566767.2438 | 7996205.9115 | 52327.0221 | 163013.4732 | 23.0057 | 0.090959 | 36.1284 | 37868.1605 | 0 | 56749.1523 | 0 | 0 | 0 | 0 | 36900.752 | 96008.1873 | 65527.5606 | 293053.8126 | 961560.8286 | 10211172.0509 | 10211172.0509 | 9278650.4665 | 4763559.1523 | 0 | 11465786.6921 | 35719168.3618 | 23713.7371 | 0.004467 | 2566767.2438 | 7996205.9115 | 52327.0221 | 163013.4732
1 | 2700 | 707 | 0.015 | 15 | 15 | 7 | 3.1623e-11 | 5spot_SharedNeighbor | CO2 | Porous | Wet | R600a | MinimizeLCOE_Brownfield | IgnoreSilica | 2019 | 32.5159 | 0.4043 | 0.0011168 | 4 | 2566765.2355 | 7996197.8585 | 52326.9811 | 163013.309 | 23.0056 | 0.090947 | 46.396 | 37868.5002 | 0 | 56750.0375 | 0 | 0 | 0 | 0 | 36901.2297 | 96009.4303 | 65528.409 | 293057.6067 | 961560.8286 | 10211172.0509 | 10211172.0509 | 9278650.4665 | 4763559.1523 | 0 | 11465790.4862 | 35719172.1559 | 31622.7766 | 0.004467 | 2566765.2355 | 7996197.8585 | 52326.9811 | 163013.309
1 | 2700 | 707 | 0.015 | 15 | 15 | 7 | 4.217e-11 | 5spot_SharedNeighbor | CO2 | Porous | Wet | R600a | MinimizeLCOE_Brownfield | IgnoreSilica | 2019 | 32.5159 | 0.4043 | 0.0011168 | 4 | 2566763.4006 | 7996192.0706 | 52326.9437 | 163013.191 | 23.0056 | 0.090947 | 45.438 | 37868.5184 | 0 | 56750.0683 | 0 | 0 | 0 | 0 | 36901.2488 | 96009.4799 | 65528.4428 | 293057.7582 | 961560.8286 | 10211172.0509 | 10211172.0509 | 9278650.4665 | 4763559.1523 | 0 | 11465790.6377 | 35719172.3074 | 42169.6503 | 0.004467 | 2566763.4006 | 7996192.0706 | 52326.9437 | 163013.191
1 | 2700 | 707 | 0.015 | 15 | 15 | 7 | 5.6234e-11 | 5spot_SharedNeighbor | CO2 | Porous | Wet | R600a | MinimizeLCOE_Brownfield | IgnoreSilica | 2019 | 32.5159 | 0.4043 | 0.0011168 | 4 | 2566762.779 | 7996190.1098 | 52326.9311 | 163013.151 | 23.0056 | 0.090947 | 45.7277 | 37868.5245 | 0 | 56750.0787 | 0 | 0 | 0 | 0 | 36901.2553 | 96009.4967 | 65528.4543 | 293057.8096 | 961560.8286 | 10211172.0509 | 10211172.0509 | 9278650.4665 | 4763559.1523 | 0 | 11465790.6891 | 35719172.3588 | 56234.1325 | 0.004467 | 2566762.779 | 7996190.1098 | 52326.9311 | 163013.151
1 | 2700 | 707 | 0.015 | 15 | 15 | 7 | 7.4989e-11 | 5spot_SharedNeighbor | CO2 | Porous | Wet | R600a | MinimizeLCOE_Brownfield | IgnoreSilica | 2019 | 32.5159 | 0.4043 | 0.0011168 | 4 | 2566763.2031 | 7996191.4475 | 52326.9397 | 163013.1783 | 23.0056 | 0.090947 | 44.0272 | 37868.5203 | 0 | 56750.0716 | 0 | 0 | 0 | 0 | 36901.2509 | 96009.4853 | 65528.4465 | 293057.7745 | 961560.8286 | 10211172.0509 | 10211172.0509 | 9278650.4665 | 4763559.1523 | 0 | 11465790.654 | 35719172.3237 | 74989.4209 | 0.004467 | 2566763.2031 | 7996191.4475 | 52326.9397 | 163013.1783
1 | 2700 | 707 | 0.015 | 15 | 15 | 7 | 1e-10 | 5spot_SharedNeighbor | CO2 | Porous | Wet | R600a | MinimizeLCOE_Brownfield | IgnoreSilica | 2019 | 32.5159 | 0.4043 | 0.0011168 | 4 | 2566764.2295 | 7996194.685 | 52326.9606 | 163013.2443 | 23.0056 | 0.090947 | 45.6326 | 37868.5102 | 0 | 56750.0544 | 0 | 0 | 0 | 0 | 36901.2402 | 96009.4575 | 65528.4275 | 293057.6898 | 961560.8286 | 10211172.0509 | 10211172.0509 | 9278650.4665 | 4763559.1523 | 0 | 11465790.5693 | 35719172.239 | 100000 | 0.004467 | 2566764.2295 | 7996194.685 | 52326.9606 | 163013.2443
1 | 2700 | 707 | 0.015 | 15 | 15 | 7 | 1.3335e-10 | 5spot_SharedNeighbor | CO2 | Porous | Wet | R600a | MinimizeLCOE_Brownfield | IgnoreSilica | 2019 | 32.5159 | 0.4043 | 0.0011168 | 4 | 2566765.4888 | 7996198.6576 | 52326.9863 | 163013.3253 | 23.0056 | 0.090947 | 46.1681 | 37868.4977 | 0 | 56750.0333 | 0 | 0 | 0 | 0 | 36901.2271 | 96009.4234 | 65528.4043 | 293057.5858 | 961560.8286 | 10211172.0509 | 10211172.0509 | 9278650.4665 | 4763559.1523 | 0 | 11465790.4653 | 35719172.135 | 133352.1432 | 0.004467 | 2566765.4888 | 7996198.6576 | 52326.9863 | 163013.3253
1 | 2700 | 707 | 0.015 | 15 | 15 | 7 | 1.7783e-10 | 5spot_SharedNeighbor | CO2 | Porous | Wet | R600a | MinimizeLCOE_Brownfield | IgnoreSilica | 2019 | 32.5159 | 0.4043 | 0.0011168 | 4 | 2566766.7483 | 7996202.6304 | 52327.012 | 163013.4063 | 23.0056 | 0.090947 | 44.8693 | 37868.4853 | 0 | 56750.0122 | 0 | 0 | 0 | 0 | 36901.214 | 96009.3893 | 65528.381 | 293057.4818 | 961560.8286 | 10211172.0509 | 10211172.0509 | 9278650.4665 | 4763559.1523 | 0 | 11465790.3613 | 35719172.031 | 177827.941 | 0.004467 | 2566766.7483 | 7996202.6304 | 52327.012 | 163013.4063
1 | 2700 | 707 | 0.015 | 15 | 15 | 7 | 2.3714e-10 | 5spot_SharedNeighbor | CO2 | Porous | Wet | R600a | MinimizeLCOE_Brownfield | IgnoreSilica | 2019 | 32.5159 | 0.4043 | 0.0011168 | 4 | 2566767.887 | 7996206.2223 | 52327.0352 | 163013.4795 | 23.0056 | 0.090947 | 45.4017 | 37868.474 | 0 | 56749.9931 | 0 | 0 | 0 | 0 | 36901.2022 | 96009.3585 | 65528.36 | 293057.3878 | 961560.8286 | 10211172.0509 | 10211172.0509 | 9278650.4665 | 4763559.1523 | 0 | 11465790.2672 | 35719171.937 | 237137.3706 | 0.004467 | 2566767.887 | 7996206.2223 | 52327.0352 | 163013.4795
1 | 2700 | 707 | 0.015 | 15 | 15 | 7 | 3.1623e-10 | 5spot_SharedNeighbor | CO2 | Porous | Wet | R600a | MinimizeLCOE_Brownfield | IgnoreSilica | 2019 | 32.5159 | 0.4043 | 0.0011168 | 4 | 2566768.8576 | 7996209.2839 | 52327.055 | 163013.5419 | 23.0056 | 0.090947 | 44.6638 | 37868.4644 | 0 | 56749.9768 | 0 | 0 | 0 | 0 | 36901.1921 | 96009.3323 | 65528.3421 | 293057.3076 | 961560.8286 | 10211172.0509 | 10211172.0509 | 9278650.4665 | 4763559.1523 | 0 | 11465790.1871 | 35719171.8568 | 316227.766 | 0.004467 | 2566768.8576 | 7996209.2839 | 52327.055 | 163013.5419
1 | 2700 | 707 | 0.015 | 15 | 15 | 7 | 4.217e-10 | 5spot_SharedNeighbor | CO2 | Porous | Wet | R600a | MinimizeLCOE_Brownfield | IgnoreSilica | 2019 | 32.5159 | 0.4043 | 0.0011168 | 4 | 2566769.654 | 7996211.7962 | 52327.0712 | 163013.5931 | 23.0056 | 0.090947 | 47.6964 | 37868.4565 | 0 | 56749.9634 | 0 | 0 | 0 | 0 | 36901.1838 | 96009.3107 | 65528.3274 | 293057.2418 | 961560.8286 | 10211172.0509 | 10211172.0509 | 9278650.4665 | 4763559.1523 | 0 | 11465790.1213 | 35719171.791 | 421696.5034 | 0.004467 | 2566769.654 | 7996211.7962 | 52327.0712 | 163013.5931
1 | 2700 | 707 | 0.015 | 15 | 15 | 7 | 5.6234e-10 | 5spot_SharedNeighbor | CO2 | Porous | Wet | R600a | MinimizeLCOE_Brownfield | IgnoreSilica | 2019 | 32.5159 | 0.4043 | 0.0011168 | 4 | 2566770.2912 | 7996213.8062 | 52327.0842 | 163013.6341 | 23.0056 | 0.090947 | 47.4558 | 37868.4502 | 0 | 56749.9527 | 0 | 0 | 0 | 0 | 36901.1772 | 96009.2935 | 65528.3156 | 293057.1892 | 961560.8286 | 10211172.0509 | 10211172.0509 | 9278650.4665 | 4763559.1523 | 0 | 11465790.0687 | 35719171.7384 | 562341.3252 | 0.004467 | 2566770.2912 | 7996213.8062 | 52327.0842 | 163013.6341
1 | 2700 | 707 | 0.015 | 15 | 15 | 7 | 7.4989e-10 | 5spot_SharedNeighbor | CO2 | Porous | Wet | R600a | MinimizeLCOE_Brownfield | IgnoreSilica | 2019 | 32.5159 | 0.4043 | 0.0011168 | 4 | 2566770.7921 | 7996215.3861 | 52327.0944 | 163013.6663 | 23.0056 | 0.090947 | 48.8719 | 37868.4453 | 0 | 56749.9443 | 0 | 0 | 0 | 0 | 36901.172 | 96009.2799 | 65528.3064 | 293057.1479 | 961560.8286 | 10211172.0509 | 10211172.0509 | 9278650.4665 | 4763559.1523 | 0 | 11465790.0274 | 35719171.6971 | 749894.2093 | 0.004467 | 2566770.7921 | 7996215.3861 | 52327.0944 | 163013.6663
1 | 2700 | 707 | 0.015 | 15 | 15 | 7 | 1e-09 | 5spot_SharedNeighbor | CO2 | Porous | Wet | R600a | MinimizeLCOE_Brownfield | IgnoreSilica | 2019 | 32.5159 | 0.4043 | 0.0011168 | 4 | 2566771.1809 | 7996216.6126 | 52327.1023 | 163013.6913 | 23.0056 | 0.090947 | 46.8727 | 37868.4414 | 0 | 56749.9378 | 0 | 0 | 0 | 0 | 36901.1679 | 96009.2694 | 65528.2992 | 293057.1158 | 961560.8286 | 10211172.0509 | 10211172.0509 | 9278650.4665 | 4763559.1523 | 0 | 11465789.9952 | 35719171.665 | 1000000 | 0.004467 | 2566771.1809 | 7996216.6126 | 52327.1023 | 163013.6913
1 | 2700 | 707 | 0.015 | 15 | 15 | 7 | 1.3335e-09 | 5spot_SharedNeighbor | CO2 | Porous | Wet | R600a | MinimizeLCOE_Brownfield | IgnoreSilica | 2019 | 32.5159 | 0.4043 | 0.0011168 | 4 | 2566771.48 | 7996217.5559 | 52327.1084 | 163013.7106 | 23.0056 | 0.090947 | 45.3171 | 37868.4385 | 0 | 56749.9328 | 0 | 0 | 0 | 0 | 36901.1648 | 96009.2613 | 65528.2937 | 293057.0911 | 961560.8286 | 10211172.0509 | 10211172.0509 | 9278650.4665 | 4763559.1523 | 0 | 11465789.9705 | 35719171.6403 | 1333521.4322 | 0.004467 | 2566771.48 | 7996217.5559 | 52327.1084 | 163013.7106
1 | 2700 | 707 | 0.015 | 15 | 15 | 7 | 1.7783e-09 | 5spot_SharedNeighbor | CO2 | Porous | Wet | R600a | MinimizeLCOE_Brownfield | IgnoreSilica | 2019 | 32.5159 | 0.4043 | 0.0011168 | 4 | 2566771.7085 | 7996218.2769 | 52327.1131 | 163013.7253 | 23.0056 | 0.090947 | 46.7915 | 37868.4362 | 0 | 56749.929 | 0 | 0 | 0 | 0 | 36901.1624 | 96009.2552 | 65528.2894 | 293057.0722 | 961560.8286 | 10211172.0509 | 10211172.0509 | 9278650.4665 | 4763559.1523 | 0 | 11465789.9517 | 35719171.6214 | 1778279.41 | 0.004467 | 2566771.7085 | 7996218.2769 | 52327.1131 | 163013.7253
1 | 2700 | 707 | 0.015 | 15 | 15 | 7 | 2.3714e-09 | 5spot_SharedNeighbor | CO2 | Porous | Wet | R600a | MinimizeLCOE_Brownfield | IgnoreSilica | 2019 | 32.5159 | 0.4043 | 0.0011168 | 4 | 2566771.8824 | 7996218.8251 | 52327.1166 | 163013.7364 | 23.0056 | 0.090947 | 48.5802 | 37868.4345 | 0 | 56749.926 | 0 | 0 | 0 | 0 | 36901.1606 | 96009.2504 | 65528.2862 | 293057.0578 | 961560.8286 | 10211172.0509 | 10211172.0509 | 9278650.4665 | 4763559.1523 | 0 | 11465789.9373 | 35719171.607 | 2371373.7057 | 0.004467 | 2566771.8824 | 7996218.8251 | 52327.1166 | 163013.7364
1 | 2700 | 707 | 0.015 | 15 | 15 | 7 | 3.1623e-09 | 5spot_SharedNeighbor | CO2 | Porous | Wet | R600a | MinimizeLCOE_Brownfield | IgnoreSilica | 2019 | 32.5159 | 0.4043 | 0.0011168 | 4 | 2566772.0141 | 7996219.2406 | 52327.1193 | 163013.7449 | 23.0056 | 0.090947 | 48.4521 | 37868.4332 | 0 | 56749.9238 | 0 | 0 | 0 | 0 | 36901.1592 | 96009.2469 | 65528.2838 | 293057.047 | 961560.8286 | 10211172.0509 | 10211172.0509 | 9278650.4665 | 4763559.1523 | 0 | 11465789.9264 | 35719171.5962 | 3162277.6602 | 0.004467 | 2566772.0141 | 7996219.2406 | 52327.1193 | 163013.7449
1 | 2700 | 707 | 0.015 | 15 | 15 | 7 | 4.217e-09 | 5spot_SharedNeighbor | CO2 | Porous | Wet | R600a | MinimizeLCOE_Brownfield | IgnoreSilica | 2019 | 32.5159 | 0.4043 | 0.0011168 | 4 | 2566772.1136 | 7996219.5544 | 52327.1214 | 163013.7513 | 23.0056 | 0.090947 | 47.3762 | 37868.4322 | 0 | 56749.9222 | 0 | 0 | 0 | 0 | 36901.1582 | 96009.2442 | 65528.282 | 293057.0387 | 961560.8286 | 10211172.0509 | 10211172.0509 | 9278650.4665 | 4763559.1523 | 0 | 11465789.9182 | 35719171.5879 | 4216965.0343 | 0.004467 | 2566772.1136 | 7996219.5544 | 52327.1214 | 163013.7513
1 | 2700 | 707 | 0.015 | 15 | 15 | 7 | 5.6234e-09 | 5spot_SharedNeighbor | CO2 | Porous | Wet | R600a | MinimizeLCOE_Brownfield | IgnoreSilica | 2019 | 32.5159 | 0.4043 | 0.0011168 | 4 | 2566772.1887 | 7996219.7915 | 52327.1229 | 163013.7561 | 23.0056 | 0.090947 | 49.4416 | 37868.4315 | 0 | 56749.9209 | 0 | 0 | 0 | 0 | 36901.1574 | 96009.2422 | 65528.2806 | 293057.0325 | 961560.8286 | 10211172.0509 | 10211172.0509 | 9278650.4665 | 4763559.1523 | 0 | 11465789.912 | 35719171.5817 | 5623413.2519 | 0.004467 | 2566772.1887 | 7996219.7915 | 52327.1229 | 163013.7561
1 | 2700 | 707 | 0.015 | 15 | 15 | 7 | 7.4989e-09 | 5spot_SharedNeighbor | CO2 | Porous | Wet | R600a | MinimizeLCOE_Brownfield | IgnoreSilica | 2019 | 32.5159 | 0.4043 | 0.0011168 | 4 | 2566772.2452 | 7996219.9697 | 52327.124 | 163013.7598 | 23.0056 | 0.090947 | 47.5261 | 37868.4309 | 0 | 56749.9199 | 0 | 0 | 0 | 0 | 36901.1568 | 96009.2406 | 65528.2795 | 293057.0279 | 961560.8286 | 10211172.0509 | 10211172.0509 | 9278650.4665 | 4763559.1523 | 0 | 11465789.9074 | 35719171.5771 | 7498942.0933 | 0.004467 | 2566772.2452 | 7996219.9697 | 52327.124 | 163013.7598
1 | 2700 | 707 | 0.015 | 15 | 15 | 7 | 1e-08 | 5spot_SharedNeighbor | CO2 | Porous | Wet | R600a | MinimizeLCOE_Brownfield | IgnoreSilica | 2019 | 32.5159 | 0.4043 | 0.0011168 | 4 | 2566772.2878 | 7996220.1039 | 52327.1249 | 163013.7625 | 23.0056 | 0.090947 | 44.0441 | 37868.4305 | 0 | 56749.9192 | 0 | 0 | 0 | 0 | 36901.1564 | 96009.2395 | 65528.2787 | 293057.0244 | 961560.8286 | 10211172.0509 | 10211172.0509 | 9278650.4665 | 4763559.1523 | 0 | 11465789.9038 | 35719171.5736 | 10000000 | 0.004467 | 2566772.2878 | 7996220.1039 | 52327.1249 | 163013.7625
1 | 2800 | 707 | 0.015 | 15 | 15 | 7 | 1e-13 | 5spot_SharedNeighbor | CO2 | Porous | Wet | R600a | MinimizeLCOE_Brownfield | IgnoreSilica | 2019 | 0 | 0 | 0 | 0 |  |  |  |  | 15 |  | 13.9662 | [19 empty] | 100 | 0
1 | 2800 | 707 | 0.015 | 15 | 15 | 7 | 1.3335e-13 | 5spot_SharedNeighbor | CO2 | Porous | Wet | R600a | MinimizeLCOE_Brownfield | IgnoreSilica | 2019 | 0 | 0 | 0 | 0 |  |  |  |  | 15 |  | 13.2987 | [19 empty] | 133.3521 | 0
1 | 2800 | 707 | 0.015 | 15 | 15 | 7 | 1.7783e-13 | 5spot_SharedNeighbor | CO2 | Porous | Wet | R600a | MinimizeLCOE_Brownfield | IgnoreSilica | 2019 | 0 | 0 | 0 | 0 |  |  |  |  | 15 |  | 15.0501 | [19 empty] | 177.8279 | 0
1 | 2800 | 707 | 0.015 | 15 | 15 | 7 | 2.3714e-13 | 5spot_SharedNeighbor | CO2 | Porous | Wet | R600a | MinimizeLCOE_Brownfield | IgnoreSilica | 2019 | 0 | 0 | 0 | 0 |  |  |  |  | 15 |  | 15.6904 | [19 empty] | 237.1374 | 0
1 | 2800 | 707 | 0.015 | 15 | 15 | 7 | 3.1623e-13 | 5spot_SharedNeighbor | CO2 | Porous | Wet | R600a | MinimizeLCOE_Brownfield | IgnoreSilica | 2019 | 0 | 0 | 0 | 0 |  |  |  |  | 15 |  | 18.598 | [19 empty] | 316.2278 | 0
1 | 2800 | 707 | 0.015 | 15 | 15 | 7 | 4.217e-13 | 5spot_SharedNeighbor | CO2 | Porous | Wet | R600a | MinimizeLCOE_Brownfield | IgnoreSilica | 2019 | 0 | 0 | 0 | 0 |  |  |  |  | 15 |  | 17.7034 | [19 empty] | 421.6965 | 0
1 | 2800 | 707 | 0.015 | 15 | 15 | 7 | 5.6234e-13 | 5spot_SharedNeighbor | CO2 | Porous | Wet | R600a | MinimizeLCOE_Brownfield | IgnoreSilica | 2019 | 0 | 0 | 0 | 0 |  |  |  |  | 15 |  | 16.4933 | [19 empty] | 562.3413 | 0
1 | 2800 | 707 | 0.015 | 15 | 15 | 7 | 7.4989e-13 | 5spot_SharedNeighbor | CO2 | Porous | Wet | R600a | MinimizeLCOE_Brownfield | IgnoreSilica | 2019 | 0 | 0 | 0 | 0 |  |  |  |  | 15 |  | 16.9937 | [19 empty] | 749.8942 | 0
1 | 2800 | 707 | 0.015 | 15 | 15 | 7 | 1e-12 | 5spot_SharedNeighbor | CO2 | Porous | Wet | R600a | MinimizeLCOE_Brownfield | IgnoreSilica | 2019 | 0 | 0 | 0 | 0 |  |  |  |  | 15 |  | 16.791 | [19 empty] | 1000 | 0
1 | 2800 | 707 | 0.015 | 15 | 15 | 7 | 1.3335e-12 | 5spot_SharedNeighbor | CO2 | Porous | Wet | R600a | MinimizeLCOE_Brownfield | IgnoreSilica | 2019 | 0 | 0 | 0 | 0 |  |  |  |  | 15 |  | 16.3055 | [19 empty] | 1333.5214 | 0
1 | 2800 | 707 | 0.015 | 15 | 15 | 7 | 1.7783e-12 | 5spot_SharedNeighbor | CO2 | Porous | Wet | R600a | MinimizeLCOE_Brownfield | IgnoreSilica | 2019 | 0 | 0 | 0 | 0 |  |  |  |  | 15 |  | 16.0724 | [19 empty] | 1778.2794 | 0
1 | 2800 | 707 | 0.015 | 15 | 15 | 7 | 2.3714e-12 | 5spot_SharedNeighbor | CO2 | Porous | Wet | R600a | MinimizeLCOE_Brownfield | IgnoreSilica | 2019 | 0 | 0 | 0 | 0 |  |  |  |  | 15 |  | 15.0662 | [19 empty] | 2371.3737 | 0
1 | 2800 | 707 | 0.015 | 15 | 15 | 7 | 3.1623e-12 | 5spot_SharedNeighbor | CO2 | Porous | Wet | R600a | MinimizeLCOE_Brownfield | IgnoreSilica | 2019 | 0 | 0 | 0 | 0 |  |  |  |  | 15 |  | 15.0905 | [19 empty] | 3162.2777 | 0
1 | 2800 | 707 | 0.015 | 15 | 15 | 7 | 4.217e-12 | 5spot_SharedNeighbor | CO2 | Porous | Wet | R600a | MinimizeLCOE_Brownfield | IgnoreSilica | 2019 | 0 | 0 | 0 | 0 |  |  |  |  | 15 |  | 14.6013 | [19 empty] | 4216.965 | 0
1 | 2800 | 707 | 0.015 | 15 | 15 | 7 | 5.6234e-12 | 5spot_SharedNeighbor | CO2 | Porous | Wet | R600a | MinimizeLCOE_Brownfield | IgnoreSilica | 2019 | 0 | 0 | 0 | 0 |  |  |  |  | 15 |  | 15.3632 | [19 empty] | 5623.4133 | 0
1 | 2800 | 707 | 0.015 | 15 | 15 | 7 | 7.4989e-12 | 5spot_SharedNeighbor | CO2 | Porous | Wet | R600a | MinimizeLCOE_Brownfield | IgnoreSilica | 2019 | 0 | 0 | 0 | 0 |  |  |  |  | 15 |  | 15.4931 | [19 empty] | 7498.9421 | 0
1 | 2800 | 707 | 0.015 | 15 | 15 | 7 | 1e-11 | 5spot_SharedNeighbor | CO2 | Porous | Wet | R600a | MinimizeLCOE_Brownfield | IgnoreSilica | 2019 | 0 | 0 | 0 | 0 |  |  |  |  | 15 |  | 15.6818 | [19 empty] | 10000 | 0
1 | 2800 | 707 | 0.015 | 15 | 15 | 7 | 1.3335e-11 | 5spot_SharedNeighbor | CO2 | Porous | Wet | R600a | MinimizeLCOE_Brownfield | IgnoreSilica | 2019 | 0 | 0 | 0 | 0 |  |  |  |  | 15 |  | 14.6454 | [19 empty] | 13335.2143 | 0
1 | 2800 | 707 | 0.015 | 15 | 15 | 7 | 1.7783e-11 | 5spot_SharedNeighbor | CO2 | Porous | Wet | R600a | MinimizeLCOE_Brownfield | IgnoreSilica | 2019 | 0 | 0 | 0 | 0 |  |  |  |  | 15 |  | 14.8715 | [19 empty] | 17782.7941 | 0
1 | 2800 | 707 | 0.015 | 15 | 15 | 7 | 2.3714e-11 | 5spot_SharedNeighbor | CO2 | Porous | Wet | R600a | MinimizeLCOE_Brownfield | IgnoreSilica | 2019 | 0 | 0 | 0 | 0 |  |  |  |  | 15 |  | 15.4237 | [19 empty] | 23713.7371 | 0
1 | 2800 | 707 | 0.015 | 15 | 15 | 7 | 3.1623e-11 | 5spot_SharedNeighbor | CO2 | Porous | Wet | R600a | MinimizeLCOE_Brownfield | IgnoreSilica | 2019 | 0 | 0 | 0 | 0 |  |  |  |  | 15 |  | 15.0152 | [19 empty] | 31622.7766 | 0
1 | 2800 | 707 | 0.015 | 15 | 15 | 7 | 4.217e-11 | 5spot_SharedNeighbor | CO2 | Porous | Wet | R600a | MinimizeLCOE_Brownfield | IgnoreSilica | 2019 | 0 | 0 | 0 | 0 |  |  |  |  | 15 |  | 16.0465 | [19 empty] | 42169.6503 | 0
1 | 2800 | 707 | 0.015 | 15 | 15 | 7 | 5.6234e-11 | 5spot_SharedNeighbor | CO2 | Porous | Wet | R600a | MinimizeLCOE_Brownfield | IgnoreSilica | 2019 | 0 | 0 | 0 | 0 |  |  |  |  | 15 |  | 15.6809 | [19 empty] | 56234.1325 | 0
1 | 2800 | 707 | 0.015 | 15 | 15 | 7 | 7.4989e-11 | 5spot_SharedNeighbor | CO2 | Porous | Wet | R600a | MinimizeLCOE_Brownfield | IgnoreSilica | 2019 | 0 | 0 | 0 | 0 |  |  |  |  | 15 |  | 15.612 | [19 empty] | 74989.4209 | 0
1 | 2800 | 707 | 0.015 | 15 | 15 | 7 | 1e-10 | 5spot_SharedNeighbor | CO2 | Porous | Wet | R600a | MinimizeLCOE_Brownfield | IgnoreSilica | 2019 | 0 | 0 | 0 | 0 |  |  |  |  | 15 |  | 14.6863 | [19 empty] | 100000 | 0
1 | 2800 | 707 | 0.015 | 15 | 15 | 7 | 1.3335e-10 | 5spot_SharedNeighbor | CO2 | Porous | Wet | R600a | MinimizeLCOE_Brownfield | IgnoreSilica | 2019 | 0 | 0 | 0 | 0 |  |  |  |  | 15 |  | 14.1034 | [19 empty] | 133352.1432 | 0
1 | 2800 | 707 | 0.015 | 15 | 15 | 7 | 1.7783e-10 | 5spot_SharedNeighbor | CO2 | Porous | Wet | R600a | MinimizeLCOE_Brownfield | IgnoreSilica | 2019 | 0 | 0 | 0 | 0 |  |  |  |  | 15 |  | 14.5401 | [19 empty] | 177827.941 | 0
1 | 2800 | 707 | 0.015 | 15 | 15 | 7 | 2.3714e-10 | 5spot_SharedNeighbor | CO2 | Porous | Wet | R600a | MinimizeLCOE_Brownfield | IgnoreSilica | 2019 | 0 | 0 | 0 | 0 |  |  |  |  | 15 |  | 14.744 | [19 empty] | 237137.3706 | 0
1 | 2800 | 707 | 0.015 | 15 | 15 | 7 | 3.1623e-10 | 5spot_SharedNeighbor | CO2 | Porous | Wet | R600a | MinimizeLCOE_Brownfield | IgnoreSilica | 2019 | 0 | 0 | 0 | 0 |  |  |  |  | 15 |  | 14.0987 | [19 empty] | 316227.766 | 0
1 | 2800 | 707 | 0.015 | 15 | 15 | 7 | 4.217e-10 | 5spot_SharedNeighbor | CO2 | Porous | Wet | R600a | MinimizeLCOE_Brownfield | IgnoreSilica | 2019 | 0 | 0 | 0 | 0 |  |  |  |  | 15 |  | 14.1741 | [19 empty] | 421696.5034 | 0
1 | 2800 | 707 | 0.015 | 15 | 15 | 7 | 5.6234e-10 | 5spot_SharedNeighbor | CO2 | Porous | Wet | R600a | MinimizeLCOE_Brownfield | IgnoreSilica | 2019 | 0 | 0 | 0 | 0 |  |  |  |  | 15 |  | 15.2735 | [19 empty] | 562341.3252 | 0
1 | 2800 | 707 | 0.015 | 15 | 15 | 7 | 7.4989e-10 | 5spot_SharedNeighbor | CO2 | Porous | Wet | R600a | MinimizeLCOE_Brownfield | IgnoreSilica | 2019 | 0 | 0 | 0 | 0 |  |  |  |  | 15 |  | 14.306 | [19 empty] | 749894.2093 | 0
1 | 2800 | 707 | 0.015 | 15 | 15 | 7 | 1e-09 | 5spot_SharedNeighbor | CO2 | Porous | Wet | R600a | MinimizeLCOE_Brownfield | IgnoreSilica | 2019 | 0 | 0 | 0 | 0 |  |  |  |  | 15 |  | 14.1448 | [19 empty] | 1000000 | 0
1 | 2800 | 707 | 0.015 | 15 | 15 | 7 | 1.3335e-09 | 5spot_SharedNeighbor | CO2 | Porous | Wet | R600a | MinimizeLCOE_Brownfield | IgnoreSilica | 2019 | 0 | 0 | 0 | 0 |  |  |  |  | 15 |  | 14.7268 | [19 empty] | 1333521.4322 | 0
1 | 2800 | 707 | 0.015 | 15 | 15 | 7 | 1.7783e-09 | 5spot_SharedNeighbor | CO2 | Porous | Wet | R600a | MinimizeLCOE_Brownfield | IgnoreSilica | 2019 | 0 | 0 | 0 | 0 |  |  |  |  | 15 |  | 14.8607 | [19 empty] | 1778279.41 | 0
1 | 2800 | 707 | 0.015 | 15 | 15 | 7 | 2.3714e-09 | 5spot_SharedNeighbor | CO2 | Porous | Wet | R600a | MinimizeLCOE_Brownfield | IgnoreSilica | 2019 | 0 | 0 | 0 | 0 |  |  |  |  | 15 |  | 14.5842 | [19 empty] | 2371373.7057 | 0
1 | 2800 | 707 | 0.015 | 15 | 15 | 7 | 3.1623e-09 | 5spot_SharedNeighbor | CO2 | Porous | Wet | R600a | MinimizeLCOE_Brownfield | IgnoreSilica | 2019 | 0 | 0 | 0 | 0 |  |  |  |  | 15 |  | 14.7948 | [19 empty] | 3162277.6602 | 0
1 | 2800 | 707 | 0.015 | 15 | 15 | 7 | 4.217e-09 | 5spot_SharedNeighbor | CO2 | Porous | Wet | R600a | MinimizeLCOE_Brownfield | IgnoreSilica | 2019 | 0 | 0 | 0 | 0 |  |  |  |  | 15 |  | 16.0961 | [19 empty] | 4216965.0343 | 0
1 | 2800 | 707 | 0.015 | 15 | 15 | 7 | 5.6234e-09 | 5spot_SharedNeighbor | CO2 | Porous | Wet | R600a | MinimizeLCOE_Brownfield | IgnoreSilica | 2019 | 0 | 0 | 0 | 0 |  |  |  |  | 15 |  | 15.3549 | [19 empty] | 5623413.2519 | 0
1 | 2800 | 707 | 0.015 | 15 | 15 | 7 | 7.4989e-09 | 5spot_SharedNeighbor | CO2 | Porous | Wet | R600a | MinimizeLCOE_Brownfield | IgnoreSilica | 2019 | 0 | 0 | 0 | 0 |  |  |  |  | 15 |  | 15.1174 | [19 empty] | 7498942.0933 | 0
1 | 2800 | 707 | 0.015 | 15 | 15 | 7 | 1e-08 | 5spot_SharedNeighbor | CO2 | Porous | Wet | R600a | MinimizeLCOE_Brownfield | IgnoreSilica | 2019 | 0 | 0 | 0 | 0 |  |  |  |  | 15 |  | 14.1121 | [19 empty] | 10000000 | 0
1 | 2900 | 707 | 0.015 | 15 | 15 | 7 | 1e-13 | 5spot_SharedNeighbor | CO2 | Porous | Wet | R600a | MinimizeLCOE_Brownfield | IgnoreSilica | 2019 | 0 | 0 | 0 | 0 |  |  |  |  | 15 |  | 14.8565 | [19 empty] | 100 | 0
1 | 2900 | 707 | 0.015 | 15 | 15 | 7 | 1.3335e-13 | 5spot_SharedNeighbor | CO2 | Porous | Wet | R600a | MinimizeLCOE_Brownfield | IgnoreSilica | 2019 | 0 | 0 | 0 | 0 |  |  |  |  | 15 |  | 13.5764 | [19 empty] | 133.3521 | 0
1 | 2900 | 707 | 0.015 | 15 | 15 | 7 | 1.7783e-13 | 5spot_SharedNeighbor | CO2 | Porous | Wet | R600a | MinimizeLCOE_Brownfield | IgnoreSilica | 2019 | 0 | 0 | 0 | 0 |  |  |  |  | 15 |  | 16.7493 | [19 empty] | 177.8279 | 0
1 | 2900 | 707 | 0.015 | 15 | 15 | 7 | 2.3714e-13 | 5spot_SharedNeighbor | CO2 | Porous | Wet | R600a | MinimizeLCOE_Brownfield | IgnoreSilica | 2019 | 0 | 0 | 0 | 0 |  |  |  |  | 15 |  | 15.8875 | [19 empty] | 237.1374 | 0
1 | 2900 | 707 | 0.015 | 15 | 15 | 7 | 3.1623e-13 | 5spot_SharedNeighbor | CO2 | Porous | Wet | R600a | MinimizeLCOE_Brownfield | IgnoreSilica | 2019 | 0 | 0 | 0 | 0 |  |  |  |  | 15 |  | 16.9813 | [19 empty] | 316.2278 | 0
1 | 2900 | 707 | 0.015 | 15 | 15 | 7 | 4.217e-13 | 5spot_SharedNeighbor | CO2 | Porous | Wet | R600a | MinimizeLCOE_Brownfield | IgnoreSilica | 2019 | 0 | 0 | 0 | 0 |  |  |  |  | 15 |  | 17.3854 | [19 empty] | 421.6965 | 0
1 | 2900 | 707 | 0.015 | 15 | 15 | 7 | 5.6234e-13 | 5spot_SharedNeighbor | CO2 | Porous | Wet | R600a | MinimizeLCOE_Brownfield | IgnoreSilica | 2019 | 0 | 0 | 0 | 0 |  |  |  |  | 15 |  | 17.4948 | [19 empty] | 562.3413 | 0
1 | 2900 | 707 | 0.015 | 15 | 15 | 7 | 7.4989e-13 | 5spot_SharedNeighbor | CO2 | Porous | Wet | R600a | MinimizeLCOE_Brownfield | IgnoreSilica | 2019 | 0 | 0 | 0 | 0 |  |  |  |  | 15 |  | 17.0352 | [19 empty] | 749.8942 | 0
1 | 2900 | 707 | 0.015 | 15 | 15 | 7 | 1e-12 | 5spot_SharedNeighbor | CO2 | Porous | Wet | R600a | MinimizeLCOE_Brownfield | IgnoreSilica | 2019 | 0 | 0 | 0 | 0 |  |  |  |  | 15 |  | 17.3083 | [19 empty] | 1000 | 0
1 | 2900 | 707 | 0.015 | 15 | 15 | 7 | 1.3335e-12 | 5spot_SharedNeighbor | CO2 | Porous | Wet | R600a | MinimizeLCOE_Brownfield | IgnoreSilica | 2019 | 1.6 | -0.037541 | 9.1591e-05 | 4 | 32983044.8574 | 103764276.3386 | 672403.9823 | 2115375.1247 | 23.3153 | 0.13869 | 18.2379 | 6499.0033 | 0 | 6959.268 | 0 | 0 | 0 | 0 | 5248.7258 | 13656.1079 | 9320.5742 | 41683.6791 | 961560.8286 | 11080591.8743 | 11080591.8743 | 9793800.0038 | 5057380.7595 | 0 | 12083836.3821 | 38015609.0197 | 1333.5214 | 0.00036637 | 32983044.8574 | 103764276.3386 | 672403.9823 | 2115375.1247
1 | 2900 | 707 | 0.015 | 15 | 15 | 7 | 1.7783e-12 | 5spot_SharedNeighbor | CO2 | Porous | Wet | R600a | MinimizeLCOE_Brownfield | IgnoreSilica | 2019 | 1.6 | -0.037541 | 9.1591e-05 | 4 | 32983033.4109 | 103764240.2678 | 672403.7489 | 2115374.3894 | 23.3153 | 0.13869 | 17.0072 | 6499.0047 | 0 | 6959.2698 | 0 | 0 | 0 | 0 | 5248.7271 | 13656.1112 | 9320.5765 | 41683.6894 | 961560.8286 | 11080591.8743 | 11080591.8743 | 9793800.0038 | 5057380.7595 | 0 | 12083836.3923 | 38015609.0299 | 1778.2794 | 0.00036637 | 32983033.4109 | 103764240.2678 | 672403.7489 | 2115374.3894
1 | 2900 | 707 | 0.015 | 15 | 15 | 7 | 2.3714e-12 | 5spot_SharedNeighbor | CO2 | Porous | Wet | R600a | MinimizeLCOE_Brownfield | IgnoreSilica | 2019 | 1.6 | -0.037541 | 9.1591e-05 | 4 | 32983024.6219 | 103764212.5718 | 672403.5698 | 2115373.8248 | 23.3153 | 0.13869 | 18.4251 | 6499.0059 | 0 | 6959.2712 | 0 | 0 | 0 | 0 | 5248.7281 | 13656.1138 | 9320.5783 | 41683.6973 | 961560.8286 | 11080591.8743 | 11080591.8743 | 9793800.0038 | 5057380.7595 | 0 | 12083836.4002 | 38015609.0378 | 2371.3737 | 0.00036637 | 32983024.6219 | 103764212.5718 | 672403.5698 | 2115373.8248
1 | 2900 | 707 | 0.015 | 15 | 15 | 7 | 3.1623e-12 | 5spot_SharedNeighbor | CO2 | Porous | Wet | R600a | MinimizeLCOE_Brownfield | IgnoreSilica | 2019 | 4.0608 | -0.0068085 | 0.00056534 | 4 | 5395995.8506 | 16863341.3643 | 110004.674 | 343782.0231 | 24.5561 | 0.31669 | 26.3076 | 22305.3194 | 0 | 29393.7951 | 0 | 0 | 0 | 0 | 20162.6546 | 52459.0914 | 35804.4078 | 160125.2683 | 961560.8286 | 11080591.8743 | 11080591.8743 | 9793800.0038 | 5057380.7595 | 0 | 12202277.9713 | 38134050.6089 | 3162.2777 | 0.0022614 | 5395995.8506 | 16863341.3643 | 110004.674 | 343782.0231
1 | 2900 | 707 | 0.015 | 15 | 15 | 7 | 4.217e-12 | 5spot_SharedNeighbor | CO2 | Porous | Wet | R600a | MinimizeLCOE_Brownfield | IgnoreSilica | 2019 | 5.3152 | 0.012706 | 0.00082119 | 4 | 3730227.4022 | 11624755.2403 | 76045.7311 | 236986.3592 | 24.7612 | 0.34658 | 34.6706 | 28715.3329 | 0 | 39350.39 | 0 | 0 | 0 | 0 | 26545.6319 | 69066.289 | 47139.1614 | 210816.8051 | 961560.8286 | 11080591.8743 | 11080591.8743 | 9793800.0038 | 5057380.7595 | 0 | 12252969.508 | 38184742.1456 | 4216.965 | 0.0032848 | 3730227.4022 | 11624755.2403 | 76045.7311 | 236986.3592
1 | 2900 | 707 | 0.015 | 15 | 15 | 7 | 5.6234e-12 | 5spot_SharedNeighbor | CO2 | Porous | Wet | R600a | MinimizeLCOE_Brownfield | IgnoreSilica | 2019 | 6.9548 | 0.03923 | 0.0011636 | 4 | 2645918.5884 | 8217471.2168 | 53940.6293 | 167524.2657 | 24.928 | 0.37099 | 29.8673 | 36380.1758 | 0 | 51695.0828 | 0 | 0 | 0 | 0 | 34349.3508 | 89369.9649 | 60996.8374 | 272791.4117 | 961560.8286 | 11080591.8743 | 11080591.8743 | 9793800.0038 | 5057380.7595 | 0 | 12314944.1146 | 38246716.7523 | 5623.4133 | 0.0046543 | 2645918.5884 | 8217471.2168 | 53940.6293 | 167524.2657
1 | 2900 | 707 | 0.015 | 15 | 15 | 7 | 7.4989e-12 | 5spot_SharedNeighbor | CO2 | Porous | Wet | R600a | MinimizeLCOE_Brownfield | IgnoreSilica | 2019 | 9.1421 | 0.075495 | 0.0016151 | 4 | 1917883.6355 | 5931812.266 | 39098.652 | 120928.0164 | 25.0479 | 0.38854 | 33.3672 | 45506.888 | 0 | 66925.8225 | 0 | 0 | 0 | 0 | 43848.7571 | 114085.4713 | 77865.6784 | 348232.6174 | 961560.8286 | 11080591.8743 | 11080591.8743 | 9793800.0038 | 5057380.7595 | 0 | 12390385.3203 | 38322157.9579 | 7498.9421 | 0.0064604 | 1917883.6355 | 5931812.266 | 39098.652 | 120928.0164
1 | 2900 | 707 | 0.015 | 15 | 15 | 7 | 1e-11 | 5spot_SharedNeighbor | CO2 | Porous | Wet | R600a | MinimizeLCOE_Brownfield | IgnoreSilica | 2019 | 12.0386 | 0.12421 | 0.0022041 | 4 | 1415728.7498 | 4357007.6364 | 28861.5455 | 88823.494 | 25.1295 | 0.40048 | 26.036 | 56329.1347 | 0 | 85607.4904 | 0 | 0 | 0 | 0 | 55355.2838 | 144023.0935 | 98298.7207 | 439613.723 | 961560.8286 | 11080591.8743 | 11080591.8743 | 9793800.0038 | 5057380.7595 | 0 | 12481766.426 | 38413539.0636 | 10000 | 0.0088165 | 1415728.7498 | 4357007.6364 | 28861.5455 | 88823.494
1 | 2900 | 707 | 0.015 | 15 | 15 | 7 | 1.3335e-11 | 5spot_SharedNeighbor | CO2 | Porous | Wet | R600a | MinimizeLCOE_Brownfield | IgnoreSilica | 2019 | 15.817 | 0.1883 | 0.0029526 | 4 | 1066050.2564 | 3261757.7529 | 21732.8764 | 66495.3436 | 25.1759 | 0.40718 | 23.3392 | 68916.4512 | 0 | 108055.6931 | 0 | 0 | 0 | 0 | 69019.1363 | 179573.6348 | 122562.6956 | 548127.6111 | 961560.8286 | 11080591.8743 | 11080591.8743 | 9793800.0038 | 5057380.7595 | 0 | 12590280.314 | 38522052.9517 | 13335.2143 | 0.01181 | 1066050.2564 | 3261757.7529 | 21732.8764 | 66495.3436
1 | 2900 | 707 | 0.015 | 15 | 15 | 7 | 1.7783e-11 | 5spot_SharedNeighbor | CO2 | Porous | Wet | R600a | MinimizeLCOE_Brownfield | IgnoreSilica | 2019 | 20.728 | 0.27203 | 0.0038666 | 4 | 822122.6135 | 2498760.3428 | 16760.0815 | 50940.6094 | 25.1777 | 0.40722 | 33.574 | 83127.922 | 0 | 134236.8314 | 0 | 0 | 0 | 0 | 84772.2538 | 220560.0152 | 150536.7424 | 673233.7648 | 961560.8286 | 11080591.8743 | 11080591.8743 | 9793800.0038 | 5057380.7595 | 0 | 12715386.4678 | 38647159.1054 | 17782.7941 | 0.015467 | 822122.6135 | 2498760.3428 | 16760.0815 | 50940.6094
1 | 2900 | 707 | 0.015 | 15 | 15 | 7 | 2.3714e-11 | 5spot_SharedNeighbor | CO2 | Porous | Wet | R600a | MinimizeLCOE_Brownfield | IgnoreSilica | 2019 | 26.9354 | 0.37817 | 0.0049118 | 4 | 654147.9638 | 1974024.1325 | 13335.691 | 40243.152 | 25.1312 | 0.4 | 30.7159 | 98337.1011 | 0 | 163176.6453 | 0 | 0 | 0 | 0 | 101990.3611 | 265357.9985 | 181112.2865 | 809974.3924 | 961560.8286 | 11080591.8743 | 11080591.8743 | 9793800.0038 | 5057380.7595 | 0 | 12852127.0954 | 38783899.733 | 23713.7371 | 0.019647 | 654147.9638 | 1974024.1325 | 13335.691 | 40243.152
1 | 2900 | 707 | 0.015 | 15 | 15 | 7 | 3.1623e-11 | 5spot_SharedNeighbor | CO2 | Porous | Wet | R600a | MinimizeLCOE_Brownfield | IgnoreSilica | 2019 | 34.665 | 0.51062 | 0.0059795 | 4 | 543069.4926 | 1627269.9499 | 11071.2062 | 33174.099 | 25.0163 | 0.38249 | 36.0408 | 113214.0371 | 0 | 192513.7055 | 0 | 0 | 0 | 0 | 119233.8196 | 310221.9404 | 211732.8487 | 946916.3513 | 961560.8286 | 11080591.8743 | 11080591.8743 | 9793800.0038 | 5057380.7595 | 0 | 12989069.0542 | 38920841.6919 | 31622.7766 | 0.023918 | 543069.4926 | 1627269.9499 | 11071.2062 | 33174.099
1 | 2900 | 707 | 0.015 | 15 | 15 | 7 | 4.217e-11 | 5spot_SharedNeighbor | CO2 | Porous | Wet | R600a | MinimizeLCOE_Brownfield | IgnoreSilica | 2019 | 40.3259 | 0.60777 | 0.0065514 | 4 | 498530.5992 | 1488086.7831 | 10163.2206 | 30336.6619 | 24.8963 | 0.36434 | 43.4905 | 121169.2312 | 0 | 208823.0522 | 0 | 0 | 0 | 0 | 128696.9905 | 334843.1699 | 228537.3438 | 1022069.7876 | 961560.8286 | 11080591.8743 | 11080591.8743 | 9793800.0038 | 5057380.7595 | 0 | 13064222.4905 | 38995995.1282 | 42169.6503 | 0.026205 | 498530.5992 | 1488086.7831 | 10163.2206 | 30336.6619
1 | 2900 | 707 | 0.015 | 15 | 15 | 7 | 5.6234e-11 | 5spot_SharedNeighbor | CO2 | Porous | Wet | R600a | MinimizeLCOE_Brownfield | IgnoreSilica | 2019 | 40.3259 | 0.60777 | 0.0065514 | 4 | 498531.055 | 1488088.1938 | 10163.2299 | 30336.6906 | 24.8963 | 0.36434 | 42.2258 | 121169.1564 | 0 | 208822.9121 | 0 | 0 | 0 | 0 | 128696.9067 | 334842.952 | 228537.1951 | 1022069.1223 | 961560.8286 | 11080591.8743 | 11080591.8743 | 9793800.0038 | 5057380.7595 | 0 | 13064221.8253 | 38995994.4629 | 56234.1325 | 0.026205 | 498531.055 | 1488088.1938 | 10163.2299 | 30336.6906
1 | 2900 | 707 | 0.015 | 15 | 15 | 7 | 7.4989e-11 | 5spot_SharedNeighbor | CO2 | Porous | Wet | R600a | MinimizeLCOE_Brownfield | IgnoreSilica | 2019 | 40.3259 | 0.60777 | 0.0065514 | 4 | 498531.4016 | 1488089.2667 | 10163.2369 | 30336.7125 | 24.8963 | 0.36433 | 41.059 | 121169.0996 | 0 | 208822.8056 | 0 | 0 | 0 | 0 | 128696.843 | 334842.7862 | 228537.0819 | 1022068.6164 | 961560.8286 | 11080591.8743 | 11080591.8743 | 9793800.0038 | 5057380.7595 | 0 | 13064221.3193 | 38995993.9569 | 74989.4209 | 0.026205 | 498531.4016 | 1488089.2667 | 10163.2369 | 30336.7125
1 | 2900 | 707 | 0.015 | 15 | 15 | 7 | 1e-10 | 5spot_SharedNeighbor | CO2 | Porous | Wet | R600a | MinimizeLCOE_Brownfield | IgnoreSilica | 2019 | 40.3259 | 0.60777 | 0.0065513 | 4 | 498531.6741 | 1488090.1104 | 10163.2425 | 30336.7297 | 24.8963 | 0.36433 | 42.4721 | 121169.0549 | 0 | 208822.7219 | 0 | 0 | 0 | 0 | 128696.7929 | 334842.6559 | 228536.993 | 1022068.2185 | 961560.8286 | 11080591.8743 | 11080591.8743 | 9793800.0038 | 5057380.7595 | 0 | 13064220.9215 | 38995993.5591 | 100000 | 0.026205 | 498531.6741 | 1488090.1104 | 10163.2425 | 30336.7297
1 | 2900 | 707 | 0.015 | 15 | 15 | 7 | 1.3335e-10 | 5spot_SharedNeighbor | CO2 | Porous | Wet | R600a | MinimizeLCOE_Brownfield | IgnoreSilica | 2019 | 40.3259 | 0.60777 | 0.0065513 | 4 | 498531.8901 | 1488090.7791 | 10163.2469 | 30336.7433 | 24.8962 | 0.36433 | 42.1979 | 121169.0194 | 0 | 208822.6555 | 0 | 0 | 0 | 0 | 128696.7532 | 334842.5526 | 228536.9225 | 1022067.9032 | 961560.8286 | 11080591.8743 | 11080591.8743 | 9793800.0038 | 5057380.7595 | 0 | 13064220.6062 | 38995993.2438 | 133352.1432 | 0.026205 | 498531.8901 | 1488090.7791 | 10163.2469 | 30336.7433
1 | 2900 | 707 | 0.015 | 15 | 15 | 7 | 1.7783e-10 | 5spot_SharedNeighbor | CO2 | Porous | Wet | R600a | MinimizeLCOE_Brownfield | IgnoreSilica | 2019 | 40.3259 | 0.60777 | 0.0065513 | 4 | 498532.0607 | 1488091.3071 | 10163.2504 | 30336.7541 | 24.8962 | 0.36433 | 41.4842 | 121168.9915 | 0 | 208822.6031 | 0 | 0 | 0 | 0 | 128696.7219 | 334842.471 | 228536.8668 | 1022067.6543 | 961560.8286 | 11080591.8743 | 11080591.8743 | 9793800.0038 | 5057380.7595 | 0 | 13064220.3572 | 38995992.9949 | 177827.941 | 0.026205 | 498532.0607 | 1488091.3071 | 10163.2504 | 30336.7541
1 | 2900 | 707 | 0.015 | 15 | 15 | 7 | 2.3714e-10 | 5spot_SharedNeighbor | CO2 | Porous | Wet | R600a | MinimizeLCOE_Brownfield | IgnoreSilica | 2019 | 40.3259 | 0.60777 | 0.0065513 | 4 | 498532.1944 | 1488091.7208 | 10163.2531 | 30336.7625 | 24.8962 | 0.36433 | 41.5625 | 121168.9695 | 0 | 208822.5621 | 0 | 0 | 0 | 0 | 128696.6973 | 334842.4071 | 228536.8232 | 1022067.4593 | 961560.8286 | 11080591.8743 | 11080591.8743 | 9793800.0038 | 5057380.7595 | 0 | 13064220.1622 | 38995992.7998 | 237137.3706 | 0.026205 | 498532.1944 | 1488091.7208 | 10163.2531 | 30336.7625
1 | 2900 | 707 | 0.015 | 15 | 15 | 7 | 3.1623e-10 | 5spot_SharedNeighbor | CO2 | Porous | Wet | R600a | MinimizeLCOE_Brownfield | IgnoreSilica | 2019 | 40.3259 | 0.60777 | 0.0065513 | 4 | 498532.2982 | 1488092.0422 | 10163.2552 | 30336.7691 | 24.8962 | 0.36433 | 39.7449 | 121168.9525 | 0 | 208822.5302 | 0 | 0 | 0 | 0 | 128696.6783 | 334842.3575 | 228536.7893 | 1022067.3078 | 961560.8286 | 11080591.8743 | 11080591.8743 | 9793800.0038 | 5057380.7595 | 0 | 13064220.0107 | 38995992.6483 | 316227.766 | 0.026205 | 498532.2982 | 1488092.0422 | 10163.2552 | 30336.7691
1 | 2900 | 707 | 0.015 | 15 | 15 | 7 | 4.217e-10 | 5spot_SharedNeighbor | CO2 | Porous | Wet | R600a | MinimizeLCOE_Brownfield | IgnoreSilica | 2019 | 40.3259 | 0.60777 | 0.0065513 | 4 | 498532.3783 | 1488092.29 | 10163.2568 | 30336.7741 | 24.8962 | 0.36433 | 42.3596 | 121168.9394 | 0 | 208822.5056 | 0 | 0 | 0 | 0 | 128696.6635 | 334842.3192 | 228536.7632 | 1022067.191 | 961560.8286 | 11080591.8743 | 11080591.8743 | 9793800.0038 | 5057380.7595 | 0 | 13064219.8939 | 38995992.5315 | 421696.5034 | 0.026205 | 498532.3783 | 1488092.29 | 10163.2568 | 30336.7741
1 | 2900 | 707 | 0.015 | 15 | 15 | 7 | 5.6234e-10 | 5spot_SharedNeighbor | CO2 | Porous | Wet | R600a | MinimizeLCOE_Brownfield | IgnoreSilica | 2019 | 40.3259 | 0.60777 | 0.0065513 | 4 | 498532.4396 | 1488092.4799 | 10163.2581 | 30336.778 | 24.8962 | 0.36433 | 41.6027 | 121168.9293 | 0 | 208822.4868 | 0 | 0 | 0 | 0 | 128696.6523 | 334842.2899 | 228536.7432 | 1022067.1015 | 961560.8286 | 11080591.8743 | 11080591.8743 | 9793800.0038 | 5057380.7595 | 0 | 13064219.8044 | 38995992.442 | 562341.3252 | 0.026205 | 498532.4396 | 1488092.4799 | 10163.2581 | 30336.778
1 | 2900 | 707 | 0.015 | 15 | 15 | 7 | 7.4989e-10 | 5spot_SharedNeighbor | CO2 | Porous | Wet | R600a | MinimizeLCOE_Brownfield | IgnoreSilica | 2019 | 40.3259 | 0.60777 | 0.0065513 | 4 | 498532.4864 | 1488092.6247 | 10163.259 | 30336.7809 | 24.8962 | 0.36433 | 40.9449 | 121168.9217 | 0 | 208822.4724 | 0 | 0 | 0 | 0 | 128696.6437 | 334842.2676 | 228536.7279 | 1022067.0332 | 961560.8286 | 11080591.8743 | 11080591.8743 | 9793800.0038 | 5057380.7595 | 0 | 13064219.7362 | 38995992.3738 | 749894.2093 | 0.026205 | 498532.4864 | 1488092.6247 | 10163.259 | 30336.7809
1 | 2900 | 707 | 0.015 | 15 | 15 | 7 | 1e-09 | 5spot_SharedNeighbor | CO2 | Porous | Wet | R600a | MinimizeLCOE_Brownfield | IgnoreSilica | 2019 | 40.3259 | 0.60777 | 0.0065513 | 4 | 498532.5219 | 1488092.7346 | 10163.2598 | 30336.7832 | 24.8962 | 0.36433 | 40.5067 | 121168.9158 | 0 | 208822.4615 | 0 | 0 | 0 | 0 | 128696.6372 | 334842.2506 | 228536.7163 | 1022066.9814 | 961560.8286 | 11080591.8743 | 11080591.8743 | 9793800.0038 | 5057380.7595 | 0 | 13064219.6844 | 38995992.322 | 1000000 | 0.026205 | 498532.5219 | 1488092.7346 | 10163.2598 | 30336.7832
1 | 2900 | 707 | 0.015 | 15 | 15 | 7 | 1.3335e-09 | 5spot_SharedNeighbor | CO2 | Porous | Wet | R600a | MinimizeLCOE_Brownfield | IgnoreSilica | 2019 | 40.3259 | 0.60777 | 0.0065513 | 4 | 498532.5488 | 1488092.8178 | 10163.2603 | 30336.7849 | 24.8962 | 0.36433 | 41.3485 | 121168.9114 | 0 | 208822.4532 | 0 | 0 | 0 | 0 | 128696.6322 | 334842.2377 | 228536.7076 | 1022066.9422 | 961560.8286 | 11080591.8743 | 11080591.8743 | 9793800.0038 | 5057380.7595 | 0 | 13064219.6451 | 38995992.2828 | 1333521.4322 | 0.026205 | 498532.5488 | 1488092.8178 | 10163.2603 | 30336.7849
1 | 2900 | 707 | 0.015 | 15 | 15 | 7 | 1.7783e-09 | 5spot_SharedNeighbor | CO2 | Porous | Wet | R600a | MinimizeLCOE_Brownfield | IgnoreSilica | 2019 | 40.3259 | 0.60777 | 0.0065513 | 4 | 498532.5691 | 1488092.8807 | 10163.2607 | 30336.7862 | 24.8962 | 0.36433 | 42.2385 | 121168.9081 | 0 | 208822.447 | 0 | 0 | 0 | 0 | 128696.6285 | 334842.228 | 228536.7009 | 1022066.9126 | 961560.8286 | 11080591.8743 | 11080591.8743 | 9793800.0038 | 5057380.7595 | 0 | 13064219.6155 | 38995992.2531 | 1778279.41 | 0.026205 | 498532.5691 | 1488092.8807 | 10163.2607 | 30336.7862
1 | 2900 | 707 | 0.015 | 15 | 15 | 7 | 2.3714e-09 | 5spot_SharedNeighbor | CO2 | Porous | Wet | R600a | MinimizeLCOE_Brownfield | IgnoreSilica | 2019 | 40.3259 | 0.60777 | 0.0065513 | 4 | 498532.5844 | 1488092.9281 | 10163.261 | 30336.7871 | 24.8962 | 0.36433 | 42.2446 | 121168.9056 | 0 | 208822.4423 | 0 | 0 | 0 | 0 | 128696.6257 | 334842.2207 | 228536.696 | 1022066.8902 | 961560.8286 | 11080591.8743 | 11080591.8743 | 9793800.0038 | 5057380.7595 | 0 | 13064219.5932 | 38995992.2308 | 2371373.7057 | 0.026205 | 498532.5844 | 1488092.9281 | 10163.261 | 30336.7871
1 | 2900 | 707 | 0.015 | 15 | 15 | 7 | 3.1623e-09 | 5spot_SharedNeighbor | CO2 | Porous | Wet | R600a | MinimizeLCOE_Brownfield | IgnoreSilica | 2019 | 40.3259 | 0.60777 | 0.0065513 | 4 | 498532.5959 | 1488092.9638 | 10163.2613 | 30336.7879 | 24.8962 | 0.36433 | 42.6798 | 121168.9037 | 0 | 208822.4388 | 0 | 0 | 0 | 0 | 128696.6236 | 334842.2152 | 228536.6922 | 1022066.8734 | 961560.8286 | 11080591.8743 | 11080591.8743 | 9793800.0038 | 5057380.7595 | 0 | 13064219.5764 | 38995992.214 | 3162277.6602 | 0.026205 | 498532.5959 | 1488092.9638 | 10163.2613 | 30336.7879
1 | 2900 | 707 | 0.015 | 15 | 15 | 7 | 4.217e-09 | 5spot_SharedNeighbor | CO2 | Porous | Wet | R600a | MinimizeLCOE_Brownfield | IgnoreSilica | 2019 | 40.3259 | 0.60777 | 0.0065513 | 4 | 498532.6046 | 1488092.9906 | 10163.2615 | 30336.7884 | 24.8962 | 0.36433 | 41.4121 | 121168.9023 | 0 | 208822.4361 | 0 | 0 | 0 | 0 | 128696.622 | 334842.2111 | 228536.6894 | 1022066.8608 | 961560.8286 | 11080591.8743 | 11080591.8743 | 9793800.0038 | 5057380.7595 | 0 | 13064219.5637 | 38995992.2013 | 4216965.0343 | 0.026205 | 498532.6046 | 1488092.9906 | 10163.2615 | 30336.7884
1 | 2900 | 707 | 0.015 | 15 | 15 | 7 | 5.6234e-09 | 5spot_SharedNeighbor | CO2 | Porous | Wet | R600a | MinimizeLCOE_Brownfield | IgnoreSilica | 2019 | 40.3259 | 0.60777 | 0.0065513 | 4 | 498532.6111 | 1488093.0108 | 10163.2616 | 30336.7888 | 24.8962 | 0.36433 | 41.6961 | 121168.9012 | 0 | 208822.4341 | 0 | 0 | 0 | 0 | 128696.6208 | 334842.2079 | 228536.6872 | 1022066.8513 | 961560.8286 | 11080591.8743 | 11080591.8743 | 9793800.0038 | 5057380.7595 | 0 | 13064219.5542 | 38995992.1918 | 5623413.2519 | 0.026205 | 498532.6111 | 1488093.0108 | 10163.2616 | 30336.7888
1 | 2900 | 707 | 0.015 | 15 | 15 | 7 | 7.4989e-09 | 5spot_SharedNeighbor | CO2 | Porous | Wet | R600a | MinimizeLCOE_Brownfield | IgnoreSilica | 2019 | 40.3259 | 0.60777 | 0.0065513 | 4 | 498532.616 | 1488093.0259 | 10163.2617 | 30336.7891 | 24.8962 | 0.36433 | 41.8329 | 121168.9004 | 0 | 208822.4326 | 0 | 0 | 0 | 0 | 128696.6199 | 334842.2056 | 228536.6856 | 1022066.8441 | 961560.8286 | 11080591.8743 | 11080591.8743 | 9793800.0038 | 5057380.7595 | 0 | 13064219.5471 | 38995992.1847 | 7498942.0933 | 0.026205 | 498532.616 | 1488093.0259 | 10163.2617 | 30336.7891
1 | 2900 | 707 | 0.015 | 15 | 15 | 7 | 1e-08 | 5spot_SharedNeighbor | CO2 | Porous | Wet | R600a | MinimizeLCOE_Brownfield | IgnoreSilica | 2019 | 40.3259 | 0.60777 | 0.0065513 | 4 | 498532.6197 | 1488093.0373 | 10163.2618 | 30336.7894 | 24.8962 | 0.36433 | 40.2161 | 121168.8998 | 0 | 208822.4315 | 0 | 0 | 0 | 0 | 128696.6192 | 334842.2038 | 228536.6844 | 1022066.8387 | 961560.8286 | 11080591.8743 | 11080591.8743 | 9793800.0038 | 5057380.7595 | 0 | 13064219.5417 | 38995992.1793 | 10000000 | 0.026205 | 498532.6197 | 1488093.0373 | 10163.2618 | 30336.7894
1 | 3000 | 707 | 0.015 | 15 | 15 | 7 | 1e-13 | 5spot_SharedNeighbor | CO2 | Porous | Wet | R600a | MinimizeLCOE_Brownfield | IgnoreSilica | 2019 | 0 | 0 | 0 | 0 |  |  |  |  | 15 |  | 14.7708 | [19 empty] | 100 | 0
1 | 3000 | 707 | 0.015 | 15 | 15 | 7 | 1.3335e-13 | 5spot_SharedNeighbor | CO2 | Porous | Wet | R600a | MinimizeLCOE_Brownfield | IgnoreSilica | 2019 | 0 | 0 | 0 | 0 |  |  |  |  | 15 |  | 13.3915 | [19 empty] | 133.3521 | 0
1 | 3000 | 707 | 0.015 | 15 | 15 | 7 | 1.7783e-13 | 5spot_SharedNeighbor | CO2 | Porous | Wet | R600a | MinimizeLCOE_Brownfield | IgnoreSilica | 2019 | 0 | 0 | 0 | 0 |  |  |  |  | 15 |  | 13.2468 | [19 empty] | 177.8279 | 0
1 | 3000 | 707 | 0.015 | 15 | 15 | 7 | 2.3714e-13 | 5spot_SharedNeighbor | CO2 | Porous | Wet | R600a | MinimizeLCOE_Brownfield | IgnoreSilica | 2019 | 0 | 0 | 0 | 0 |  |  |  |  | 15 |  | 15.6097 | [19 empty] | 237.1374 | 0
1 | 3000 | 707 | 0.015 | 15 | 15 | 7 | 3.1623e-13 | 5spot_SharedNeighbor | CO2 | Porous | Wet | R600a | MinimizeLCOE_Brownfield | IgnoreSilica | 2019 | 0 | 0 | 0 | 0 |  |  |  |  | 15 |  | 17.9225 | [19 empty] | 316.2278 | 0
1 | 3000 | 707 | 0.015 | 15 | 15 | 7 | 4.217e-13 | 5spot_SharedNeighbor | CO2 | Porous | Wet | R600a | MinimizeLCOE_Brownfield | IgnoreSilica | 2019 | 0 | 0 | 0 | 0 |  |  |  |  | 15 |  | 15.8858 | [19 empty] | 421.6965 | 0
1 | 3000 | 707 | 0.015 | 15 | 15 | 7 | 5.6234e-13 | 5spot_SharedNeighbor | CO2 | Porous | Wet | R600a | MinimizeLCOE_Brownfield | IgnoreSilica | 2019 | 0 | 0 | 0 | 0 |  |  |  |  | 15 |  | 17.7495 | [19 empty] | 562.3413 | 0
1 | 3000 | 707 | 0.015 | 15 | 15 | 7 | 7.4989e-13 | 5spot_SharedNeighbor | CO2 | Porous | Wet | R600a | MinimizeLCOE_Brownfield | IgnoreSilica | 2019 | 0 | 0 | 0 | 0 |  |  |  |  | 15 |  | 16.7147 | [19 empty] | 749.8942 | 0
1 | 3000 | 707 | 0.015 | 15 | 15 | 7 | 1e-12 | 5spot_SharedNeighbor | CO2 | Porous | Wet | R600a | MinimizeLCOE_Brownfield | IgnoreSilica | 2019 | 0 | 0 | 0 | 0 |  |  |  |  | 15 |  | 17.1063 | [19 empty] | 1000 | 0
1 | 3000 | 707 | 0.015 | 15 | 15 | 7 | 1.3335e-12 | 5spot_SharedNeighbor | CO2 | Porous | Wet | R600a | MinimizeLCOE_Brownfield | IgnoreSilica | 2019 | 1.6 | -0.038543 | 0.00033207 | 4 | 9449595.7289 | 29620004.6754 | 192642.7905 | 603843.8593 | 24.0418 | 0.31978 | 17.3517 | 11529.8275 | 0 | 9748.251 | 0 | 0 | 0 | 0 | 8298.4506 | 21590.8663 | 14736.2099 | 65903.6053 | 961560.8286 | 11524091.9223 | 11524091.9223 | 10059725.4019 | 5207807.6177 | 0 | 12551556.3563 | 39343181.2982 | 1333.5214 | 0.0013283 | 9449595.7289 | 29620004.6754 | 192642.7905 | 603843.8593
1 | 3000 | 707 | 0.015 | 15 | 15 | 7 | 1.7783e-12 | 5spot_SharedNeighbor | CO2 | Porous | Wet | R600a | MinimizeLCOE_Brownfield | IgnoreSilica | 2019 | 1.6 | -0.038543 | 0.00033207 | 4 | 9449595.0035 | 29620002.4004 | 192642.7757 | 603843.813 | 24.0418 | 0.31978 | 17.439 | 11529.8278 | 0 | 9748.251 | 0 | 0 | 0 | 0 | 8298.4507 | 21590.8666 | 14736.2101 | 65903.6061 | 961560.8286 | 11524091.9223 | 11524091.9223 | 10059725.4019 | 5207807.6177 | 0 | 12551556.3571 | 39343181.299 | 1778.2794 | 0.0013283 | 9449595.0035 | 29620002.4004 | 192642.7757 | 603843.813
1 | 3000 | 707 | 0.015 | 15 | 15 | 7 | 2.3714e-12 | 5spot_SharedNeighbor | CO2 | Porous | Wet | R600a | MinimizeLCOE_Brownfield | IgnoreSilica | 2019 | 1.6 | -0.038543 | 0.00033207 | 4 | 9449594.1077 | 29619999.5908 | 192642.7574 | 603843.7557 | 24.0418 | 0.31978 | 17.0412 | 11529.8282 | 0 | 9748.2509 | 0 | 0 | 0 | 0 | 8298.4509 | 21590.8669 | 14736.2103 | 65903.6072 | 961560.8286 | 11524091.9223 | 11524091.9223 | 10059725.4019 | 5207807.6177 | 0 | 12551556.3581 | 39343181.3 | 2371.3737 | 0.0013283 | 9449594.1077 | 29619999.5908 | 192642.7574 | 603843.7557
1 | 3000 | 707 | 0.015 | 15 | 15 | 7 | 3.1623e-12 | 5spot_SharedNeighbor | CO2 | Porous | Wet | R600a | MinimizeLCOE_Brownfield | IgnoreSilica | 2019 | 3.5272 | -0.014211 | 0.0010144 | 4 | 3122364.1748 | 9724911.8389 | 63653.617 | 198255.4818 | 25.3384 | 0.49379 | 30.417 | 27674.0605 | 0 | 31793.25 | 0 | 0 | 0 | 0 | 23192.2511 | 60341.48 | 41184.3 | 184185.3416 | 961560.8286 | 11524091.9223 | 11524091.9223 | 10059725.4019 | 5207807.6177 | 0 | 12669838.0925 | 39461463.0344 | 3162.2777 | 0.0040578 | 3122364.1748 | 9724911.8389 | 63653.617 | 198255.4818
1 | 3000 | 707 | 0.015 | 15 | 15 | 7 | 4.217e-12 | 5spot_SharedNeighbor | CO2 | Porous | Wet | R600a | MinimizeLCOE_Brownfield | IgnoreSilica | 2019 | 4.577 | 0.0026724 | 0.0014111 | 4 | 2254553.71 | 7000972.2826 | 45962.1269 | 142724.2895 | 25.6088 | 0.53185 | 37.3864 | 35117.533 | 0 | 42498.5483 | 0 | 0 | 0 | 0 | 30270.2717 | 78757.0377 | 53753.2965 | 240396.6873 | 961560.8286 | 11524091.9223 | 11524091.9223 | 10059725.4019 | 5207807.6177 | 0 | 12726049.4383 | 39517674.3802 | 4216.965 | 0.0056446 | 2254553.71 | 7000972.2826 | 45962.1269 | 142724.2895
1 | 3000 | 707 | 0.015 | 15 | 15 | 7 | 5.6234e-12 | 5spot_SharedNeighbor | CO2 | Porous | Wet | R600a | MinimizeLCOE_Brownfield | IgnoreSilica | 2019 | 5.9802 | 0.026504 | 0.0019393 | 4 | 1649482.9252 | 5103175.7042 | 33626.9405 | 104035.1393 | 25.824 | 0.56149 | 29.8858 | 44122.2092 | 0 | 55973.4155 | 0 | 0 | 0 | 0 | 39037.2936 | 101567.0304 | 69321.5852 | 310021.534 | 961560.8286 | 11524091.9223 | 11524091.9223 | 10059725.4019 | 5207807.6177 | 0 | 12795674.2849 | 39587299.2268 | 5623.4133 | 0.0077574 | 1649482.9252 | 5103175.7042 | 33626.9405 | 104035.1393
1 | 3000 | 707 | 0.015 | 15 | 15 | 7 | 7.4989e-12 | 5spot_SharedNeighbor | CO2 | Porous | Wet | R600a | MinimizeLCOE_Brownfield | IgnoreSilica | 2019 | 7.836 | 0.059056 | 0.0026399 | 4 | 1219852.0654 | 3757030.2302 | 24868.3343 | 76592.143 | 25.992 | 0.58454 | 39.6079 | 54960.414 | 0 | 72738.3889 | 0 | 0 | 0 | 0 | 49802.5332 | 129575.9754 | 88438.2657 | 395515.5773 | 961560.8286 | 11524091.9223 | 11524091.9223 | 10059725.4019 | 5207807.6177 | 0 | 12881168.3282 | 39672793.2701 | 7498.9421 | 0.01056 | 1219852.0654 | 3757030.2302 | 24868.3343 | 76592.143
1 | 3000 | 707 | 0.015 | 15 | 15 | 7 | 1e-11 | 5spot_SharedNeighbor | CO2 | Porous | Wet | R600a | MinimizeLCOE_Brownfield | IgnoreSilica | 2019 | 10.287 | 0.1029 | 0.0035498 | 4 | 914559.6966 | 2801420.753 | 18644.5364 | 57110.7513 | 26.1186 | 0.60088 | 31.63 | 67911.426 | 0 | 93593.4259 | 0 | 0 | 0 | 0 | 62986.8923 | 163878.9733 | 111850.7666 | 500221.4842 | 961560.8286 | 11524091.9223 | 11524091.9223 | 10059725.4019 | 5207807.6177 | 0 | 12985874.2351 | 39777499.177 | 10000 | 0.014199 | 914559.6966 | 2801420.753 | 18644.5364 | 57110.7513
1 | 3000 | 707 | 0.015 | 15 | 15 | 7 | 1.3335e-11 | 5spot_SharedNeighbor | CO2 | Porous | Wet | R600a | MinimizeLCOE_Brownfield | IgnoreSilica | 2019 | 13.4929 | 0.16091 | 0.0047189 | 4 | 694715.1118 | 2114101.6601 | 14162.7072 | 43098.8219 | 26.2117 | 0.61188 | 24.4955 | 83277.8757 | 0 | 119301.4282 | 0 | 0 | 0 | 0 | 79005.9285 | 205557.2197 | 140297.0262 | 627439.4783 | 961560.8286 | 11524091.9223 | 11524091.9223 | 10059725.4019 | 5207807.6177 | 0 | 13113092.2292 | 39904717.1711 | 13335.2143 | 0.018875 | 694715.1118 | 2114101.6601 | 14162.7072 | 43098.8219
1 | 3000 | 707 | 0.015 | 15 | 15 | 7 | 1.7783e-11 | 5spot_SharedNeighbor | CO2 | Porous | Wet | R600a | MinimizeLCOE_Brownfield | IgnoreSilica | 2019 | 17.6534 | 0.2367 | 0.006173 | 4 | 537269.479 | 1622299.7536 | 10952.965 | 33072.7748 | 26.2746 | 0.61705 | 33.2255 | 101237.1534 | 0 | 150803.4441 | 0 | 0 | 0 | 0 | 98295.833 | 255745.5942 | 174551.6231 | 780633.6477 | 961560.8286 | 11524091.9223 | 11524091.9223 | 10059725.4019 | 5207807.6177 | 0 | 13266286.3987 | 40057911.3405 | 17782.7941 | 0.024692 | 537269.479 | 1622299.7536 | 10952.965 | 33072.7748
1 | 3000 | 707 | 0.015 | 15 | 15 | 7 | 2.3714e-11 | 5spot_SharedNeighbor | CO2 | Porous | Wet | R600a | MinimizeLCOE_Brownfield | IgnoreSilica | 2019 | 22.9717 | 0.33398 | 0.0078836 | 4 | 426440.7679 | 1276036.9371 | 8693.5719 | 26013.7389 | 26.308 | 0.61528 | 35.2807 | 121662.6284 | 0 | 188922.5248 | 0 | 0 | 0 | 0 | 121128.2097 | 315150.7549 | 215096.8659 | 961960.9837 | 961560.8286 | 11524091.9223 | 11524091.9223 | 10059725.4019 | 5207807.6177 | 0 | 13447613.7347 | 40239238.6765 | 23713.7371 | 0.031535 | 426440.7679 | 1276036.9371 | 8693.5719 | 26013.7389
1 | 3000 | 707 | 0.015 | 15 | 15 | 7 | 3.1623e-11 | 5spot_SharedNeighbor | CO2 | Porous | Wet | R600a | MinimizeLCOE_Brownfield | IgnoreSilica | 2019 | 29.605 | 0.45564 | 0.0097024 | 4 | 351877.042 | 1042213.1569 | 7173.4895 | 21246.9249 | 26.3099 | 0.60466 | 37.9819 | 143840.0955 | 0 | 234085.7879 | 0 | 0 | 0 | 0 | 147391.0945 | 383481.3939 | 261733.9311 | 1170532.3029 | 961560.8286 | 11524091.9223 | 11524091.9223 | 10059725.4019 | 5207807.6177 | 0 | 13656185.0538 | 40447809.9957 | 31622.7766 | 0.03881 | 351877.042 | 1042213.1569 | 7173.4895 | 21246.9249
1 | 3000 | 707 | 0.015 | 15 | 15 | 7 | 4.217e-11 | 5spot_SharedNeighbor | CO2 | Porous | Wet | R600a | MinimizeLCOE_Brownfield | IgnoreSilica | 2019 | 37.4838 | 0.60038 | 0.011299 | 4 | 307182.6134 | 899965.3888 | 6262.3331 | 18347.0117 | 26.2784 | 0.58381 | 33.8944 | 166051.5951 | 0 | 285278.532 | 0 | 0 | 0 | 0 | 176018.7496 | 457964.6799 | 312570.3043 | 1397883.8608 | 961560.8286 | 11524091.9223 | 11524091.9223 | 10059725.4019 | 5207807.6177 | 0 | 13883536.6118 | 40675161.5537 | 42169.6503 | 0.045196 | 307182.6134 | 899965.3888 | 6262.3331 | 18347.0117
1 | 3000 | 707 | 0.015 | 15 | 15 | 7 | 5.6234e-11 | 5spot_SharedNeighbor | CO2 | Porous | Wet | R600a | MinimizeLCOE_Brownfield | IgnoreSilica | 2019 | 46.4749 | 0.76573 | 0.012542 | 4 | 280834.5399 | 814864.1341 | 5725.192 | 16612.1076 | 26.1444 | 0.55051 | 31.1732 | 185118.2173 | 0 | 332591.9435 | 0 | 0 | 0 | 0 | 201906.9627 | 525320.5002 | 358542.0356 | 1603479.6594 | 961560.8286 | 11524091.9223 | 11524091.9223 | 10059725.4019 | 5207807.6177 | 0 | 14089132.4103 | 40880757.3522 | 56234.1325 | 0.050169 | 280834.5399 | 814864.1341 | 5725.192 | 16612.1076
1 | 3000 | 707 | 0.015 | 15 | 15 | 7 | 7.4989e-11 | 5spot_SharedNeighbor | CO2 | Porous | Wet | R600a | MinimizeLCOE_Brownfield | IgnoreSilica | 2019 | 55.9756 | 0.9405 | 0.013548 | 4 | 262185.2297 | 756572.6924 | 5345.0005 | 15423.7577 | 25.8542 | 0.50578 | 34.0578 | 196935.1081 | 0 | 359226.1023 | 0 | 0 | 0 | 0 | 216902.8721 | 564336.7802 | 385171.4485 | 1722572.3112 | 961560.8286 | 11524091.9223 | 11524091.9223 | 10059725.4019 | 5207807.6177 | 0 | 14208225.0622 | 40999850.004 | 74989.4209 | 0.054192 | 262185.2297 | 756572.6924 | 5345.0005 | 15423.7577
1 | 3000 | 707 | 0.015 | 15 | 15 | 7 | 1e-10 | 5spot_SharedNeighbor | CO2 | Porous | Wet | R600a | MinimizeLCOE_Brownfield | IgnoreSilica | 2019 | 62.1091 | 1.0533 | 0.013729 | 4 | 259379.5274 | 747227.5477 | 5287.8025 | 15233.2443 | 25.6272 | 0.47102 | 42.4644 | 200130.6452 | 0 | 367774.2289 | 0 | 0 | 0 | 0 | 221482.9009 | 576253.0757 | 393304.565 | 1758945.4157 | 961560.8286 | 11524091.9223 | 11524091.9223 | 10059725.4019 | 5207807.6177 | 0 | 14244598.1667 | 41036223.1085 | 100000 | 0.054918 | 259379.5274 | 747227.5477 | 5287.8025 | 15233.2443
1 | 3000 | 707 | 0.015 | 15 | 15 | 7 | 1.3335e-10 | 5spot_SharedNeighbor | CO2 | Porous | Wet | R600a | MinimizeLCOE_Brownfield | IgnoreSilica | 2019 | 62.1233 | 1.0536 | 0.013729 | 4 | 259382.7083 | 747235.4646 | 5287.8673 | 15233.4057 | 25.6266 | 0.47093 | 52.1938 | 200132.8638 | 0 | 367783.7636 | 0 | 0 | 0 | 0 | 221487.4847 | 576265.0019 | 393312.7048 | 1758981.8188 | 961560.8286 | 11524091.9223 | 11524091.9223 | 10059725.4019 | 5207807.6177 | 0 | 14244634.5698 | 41036259.5117 | 133352.1432 | 0.054917 | 259382.7083 | 747235.4646 | 5287.8673 | 15233.4057
1 | 3000 | 707 | 0.015 | 15 | 15 | 7 | 1.7783e-10 | 5spot_SharedNeighbor | CO2 | Porous | Wet | R600a | MinimizeLCOE_Brownfield | IgnoreSilica | 2019 | 62.1038 | 1.0532 | 0.013729 | 4 | 259385.1175 | 747245.2605 | 5287.9165 | 15233.6054 | 25.6273 | 0.47104 | 47.7246 | 200126.1915 | 0 | 367763.5167 | 0 | 0 | 0 | 0 | 221476.9862 | 576237.6868 | 393294.0618 | 1758898.4429 | 961560.8286 | 11524091.9223 | 11524091.9223 | 10059725.4019 | 5207807.6177 | 0 | 14244551.1939 | 41036176.1358 | 177827.941 | 0.054917 | 259385.1175 | 747245.2605 | 5287.9165 | 15233.6054
1 | 3000 | 707 | 0.015 | 15 | 15 | 7 | 2.3714e-10 | 5spot_SharedNeighbor | CO2 | Porous | Wet | R600a | MinimizeLCOE_Brownfield | IgnoreSilica | 2019 | 62.1085 | 1.0533 | 0.013729 | 4 | 259386.9357 | 747250.222 | 5287.9535 | 15233.7065 | 25.6271 | 0.47101 | 55.0483 | 200126.5007 | 0 | 367765.8131 | 0 | 0 | 0 | 0 | 221478.0024 | 576240.3308 | 393295.8663 | 1758906.5134 | 961560.8286 | 11524091.9223 | 11524091.9223 | 10059725.4019 | 5207807.6177 | 0 | 14244559.2643 | 41036184.2062 | 237137.3706 | 0.054916 | 259386.9357 | 747250.222 | 5287.9535 | 15233.7065
1 | 3000 | 707 | 0.015 | 15 | 15 | 7 | 3.1623e-10 | 5spot_SharedNeighbor | CO2 | Porous | Wet | R600a | MinimizeLCOE_Brownfield | IgnoreSilica | 2019 | 62.1085 | 1.0533 | 0.013729 | 4 | 259388.3126 | 747254.421 | 5287.9816 | 15233.7921 | 25.6271 | 0.47101 | 58.0779 | 200125.7642 | 0 | 367764.3599 | 0 | 0 | 0 | 0 | 221477.1484 | 576238.1089 | 393294.3499 | 1758899.7313 | 961560.8286 | 11524091.9223 | 11524091.9223 | 10059725.4019 | 5207807.6177 | 0 | 14244552.4823 | 41036177.4241 | 316227.766 | 0.054916 | 259388.3126 | 747254.421 | 5287.9816 | 15233.7921
1 | 3000 | 707 | 0.015 | 15 | 15 | 7 | 4.217e-10 | 5spot_SharedNeighbor | CO2 | Porous | Wet | R600a | MinimizeLCOE_Brownfield | IgnoreSilica | 2019 | 62.1085 | 1.0533 | 0.013729 | 4 | 259389.3508 | 747257.587 | 5288.0028 | 15233.8567 | 25.6271 | 0.47101 | 57.1291 | 200125.2088 | 0 | 367763.2643 | 0 | 0 | 0 | 0 | 221476.5045 | 576236.4336 | 393293.2064 | 1758894.6176 | 961560.8286 | 11524091.9223 | 11524091.9223 | 10059725.4019 | 5207807.6177 | 0 | 14244547.3685 | 41036172.3104 | 421696.5034 | 0.054916 | 259389.3508 | 747257.587 | 5288.0028 | 15233.8567
1 | 3000 | 707 | 0.015 | 15 | 15 | 7 | 5.6234e-10 | 5spot_SharedNeighbor | CO2 | Porous | Wet | R600a | MinimizeLCOE_Brownfield | IgnoreSilica | 2019 | 62.1085 | 1.0533 | 0.013729 | 4 | 259390.1326 | 747259.9712 | 5288.0187 | 15233.9053 | 25.6271 | 0.47101 | 58.3143 | 200124.7906 | 0 | 367762.4391 | 0 | 0 | 0 | 0 | 221476.0196 | 576235.172 | 393292.3454 | 1758890.7667 | 961560.8286 | 11524091.9223 | 11524091.9223 | 10059725.4019 | 5207807.6177 | 0 | 14244543.5177 | 41036168.4596 | 562341.3252 | 0.054916 | 259390.1326 | 747259.9712 | 5288.0187 | 15233.9053
1 | 3000 | 707 | 0.015 | 15 | 15 | 7 | 7.4989e-10 | 5spot_SharedNeighbor | CO2 | Porous | Wet | R600a | MinimizeLCOE_Brownfield | IgnoreSilica | 2019 | 62.1085 | 1.0533 | 0.013729 | 4 | 259390.7208 | 747261.7647 | 5288.0307 | 15233.9418 | 25.6271 | 0.47101 | 58.235 | 200124.476 | 0 | 367761.8184 | 0 | 0 | 0 | 0 | 221475.6548 | 576234.223 | 393291.6976 | 1758887.8698 | 961560.8286 | 11524091.9223 | 11524091.9223 | 10059725.4019 | 5207807.6177 | 0 | 14244540.6208 | 41036165.5627 | 749894.2093 | 0.054915 | 259390.7208 | 747261.7647 | 5288.0307 | 15233.9418
1 | 3000 | 707 | 0.015 | 15 | 15 | 7 | 1e-09 | 5spot_SharedNeighbor | CO2 | Porous | Wet | R600a | MinimizeLCOE_Brownfield | IgnoreSilica | 2019 | 62.1085 | 1.0533 | 0.013729 | 4 | 259391.1629 | 747263.113 | 5288.0397 | 15233.9693 | 25.6271 | 0.47101 | 59.8507 | 200124.2395 | 0 | 367761.3518 | 0 | 0 | 0 | 0 | 221475.3806 | 576233.5095 | 393291.2107 | 1758885.6922 | 961560.8286 | 11524091.9223 | 11524091.9223 | 10059725.4019 | 5207807.6177 | 0 | 14244538.4432 | 41036163.385 | 1000000 | 0.054915 | 259391.1629 | 747263.113 | 5288.0397 | 15233.9693
1 | 3000 | 707 | 0.015 | 15 | 15 | 7 | 1.3335e-09 | 5spot_SharedNeighbor | CO2 | Porous | Wet | R600a | MinimizeLCOE_Brownfield | IgnoreSilica | 2019 | 62.1085 | 1.0533 | 0.013729 | 4 | 259391.495 | 747264.1259 | 5288.0465 | 15233.99 | 25.6271 | 0.47101 | 58.8026 | 200124.0618 | 0 | 367761.0013 | 0 | 0 | 0 | 0 | 221475.1746 | 576232.9736 | 393290.8449 | 1758884.0562 | 961560.8286 | 11524091.9223 | 11524091.9223 | 10059725.4019 | 5207807.6177 | 0 | 14244536.8072 | 41036161.7491 | 1333521.4322 | 0.054915 | 259391.495 | 747264.1259 | 5288.0465 | 15233.99
1 | 3000 | 707 | 0.015 | 15 | 15 | 7 | 1.7783e-09 | 5spot_SharedNeighbor | CO2 | Porous | Wet | R600a | MinimizeLCOE_Brownfield | IgnoreSilica | 2019 | 62.1085 | 1.0533 | 0.013729 | 4 | 259391.7444 | 747264.8865 | 5288.0516 | 15234.0055 | 25.6271 | 0.47101 | 58.3339 | 200123.9284 | 0 | 367760.7381 | 0 | 0 | 0 | 0 | 221475.0199 | 576232.5711 | 393290.5702 | 1758882.8277 | 961560.8286 | 11524091.9223 | 11524091.9223 | 10059725.4019 | 5207807.6177 | 0 | 14244535.5787 | 41036160.5206 | 1778279.41 | 0.054915 | 259391.7444 | 747264.8865 | 5288.0516 | 15234.0055
1 | 3000 | 707 | 0.015 | 15 | 15 | 7 | 2.3714e-09 | 5spot_SharedNeighbor | CO2 | Porous | Wet | R600a | MinimizeLCOE_Brownfield | IgnoreSilica | 2019 | 62.1085 | 1.0533 | 0.013729 | 4 | 259391.9317 | 747265.4575 | 5288.0554 | 15234.0171 | 25.6271 | 0.47101 | 58.7949 | 200123.8283 | 0 | 367760.5405 | 0 | 0 | 0 | 0 | 221474.9038 | 576232.269 | 393290.364 | 1758881.9055 | 961560.8286 | 11524091.9223 | 11524091.9223 | 10059725.4019 | 5207807.6177 | 0 | 14244534.6565 | 41036159.5984 | 2371373.7057 | 0.054915 | 259391.9317 | 747265.4575 | 5288.0554 | 15234.0171
1 | 3000 | 707 | 0.015 | 15 | 15 | 7 | 3.1623e-09 | 5spot_SharedNeighbor | CO2 | Porous | Wet | R600a | MinimizeLCOE_Brownfield | IgnoreSilica | 2019 | 62.1085 | 1.0533 | 0.013729 | 4 | 259392.0722 | 747265.886 | 5288.0582 | 15234.0258 | 25.6271 | 0.47101 | 57.4681 | 200123.7531 | 0 | 367760.3922 | 0 | 0 | 0 | 0 | 221474.8167 | 576232.0422 | 393290.2092 | 1758881.2135 | 961560.8286 | 11524091.9223 | 11524091.9223 | 10059725.4019 | 5207807.6177 | 0 | 14244533.9644 | 41036158.9063 | 3162277.6602 | 0.054915 | 259392.0722 | 747265.886 | 5288.0582 | 15234.0258
1 | 3000 | 707 | 0.015 | 15 | 15 | 7 | 4.217e-09 | 5spot_SharedNeighbor | CO2 | Porous | Wet | R600a | MinimizeLCOE_Brownfield | IgnoreSilica | 2019 | 62.1085 | 1.0533 | 0.013729 | 4 | 259392.1776 | 747266.2075 | 5288.0604 | 15234.0324 | 25.6271 | 0.47101 | 57.466 | 200123.6967 | 0 | 367760.2809 | 0 | 0 | 0 | 0 | 221474.7513 | 576231.8721 | 393290.0931 | 1758880.6942 | 961560.8286 | 11524091.9223 | 11524091.9223 | 10059725.4019 | 5207807.6177 | 0 | 14244533.4451 | 41036158.387 | 4216965.0343 | 0.054915 | 259392.1776 | 747266.2075 | 5288.0604 | 15234.0324
1 | 3000 | 707 | 0.015 | 15 | 15 | 7 | 5.6234e-09 | 5spot_SharedNeighbor | CO2 | Porous | Wet | R600a | MinimizeLCOE_Brownfield | IgnoreSilica | 2019 | 62.1085 | 1.0533 | 0.013729 | 4 | 259392.2567 | 747266.4487 | 5288.062 | 15234.0373 | 25.6271 | 0.47101 | 57.3705 | 200123.6544 | 0 | 367760.1974 | 0 | 0 | 0 | 0 | 221474.7022 | 576231.7445 | 393290.006 | 1758880.3046 | 961560.8286 | 11524091.9223 | 11524091.9223 | 10059725.4019 | 5207807.6177 | 0 | 14244533.0555 | 41036157.9974 | 5623413.2519 | 0.054915 | 259392.2567 | 747266.4487 | 5288.062 | 15234.0373
1 | 3000 | 707 | 0.015 | 15 | 15 | 7 | 7.4989e-09 | 5spot_SharedNeighbor | CO2 | Porous | Wet | R600a | MinimizeLCOE_Brownfield | IgnoreSilica | 2019 | 62.1085 | 1.0533 | 0.013729 | 4 | 259392.316 | 747266.6296 | 5288.0632 | 15234.041 | 25.6271 | 0.47101 | 59.7645 | 200123.6227 | 0 | 367760.1348 | 0 | 0 | 0 | 0 | 221474.6654 | 576231.6487 | 393289.9406 | 1758880.0123 | 961560.8286 | 11524091.9223 | 11524091.9223 | 10059725.4019 | 5207807.6177 | 0 | 14244532.7633 | 41036157.7051 | 7498942.0933 | 0.054915 | 259392.316 | 747266.6296 | 5288.0632 | 15234.041
1 | 3000 | 707 | 0.015 | 15 | 15 | 7 | 1e-08 | 5spot_SharedNeighbor | CO2 | Porous | Wet | R600a | MinimizeLCOE_Brownfield | IgnoreSilica | 2019 | 62.1085 | 1.0533 | 0.013729 | 4 | 259392.3606 | 747266.7654 | 5288.0641 | 15234.0438 | 25.6271 | 0.47101 | 60.2077 | 200123.5989 | 0 | 367760.0879 | 0 | 0 | 0 | 0 | 221474.6378 | 576231.5769 | 393289.8916 | 1758879.7931 | 961560.8286 | 11524091.9223 | 11524091.9223 | 10059725.4019 | 5207807.6177 | 0 | 14244532.5441 | 41036157.4859 | 10000000 | 0.054915 | 259392.3606 | 747266.7654 | 5288.0641 | 15234.0438
1 | 3100 | 707 | 0.015 | 15 | 15 | 7 | 1e-13 | 5spot_SharedNeighbor | CO2 | Porous | Wet | R600a | MinimizeLCOE_Brownfield | IgnoreSilica | 2019 | 0 | 0 | 0 | 0 |  |  |  |  | 15 |  | 13.5992 | [19 empty] | 100 | 0
1 | 3100 | 707 | 0.015 | 15 | 15 | 7 | 1.3335e-13 | 5spot_SharedNeighbor | CO2 | Porous | Wet | R600a | MinimizeLCOE_Brownfield | IgnoreSilica | 2019 | 0 | 0 | 0 | 0 |  |  |  |  | 15 |  | 12.5096 | [19 empty] | 133.3521 | 0
1 | 3100 | 707 | 0.015 | 15 | 15 | 7 | 1.7783e-13 | 5spot_SharedNeighbor | CO2 | Porous | Wet | R600a | MinimizeLCOE_Brownfield | IgnoreSilica | 2019 | 0 | 0 | 0 | 0 |  |  |  |  | 15 |  | 14.7614 | [19 empty] | 177.8279 | 0
1 | 3100 | 707 | 0.015 | 15 | 15 | 7 | 2.3714e-13 | 5spot_SharedNeighbor | CO2 | Porous | Wet | R600a | MinimizeLCOE_Brownfield | IgnoreSilica | 2019 | 0 | 0 | 0 | 0 |  |  |  |  | 15 |  | 17.5805 | [19 empty] | 237.1374 | 0
1 | 3100 | 707 | 0.015 | 15 | 15 | 7 | 3.1623e-13 | 5spot_SharedNeighbor | CO2 | Porous | Wet | R600a | MinimizeLCOE_Brownfield | IgnoreSilica | 2019 | 0 | 0 | 0 | 0 |  |  |  |  | 15 |  | 17.347 | [19 empty] | 316.2278 | 0
1 | 3100 | 707 | 0.015 | 15 | 15 | 7 | 4.217e-13 | 5spot_SharedNeighbor | CO2 | Porous | Wet | R600a | MinimizeLCOE_Brownfield | IgnoreSilica | 2019 | 0 | 0 | 0 | 0 |  |  |  |  | 15 |  | 16.6373 | [19 empty] | 421.6965 | 0
1 | 3100 | 707 | 0.015 | 15 | 15 | 7 | 5.6234e-13 | 5spot_SharedNeighbor | CO2 | Porous | Wet | R600a | MinimizeLCOE_Brownfield | IgnoreSilica | 2019 | 0 | 0 | 0 | 0 |  |  |  |  | 15 |  | 16.0351 | [19 empty] | 562.3413 | 0
1 | 3100 | 707 | 0.015 | 15 | 15 | 7 | 7.4989e-13 | 5spot_SharedNeighbor | CO2 | Porous | Wet | R600a | MinimizeLCOE_Brownfield | IgnoreSilica | 2019 | 0 | 0 | 0 | 0 |  |  |  |  | 15 |  | 16.6426 | [19 empty] | 749.8942 | 0
1 | 3100 | 707 | 0.015 | 15 | 15 | 7 | 1e-12 | 5spot_SharedNeighbor | CO2 | Porous | Wet | R600a | MinimizeLCOE_Brownfield | IgnoreSilica | 2019 | 0 | 0 | 0 | 0 |  |  |  |  | 15 |  | 15.9595 | [19 empty] | 1000 | 0
1 | 3100 | 707 | 0.015 | 15 | 15 | 7 | 1.3335e-12 | 5spot_SharedNeighbor | CO2 | Porous | Wet | R600a | MinimizeLCOE_Brownfield | IgnoreSilica | 2019 | 1.6 | -0.040405 | 0.00041907 | 4 | 7775892.4634 | 24279972.5827 | 158522.0855 | 494980.0822 | 24.4681 | 0.49993 | 16.2695 | 15568.6606 | 0 | 10048.397 | 0 | 0 | 0 | 6495.4997 | 12523.8973 | 32584.6119 | 22239.6672 | 99460.7337 | 961560.8286 | 11973452.0612 | 11973452.0612 | 10331217.8863 | 5360578.5121 | 0 | 13034473.6235 | 40699722.0832 | 1333.5214 | 0.0016763 | 7775892.4634 | 24279972.5827 | 158522.0855 | 494980.0822
1 | 3100 | 707 | 0.015 | 15 | 15 | 7 | 1.7783e-12 | 5spot_SharedNeighbor | CO2 | Porous | Wet | R600a | MinimizeLCOE_Brownfield | IgnoreSilica | 2019 | 1.6 | -0.039514 | 0.00063243 | 4 | 5144565.6348 | 16080618.2605 | 104878.929 | 327825.1539 | 24.4681 | 0.49995 | 18.7613 | 15569.072 | 0 | 10048.3048 | 0 | 0 | 0 | 0 | 9990.7769 | 25993.9522 | 17741.4065 | 79343.5123 | 961560.8286 | 11973452.0612 | 11973452.0612 | 10331217.8863 | 5360578.5121 | 0 | 13014356.4022 | 40679604.8618 | 1778.2794 | 0.0025297 | 5144565.6348 | 16080618.2605 | 104878.929 | 327825.1539
1 | 3100 | 707 | 0.015 | 15 | 15 | 7 | 2.3714e-12 | 5spot_SharedNeighbor | CO2 | Porous | Wet | R600a | MinimizeLCOE_Brownfield | IgnoreSilica | 2019 | 1.6 | -0.039514 | 0.00063243 | 4 | 5144565.5667 | 16080618.0475 | 104878.9276 | 327825.1495 | 24.4681 | 0.49995 | 16.9514 | 15569.0721 | 0 | 10048.3047 | 0 | 0 | 0 | 0 | 9990.777 | 25993.9522 | 17741.4065 | 79343.5125 | 961560.8286 | 11973452.0612 | 11973452.0612 | 10331217.8863 | 5360578.5121 | 0 | 13014356.4024 | 40679604.862 | 2371.3737 | 0.0025297 | 5144565.5667 | 16080618.0475 | 104878.9276 | 327825.1495
1 | 3100 | 707 | 0.015 | 15 | 15 | 7 | 3.1623e-12 | 5spot_SharedNeighbor | CO2 | Porous | Wet | R600a | MinimizeLCOE_Brownfield | IgnoreSilica | 2019 | 3.0176 | -0.021852 | 0.0014332 | 4 | 2287587.9153 | 7113478.0666 | 46635.5738 | 145017.8721 | 25.6851 | 0.6611 | 31.0884 | 30029.3386 | 0 | 27425.6903 | 0 | 0 | 0 | 331.5778 | 22536.7766 | 58636.0698 | 40020.3225 | 178979.7756 | 961560.8286 | 11973452.0612 | 11973452.0612 | 10331217.8863 | 5360578.5121 | 0 | 13113992.6655 | 40779241.1251 | 3162.2777 | 0.0057327 | 2287587.9153 | 7113478.0666 | 46635.5738 | 145017.8721
1 | 3100 | 707 | 0.015 | 15 | 15 | 7 | 4.217e-12 | 5spot_SharedNeighbor | CO2 | Porous | Wet | R600a | MinimizeLCOE_Brownfield | IgnoreSilica | 2019 | 3.8996 | -0.007468 | 0.0019542 | 4 | 1684693.1747 | 5223949.2482 | 34344.7491 | 106497.2713 | 26.0231 | 0.707 | 32.5115 | 37859.9469 | 0 | 37224.183 | 0 | 0 | 0 | 370.5603 | 29427.3292 | 76563.8741 | 52256.4173 | 233702.3108 | 961560.8286 | 11973452.0612 | 11973452.0612 | 10331217.8863 | 5360578.5121 | 0 | 13168715.2007 | 40833963.6603 | 4216.965 | 0.0078167 | 1684693.1747 | 5223949.2482 | 34344.7491 | 106497.2713
1 | 3100 | 707 | 0.015 | 15 | 15 | 7 | 5.6234e-12 | 5spot_SharedNeighbor | CO2 | Porous | Wet | R600a | MinimizeLCOE_Brownfield | IgnoreSilica | 2019 | 5.0593 | 0.012892 | 0.0026478 | 4 | 1249683.848 | 3861791.411 | 25476.4956 | 78727.8414 | 26.2956 | 0.74426 | 24.1786 | 47290.1377 | 0 | 49360.9762 | 0 | 0 | 0 | 398.8562 | 37849.4883 | 98476.6046 | 67212.3061 | 300588.3691 | 961560.8286 | 11973452.0612 | 11973452.0612 | 10331217.8863 | 5360578.5121 | 0 | 13235601.259 | 40900849.7186 | 5623.4133 | 0.010591 | 1249683.848 | 3861791.411 | 25476.4956 | 78727.8414
1 | 3100 | 707 | 0.015 | 15 | 15 | 7 | 7.4989e-12 | 5spot_SharedNeighbor | CO2 | Porous | Wet | R600a | MinimizeLCOE_Brownfield | IgnoreSilica | 2019 | 6.5861 | 0.040935 | 0.0035682 | 4 | 932972.6568 | 2871295.7101 | 19019.9095 | 58535.2468 | 26.5111 | 0.77351 | 33.4201 | 58628.2044 | 0 | 64414.9169 | 0 | 0 | 0 | 0 | 47986.8173 | 124851.8552 | 85213.9566 | 381095.7504 | 961560.8286 | 11973452.0612 | 11973452.0612 | 10331217.8863 | 5360578.5121 | 0 | 13316108.6402 | 40981357.0998 | 7498.9421 | 0.014273 | 932972.6568 | 2871295.7101 | 19019.9095 | 58535.2468
1 | 3100 | 707 | 0.015 | 15 | 15 | 7 | 1e-11 | 5spot_SharedNeighbor | CO2 | Porous | Wet | R600a | MinimizeLCOE_Brownfield | IgnoreSilica | 2019 | 8.5935 | 0.078791 | 0.0047772 | 4 | 702091.8217 | 2149870.8989 | 14313.0914 | 43828.0262 | 26.6801 | 0.79645 | 32.3552 | 72269.5954 | 0 | 83056.4708 | 0 | 0 | 0 | 0 | 60577.1658 | 157609.3594 | 107571.6263 | 481084.2178 | 961560.8286 | 11973452.0612 | 11973452.0612 | 10331217.8863 | 5360578.5121 | 0 | 13416097.1076 | 41081345.5673 | 10000 | 0.019109 | 702091.8217 | 2149870.8989 | 14313.0914 | 43828.0262
1 | 3100 | 707 | 0.015 | 15 | 15 | 7 | 1.3335e-11 | 5spot_SharedNeighbor | CO2 | Porous | Wet | R600a | MinimizeLCOE_Brownfield | IgnoreSilica | 2019 | 11.2466 | 0.12966 | 0.0063527 | 4 | 532795.678 | 1621514.4338 | 10861.7606 | 33056.765 | 26.8075 | 0.81238 | 31.6246 | 88643.5573 | 0 | 106293.0517 | 0 | 0 | 0 | 0 | 76025.2775 | 197802.1771 | 135004.0503 | 603768.1139 | 961560.8286 | 11973452.0612 | 11973452.0612 | 10331217.8863 | 5360578.5121 | 0 | 13538781.0037 | 41204029.4634 | 13335.2143 | 0.025411 | 532795.678 | 1621514.4338 | 10861.7606 | 33056.765
1 | 3100 | 707 | 0.015 | 15 | 15 | 7 | 1.7783e-11 | 5spot_SharedNeighbor | CO2 | Porous | Wet | R600a | MinimizeLCOE_Brownfield | IgnoreSilica | 2019 | 14.6766 | 0.19606 | 0.0083672 | 4 | 408926.7196 | 1235520.54 | 8336.5243 | 25187.7574 | 26.901 | 0.82303 | 26.0235 | 107948.4858 | 0 | 134635.9563 | 0 | 0 | 0 | 0 | 94607.9324 | 246150.4333 | 168002.7286 | 751345.5364 | 961560.8286 | 11973452.0612 | 11973452.0612 | 10331217.8863 | 5360578.5121 | 0 | 13686358.4263 | 41351606.8859 | 17782.7941 | 0.033469 | 408926.7196 | 1235520.54 | 8336.5243 | 25187.7574
1 | 3100 | 707 | 0.015 | 15 | 15 | 7 | 2.3714e-11 | 5spot_SharedNeighbor | CO2 | Porous | Wet | R600a | MinimizeLCOE_Brownfield | IgnoreSilica | 2019 | 19.1077 | 0.28236 | 0.010871 | 4 | 318800.0569 | 954989.8454 | 6499.1704 | 19468.7597 | 26.9615 | 0.8266 | 29.989 | 130434.3708 | 0 | 169275.0008 | 0 | 0 | 0 | 0 | 116886.655 | 304115.0994 | 207564.8043 | 928275.9304 | 961560.8286 | 11973452.0612 | 11973452.0612 | 10331217.8863 | 5360578.5121 | 0 | 13863288.8202 | 41528537.2799 | 23713.7371 | 0.043486 | 318800.0569 | 954989.8454 | 6499.1704 | 19468.7597
1 | 3100 | 707 | 0.015 | 15 | 15 | 7 | 3.1623e-11 | 5spot_SharedNeighbor | CO2 | Porous | Wet | R600a | MinimizeLCOE_Brownfield | IgnoreSilica | 2019 | 24.6307 | 0.39028 | 0.013834 | 4 | 254237.4517 | 754200.3036 | 5182.9743 | 15375.3933 | 26.9927 | 0.82356 | 33.0565 | 155641.6148 | 0 | 210204.0677 | 0 | 0 | 0 | 0 | 142679.8162 | 371223.6141 | 253367.7445 | 1133116.8573 | 961560.8286 | 11973452.0612 | 11973452.0612 | 10331217.8863 | 5360578.5121 | 0 | 14068129.7471 | 41733378.2068 | 31622.7766 | 0.055335 | 254237.4517 | 754200.3036 | 5182.9743 | 15375.3933
1 | 3100 | 707 | 0.015 | 15 | 15 | 7 | 4.217e-11 | 5spot_SharedNeighbor | CO2 | Porous | Wet | R600a | MinimizeLCOE_Brownfield | IgnoreSilica | 2019 | 31.3346 | 0.52158 | 0.017074 | 4 | 209352.763 | 614421.1254 | 4267.9392 | 12525.8057 | 26.9918 | 0.81141 | 32.9551 | 182646.2276 | 0 | 257519.5293 | 0 | 0 | 0 | 0 | 171664.6452 | 446636.1936 | 304838.3796 | 1363304.9753 | 961560.8286 | 11973452.0612 | 11973452.0612 | 10331217.8863 | 5360578.5121 | 0 | 14298317.8651 | 41963566.3248 | 42169.6503 | 0.068298 | 209352.763 | 614421.1254 | 4267.9392 | 12525.8057
1 | 3100 | 707 | 0.015 | 15 | 15 | 7 | 5.6234e-11 | 5spot_SharedNeighbor | CO2 | Porous | Wet | R600a | MinimizeLCOE_Brownfield | IgnoreSilica | 2019 | 39.0882 | 0.67369 | 0.020201 | 4 | 179991.2319 | 522368.3907 | 3669.3647 | 10649.1862 | 26.9569 | 0.78866 | 32.59 | 209538.4657 | 0 | 309920.4016 | 0 | 0 | 0 | 0 | 202588.9582 | 527094.9127 | 359753.1086 | 1608895.8468 | 961560.8286 | 11973452.0612 | 11973452.0612 | 10331217.8863 | 5360578.5121 | 0 | 14543908.7367 | 42209157.1963 | 56234.1325 | 0.080803 | 179991.2319 | 522368.3907 | 3669.3647 | 10649.1862
1 | 3100 | 707 | 0.015 | 15 | 15 | 7 | 7.4989e-11 | 5spot_SharedNeighbor | CO2 | Porous | Wet | R600a | MinimizeLCOE_Brownfield | IgnoreSilica | 2019 | 47.483 | 0.83851 | 0.022668 | 4 | 163096.6567 | 468211.1869 | 3324.946 | 9545.1183 | 26.8898 | 0.75554 | 34.5024 | 233758.3695 | 0 | 364589.7068 | 0 | 0 | 0 | 0 | 233355.7497 | 607143.793 | 414388.1143 | 1853235.7333 | 961560.8286 | 11973452.0612 | 11973452.0612 | 10331217.8863 | 5360578.5121 | 0 | 14788248.6231 | 42453497.0828 | 74989.4209 | 0.090672 | 163096.6567 | 468211.1869 | 3324.946 | 9545.1183
1 | 3100 | 707 | 0.015 | 15 | 15 | 7 | 1e-10 | 5spot_SharedNeighbor | CO2 | Porous | Wet | R600a | MinimizeLCOE_Brownfield | IgnoreSilica | 2019 | 55.8681 | 1.0032 | 0.023992 | 4 | 156420.9834 | 444690.8794 | 3188.8533 | 9065.6251 | 26.7976 | 0.71464 | 34.5037 | 252920.7268 | 0 | 417577.0268 | 0 | 0 | 0 | 0 | 261494.1239 | 680354.0706 | 464355.633 | 2076701.5811 | 961560.8286 | 11973452.0612 | 11973452.0612 | 10331217.8863 | 5360578.5121 | 0 | 15011714.471 | 42676962.9306 | 100000 | 0.09597 | 156420.9834 | 444690.8794 | 3188.8533 | 9065.6251
1 | 3100 | 707 | 0.015 | 15 | 15 | 7 | 1.3335e-10 | 5spot_SharedNeighbor | CO2 | Porous | Wet | R600a | MinimizeLCOE_Brownfield | IgnoreSilica | 2019 | 57.8554 | 1.0422 | 0.02407 | 4 | 156434.1393 | 443778.5417 | 3189.1215 | 9047.0258 | 26.7706 | 0.70314 | 49.1881 | 256545.2956 | 0 | 429972.178 | 0 | 0 | 0 | 0 | 267741.8147 | 696609.2804 | 475450.1478 | 2126318.7165 | 961560.8286 | 11973452.0612 | 11973452.0612 | 10331217.8863 | 5360578.5121 | 0 | 15061331.6063 | 42726580.066 | 133352.1432 | 0.096279 | 156434.1393 | 443778.5417 | 3189.1215 | 9047.0258
1 | 3100 | 707 | 0.015 | 15 | 15 | 7 | 1.7783e-10 | 5spot_SharedNeighbor | CO2 | Porous | Wet | R600a | MinimizeLCOE_Brownfield | IgnoreSilica | 2019 | 57.8554 | 1.0422 | 0.02407 | 4 | 156434.9124 | 443780.8077 | 3189.1373 | 9047.072 | 26.7706 | 0.70313 | 52.3237 | 256544.6792 | 0 | 429971.5613 | 0 | 0 | 0 | 0 | 267741.3338 | 696608.0293 | 475449.2939 | 2126314.8976 | 961560.8286 | 11973452.0612 | 11973452.0612 | 10331217.8863 | 5360578.5121 | 0 | 15061327.7874 | 42726576.2471 | 177827.941 | 0.096279 | 156434.9124 | 443780.8077 | 3189.1373 | 9047.072
1 | 3100 | 707 | 0.015 | 15 | 15 | 7 | 2.3714e-10 | 5spot_SharedNeighbor | CO2 | Porous | Wet | R600a | MinimizeLCOE_Brownfield | IgnoreSilica | 2019 | 57.8554 | 1.0422 | 0.02407 | 4 | 156435.4969 | 443782.521 | 3189.1492 | 9047.107 | 26.7706 | 0.70313 | 51.5724 | 256544.2133 | 0 | 429971.0951 | 0 | 0 | 0 | 0 | 267740.9703 | 696607.0834 | 475448.6483 | 2126312.0103 | 961560.8286 | 11973452.0612 | 11973452.0612 | 10331217.8863 | 5360578.5121 | 0 | 15061324.9001 | 42726573.3598 | 237137.3706 | 0.096278 | 156435.4969 | 443782.521 | 3189.1492 | 9047.107
1 | 3100 | 707 | 0.015 | 15 | 15 | 7 | 3.1623e-10 | 5spot_SharedNeighbor | CO2 | Porous | Wet | R600a | MinimizeLCOE_Brownfield | IgnoreSilica | 2019 | 57.8554 | 1.0422 | 0.024069 | 4 | 156435.938 | 443783.8141 | 3189.1582 | 9047.1333 | 26.7706 | 0.70313 | 51.4035 | 256543.8616 | 0 | 429970.7433 | 0 | 0 | 0 | 0 | 267740.6959 | 696606.3697 | 475448.1611 | 2126309.8317 | 961560.8286 | 11973452.0612 | 11973452.0612 | 10331217.8863 | 5360578.5121 | 0 | 15061322.7215 | 42726571.1811 | 316227.766 | 0.096278 | 156435.938 | 443783.8141 | 3189.1582 | 9047.1333
1 | 3100 | 707 | 0.015 | 15 | 15 | 7 | 4.217e-10 | 5spot_SharedNeighbor | CO2 | Porous | Wet | R600a | MinimizeLCOE_Brownfield | IgnoreSilica | 2019 | 57.8554 | 1.0422 | 0.024069 | 4 | 156436.2705 | 443784.7885 | 3189.165 | 9047.1532 | 26.7706 | 0.70313 | 52.5524 | 256543.5967 | 0 | 429970.4783 | 0 | 0 | 0 | 0 | 267740.4893 | 696605.8319 | 475447.7941 | 2126308.1903 | 961560.8286 | 11973452.0612 | 11973452.0612 | 10331217.8863 | 5360578.5121 | 0 | 15061321.0801 | 42726569.5398 | 421696.5034 | 0.096278 | 156436.2705 | 443784.7885 | 3189.165 | 9047.1532
1 | 3100 | 707 | 0.015 | 15 | 15 | 7 | 5.6234e-10 | 5spot_SharedNeighbor | CO2 | Porous | Wet | R600a | MinimizeLCOE_Brownfield | IgnoreSilica | 2019 | 57.8554 | 1.0422 | 0.024069 | 4 | 156436.5207 | 443785.5219 | 3189.1701 | 9047.1681 | 26.7706 | 0.70313 | 51.7186 | 256543.3973 | 0 | 429970.2789 | 0 | 0 | 0 | 0 | 267740.3337 | 696605.4272 | 475447.5179 | 2126306.955 | 961560.8286 | 11973452.0612 | 11973452.0612 | 10331217.8863 | 5360578.5121 | 0 | 15061319.8449 | 42726568.3045 | 562341.3252 | 0.096278 | 156436.5207 | 443785.5219 | 3189.1701 | 9047.1681
1 | 3100 | 707 | 0.015 | 15 | 15 | 7 | 7.4989e-10 | 5spot_SharedNeighbor | CO2 | Porous | Wet | R600a | MinimizeLCOE_Brownfield | IgnoreSilica | 2019 | 57.8554 | 1.0422 | 0.024069 | 4 | 156436.7089 | 443786.0735 | 3189.1739 | 9047.1794 | 26.7706 | 0.70313 | 51.4163 | 256543.2473 | 0 | 429970.129 | 0 | 0 | 0 | 0 | 267740.2168 | 696605.123 | 475447.3102 | 2126306.0263 | 961560.8286 | 11973452.0612 | 11973452.0612 | 10331217.8863 | 5360578.5121 | 0 | 15061318.9161 | 42726567.3757 | 749894.2093 | 0.096277 | 156436.7089 | 443786.0735 | 3189.1739 | 9047.1794
1 | 3100 | 707 | 0.015 | 15 | 15 | 7 | 1e-09 | 5spot_SharedNeighbor | CO2 | Porous | Wet | R600a | MinimizeLCOE_Brownfield | IgnoreSilica | 2019 | 57.8554 | 1.0422 | 0.024069 | 4 | 156436.8503 | 443786.488 | 3189.1768 | 9047.1878 | 26.7706 | 0.70313 | 50.9216 | 256543.1346 | 0 | 429970.0164 | 0 | 0 | 0 | 0 | 267740.1289 | 696604.8943 | 475447.1542 | 2126305.3284 | 961560.8286 | 11973452.0612 | 11973452.0612 | 10331217.8863 | 5360578.5121 | 0 | 15061318.2182 | 42726566.6779 | 1000000 | 0.096277 | 156436.8503 | 443786.488 | 3189.1768 | 9047.1878
1 | 3100 | 707 | 0.015 | 15 | 15 | 7 | 1.3335e-09 | 5spot_SharedNeighbor | CO2 | Porous | Wet | R600a | MinimizeLCOE_Brownfield | IgnoreSilica | 2019 | 57.8554 | 1.0422 | 0.024069 | 4 | 156436.9566 | 443786.7994 | 3189.179 | 9047.1942 | 26.7706 | 0.70313 | 49.9362 | 256543.05 | 0 | 429969.9318 | 0 | 0 | 0 | 0 | 267740.0629 | 696604.7226 | 475447.037 | 2126304.8043 | 961560.8286 | 11973452.0612 | 11973452.0612 | 10331217.8863 | 5360578.5121 | 0 | 15061317.6941 | 42726566.1538 | 1333521.4322 | 0.096277 | 156436.9566 | 443786.7994 | 3189.179 | 9047.1942
1 | 3100 | 707 | 0.015 | 15 | 15 | 7 | 1.7783e-09 | 5spot_SharedNeighbor | CO2 | Porous | Wet | R600a | MinimizeLCOE_Brownfield | IgnoreSilica | 2019 | 57.8554 | 1.0422 | 0.024069 | 4 | 156437.0363 | 443787.0331 | 3189.1806 | 9047.1989 | 26.7706 | 0.70313 | 50.8112 | 256542.9864 | 0 | 429969.8683 | 0 | 0 | 0 | 0 | 267740.0133 | 696604.5937 | 475446.949 | 2126304.4108 | 961560.8286 | 11973452.0612 | 11973452.0612 | 10331217.8863 | 5360578.5121 | 0 | 15061317.3006 | 42726565.7603 | 1778279.41 | 0.096277 | 156437.0363 | 443787.0331 | 3189.1806 | 9047.1989
1 | 3100 | 707 | 0.015 | 15 | 15 | 7 | 2.3714e-09 | 5spot_SharedNeighbor | CO2 | Porous | Wet | R600a | MinimizeLCOE_Brownfield | IgnoreSilica | 2019 | 57.8554 | 1.0422 | 0.024069 | 4 | 156437.0962 | 443787.2086 | 3189.1818 | 9047.2025 | 26.7706 | 0.70313 | 51.6713 | 256542.9387 | 0 | 429969.8207 | 0 | 0 | 0 | 0 | 267739.9762 | 696604.497 | 475446.883 | 2126304.1155 | 961560.8286 | 11973452.0612 | 11973452.0612 | 10331217.8863 | 5360578.5121 | 0 | 15061317.0053 | 42726565.465 | 2371373.7057 | 0.096277 | 156437.0962 | 443787.2086 | 3189.1818 | 9047.2025
1 | 3100 | 707 | 0.015 | 15 | 15 | 7 | 3.1623e-09 | 5spot_SharedNeighbor | CO2 | Porous | Wet | R600a | MinimizeLCOE_Brownfield | IgnoreSilica | 2019 | 57.8554 | 1.0422 | 0.024069 | 4 | 156437.1411 | 443787.3403 | 3189.1827 | 9047.2052 | 26.7706 | 0.70313 | 51.4238 | 256542.9029 | 0 | 429969.7849 | 0 | 0 | 0 | 0 | 267739.9483 | 696604.4244 | 475446.8334 | 2126303.8939 | 961560.8286 | 11973452.0612 | 11973452.0612 | 10331217.8863 | 5360578.5121 | 0 | 15061316.7837 | 42726565.2434 | 3162277.6602 | 0.096277 | 156437.1411 | 443787.3403 | 3189.1827 | 9047.2052
1 | 3100 | 707 | 0.015 | 15 | 15 | 7 | 4.217e-09 | 5spot_SharedNeighbor | CO2 | Porous | Wet | R600a | MinimizeLCOE_Brownfield | IgnoreSilica | 2019 | 57.8554 | 1.0422 | 0.024069 | 4 | 156437.1748 | 443787.4391 | 3189.1834 | 9047.2072 | 26.7706 | 0.70313 | 50.1144 | 256542.8761 | 0 | 429969.7581 | 0 | 0 | 0 | 0 | 267739.9273 | 696604.3699 | 475446.7962 | 2126303.7276 | 961560.8286 | 11973452.0612 | 11973452.0612 | 10331217.8863 | 5360578.5121 | 0 | 15061316.6175 | 42726565.0771 | 4216965.0343 | 0.096277 | 156437.1748 | 443787.4391 | 3189.1834 | 9047.2072
1 | 3100 | 707 | 0.015 | 15 | 15 | 7 | 5.6234e-09 | 5spot_SharedNeighbor | CO2 | Porous | Wet | R600a | MinimizeLCOE_Brownfield | IgnoreSilica | 2019 | 57.8554 | 1.0422 | 0.024069 | 4 | 156437.2001 | 443787.5132 | 3189.1839 | 9047.2087 | 26.7706 | 0.70313 | 53.8477 | 256542.8559 | 0 | 429969.738 | 0 | 0 | 0 | 0 | 267739.9116 | 696604.329 | 475446.7684 | 2126303.6029 | 961560.8286 | 11973452.0612 | 11973452.0612 | 10331217.8863 | 5360578.5121 | 0 | 15061316.4927 | 42726564.9524 | 5623413.2519 | 0.096277 | 156437.2001 | 443787.5132 | 3189.1839 | 9047.2087
1 | 3100 | 707 | 0.015 | 15 | 15 | 7 | 7.4989e-09 | 5spot_SharedNeighbor | CO2 | Porous | Wet | R600a | MinimizeLCOE_Brownfield | IgnoreSilica | 2019 | 57.8554 | 1.0422 | 0.024069 | 4 | 156437.2191 | 443787.5688 | 3189.1843 | 9047.2099 | 26.7706 | 0.70313 | 49.003 | 256542.8408 | 0 | 429969.7229 | 0 | 0 | 0 | 0 | 267739.8998 | 696604.2984 | 475446.7474 | 2126303.5093 | 961560.8286 | 11973452.0612 | 11973452.0612 | 10331217.8863 | 5360578.5121 | 0 | 15061316.3992 | 42726564.8588 | 7498942.0933 | 0.096277 | 156437.2191 | 443787.5688 | 3189.1843 | 9047.2099
1 | 3100 | 707 | 0.015 | 15 | 15 | 7 | 1e-08 | 5spot_SharedNeighbor | CO2 | Porous | Wet | R600a | MinimizeLCOE_Brownfield | IgnoreSilica | 2019 | 57.8554 | 1.0422 | 0.024069 | 4 | 156437.2333 | 443787.6105 | 3189.1846 | 9047.2107 | 26.7706 | 0.70313 | 50.9994 | 256542.8295 | 0 | 429969.7115 | 0 | 0 | 0 | 0 | 267739.891 | 696604.2754 | 475446.7317 | 2126303.4392 | 961560.8286 | 11973452.0612 | 11973452.0612 | 10331217.8863 | 5360578.5121 | 0 | 15061316.329 | 42726564.7887 | 10000000 | 0.096277 | 156437.2333 | 443787.6105 | 3189.1846 | 9047.2107
1 | 3200 | 707 | 0.015 | 15 | 15 | 7 | 1e-13 | 5spot_SharedNeighbor | CO2 | Porous | Wet | R600a | MinimizeLCOE_Brownfield | IgnoreSilica | 2019 | 0 | 0 | 0 | 0 |  |  |  |  | 15 |  | 14.2359 | [19 empty] | 100 | 0
1 | 3200 | 707 | 0.015 | 15 | 15 | 7 | 1.3335e-13 | 5spot_SharedNeighbor | CO2 | Porous | Wet | R600a | MinimizeLCOE_Brownfield | IgnoreSilica | 2019 | 0 | 0 | 0 | 0 |  |  |  |  | 15 |  | 15.3466 | [19 empty] | 133.3521 | 0
1 | 3200 | 707 | 0.015 | 15 | 15 | 7 | 1.7783e-13 | 5spot_SharedNeighbor | CO2 | Porous | Wet | R600a | MinimizeLCOE_Brownfield | IgnoreSilica | 2019 | 0 | 0 | 0 | 0 |  |  |  |  | 15 |  | 15.4146 | [19 empty] | 177.8279 | 0
1 | 3200 | 707 | 0.015 | 15 | 15 | 7 | 2.3714e-13 | 5spot_SharedNeighbor | CO2 | Porous | Wet | R600a | MinimizeLCOE_Brownfield | IgnoreSilica | 2019 | 0 | 0 | 0 | 0 |  |  |  |  | 15 |  | 16.2756 | [19 empty] | 237.1374 | 0
1 | 3200 | 707 | 0.015 | 15 | 15 | 7 | 3.1623e-13 | 5spot_SharedNeighbor | CO2 | Porous | Wet | R600a | MinimizeLCOE_Brownfield | IgnoreSilica | 2019 | 0 | 0 | 0 | 0 |  |  |  |  | 15 |  | 17.7287 | [19 empty] | 316.2278 | 0
1 | 3200 | 707 | 0.015 | 15 | 15 | 7 | 4.217e-13 | 5spot_SharedNeighbor | CO2 | Porous | Wet | R600a | MinimizeLCOE_Brownfield | IgnoreSilica | 2019 | 0 | 0 | 0 | 0 |  |  |  |  | 15 |  | 16.737 | [19 empty] | 421.6965 | 0
1 | 3200 | 707 | 0.015 | 15 | 15 | 7 | 5.6234e-13 | 5spot_SharedNeighbor | CO2 | Porous | Wet | R600a | MinimizeLCOE_Brownfield | IgnoreSilica | 2019 | 0 | 0 | 0 | 0 |  |  |  |  | 15 |  | 15.9498 | [19 empty] | 562.3413 | 0
1 | 3200 | 707 | 0.015 | 15 | 15 | 7 | 7.4989e-13 | 5spot_SharedNeighbor | CO2 | Porous | Wet | R600a | MinimizeLCOE_Brownfield | IgnoreSilica | 2019 | 0 | 0 | 0 | 0 |  |  |  |  | 15 |  | 16.36 | [19 empty] | 749.8942 | 0
1 | 3200 | 707 | 0.015 | 15 | 15 | 7 | 1e-12 | 5spot_SharedNeighbor | CO2 | Porous | Wet | R600a | MinimizeLCOE_Brownfield | IgnoreSilica | 2019 | 0 | 0 | 0 | 0 |  |  |  |  | 15 |  | 15.4207 | [19 empty] | 1000 | 0
1 | 3200 | 707 | 0.015 | 15 | 15 | 7 | 1.3335e-12 | 5spot_SharedNeighbor | CO2 | Porous | Wet | R600a | MinimizeLCOE_Brownfield | IgnoreSilica | 2019 | 1.6 | -0.042443 | 0.00046455 | 4 | 7273908.8877 | 22639715.1346 | 148288.4714 | 461541.2155 | 24.8843 | 0.67907 | 17.6202 | 19150.3979 | 0 | 10329.7715 | 0 | 0 | 0 | 11232.6722 | 15878.0082 | 41311.3203 | 28195.825 | 126097.995 | 961560.8286 | 12428672.291 | 12428672.291 | 10608277.457 | 5515693.4429 | 0 | 13516331.1146 | 42068974.3055 | 1333.5214 | 0.0018582 | 7273908.8877 | 22639715.1346 | 148288.4714 | 461541.2155
1 | 3200 | 707 | 0.015 | 15 | 15 | 7 | 1.7783e-12 | 5spot_SharedNeighbor | CO2 | Porous | Wet | R600a | MinimizeLCOE_Brownfield | IgnoreSilica | 2019 | 1.6 | -0.040658 | 0.00088962 | 4 | 3790357.6842 | 11814164.8706 | 77271.5682 | 240847.7307 | 24.8844 | 0.67916 | 17.6633 | 19152.1656 | 0 | 10329.3444 | 0 | 0 | 0 | 2068.8354 | 12304.6347 | 32014.1355 | 21850.3053 | 97719.4209 | 961560.8286 | 12428672.291 | 12428672.291 | 10608277.457 | 5515693.4429 | 0 | 13487952.5405 | 42040595.7315 | 1778.2794 | 0.0035585 | 3790357.6842 | 11814164.8706 | 77271.5682 | 240847.7307
1 | 3200 | 707 | 0.015 | 15 | 15 | 7 | 2.3714e-12 | 5spot_SharedNeighbor | CO2 | Porous | Wet | R600a | MinimizeLCOE_Brownfield | IgnoreSilica | 2019 | 1.6 | -0.040483 | 0.00093124 | 4 | 3619263.2907 | 11284522.3081 | 73783.5776 | 230050.2507 | 24.8844 | 0.67916 | 17.4768 | 19152.1799 | 0 | 10329.3409 | 0 | 0 | 0 | 0 | 11497.7931 | 29914.8992 | 20417.5334 | 91311.7464 | 961560.8286 | 12428672.291 | 12428672.291 | 10608277.457 | 5515693.4429 | 0 | 13481544.866 | 42034188.057 | 2371.3737 | 0.0037249 | 3619263.2907 | 11284522.3081 | 73783.5776 | 230050.2507
1 | 3200 | 707 | 0.015 | 15 | 15 | 7 | 3.1623e-12 | 5spot_SharedNeighbor | CO2 | Porous | Wet | R600a | MinimizeLCOE_Brownfield | IgnoreSilica | 2019 | 2.5377 | -0.029365 | 0.00165 | 4 | 2054089.807 | 6380169.8091 | 41875.3991 | 130068.3914 | 25.9182 | 0.81474 | 26.5429 | 30466.0385 | 0 | 22625.893 | 0 | 0 | 0 | 828.1673 | 21028.8386 | 54712.7243 | 37342.5586 | 167004.2204 | 961560.8286 | 12428672.291 | 12428672.291 | 10608277.457 | 5515693.4429 | 0 | 13557237.3399 | 42109880.5309 | 3162.2777 | 0.0066001 | 2054089.807 | 6380169.8091 | 41875.3991 | 130068.3914
1 | 3200 | 707 | 0.015 | 15 | 15 | 7 | 4.217e-12 | 5spot_SharedNeighbor | CO2 | Porous | Wet | R600a | MinimizeLCOE_Brownfield | IgnoreSilica | 2019 | 3.2345 | -0.018225 | 0.0022225 | 4 | 1530314.7434 | 4742148.6558 | 31197.5359 | 96675.1146 | 26.329 | 0.86941 | 31.1576 | 38020.2577 | 0 | 31072.5646 | 0 | 0 | 0 | 0 | 26946.2007 | 70108.4868 | 47850.4828 | 213997.9927 | 961560.8286 | 12428672.291 | 12428672.291 | 10608277.457 | 5515693.4429 | 0 | 13604231.1123 | 42156874.3033 | 4216.965 | 0.0088898 | 1530314.7434 | 4742148.6558 | 31197.5359 | 96675.1146
1 | 3200 | 707 | 0.015 | 15 | 15 | 7 | 5.6234e-12 | 5spot_SharedNeighbor | CO2 | Porous | Wet | R600a | MinimizeLCOE_Brownfield | IgnoreSilica | 2019 | 4.1702 | -0.0016716 | 0.0029815 | 4 | 1146080.7744 | 3540270.9028 | 23364.4068 | 72173.2109 | 26.677 | 0.91607 | 31.7065 | 47369.9644 | 0 | 41786.5371 | 0 | 0 | 0 | 504.2335 | 34967.6866 | 90978.7478 | 62094.8648 | 277702.0341 | 961560.8286 | 12428672.291 | 12428672.291 | 10608277.457 | 5515693.4429 | 0 | 13667935.1537 | 42220578.3447 | 5623.4133 | 0.011926 | 1146080.7744 | 3540270.9028 | 23364.4068 | 72173.2109
1 | 3200 | 707 | 0.015 | 15 | 15 | 7 | 7.4989e-12 | 5spot_SharedNeighbor | CO2 | Porous | Wet | R600a | MinimizeLCOE_Brownfield | IgnoreSilica | 2019 | 5.5922 | 0.024912 | 0.0039951 | 4 | 861742.3559 | 2648456.161 | 17567.7835 | 53992.3611 | 26.9932 | 0.95922 | 41.8733 | 60369.1923 | 0 | 57067.0883 | 0 | 0 | 0 | 5534.3069 | 47958.5291 | 124778.2551 | 85163.7231 | 380871.0948 | 961560.8286 | 12428672.291 | 12428672.291 | 10608277.457 | 5515693.4429 | 0 | 13771104.2143 | 42323747.4053 | 7498.9421 | 0.015981 | 861742.3559 | 2648456.161 | 17567.7835 | 53992.3611
1 | 3200 | 707 | 0.015 | 15 | 15 | 7 | 1e-11 | 5spot_SharedNeighbor | CO2 | Porous | Wet | R600a | MinimizeLCOE_Brownfield | IgnoreSilica | 2019 | 7.3755 | 0.059906 | 0.0053339 | 4 | 650627.6512 | 1988882.6232 | 13263.9247 | 40546.0624 | 27.2206 | 0.98981 | 40.3565 | 75170.2403 | 0 | 75038.0865 | 0 | 0 | 0 | 8442.2422 | 61873.7219 | 160982.7324 | 109874.0227 | 491381.0461 | 961560.8286 | 12428672.291 | 12428672.291 | 10608277.457 | 5515693.4429 | 0 | 13881614.1657 | 42434257.3567 | 10000 | 0.021336 | 650627.6512 | 1988882.6232 | 13263.9247 | 40546.0624
1 | 3200 | 707 | 0.015 | 15 | 15 | 7 | 1.3335e-11 | 5spot_SharedNeighbor | CO2 | Porous | Wet | R600a | MinimizeLCOE_Brownfield | IgnoreSilica | 2019 | 9.6607 | 0.10592 | 0.0070865 | 4 | 494248.5082 | 1501533.502 | 10075.9244 | 30610.7914 | 27.3897 | 1.012 | 36.3879 | 92467.1221 | 0 | 96708.1129 | 0 | 0 | 0 | 10939.1958 | 78044.628 | 203056.1129 | 138589.9694 | 619805.141 | 961560.8286 | 12428672.291 | 12428672.291 | 10608277.457 | 5515693.4429 | 0 | 14010038.2606 | 42562681.4515 | 13335.2143 | 0.028346 | 494248.5082 | 1501533.502 | 10075.9244 | 30610.7914
1 | 3200 | 707 | 0.015 | 15 | 15 | 7 | 1.7783e-11 | 5spot_SharedNeighbor | CO2 | Porous | Wet | R600a | MinimizeLCOE_Brownfield | IgnoreSilica | 2019 | 12.5183 | 0.16439 | 0.009347 | 4 | 378591.7991 | 1142274.1356 | 7718.1059 | 23286.8033 | 27.5117 | 1.0268 | 27.7982 | 112222.6445 | 0 | 122286.0648 | 0 | 0 | 0 | 12355.3797 | 96276.9947 | 250492.9911 | 170966.6135 | 764600.6883 | 961560.8286 | 12428672.291 | 12428672.291 | 10608277.457 | 5515693.4429 | 0 | 14154833.8079 | 42707476.9988 | 17782.7941 | 0.037388 | 378591.7991 | 1142274.1356 | 7718.1059 | 23286.8033
1 | 3200 | 707 | 0.015 | 15 | 15 | 7 | 2.3714e-11 | 5spot_SharedNeighbor | CO2 | Porous | Wet | R600a | MinimizeLCOE_Brownfield | IgnoreSilica | 2019 | 15.9749 | 0.23589 | 0.012197 | 4 | 293324.993 | 878574.8268 | 5979.8267 | 17910.9362 | 27.5954 | 1.0351 | 37.2678 | 134086.3397 | 0 | 151609.0021 | 0 | 0 | 0 | 11420.5168 | 115875.1849 | 301483.4617 | 205768.6575 | 920243.1627 | 961560.8286 | 12428672.291 | 12428672.291 | 10608277.457 | 5515693.4429 | 0 | 14310476.2822 | 42863119.4732 | 23713.7371 | 0.048787 | 293324.993 | 878574.8268 | 5979.8267 | 17910.9362
1 | 3200 | 707 | 0.015 | 15 | 15 | 7 | 3.1623e-11 | 5spot_SharedNeighbor | CO2 | Porous | Wet | R600a | MinimizeLCOE_Brownfield | IgnoreSilica | 2019 | 19.7726 | 0.31535 | 0.015657 | 4 | 230537.4173 | 686434.5084 | 4699.8171 | 13993.8959 | 27.6449 | 1.0371 | 26.1632 | 156101.9695 | 0 | 182336.067 | 0 | 0 | 0 | 0 | 131990.8342 | 343413.0756 | 234386.4806 | 1048228.4269 | 961560.8286 | 12428672.291 | 12428672.291 | 10608277.457 | 5515693.4429 | 0 | 14438461.5465 | 42991104.7375 | 31622.7766 | 0.06263 | 230537.4173 | 686434.5084 | 4699.8171 | 13993.8959
1 | 3200 | 707 | 0.015 | 15 | 15 | 7 | 4.217e-11 | 5spot_SharedNeighbor | CO2 | Porous | Wet | R600a | MinimizeLCOE_Brownfield | IgnoreSilica | 2019 | 25.2561 | 0.42939 | 0.019797 | 4 | 185118.9439 | 545684.7441 | 3773.9001 | 11124.5216 | 27.6762 | 1.0331 | 37.1314 | 185077.6048 | 0 | 224655.4692 | 0 | 0 | 0 | 0 | 159795.8989 | 415756.1502 | 283762.1155 | 1269047.2386 | 961560.8286 | 12428672.291 | 12428672.291 | 10608277.457 | 5515693.4429 | 0 | 14659280.3582 | 43211923.5491 | 42169.6503 | 0.079188 | 185118.9439 | 545684.7441 | 3773.9001 | 11124.5216
1 | 3200 | 707 | 0.015 | 15 | 15 | 7 | 5.6234e-11 | 5spot_SharedNeighbor | CO2 | Porous | Wet | R600a | MinimizeLCOE_Brownfield | IgnoreSilica | 2019 | 31.707 | 0.56383 | 0.024321 | 4 | 153172.2322 | 446675.9433 | 3122.6231 | 9106.0933 | 27.6763 | 1.0205 | 32.3343 | 215569.4578 | 0 | 272177.4547 | 0 | 0 | 0 | 0 | 190221.2959 | 494916.7921 | 337790.8802 | 1510675.8807 | 961560.8286 | 12428672.291 | 12428672.291 | 10608277.457 | 5515693.4429 | 0 | 14900909.0003 | 43453552.1913 | 56234.1325 | 0.097282 | 153172.2322 | 446675.9433 | 3122.6231 | 9106.0933
1 | 3200 | 707 | 0.015 | 15 | 15 | 7 | 7.4989e-11 | 5spot_SharedNeighbor | CO2 | Porous | Wet | R600a | MinimizeLCOE_Brownfield | IgnoreSilica | 2019 | 38.876 | 0.71346 | 0.028791 | 4 | 131554.8276 | 379482.3398 | 2681.9231 | 7736.2608 | 27.646 | 0.99898 | 35.7291 | 245462.6482 | 0 | 322884.8753 | 0 | 0 | 0 | 0 | 221655.5342 | 576702.2321 | 393611.1235 | 1760316.4133 | 961560.8286 | 12428672.291 | 12428672.291 | 10608277.457 | 5515693.4429 | 0 | 15150549.5329 | 43703192.7239 | 74989.4209 | 0.11517 | 131554.8276 | 379482.3398 | 2681.9231 | 7736.2608
1 | 3200 | 707 | 0.015 | 15 | 15 | 7 | 1e-10 | 5spot_SharedNeighbor | CO2 | Porous | Wet | R600a | MinimizeLCOE_Brownfield | IgnoreSilica | 2019 | 46.1381 | 0.86506 | 0.03268 | 4 | 117707.6119 | 336136.0304 | 2399.6289 | 6852.5876 | 27.5949 | 0.97184 | 43.3789 | 272056.9654 | 0 | 372492.6573 | 0 | 0 | 0 | 0 | 251374.3529 | 654024.5022 | 446385.1616 | 1996333.6394 | 961560.8286 | 12428672.291 | 12428672.291 | 10608277.457 | 5515693.4429 | 0 | 15386566.759 | 43939209.95 | 100000 | 0.13072 | 117707.6119 | 336136.0304 | 2399.6289 | 6852.5876
1 | 3200 | 707 | 0.015 | 15 | 15 | 7 | 1.3335e-10 | 5spot_SharedNeighbor | CO2 | Porous | Wet | R600a | MinimizeLCOE_Brownfield | IgnoreSilica | 2019 | 53.2882 | 1.0144 | 0.035606 | 4 | 109551.7332 | 310029.8629 | 2233.3603 | 6320.3781 | 27.5215 | 0.93758 | 29.6 | 294234.0739 | 0 | 420083.9756 | 0 | 0 | 0 | 0 | 278584.0393 | 724818.5248 | 494703.5367 | 2212424.1504 | 961560.8286 | 12428672.291 | 12428672.291 | 10608277.457 | 5515693.4429 | 0 | 15602657.2699 | 44155300.4609 | 133352.1432 | 0.14242 | 109551.7332 | 310029.8629 | 2233.3603 | 6320.3781
1 | 3200 | 707 | 0.015 | 15 | 15 | 7 | 1.7783e-10 | 5spot_SharedNeighbor | CO2 | Porous | Wet | R600a | MinimizeLCOE_Brownfield | IgnoreSilica | 2019 | 59.695 | 1.1482 | 0.03741 | 4 | 105476.5513 | 296284.9643 | 2150.2822 | 6040.1698 | 27.4404 | 0.90194 | 33.5392 | 310877.6244 | 0 | 461845.0099 | 0 | 0 | 0 | 0 | 301361.8274 | 784081.657 | 535151.8422 | 2393317.9609 | 961560.8286 | 12428672.291 | 12428672.291 | 10608277.457 | 5515693.4429 | 0 | 15783551.0805 | 44336194.2715 | 177827.941 | 0.14964 | 105476.5513 | 296284.9643 | 2150.2822 | 6040.1698
1 | 3200 | 707 | 0.015 | 15 | 15 | 7 | 2.3714e-10 | 5spot_SharedNeighbor | CO2 | Porous | Wet | R600a | MinimizeLCOE_Brownfield | IgnoreSilica | 2019 | 65.3106 | 1.2654 | 0.038266 | 4 | 104088.0618 | 290627.2567 | 2121.9759 | 5924.8297 | 27.3574 | 0.8668 | 33.5134 | 322849.357 | 0 | 497883.5549 | 0 | 0 | 0 | 0 | 320085.8356 | 832797.6857 | 568401.5328 | 2542017.966 | 961560.8286 | 12428672.291 | 12428672.291 | 10608277.457 | 5515693.4429 | 0 | 15932251.0856 | 44484894.2765 | 237137.3706 | 0.15307 | 104088.0618 | 290627.2567 | 2121.9759 | 5924.8297
1 | 3200 | 707 | 0.015 | 15 | 15 | 7 | 3.1623e-10 | 5spot_SharedNeighbor | CO2 | Porous | Wet | R600a | MinimizeLCOE_Brownfield | IgnoreSilica | 2019 | 66.4398 | 1.289 | 0.038301 | 4 | 104178.6296 | 290547.777 | 2123.8223 | 5923.2094 | 27.3378 | 0.85867 | 48.452 | 324801.1494 | 0 | 505105.167 | 0 | 0 | 0 | 0 | 323663.4634 | 842105.9392 | 574754.6071 | 2570430.3261 | 961560.8286 | 12428672.291 | 12428672.291 | 10608277.457 | 5515693.4429 | 0 | 15960663.4457 | 44513306.6366 | 316227.766 | 0.1532 | 104178.6296 | 290547.777 | 2123.8223 | 5923.2094
1 | 3200 | 707 | 0.015 | 15 | 15 | 7 | 4.217e-10 | 5spot_SharedNeighbor | CO2 | Porous | Wet | R600a | MinimizeLCOE_Brownfield | IgnoreSilica | 2019 | 66.4398 | 1.289 | 0.038301 | 4 | 104179.018 | 290548.9097 | 2123.8302 | 5923.2325 | 27.3378 | 0.85867 | 48.5362 | 324800.4749 | 0 | 505104.4745 | 0 | 0 | 0 | 0 | 323662.9302 | 842104.5521 | 574753.6603 | 2570426.092 | 961560.8286 | 12428672.291 | 12428672.291 | 10608277.457 | 5515693.4429 | 0 | 15960659.2116 | 44513302.4025 | 421696.5034 | 0.1532 | 104179.018 | 290548.9097 | 2123.8302 | 5923.2325
1 | 3200 | 707 | 0.015 | 15 | 15 | 7 | 5.6234e-10 | 5spot_SharedNeighbor | CO2 | Porous | Wet | R600a | MinimizeLCOE_Brownfield | IgnoreSilica | 2019 | 66.4398 | 1.289 | 0.038301 | 4 | 104179.3103 | 290549.7623 | 2123.8362 | 5923.2499 | 27.3378 | 0.85867 | 51.386 | 324799.9672 | 0 | 505103.9533 | 0 | 0 | 0 | 0 | 323662.529 | 842103.5081 | 574752.9478 | 2570422.9055 | 961560.8286 | 12428672.291 | 12428672.291 | 10608277.457 | 5515693.4429 | 0 | 15960656.025 | 44513299.216 | 562341.3252 | 0.1532 | 104179.3103 | 290549.7623 | 2123.8362 | 5923.2499
1 | 3200 | 707 | 0.015 | 15 | 15 | 7 | 7.4989e-10 | 5spot_SharedNeighbor | CO2 | Porous | Wet | R600a | MinimizeLCOE_Brownfield | IgnoreSilica | 2019 | 66.4398 | 1.289 | 0.038301 | 4 | 104179.5302 | 290550.4033 | 2123.8406 | 5923.263 | 27.3378 | 0.85866 | 47.4917 | 324799.5855 | 0 | 505103.5614 | 0 | 0 | 0 | 0 | 323662.2273 | 842102.7232 | 574752.4121 | 2570420.5094 | 961560.8286 | 12428672.291 | 12428672.291 | 10608277.457 | 5515693.4429 | 0 | 15960653.629 | 44513296.82 | 749894.2093 | 0.1532 | 104179.5302 | 290550.4033 | 2123.8406 | 5923.263
1 | 3200 | 707 | 0.015 | 15 | 15 | 7 | 1e-09 | 5spot_SharedNeighbor | CO2 | Porous | Wet | R600a | MinimizeLCOE_Brownfield | IgnoreSilica | 2019 | 66.4398 | 1.289 | 0.038301 | 4 | 104179.6953 | 290550.885 | 2123.844 | 5923.2728 | 27.3378 | 0.85866 | 51.6515 | 324799.2987 | 0 | 505103.2669 | 0 | 0 | 0 | 0 | 323662.0006 | 842102.1334 | 574752.0095 | 2570418.7091 | 961560.8286 | 12428672.291 | 12428672.291 | 10608277.457 | 5515693.4429 | 0 | 15960651.8287 | 44513295.0196 | 1000000 | 0.1532 | 104179.6953 | 290550.885 | 2123.844 | 5923.2728
1 | 3200 | 707 | 0.015 | 15 | 15 | 7 | 1.3335e-09 | 5spot_SharedNeighbor | CO2 | Porous | Wet | R600a | MinimizeLCOE_Brownfield | IgnoreSilica | 2019 | 66.4398 | 1.289 | 0.038301 | 4 | 104179.8194 | 290551.2467 | 2123.8465 | 5923.2802 | 27.3378 | 0.85866 | 51.6136 | 324799.0833 | 0 | 505103.0458 | 0 | 0 | 0 | 0 | 323661.8303 | 842101.6904 | 574751.7071 | 2570417.3569 | 961560.8286 | 12428672.291 | 12428672.291 | 10608277.457 | 5515693.4429 | 0 | 15960650.4765 | 44513293.6675 | 1333521.4322 | 0.1532 | 104179.8194 | 290551.2467 | 2123.8465 | 5923.2802
1 | 3200 | 707 | 0.015 | 15 | 15 | 7 | 1.7783e-09 | 5spot_SharedNeighbor | CO2 | Porous | Wet | R600a | MinimizeLCOE_Brownfield | IgnoreSilica | 2019 | 66.4398 | 1.289 | 0.038301 | 4 | 104179.9125 | 290551.5183 | 2123.8484 | 5923.2857 | 27.3378 | 0.85866 | 54.3663 | 324798.9216 | 0 | 505102.8797 | 0 | 0 | 0 | 0 | 323661.7025 | 842101.3578 | 574751.4802 | 2570416.3418 | 961560.8286 | 12428672.291 | 12428672.291 | 10608277.457 | 5515693.4429 | 0 | 15960649.4614 | 44513292.6524 | 1778279.41 | 0.1532 | 104179.9125 | 290551.5183 | 2123.8484 | 5923.2857
1 | 3200 | 707 | 0.015 | 15 | 15 | 7 | 2.3714e-09 | 5spot_SharedNeighbor | CO2 | Porous | Wet | R600a | MinimizeLCOE_Brownfield | IgnoreSilica | 2019 | 66.4398 | 1.289 | 0.038301 | 4 | 104179.9824 | 290551.7222 | 2123.8499 | 5923.2899 | 27.3378 | 0.85866 | 51.3243 | 324798.8002 | 0 | 505102.7551 | 0 | 0 | 0 | 0 | 323661.6066 | 842101.1082 | 574751.3098 | 2570415.58 | 961560.8286 | 12428672.291 | 12428672.291 | 10608277.457 | 5515693.4429 | 0 | 15960648.6995 | 44513291.8905 | 2371373.7057 | 0.1532 | 104179.9824 | 290551.7222 | 2123.8499 | 5923.2899
1 | 3200 | 707 | 0.015 | 15 | 15 | 7 | 3.1623e-09 | 5spot_SharedNeighbor | CO2 | Porous | Wet | R600a | MinimizeLCOE_Brownfield | IgnoreSilica | 2019 | 66.4398 | 1.289 | 0.038301 | 4 | 104180.0349 | 290551.8751 | 2123.8509 | 5923.293 | 27.3378 | 0.85866 | 49.0355 | 324798.7091 | 0 | 505102.6616 | 0 | 0 | 0 | 0 | 323661.5346 | 842100.9209 | 574751.182 | 2570415.0082 | 961560.8286 | 12428672.291 | 12428672.291 | 10608277.457 | 5515693.4429 | 0 | 15960648.1278 | 44513291.3188 | 3162277.6602 | 0.1532 | 104180.0349 | 290551.8751 | 2123.8509 | 5923.293
1 | 3200 | 707 | 0.015 | 15 | 15 | 7 | 4.217e-09 | 5spot_SharedNeighbor | CO2 | Porous | Wet | R600a | MinimizeLCOE_Brownfield | IgnoreSilica | 2019 | 66.4398 | 1.289 | 0.038301 | 4 | 104180.0742 | 290551.9899 | 2123.8517 | 5923.2953 | 27.3378 | 0.85866 | 48.7298 | 324798.6408 | 0 | 505102.5915 | 0 | 0 | 0 | 0 | 323661.4806 | 842100.7804 | 574751.0861 | 2570414.5793 | 961560.8286 | 12428672.291 | 12428672.291 | 10608277.457 | 5515693.4429 | 0 | 15960647.6989 | 44513290.8899 | 4216965.0343 | 0.1532 | 104180.0742 | 290551.9899 | 2123.8517 | 5923.2953
1 | 3200 | 707 | 0.015 | 15 | 15 | 7 | 5.6234e-09 | 5spot_SharedNeighbor | CO2 | Porous | Wet | R600a | MinimizeLCOE_Brownfield | IgnoreSilica | 2019 | 66.4398 | 1.289 | 0.038301 | 4 | 104180.1037 | 290552.076 | 2123.8523 | 5923.2971 | 27.3378 | 0.85866 | 51.8501 | 324798.5896 | 0 | 505102.5388 | 0 | 0 | 0 | 0 | 323661.4401 | 842100.675 | 574751.0141 | 2570414.2576 | 961560.8286 | 12428672.291 | 12428672.291 | 10608277.457 | 5515693.4429 | 0 | 15960647.3772 | 44513290.5681 | 5623413.2519 | 0.1532 | 104180.1037 | 290552.076 | 2123.8523 | 5923.2971
1 | 3200 | 707 | 0.015 | 15 | 15 | 7 | 7.4989e-09 | 5spot_SharedNeighbor | CO2 | Porous | Wet | R600a | MinimizeLCOE_Brownfield | IgnoreSilica | 2019 | 66.4398 | 1.289 | 0.038301 | 4 | 104180.1259 | 290552.1405 | 2123.8528 | 5923.2984 | 27.3378 | 0.85866 | 52.0531 | 324798.5511 | 0 | 505102.4994 | 0 | 0 | 0 | 0 | 323661.4097 | 842100.5959 | 574750.9602 | 2570414.0162 | 961560.8286 | 12428672.291 | 12428672.291 | 10608277.457 | 5515693.4429 | 0 | 15960647.1358 | 44513290.3268 | 7498942.0933 | 0.1532 | 104180.1259 | 290552.1405 | 2123.8528 | 5923.2984
1 | 3200 | 707 | 0.015 | 15 | 15 | 7 | 1e-08 | 5spot_SharedNeighbor | CO2 | Porous | Wet | R600a | MinimizeLCOE_Brownfield | IgnoreSilica | 2019 | 66.4398 | 1.289 | 0.038301 | 4 | 104180.1425 | 290552.189 | 2123.8531 | 5923.2994 | 27.3378 | 0.85866 | 51.4675 | 324798.5223 | 0 | 505102.4698 | 0 | 0 | 0 | 0 | 323661.3869 | 842100.5366 | 574750.9197 | 2570413.8352 | 961560.8286 | 12428672.291 | 12428672.291 | 10608277.457 | 5515693.4429 | 0 | 15960646.9548 | 44513290.1457 | 10000000 | 0.1532 | 104180.1425 | 290552.189 | 2123.8531 | 5923.2994
1 | 3300 | 707 | 0.015 | 15 | 15 | 7 | 1e-13 | 5spot_SharedNeighbor | CO2 | Porous | Wet | R600a | MinimizeLCOE_Brownfield | IgnoreSilica | 2019 | 0 | 0 | 0 | 0 |  |  |  |  | 15 |  | 15.3363 | [19 empty] | 100 | 0
1 | 3300 | 707 | 0.015 | 15 | 15 | 7 | 1.3335e-13 | 5spot_SharedNeighbor | CO2 | Porous | Wet | R600a | MinimizeLCOE_Brownfield | IgnoreSilica | 2019 | 0 | 0 | 0 | 0 |  |  |  |  | 15 |  | 16.4269 | [19 empty] | 133.3521 | 0
1 | 3300 | 707 | 0.015 | 15 | 15 | 7 | 1.7783e-13 | 5spot_SharedNeighbor | CO2 | Porous | Wet | R600a | MinimizeLCOE_Brownfield | IgnoreSilica | 2019 | 0 | 0 | 0 | 0 |  |  |  |  | 15 |  | 18.8283 | [19 empty] | 177.8279 | 0
1 | 3300 | 707 | 0.015 | 15 | 15 | 7 | 2.3714e-13 | 5spot_SharedNeighbor | CO2 | Porous | Wet | R600a | MinimizeLCOE_Brownfield | IgnoreSilica | 2019 | 0 | 0 | 0 | 0 |  |  |  |  | 15 |  | 19.3905 | [19 empty] | 237.1374 | 0
1 | 3300 | 707 | 0.015 | 15 | 15 | 7 | 3.1623e-13 | 5spot_SharedNeighbor | CO2 | Porous | Wet | R600a | MinimizeLCOE_Brownfield | IgnoreSilica | 2019 | 0 | 0 | 0 | 0 |  |  |  |  | 15 |  | 18.9926 | [19 empty] | 316.2278 | 0
1 | 3300 | 707 | 0.015 | 15 | 15 | 7 | 4.217e-13 | 5spot_SharedNeighbor | CO2 | Porous | Wet | R600a | MinimizeLCOE_Brownfield | IgnoreSilica | 2019 | 0 | 0 | 0 | 0 |  |  |  |  | 15 |  | 19.0667 | [19 empty] | 421.6965 | 0
1 | 3300 | 707 | 0.015 | 15 | 15 | 7 | 5.6234e-13 | 5spot_SharedNeighbor | CO2 | Porous | Wet | R600a | MinimizeLCOE_Brownfield | IgnoreSilica | 2019 | 0 | 0 | 0 | 0 |  |  |  |  | 15 |  | 18.335 | [19 empty] | 562.3413 | 0
1 | 3300 | 707 | 0.015 | 15 | 15 | 7 | 7.4989e-13 | 5spot_SharedNeighbor | CO2 | Porous | Wet | R600a | MinimizeLCOE_Brownfield | IgnoreSilica | 2019 | 0 | 0 | 0 | 0 |  |  |  |  | 15 |  | 18.4783 | [19 empty] | 749.8942 | 0
1 | 3300 | 707 | 0.015 | 15 | 15 | 7 | 1e-12 | 5spot_SharedNeighbor | CO2 | Porous | Wet | R600a | MinimizeLCOE_Brownfield | IgnoreSilica | 2019 | 0 | 0 | 0 | 0 |  |  |  |  | 15 |  | 17.9864 | [19 empty] | 1000 | 0
1 | 3300 | 707 | 0.015 | 15 | 15 | 7 | 1.3335e-12 | 5spot_SharedNeighbor | CO2 | Porous | Wet | R600a | MinimizeLCOE_Brownfield | IgnoreSilica | 2019 | 1.6 | -0.044466 | 0.00051366 | 4 | 6814116.4671 | 21149473.7312 | 138914.981 | 431160.6288 | 25.2907 | 0.85719 | 18.5233 | 22427.609 | 0 | 10592.5525 | 0 | 0 | 0 | 15136.3183 | 18781.0271 | 48864.38 | 33350.9434 | 149152.8303 | 961560.8286 | 12889752.6116 | 12889752.6116 | 10890904.1141 | 5673152.4101 | 0 | 14000466.2705 | 43454275.4063 | 1333.5214 | 0.0020546 | 6814116.4671 | 21149473.7312 | 138914.981 | 431160.6288
1 | 3300 | 707 | 0.015 | 15 | 15 | 7 | 1.7783e-12 | 5spot_SharedNeighbor | CO2 | Porous | Wet | R600a | MinimizeLCOE_Brownfield | IgnoreSilica | 2019 | 1.6 | -0.042682 | 0.00093757 | 4 | 3727350.9226 | 11581129.1415 | 75987.0902 | 236096.9822 | 25.291 | 0.85738 | 19.4907 | 22430.8255 | 0 | 10591.7331 | 0 | 0 | 0 | 8068.2116 | 16025.4004 | 41694.8045 | 28457.5608 | 127268.536 | 961560.8286 | 12889752.6116 | 12889752.6116 | 10890904.1141 | 5673152.4101 | 0 | 13978581.9762 | 43432391.1119 | 1778.2794 | 0.0037503 | 3727350.9226 | 11581129.1415 | 75987.0902 | 236096.9822
1 | 3300 | 707 | 0.015 | 15 | 15 | 7 | 2.3714e-12 | 5spot_SharedNeighbor | CO2 | Porous | Wet | R600a | MinimizeLCOE_Brownfield | IgnoreSilica | 2019 | 1.6 | -0.04145 | 0.0012284 | 4 | 2839742.6264 | 8833985.8415 | 57891.9945 | 180092.7502 | 25.291 | 0.85741 | 17.8888 | 22431.4811 | 0 | 10591.5661 | 0 | 0 | 0 | 0 | 12878.9884 | 33508.486 | 22870.2302 | 102280.7518 | 961560.8286 | 12889752.6116 | 12889752.6116 | 10890904.1141 | 5673152.4101 | 0 | 13953594.192 | 43407403.3278 | 2371.3737 | 0.0049137 | 2839742.6264 | 8833985.8415 | 57891.9945 | 180092.7502
1 | 3300 | 707 | 0.015 | 15 | 15 | 7 | 3.1623e-12 | 5spot_SharedNeighbor | CO2 | Porous | Wet | R600a | MinimizeLCOE_Brownfield | IgnoreSilica | 2019 | 2.5183 | -0.031371 | 0.0017536 | 4 | 2004701.1197 | 6203752.0017 | 40868.5439 | 126471.8757 | 26.4022 | 1.0022 | 28.8896 | 34874.4289 | 0 | 23157.7575 | 0 | 0 | 0 | 9916.9509 | 26500.1635 | 68947.9896 | 47058.4196 | 210455.71 | 961560.8286 | 12889752.6116 | 12889752.6116 | 10890904.1141 | 5673152.4101 | 0 | 14061769.1502 | 43515578.286 | 3162.2777 | 0.0070144 | 2004701.1197 | 6203752.0017 | 40868.5439 | 126471.8757
1 | 3300 | 707 | 0.015 | 15 | 15 | 7 | 4.217e-12 | 5spot_SharedNeighbor | CO2 | Porous | Wet | R600a | MinimizeLCOE_Brownfield | IgnoreSilica | 2019 | 3.364 | -0.017585 | 0.0023761 | 4 | 1487654.6792 | 4586608.1468 | 30327.8528 | 93504.2109 | 26.9336 | 1.0727 | 35.9593 | 45143.0828 | 0 | 33815.7234 | 0 | 0 | 0 | 14029.1497 | 36265.3028 | 94354.8789 | 64399.1436 | 288007.2812 | 961560.8286 | 12889752.6116 | 12889752.6116 | 10890904.1141 | 5673152.4101 | 0 | 14139320.7214 | 43593129.8572 | 4216.965 | 0.0095044 | 1487654.6792 | 4586608.1468 | 30327.8528 | 93504.2109
1 | 3300 | 707 | 0.015 | 15 | 15 | 7 | 5.6234e-12 | 5spot_SharedNeighbor | CO2 | Porous | Wet | R600a | MinimizeLCOE_Brownfield | IgnoreSilica | 2019 | 4.4527 | 0.0025915 | 0.0032096 | 4 | 1108405.9211 | 3402587.6909 | 22596.3539 | 69366.3524 | 27.3379 | 1.1267 | 38.283 | 57209.4419 | 0 | 46675.8162 | 0 | 0 | 0 | 18460.2136 | 47714.734 | 124143.9502 | 84730.7969 | 378934.9529 | 961560.8286 | 12889752.6116 | 12889752.6116 | 10890904.1141 | 5673152.4101 | 0 | 14230248.3931 | 43684057.5289 | 5623.4133 | 0.012838 | 1108405.9211 | 3402587.6909 | 22596.3539 | 69366.3524
1 | 3300 | 707 | 0.015 | 15 | 15 | 7 | 7.4989e-12 | 5spot_SharedNeighbor | CO2 | Porous | Wet | R600a | MinimizeLCOE_Brownfield | IgnoreSilica | 2019 | 5.8823 | 0.030995 | 0.0043193 | 4 | 830003.706 | 2534783.6329 | 16920.7482 | 51674.9929 | 27.6506 | 1.1686 | 42.8137 | 71670.1695 | 0 | 62522.7832 | 0 | 0 | 0 | 23630.5694 | 61551.1736 | 160143.5279 | 109301.2484 | 488819.4719 | 961560.8286 | 12889752.6116 | 12889752.6116 | 10890904.1141 | 5673152.4101 | 0 | 14340132.9121 | 43793942.0479 | 7498.9421 | 0.017277 | 830003.706 | 2534783.6329 | 16920.7482 | 51674.9929
1 | 3300 | 707 | 0.015 | 15 | 15 | 7 | 1e-11 | 5spot_SharedNeighbor | CO2 | Porous | Wet | R600a | MinimizeLCOE_Brownfield | IgnoreSilica | 2019 | 7.7387 | 0.069414 | 0.0057856 | 4 | 625310.7217 | 1898028.6764 | 12747.8049 | 38693.8818 | 27.8882 | 1.2003 | 47.2459 | 88811.2671 | 0 | 81858.9919 | 0 | 0 | 0 | 29477.2022 | 78057.5098 | 203089.6288 | 138612.8447 | 619907.4444 | 961560.8286 | 12889752.6116 | 12889752.6116 | 10890904.1141 | 5673152.4101 | 0 | 14471220.8846 | 43925030.0204 | 10000 | 0.023142 | 625310.7217 | 1898028.6764 | 12747.8049 | 38693.8818
1 | 3300 | 707 | 0.015 | 15 | 15 | 7 | 1.3335e-11 | 5spot_SharedNeighbor | CO2 | Porous | Wet | R600a | MinimizeLCOE_Brownfield | IgnoreSilica | 2019 | 10.1166 | 0.11984 | 0.0077033 | 4 | 474643.9958 | 1430524.4766 | 9676.2599 | 29163.1764 | 28.0655 | 1.2231 | 38.4489 | 108872.0969 | 0 | 105180.9933 | 0 | 0 | 0 | 35853.1593 | 97463.4373 | 253579.8714 | 173073.4728 | 774023.0311 | 961560.8286 | 12889752.6116 | 12889752.6116 | 10890904.1141 | 5673152.4101 | 0 | 14625336.4713 | 44079145.6071 | 13335.2143 | 0.030813 | 474643.9958 | 1430524.4766 | 9676.2599 | 29163.1764
1 | 3300 | 707 | 0.015 | 15 | 15 | 7 | 1.7783e-11 | 5spot_SharedNeighbor | CO2 | Porous | Wet | R600a | MinimizeLCOE_Brownfield | IgnoreSilica | 2019 | 13.1102 | 0.18427 | 0.010173 | 4 | 363779.2821 | 1087580.1069 | 7416.1327 | 22171.7915 | 28.1944 | 1.2384 | 33.5076 | 131975.179 | 0 | 132907.6145 | 0 | 0 | 0 | 42501.9322 | 119880.043 | 311903.2812 | 212880.3984 | 952048.4483 | 961560.8286 | 12889752.6116 | 12889752.6116 | 10890904.1141 | 5673152.4101 | 0 | 14803361.8885 | 44257171.0242 | 17782.7941 | 0.040693 | 363779.2821 | 1087580.1069 | 7416.1327 | 22171.7915
1 | 3300 | 707 | 0.015 | 15 | 15 | 7 | 2.3714e-11 | 5spot_SharedNeighbor | CO2 | Porous | Wet | R600a | MinimizeLCOE_Brownfield | IgnoreSilica | 2019 | 16.7519 | 0.26346 | 0.01328 | 4 | 282403.329 | 836885.7547 | 5757.1738 | 17061.0481 | 28.2829 | 1.2468 | 33.6018 | 157712.9929 | 0 | 164873.0787 | 0 | 0 | 0 | 48646.0315 | 144780.5202 | 376689.215 | 257098.1294 | 1149799.9677 | 961560.8286 | 12889752.6116 | 12889752.6116 | 10890904.1141 | 5673152.4101 | 0 | 15001113.4079 | 44454922.5437 | 23713.7371 | 0.053119 | 282403.329 | 836885.7547 | 5757.1738 | 17061.0481
1 | 3300 | 707 | 0.015 | 15 | 15 | 7 | 3.1623e-11 | 5spot_SharedNeighbor | CO2 | Porous | Wet | R600a | MinimizeLCOE_Brownfield | IgnoreSilica | 2019 | 20.9714 | 0.35596 | 0.017053 | 4 | 222964.1988 | 654766.3846 | 4545.4268 | 13348.2984 | 28.3376 | 1.2487 | 32.8569 | 185065.6214 | 0 | 200144.8707 | 0 | 0 | 0 | 53040.7074 | 170917.9678 | 444693.4922 | 303512.446 | 1357375.1056 | 961560.8286 | 12889752.6116 | 12889752.6116 | 10890904.1141 | 5673152.4101 | 0 | 15208688.5458 | 44662497.6816 | 31622.7766 | 0.068211 | 222964.1988 | 654766.3846 | 4545.4268 | 13348.2984
1 | 3300 | 707 | 0.015 | 15 | 15 | 7 | 4.217e-11 | 5spot_SharedNeighbor | CO2 | Porous | Wet | R600a | MinimizeLCOE_Brownfield | IgnoreSilica | 2019 | 25.5922 | 0.45798 | 0.021426 | 4 | 179836.998 | 523509.7879 | 3666.2205 | 10672.4551 | 28.3645 | 1.2448 | 43.1733 | 212591.7515 | 0 | 237148.2002 | 0 | 0 | 0 | 54341.236 | 196591.6632 | 511491.1811 | 349103.2412 | 1561267.2731 | 961560.8286 | 12889752.6116 | 12889752.6116 | 10890904.1141 | 5673152.4101 | 0 | 15412580.7133 | 44866389.8491 | 42169.6503 | 0.085703 | 179836.998 | 523509.7879 | 3666.2205 | 10672.4551
1 | 3300 | 707 | 0.015 | 15 | 15 | 7 | 5.6234e-11 | 5spot_SharedNeighbor | CO2 | Porous | Wet | R600a | MinimizeLCOE_Brownfield | IgnoreSilica | 2019 | 30.3381 | 0.56349 | 0.026214 | 4 | 148753.5908 | 429656.2357 | 3032.5432 | 8759.1235 | 28.3696 | 1.2361 | 44.7862 | 238633.3744 | 0 | 273793.0822 | 0 | 0 | 0 | 51337.0159 | 219867.7543 | 572050.7955 | 390436.4224 | 1746118.4447 | 961560.8286 | 12889752.6116 | 12889752.6116 | 10890904.1141 | 5673152.4101 | 0 | 15597431.8849 | 45051241.0207 | 56234.1325 | 0.10485 | 148753.5908 | 429656.2357 | 3032.5432 | 8759.1235
1 | 3300 | 707 | 0.015 | 15 | 15 | 7 | 7.4989e-11 | 5spot_SharedNeighbor | CO2 | Porous | Wet | R600a | MinimizeLCOE_Brownfield | IgnoreSilica | 2019 | 34.854 | 0.66465 | 0.031134 | 4 | 126445.9274 | 362952.0032 | 2577.7713 | 7399.2675 | 28.3596 | 1.2243 | 47.4585 | 261551.5133 | 0 | 307646.8541 | 0 | 0 | 0 | 42928.0717 | 238729.3112 | 621124.6977 | 423930.369 | 1895910.8171 | 961560.8286 | 12889752.6116 | 12889752.6116 | 10890904.1141 | 5673152.4101 | 0 | 15747224.2573 | 45201033.3931 | 74989.4209 | 0.12454 | 126445.9274 | 362952.0032 | 2577.7713 | 7399.2675
1 | 3300 | 707 | 0.015 | 15 | 15 | 7 | 1e-10 | 5spot_SharedNeighbor | CO2 | Porous | Wet | R600a | MinimizeLCOE_Brownfield | IgnoreSilica | 2019 | 38.8519 | 0.75494 | 0.035885 | 4 | 110428.258 | 315622.3787 | 2251.2294 | 6434.3891 | 28.3411 | 1.2114 | 34.8734 | 280436.4407 | 0 | 336936.9787 | 0 | 0 | 0 | 28260.0534 | 251797.0544 | 655124.2848 | 447135.7859 | 1999690.5979 | 961560.8286 | 12889752.6116 | 12889752.6116 | 10890904.1141 | 5673152.4101 | 0 | 15851004.0381 | 45304813.1739 | 100000 | 0.14354 | 110428.258 | 315622.3787 | 2251.2294 | 6434.3891
1 | 3300 | 707 | 0.015 | 15 | 15 | 7 | 1.3335e-10 | 5spot_SharedNeighbor | CO2 | Porous | Wet | R600a | MinimizeLCOE_Brownfield | IgnoreSilica | 2019 | 42.2398 | 0.8321 | 0.040246 | 4 | 98677.395 | 281640.2671 | 2011.6722 | 5741.6178 | 28.3182 | 1.1981 | 45.5601 | 295366.03 | 0 | 361349.3742 | 0 | 0 | 0 | 0 | 256119.0076 | 666369.1206 | 454810.6174 | 2034014.1498 | 961560.8286 | 12889752.6116 | 12889752.6116 | 10890904.1141 | 5673152.4101 | 0 | 15885327.59 | 45339136.7258 | 133352.1432 | 0.16098 | 98677.395 | 281640.2671 | 2011.6722 | 5741.6178
1 | 3300 | 707 | 0.015 | 15 | 15 | 7 | 1.7783e-10 | 5spot_SharedNeighbor | CO2 | Porous | Wet | R600a | MinimizeLCOE_Brownfield | IgnoreSilica | 2019 | 48.0166 | 0.96008 | 0.04433 | 4 | 90710.8094 | 256817.7396 | 1849.2625 | 5235.577 | 28.2696 | 1.173 | 37.5132 | 318906.3826 | 0 | 402177.2545 | 0 | 0 | 0 | 0 | 281222.6185 | 731683.5666 | 499389.0688 | 2233378.8911 | 961560.8286 | 12889752.6116 | 12889752.6116 | 10890904.1141 | 5673152.4101 | 0 | 16084692.3313 | 45538501.4671 | 177827.941 | 0.17732 | 90710.8094 | 256817.7396 | 1849.2625 | 5235.577
1 | 3300 | 707 | 0.015 | 15 | 15 | 7 | 2.3714e-10 | 5spot_SharedNeighbor | CO2 | Porous | Wet | R600a | MinimizeLCOE_Brownfield | IgnoreSilica | 2019 | 53.1102 | 1.0729 | 0.047454 | 4 | 85618.5439 | 240787.7172 | 1745.4498 | 4908.7833 | 28.2162 | 1.1475 | 28.9969 | 337583.9567 | 0 | 437482.0557 | 0 | 0 | 0 | 0 | 302275.7448 | 786459.4828 | 536774.7571 | 2400575.9972 | 961560.8286 | 12889752.6116 | 12889752.6116 | 10890904.1141 | 5673152.4101 | 0 | 16251889.4374 | 45705698.5732 | 237137.3706 | 0.18982 | 85618.5439 | 240787.7172 | 1745.4498 | 4908.7833
1 | 3300 | 707 | 0.015 | 15 | 15 | 7 | 3.1623e-10 | 5spot_SharedNeighbor | CO2 | Porous | Wet | R600a | MinimizeLCOE_Brownfield | IgnoreSilica | 2019 | 57.2246 | 1.164 | 0.0497 | 4 | 82404.4089 | 230563.6365 | 1679.9253 | 4700.3516 | 28.1692 | 1.126 | 39.2455 | 351493.8071 | 0 | 465535.3864 | 0 | 0 | 0 | 0 | 318641.3855 | 829039.5226 | 565836.5093 | 2530546.6108 | 961560.8286 | 12889752.6116 | 12889752.6116 | 10890904.1141 | 5673152.4101 | 0 | 16381860.051 | 45835669.1868 | 316227.766 | 0.1988 | 82404.4089 | 230563.6365 | 1679.9253 | 4700.3516
1 | 3300 | 707 | 0.015 | 15 | 15 | 7 | 4.217e-10 | 5spot_SharedNeighbor | CO2 | Porous | Wet | R600a | MinimizeLCOE_Brownfield | IgnoreSilica | 2019 | 60.7596 | 1.2423 | 0.051271 | 4 | 80401.8489 | 224021.487 | 1639.1004 | 4566.981 | 28.1211 | 1.1047 | 41.3292 | 362180.5729 | 0 | 489432.6674 | 0 | 0 | 0 | 0 | 332129.1637 | 864131.955 | 589787.8154 | 2637662.1744 | 961560.8286 | 12889752.6116 | 12889752.6116 | 10890904.1141 | 5673152.4101 | 0 | 16488975.6146 | 45942784.7504 | 421696.5034 | 0.20508 | 80401.8489 | 224021.487 | 1639.1004 | 4566.981
1 | 3300 | 707 | 0.015 | 15 | 15 | 7 | 5.6234e-10 | 5spot_SharedNeighbor | CO2 | Porous | Wet | R600a | MinimizeLCOE_Brownfield | IgnoreSilica | 2019 | 63.5829 | 1.3047 | 0.052325 | 4 | 79177.403 | 219902.2726 | 1614.1385 | 4483.0053 | 28.0795 | 1.0867 | 37.6519 | 370018.0477 | 0 | 508363.3174 | 0 | 0 | 0 | 0 | 342568.7324 | 891293.5712 | 608326.1766 | 2720569.8453 | 961560.8286 | 12889752.6116 | 12889752.6116 | 10890904.1141 | 5673152.4101 | 0 | 16571883.2855 | 46025692.4213 | 562341.3252 | 0.2093 | 79177.403 | 219902.2726 | 1614.1385 | 4483.0053
1 | 3300 | 707 | 0.015 | 15 | 15 | 7 | 7.4989e-10 | 5spot_SharedNeighbor | CO2 | Porous | Wet | R600a | MinimizeLCOE_Brownfield | IgnoreSilica | 2019 | 65.7903 | 1.3536 | 0.053024 | 4 | 78431.4762 | 217300.7914 | 1598.9317 | 4429.9706 | 28.0452 | 1.072 | 30.4686 | 375720.935 | 0 | 523072.8281 | 0 | 0 | 0 | 0 | 350529.5676 | 912006.0314 | 622462.8563 | 2783792.2184 | 961560.8286 | 12889752.6116 | 12889752.6116 | 10890904.1141 | 5673152.4101 | 0 | 16635105.6586 | 46088914.7944 | 749894.2093 | 0.2121 | 78431.4762 | 217300.7914 | 1598.9317 | 4429.9706
1 | 3300 | 707 | 0.015 | 15 | 15 | 7 | 1e-09 | 5spot_SharedNeighbor | CO2 | Porous | Wet | R600a | MinimizeLCOE_Brownfield | IgnoreSilica | 2019 | 67.505 | 1.3915 | 0.053484 | 4 | 77981.6863 | 215656.4481 | 1589.7622 | 4396.4484 | 28.0173 | 1.0602 | 38.1423 | 379877.8893 | 0 | 534448.9015 | 0 | 0 | 0 | 0 | 356587.4484 | 927767.3947 | 633220.3106 | 2831901.9445 | 961560.8286 | 12889752.6116 | 12889752.6116 | 10890904.1141 | 5673152.4101 | 0 | 16683215.3847 | 46137024.5204 | 1000000 | 0.21394 | 77981.6863 | 215656.4481 | 1589.7622 | 4396.4484
1 | 3300 | 707 | 0.015 | 15 | 15 | 7 | 1.3335e-09 | 5spot_SharedNeighbor | CO2 | Porous | Wet | R600a | MinimizeLCOE_Brownfield | IgnoreSilica | 2019 | 68.828 | 1.4208 | 0.053787 | 4 | 77713.3361 | 214614.7417 | 1584.2915 | 4375.2118 | 27.9951 | 1.0508 | 43.9558 | 382915.1159 | 0 | 543199.2185 | 0 | 0 | 0 | 0 | 361184.5904 | 939728.2152 | 641383.8163 | 2868410.9564 | 961560.8286 | 12889752.6116 | 12889752.6116 | 10890904.1141 | 5673152.4101 | 0 | 16719724.3966 | 46173533.5324 | 1333521.4322 | 0.21515 | 77713.3361 | 214614.7417 | 1584.2915 | 4375.2118
1 | 3300 | 707 | 0.015 | 15 | 15 | 7 | 1.7783e-09 | 5spot_SharedNeighbor | CO2 | Porous | Wet | R600a | MinimizeLCOE_Brownfield | IgnoreSilica | 2019 | 69.8608 | 1.4436 | 0.053979 | 4 | 77565.6123 | 213977.8737 | 1581.2799 | 4362.2284 | 27.9769 | 1.0432 | 32.5853 | 385152.3903 | 0 | 550020.6239 | 0 | 0 | 0 | 0 | 364717.4755 | 948920.0575 | 647657.4376 | 2896467.9847 | 961560.8286 | 12889752.6116 | 12889752.6116 | 10890904.1141 | 5673152.4101 | 0 | 16747781.4249 | 46201590.5607 | 1778279.41 | 0.21592 | 77565.6123 | 213977.8737 | 1581.2799 | 4362.2284
1 | 3300 | 707 | 0.015 | 15 | 15 | 7 | 2.3714e-09 | 5spot_SharedNeighbor | CO2 | Porous | Wet | R600a | MinimizeLCOE_Brownfield | IgnoreSilica | 2019 | 70.5038 | 1.4578 | 0.054106 | 4 | 77465.0343 | 213558.6017 | 1579.2295 | 4353.681 | 27.966 | 1.0387 | 40.0962 | 386559.5467 | 0 | 554247.9271 | 0 | 0 | 0 | 0 | 366914.9148 | 954637.3437 | 651559.6029 | 2913919.3351 | 961560.8286 | 12889752.6116 | 12889752.6116 | 10890904.1141 | 5673152.4101 | 0 | 16765232.7753 | 46219041.9111 | 2371373.7057 | 0.21642 | 77465.0343 | 213558.6017 | 1579.2295 | 4353.681
1 | 3300 | 707 | 0.015 | 15 | 15 | 7 | 3.1623e-09 | 5spot_SharedNeighbor | CO2 | Porous | Wet | R600a | MinimizeLCOE_Brownfield | IgnoreSilica | 2019 | 71.1838 | 1.4728 | 0.054215 | 4 | 77392.8887 | 213212.0136 | 1577.7587 | 4346.6153 | 27.9539 | 1.0337 | 36.7262 | 387974.1195 | 0 | 558719.5546 | 0 | 0 | 0 | 0 | 369210.5329 | 960610.0711 | 655636.1121 | 2932150.3902 | 961560.8286 | 12889752.6116 | 12889752.6116 | 10890904.1141 | 5673152.4101 | 0 | 16783463.8303 | 46237272.9661 | 3162277.6602 | 0.21686 | 77392.8887 | 213212.0136 | 1577.7587 | 4346.6153
1 | 3300 | 707 | 0.015 | 15 | 15 | 7 | 4.217e-09 | 5spot_SharedNeighbor | CO2 | Porous | Wet | R600a | MinimizeLCOE_Brownfield | IgnoreSilica | 2019 | 71.5172 | 1.4802 | 0.054265 | 4 | 77362.5707 | 213056.575 | 1577.1406 | 4343.4465 | 27.948 | 1.0312 | 34.409 | 388656.1428 | 0 | 560909.3855 | 0 | 0 | 0 | 0 | 370330.556 | 963524.1416 | 657625.0251 | 2941045.2509 | 961560.8286 | 12889752.6116 | 12889752.6116 | 10890904.1141 | 5673152.4101 | 0 | 16792358.6911 | 46246167.8269 | 4216965.0343 | 0.21706 | 77362.5707 | 213056.575 | 1577.1406 | 4343.4465
1 | 3300 | 707 | 0.015 | 15 | 15 | 7 | 5.6234e-09 | 5spot_SharedNeighbor | CO2 | Porous | Wet | R600a | MinimizeLCOE_Brownfield | IgnoreSilica | 2019 | 71.9608 | 1.49 | 0.05432 | 4 | 77337.9534 | 212894.0294 | 1576.6388 | 4340.1328 | 27.9398 | 1.0278 | 31.89 | 389530.0237 | 0 | 563825.0956 | 0 | 0 | 0 | 0 | 371808.4965 | 967369.4396 | 660249.52 | 2952782.5754 | 961560.8286 | 12889752.6116 | 12889752.6116 | 10890904.1141 | 5673152.4101 | 0 | 16804096.0156 | 46257905.1514 | 5623413.2519 | 0.21728 | 77337.9534 | 212894.0294 | 1576.6388 | 4340.1328
1 | 3300 | 707 | 0.015 | 15 | 15 | 7 | 7.4989e-09 | 5spot_SharedNeighbor | CO2 | Porous | Wet | R600a | MinimizeLCOE_Brownfield | IgnoreSilica | 2019 | 72.2166 | 1.4956 | 0.054349 | 4 | 77327.9996 | 212812.3166 | 1576.4359 | 4338.4669 | 27.9351 | 1.0259 | 33.9967 | 390024.5153 | 0 | 565505.5413 | 0 | 0 | 0 | 0 | 372656.7221 | 969576.3484 | 661755.7806 | 2959518.9077 | 961560.8286 | 12889752.6116 | 12889752.6116 | 10890904.1141 | 5673152.4101 | 0 | 16810832.3479 | 46264641.4837 | 7498942.0933 | 0.2174 | 77327.9996 | 212812.3166 | 1576.4359 | 4338.4669
1 | 3300 | 707 | 0.015 | 15 | 15 | 7 | 1e-08 | 5spot_SharedNeighbor | CO2 | Porous | Wet | R600a | MinimizeLCOE_Brownfield | IgnoreSilica | 2019 | 72.4018 | 1.4997 | 0.054373 | 4 | 77316.994 | 212742.6164 | 1576.2115 | 4337.046 | 27.9317 | 1.0245 | 33.2814 | 390390.1227 | 0 | 566719.5117 | 0 | 0 | 0 | 0 | 373272.7574 | 971179.146 | 662849.7229 | 2964411.2606 | 961560.8286 | 12889752.6116 | 12889752.6116 | 10890904.1141 | 5673152.4101 | 0 | 16815724.7008 | 46269533.8366 | 10000000 | 0.21749 | 77316.994 | 212742.6164 | 1576.2115 | 4337.046
1 | 3400 | 707 | 0.015 | 15 | 15 | 7 | 1e-13 | 5spot_SharedNeighbor | CO2 | Porous | Wet | R600a | MinimizeLCOE_Brownfield | IgnoreSilica | 2019 | 0 | 0 | 0 | 0 |  |  |  |  | 15 |  | 14.0344 | [19 empty] | 100 | 0
1 | 3400 | 707 | 0.015 | 15 | 15 | 7 | 1.3335e-13 | 5spot_SharedNeighbor | CO2 | Porous | Wet | R600a | MinimizeLCOE_Brownfield | IgnoreSilica | 2019 | 0 | 0 | 0 | 0 |  |  |  |  | 15 |  | 16.5417 | [19 empty] | 133.3521 | 0
1 | 3400 | 707 | 0.015 | 15 | 15 | 7 | 1.7783e-13 | 5spot_SharedNeighbor | CO2 | Porous | Wet | R600a | MinimizeLCOE_Brownfield | IgnoreSilica | 2019 | 0 | 0 | 0 | 0 |  |  |  |  | 15 |  | 16.3717 | [19 empty] | 177.8279 | 0
1 | 3400 | 707 | 0.015 | 15 | 15 | 7 | 2.3714e-13 | 5spot_SharedNeighbor | CO2 | Porous | Wet | R600a | MinimizeLCOE_Brownfield | IgnoreSilica | 2019 | 0 | 0 | 0 | 0 |  |  |  |  | 15 |  | 18.9971 | [19 empty] | 237.1374 | 0
1 | 3400 | 707 | 0.015 | 15 | 15 | 7 | 3.1623e-13 | 5spot_SharedNeighbor | CO2 | Porous | Wet | R600a | MinimizeLCOE_Brownfield | IgnoreSilica | 2019 | 0 | 0 | 0 | 0 |  |  |  |  | 15 |  | 16.9618 | [19 empty] | 316.2278 | 0
1 | 3400 | 707 | 0.015 | 15 | 15 | 7 | 4.217e-13 | 5spot_SharedNeighbor | CO2 | Porous | Wet | R600a | MinimizeLCOE_Brownfield | IgnoreSilica | 2019 | 0 | 0 | 0 | 0 |  |  |  |  | 15 |  | 17.0864 | [19 empty] | 421.6965 | 0
1 | 3400 | 707 | 0.015 | 15 | 15 | 7 | 5.6234e-13 | 5spot_SharedNeighbor | CO2 | Porous | Wet | R600a | MinimizeLCOE_Brownfield | IgnoreSilica | 2019 | 0 | 0 | 0 | 0 |  |  |  |  | 15 |  | 17.8335 | [19 empty] | 562.3413 | 0
1 | 3400 | 707 | 0.015 | 15 | 15 | 7 | 7.4989e-13 | 5spot_SharedNeighbor | CO2 | Porous | Wet | R600a | MinimizeLCOE_Brownfield | IgnoreSilica | 2019 | 0 | 0 | 0 | 0 |  |  |  |  | 15 |  | 15.949 | [19 empty] | 749.8942 | 0
1 | 3400 | 707 | 0.015 | 15 | 15 | 7 | 1e-12 | 5spot_SharedNeighbor | CO2 | Porous | Wet | R600a | MinimizeLCOE_Brownfield | IgnoreSilica | 2019 | 1.6 | -0.04886 | 1.8181e-07 | 4 | 19952978651.2263 | 61712415397.4234 | 406768458.2063 | 1258091060.096 | 25.6881 | 1.0347 | 19.6236 | 25485.9158 | 0 | 10835.2731 | 0 | 0 | 0 | 25722.7061 | 24197.119 | 62955.9402 | 42968.7228 | 192165.6771 | 961560.8286 | 13356693.023 | 13356693.023 | 11179097.8575 | 5832955.4136 | 0 | 14510419.5287 | 44879165.8229 | 1000 | 7.2723e-07 | 19952978651.2263 | 61712415397.4234 | 406768458.2063 | 1258091060.096
1 | 3400 | 707 | 0.015 | 15 | 15 | 7 | 1.3335e-12 | 5spot_SharedNeighbor | CO2 | Porous | Wet | R600a | MinimizeLCOE_Brownfield | IgnoreSilica | 2019 | 1.6 | -0.046475 | 0.00056608 | 4 | 6398499.2433 | 19810341.7111 | 130442.0617 | 403860.6113 | 25.6875 | 1.0343 | 17.1479 | 25479.4109 | 0 | 10836.9978 | 0 | 0 | 0 | 18576.2692 | 21408.1444 | 55699.6003 | 38016.1217 | 170016.5444 | 961560.8286 | 13356693.023 | 13356693.023 | 11179097.8575 | 5832955.4136 | 0 | 14488270.3961 | 44857016.6902 | 1333.5214 | 0.0022643 | 6398499.2433 | 19810341.7111 | 130442.0617 | 403860.6113
1 | 3400 | 707 | 0.015 | 15 | 15 | 7 | 1.7783e-12 | 5spot_SharedNeighbor | CO2 | Porous | Wet | R600a | MinimizeLCOE_Brownfield | IgnoreSilica | 2019 | 1.6 | -0.044691 | 0.00098883 | 4 | 3658115.415 | 11336057.7048 | 74575.6307 | 231100.8695 | 25.6879 | 1.0346 | 17.0812 | 25483.8613 | 0 | 10835.8179 | 0 | 0 | 0 | 12360.9842 | 18985.4587 | 49396.2691 | 33713.9686 | 150776.3597 | 961560.8286 | 13356693.023 | 13356693.023 | 11179097.8575 | 5832955.4136 | 0 | 14469030.2114 | 44837776.5055 | 1778.2794 | 0.0039553 | 3658115.415 | 11336057.7048 | 74575.6307 | 231100.8695
1 | 3400 | 707 | 0.015 | 15 | 15 | 7 | 2.3714e-12 | 5spot_SharedNeighbor | CO2 | Porous | Wet | R600a | MinimizeLCOE_Brownfield | IgnoreSilica | 2019 | 1.6 | -0.043347 | 0.0013054 | 4 | 2767669.0187 | 8583835.1871 | 56422.6765 | 174993.0908 | 25.6881 | 1.0347 | 18.4966 | 25485.6186 | 0 | 10835.3519 | 0 | 0 | 0 | 6606.1159 | 16741.5637 | 43558.1147 | 29729.3083 | 132956.0732 | 961560.8286 | 13356693.023 | 13356693.023 | 11179097.8575 | 5832955.4136 | 0 | 14451209.9249 | 44819956.219 | 2371.3737 | 0.0052214 | 2767669.0187 | 8583835.1871 | 56422.6765 | 174993.0908
1 | 3400 | 707 | 0.015 | 15 | 15 | 7 | 3.1623e-12 | 5spot_SharedNeighbor | CO2 | Porous | Wet | R600a | MinimizeLCOE_Brownfield | IgnoreSilica | 2019 | 2.6452 | -0.031495 | 0.0018712 | 4 | 1948123.9569 | 6005614.0703 | 39715.1419 | 122432.566 | 27.0021 | 1.2052 | 26.5512 | 41006.7647 | 0 | 25621.9524 | 0 | 0 | 0 | 18188.8461 | 33078.8496 | 86064.3814 | 58740.7087 | 262701.5029 | 961560.8286 | 13356693.023 | 13356693.023 | 11179097.8575 | 5832955.4136 | 0 | 14580955.3546 | 44949701.6487 | 3162.2777 | 0.0074846 | 1948123.9569 | 6005614.0703 | 39715.1419 | 122432.566
1 | 3400 | 707 | 0.015 | 15 | 15 | 7 | 4.217e-12 | 5spot_SharedNeighbor | CO2 | Porous | Wet | R600a | MinimizeLCOE_Brownfield | IgnoreSilica | 2019 | 3.5124 | -0.016431 | 0.0025544 | 4 | 1435557.4075 | 4407753.5394 | 29265.7795 | 89858.0178 | 27.5493 | 1.2774 | 28.8042 | 52505.5299 | 0 | 36890.9224 | 0 | 0 | 0 | 23514.698 | 44035.3486 | 114570.9442 | 78197.0236 | 349714.4666 | 961560.8286 | 13356693.023 | 13356693.023 | 11179097.8575 | 5832955.4136 | 0 | 14667968.3183 | 45036714.6124 | 4216.965 | 0.010218 | 1435557.4075 | 4407753.5394 | 29265.7795 | 89858.0178
1 | 3400 | 707 | 0.015 | 15 | 15 | 7 | 5.6234e-12 | 5spot_SharedNeighbor | CO2 | Porous | Wet | R600a | MinimizeLCOE_Brownfield | IgnoreSilica | 2019 | 4.665 | 0.0061007 | 0.0034713 | 4 | 1064068.6935 | 3251191.4845 | 21692.4796 | 66279.936 | 27.9804 | 1.3346 | 35.5748 | 66474.3175 | 0 | 50939.8269 | 0 | 0 | 0 | 30008.6439 | 57494.8874 | 149589.9033 | 102098.1828 | 456605.7619 | 961560.8286 | 13356693.023 | 13356693.023 | 11179097.8575 | 5832955.4136 | 0 | 14774859.6135 | 45143605.9077 | 5623.4133 | 0.013885 | 1064068.6935 | 3251191.4845 | 21692.4796 | 66279.936
1 | 3400 | 707 | 0.015 | 15 | 15 | 7 | 7.4989e-12 | 5spot_SharedNeighbor | CO2 | Porous | Wet | R600a | MinimizeLCOE_Brownfield | IgnoreSilica | 2019 | 6.1575 | 0.037347 | 0.0046921 | 4 | 793979.5389 | 2412042.6259 | 16186.3468 | 49172.7515 | 28.3086 | 1.3783 | 44.2872 | 82993.5974 | 0 | 68013.8087 | 0 | 0 | 0 | 37422.2867 | 73487.5802 | 191199.6093 | 130497.6621 | 583614.5444 | 961560.8286 | 13356693.023 | 13356693.023 | 11179097.8575 | 5832955.4136 | 0 | 14901868.3961 | 45270614.6902 | 7498.9421 | 0.018769 | 793979.5389 | 2412042.6259 | 16186.3468 | 49172.7515
1 | 3400 | 707 | 0.015 | 15 | 15 | 7 | 1e-11 | 5spot_SharedNeighbor | CO2 | Porous | Wet | R600a | MinimizeLCOE_Brownfield | IgnoreSilica | 2019 | 8.1092 | 0.079811 | 0.0063054 | 4 | 596906.3035 | 1800974.3813 | 12168.7424 | 36715.2988 | 28.5597 | 1.4114 | 36.2636 | 102727.2411 | 0 | 88996.4052 | 0 | 0 | 0 | 46160.8643 | 92774.9591 | 241381.4129 | 164747.7742 | 736788.657 | 961560.8286 | 13356693.023 | 13356693.023 | 11179097.8575 | 5832955.4136 | 0 | 15055042.5086 | 45423788.8028 | 10000 | 0.025222 | 596906.3035 | 1800974.3813 | 12168.7424 | 36715.2988
1 | 3400 | 707 | 0.015 | 15 | 15 | 7 | 1.3335e-11 | 5spot_SharedNeighbor | CO2 | Porous | Wet | R600a | MinimizeLCOE_Brownfield | IgnoreSilica | 2019 | 10.5887 | 0.13507 | 0.0084124 | 4 | 452716.4415 | 1355219.1226 | 9229.237 | 27627.9749 | 28.7456 | 1.435 | 32.7471 | 125655.8003 | 0 | 114105.2572 | 0 | 0 | 0 | 55797.299 | 115267.759 | 299903.0644 | 204690.0038 | 915419.1837 | 961560.8286 | 13356693.023 | 13356693.023 | 11179097.8575 | 5832955.4136 | 0 | 15233673.0354 | 45602419.3295 | 13335.2143 | 0.033649 | 452716.4415 | 1355219.1226 | 9229.237 | 27627.9749
1 | 3400 | 707 | 0.015 | 15 | 15 | 7 | 1.7783e-11 | 5spot_SharedNeighbor | CO2 | Porous | Wet | R600a | MinimizeLCOE_Brownfield | IgnoreSilica | 2019 | 13.695 | 0.2053 | 0.01112 | 4 | 347121.8553 | 1029896.246 | 7076.5485 | 20995.828 | 28.8802 | 1.4506 | 37.2957 | 151966.8189 | 0 | 143824.0834 | 0 | 0 | 0 | 66203.3737 | 141177.7676 | 367315.5919 | 250700.439 | 1121188.0746 | 961560.8286 | 13356693.023 | 13356693.023 | 11179097.8575 | 5832955.4136 | 0 | 15439441.9262 | 45808188.2204 | 17782.7941 | 0.044478 | 347121.8553 | 1029896.246 | 7076.5485 | 20995.828
1 | 3400 | 707 | 0.015 | 15 | 15 | 7 | 2.3714e-11 | 5spot_SharedNeighbor | CO2 | Porous | Wet | R600a | MinimizeLCOE_Brownfield | IgnoreSilica | 2019 | 17.4487 | 0.29104 | 0.014511 | 4 | 269913.8286 | 793098.4316 | 5502.5585 | 16168.3843 | 28.9723 | 1.4589 | 40.2892 | 181136.1439 | 0 | 177883.6601 | 0 | 0 | 0 | 76575.8551 | 169882.3071 | 441998.9153 | 301673.3419 | 1349150.2235 | 961560.8286 | 13356693.023 | 13356693.023 | 11179097.8575 | 5832955.4136 | 0 | 15667404.0751 | 46036150.3693 | 23713.7371 | 0.058046 | 269913.8286 | 793098.4316 | 5502.5585 | 16168.3843
1 | 3400 | 707 | 0.015 | 15 | 15 | 7 | 3.1623e-11 | 5spot_SharedNeighbor | CO2 | Porous | Wet | R600a | MinimizeLCOE_Brownfield | IgnoreSilica | 2019 | 21.7996 | 0.39118 | 0.018611 | 4 | 213701.0279 | 621632.3024 | 4356.5845 | 12672.8153 | 29.0291 | 1.4604 | 39.7758 | 212207.5386 | 0 | 215504.7495 | 0 | 0 | 0 | 85929.1092 | 200320.145 | 521191.9259 | 355724.1988 | 1590877.667 | 961560.8286 | 13356693.023 | 13356693.023 | 11179097.8575 | 5832955.4136 | 0 | 15909131.5187 | 46277877.8128 | 31622.7766 | 0.074446 | 213701.0279 | 621632.3024 | 4356.5845 | 12672.8153
1 | 3400 | 707 | 0.015 | 15 | 15 | 7 | 4.217e-11 | 5spot_SharedNeighbor | CO2 | Porous | Wet | R600a | MinimizeLCOE_Brownfield | IgnoreSilica | 2019 | 26.513 | 0.50045 | 0.02333 | 4 | 173026.1873 | 498454.3738 | 3527.3729 | 10161.6666 | 29.0566 | 1.4558 | 42.5461 | 243213.4808 | 0 | 254572.2072 | 0 | 0 | 0 | 92555.7652 | 230233.1667 | 599019.4726 | 408843.0986 | 1828437.1911 | 961560.8286 | 13356693.023 | 13356693.023 | 11179097.8575 | 5832955.4136 | 0 | 16146691.0428 | 46515437.3369 | 42169.6503 | 0.093319 | 173026.1873 | 498454.3738 | 3527.3729 | 10161.6666
1 | 3400 | 707 | 0.015 | 15 | 15 | 7 | 5.6234e-11 | 5spot_SharedNeighbor | CO2 | Porous | Wet | R600a | MinimizeLCOE_Brownfield | IgnoreSilica | 2019 | 31.3197 | 0.61267 | 0.028456 | 4 | 143778.3681 | 410582.1656 | 2931.1165 | 8370.2728 | 29.0615 | 1.4463 | 35.834 | 272438.4778 | 0 | 293020.259 | 0 | 0 | 0 | 95518.2359 | 257781.0193 | 670693.3342 | 457761.982 | 2047213.3082 | 961560.8286 | 13356693.023 | 13356693.023 | 11179097.8575 | 5832955.4136 | 0 | 16365467.1598 | 46734213.454 | 56234.1325 | 0.11382 | 143778.3681 | 410582.1656 | 2931.1165 | 8370.2728
1 | 3400 | 707 | 0.015 | 15 | 15 | 7 | 7.4989e-11 | 5spot_SharedNeighbor | CO2 | Porous | Wet | R600a | MinimizeLCOE_Brownfield | IgnoreSilica | 2019 | 35.9017 | 0.7204 | 0.033688 | 4 | 122834.7215 | 348203.4532 | 2504.1519 | 7098.5984 | 29.0507 | 1.4335 | 46.162 | 298300.3784 | 0 | 328625.8114 | 0 | 0 | 0 | 94323.6537 | 281287.4389 | 731852.2161 | 499504.1756 | 2233893.6741 | 961560.8286 | 13356693.023 | 13356693.023 | 11179097.8575 | 5832955.4136 | 0 | 16552147.5257 | 46920893.8199 | 74989.4209 | 0.13475 | 122834.7215 | 348203.4532 | 2504.1519 | 7098.5984
1 | 3400 | 707 | 0.015 | 15 | 15 | 7 | 1e-10 | 5spot_SharedNeighbor | CO2 | Porous | Wet | R600a | MinimizeLCOE_Brownfield | IgnoreSilica | 2019 | 40 | 0.81745 | 0.038712 | 4 | 107847.1887 | 303967.9833 | 2198.6108 | 6196.7985 | 29.0309 | 1.4194 | 41.781 | 319905.6576 | 0 | 359759.3307 | 0 | 0 | 0 | 89266.5739 | 299883.3092 | 780234.8561 | 532526.3215 | 2381576.049 | 961560.8286 | 13356693.023 | 13356693.023 | 11179097.8575 | 5832955.4136 | 0 | 16699829.9007 | 47068576.1948 | 100000 | 0.15485 | 107847.1887 | 303967.9833 | 2198.6108 | 6196.7985
1 | 3400 | 707 | 0.015 | 15 | 15 | 7 | 1.3335e-10 | 5spot_SharedNeighbor | CO2 | Porous | Wet | R600a | MinimizeLCOE_Brownfield | IgnoreSilica | 2019 | 43.4922 | 0.90071 | 0.043284 | 4 | 97090.9807 | 272496.2382 | 1979.331 | 5555.2044 | 29.0076 | 1.4055 | 47.7255 | 337231.4304 | 0 | 385835.0066 | 0 | 0 | 0 | 81378.2853 | 313733.4417 | 816270.0597 | 557121.0884 | 2491569.3122 | 961560.8286 | 13356693.023 | 13356693.023 | 11179097.8575 | 5832955.4136 | 0 | 16809823.1638 | 47178569.458 | 133352.1432 | 0.17313 | 97090.9807 | 272496.2382 | 1979.331 | 5555.2044
1 | 3400 | 707 | 0.015 | 15 | 15 | 7 | 1.7783e-10 | 5spot_SharedNeighbor | CO2 | Porous | Wet | R600a | MinimizeLCOE_Brownfield | IgnoreSilica | 2019 | 46.3887 | 0.97013 | 0.047266 | 4 | 89329.6696 | 249955.2224 | 1821.1061 | 5095.6753 | 28.9841 | 1.3928 | 42.3209 | 350863.8807 | 0 | 407182.1743 | 0 | 0 | 0 | 72012.7094 | 323722.9181 | 842260.6283 | 574860.1855 | 2570902.4963 | 961560.8286 | 13356693.023 | 13356693.023 | 11179097.8575 | 5832955.4136 | 0 | 16889156.348 | 47257902.6421 | 177827.941 | 0.18907 | 89329.6696 | 249955.2224 | 1821.1061 | 5095.6753
1 | 3400 | 707 | 0.015 | 15 | 15 | 7 | 2.3714e-10 | 5spot_SharedNeighbor | CO2 | Porous | Wet | R600a | MinimizeLCOE_Brownfield | IgnoreSilica | 2019 | 48.6861 | 1.0255 | 0.050608 | 4 | 83692.035 | 233712.7164 | 1706.1753 | 4764.5498 | 28.963 | 1.3819 | 42.8366 | 361208.0232 | 0 | 423950.7691 | 0 | 0 | 0 | 61900.7261 | 330353.2122 | 859511.2934 | 586634.1189 | 2623558.1429 | 961560.8286 | 13356693.023 | 13356693.023 | 11179097.8575 | 5832955.4136 | 0 | 16941811.9946 | 47310558.2887 | 237137.3706 | 0.20243 | 83692.035 | 233712.7164 | 1706.1753 | 4764.5498
1 | 3400 | 707 | 0.015 | 15 | 15 | 7 | 3.1623e-10 | 5spot_SharedNeighbor | CO2 | Porous | Wet | R600a | MinimizeLCOE_Brownfield | IgnoreSilica | 2019 | 50.4696 | 1.0687 | 0.053333 | 4 | 79568.7335 | 221922.8163 | 1622.1163 | 4524.1968 | 28.9452 | 1.373 | 49.5683 | 368953.751 | 0 | 436875.0984 | 0 | 0 | 0 | 51814.7098 | 334480.9881 | 870250.9196 | 593964.1345 | 2656339.6015 | 961560.8286 | 13356693.023 | 13356693.023 | 11179097.8575 | 5832955.4136 | 0 | 16974593.4531 | 47343339.7473 | 316227.766 | 0.21333 | 79568.7335 | 221922.8163 | 1622.1163 | 4524.1968
1 | 3400 | 707 | 0.015 | 15 | 15 | 7 | 4.217e-10 | 5spot_SharedNeighbor | CO2 | Porous | Wet | R600a | MinimizeLCOE_Brownfield | IgnoreSilica | 2019 | 51.8332 | 1.1019 | 0.055509 | 4 | 76533.2378 | 213306.6647 | 1560.2336 | 4348.5449 | 28.9307 | 1.366 | 52.2827 | 374709.1708 | 0 | 446705.6259 | 0 | 0 | 0 | 42236.871 | 336824.1504 | 876347.3472 | 598125.0716 | 2674948.237 | 961560.8286 | 13356693.023 | 13356693.023 | 11179097.8575 | 5832955.4136 | 0 | 16993202.0887 | 47361948.3828 | 421696.5034 | 0.22204 | 76533.2378 | 213306.6647 | 1560.2336 | 4348.5449
1 | 3400 | 707 | 0.015 | 15 | 15 | 7 | 5.6234e-10 | 5spot_SharedNeighbor | CO2 | Porous | Wet | R600a | MinimizeLCOE_Brownfield | IgnoreSilica | 2019 | 52.8271 | 1.1262 | 0.057212 | 4 | 74285.0457 | 206988.2832 | 1514.4011 | 4219.7361 | 28.9196 | 1.3607 | 48.8536 | 378812.7016 | 0 | 453843.3108 | 0 | 0 | 0 | 33162.9107 | 337669.38 | 878546.4613 | 599626.0121 | 2681660.7766 | 961560.8286 | 13356693.023 | 13356693.023 | 11179097.8575 | 5832955.4136 | 0 | 16999914.6282 | 47368660.9224 | 562341.3252 | 0.22885 | 74285.0457 | 206988.2832 | 1514.4011 | 4219.7361
1 | 3400 | 707 | 0.015 | 15 | 15 | 7 | 7.4989e-10 | 5spot_SharedNeighbor | CO2 | Porous | Wet | R600a | MinimizeLCOE_Brownfield | IgnoreSilica | 2019 | 53.5293 | 1.1436 | 0.058524 | 4 | 72610.212 | 202337.4085 | 1480.2574 | 4124.9218 | 28.9116 | 1.3568 | 180.0849 | 381665.5776 | 0 | 458872.889 | 0 | 0 | 0 | 24608.0851 | 337407.1552 | 877864.206 | 599160.3589 | 2679578.2718 | 961560.8286 | 13356693.023 | 13356693.023 | 11179097.8575 | 5832955.4136 | 0 | 16997832.1235 | 47366578.4176 | 749894.2093 | 0.2341 | 72610.212 | 202337.4085 | 1480.2574 | 4124.9218
1 | 3400 | 707 | 0.015 | 15 | 15 | 7 | 1e-09 | 5spot_SharedNeighbor | CO2 | Porous | Wet | R600a | MinimizeLCOE_Brownfield | IgnoreSilica | 2019 | 53.8601 | 1.1521 | 0.059493 | 4 | 71353.4503 | 198968.2507 | 1454.6366 | 4056.2369 | 28.9078 | 1.355 | 49.9013 | 382996.0155 | 0 | 461238.1095 | 0 | 0 | 0 | 15194.2866 | 335177.0805 | 872062.0092 | 595200.2404 | 2661867.7417 | 961560.8286 | 13356693.023 | 13356693.023 | 11179097.8575 | 5832955.4136 | 0 | 16980121.5934 | 47348867.8875 | 1000000 | 0.23797 | 71353.4503 | 198968.2507 | 1454.6366 | 4056.2369
1 | 3400 | 707 | 0.015 | 15 | 15 | 7 | 1.3335e-09 | 5spot_SharedNeighbor | CO2 | Porous | Wet | R600a | MinimizeLCOE_Brownfield | IgnoreSilica | 2019 | 54.084 | 1.1582 | 0.06025 | 4 | 70338.4364 | 196349.1713 | 1433.9442 | 4002.8434 | 28.9036 | 1.3531 | 42.9894 | 383771.6057 | 0 | 462865.1708 | 0 | 0 | 0 | 3599.759 | 331592.2489 | 862735.0126 | 588834.3736 | 2633398.1706 | 961560.8286 | 13356693.023 | 13356693.023 | 11179097.8575 | 5832955.4136 | 0 | 16951652.0223 | 47320398.3164 | 1333521.4322 | 0.241 | 70338.4364 | 196349.1713 | 1433.9442 | 4002.8434
1 | 3400 | 707 | 0.015 | 15 | 15 | 7 | 1.7783e-09 | 5spot_SharedNeighbor | CO2 | Porous | Wet | R600a | MinimizeLCOE_Brownfield | IgnoreSilica | 2019 | 55.0392 | 1.1805 | 0.060976 | 4 | 69635.8385 | 194147.372 | 1419.6208 | 3957.9568 | 28.8923 | 1.3478 | 41.6915 | 387550.6161 | 0 | 469677.6671 | 0 | 0 | 0 | 3579.9835 | 335715.224 | 873462.1482 | 596155.864 | 2666141.5029 | 961560.8286 | 13356693.023 | 13356693.023 | 11179097.8575 | 5832955.4136 | 0 | 16984395.3546 | 47353141.6487 | 1778279.41 | 0.2439 | 69635.8385 | 194147.372 | 1419.6208 | 3957.9568
1 | 3400 | 707 | 0.015 | 15 | 15 | 7 | 2.3714e-09 | 5spot_SharedNeighbor | CO2 | Porous | Wet | R600a | MinimizeLCOE_Brownfield | IgnoreSilica | 2019 | 55.7775 | 1.1978 | 0.061519 | 4 | 69124.0176 | 192536.0458 | 1409.1866 | 3925.1077 | 28.8832 | 1.3435 | 39.7492 | 390418.7665 | 0 | 474931.0345 | 0 | 0 | 0 | 3649.8834 | 338909.8769 | 881773.9798 | 601828.8598 | 2691512.4009 | 961560.8286 | 13356693.023 | 13356693.023 | 11179097.8575 | 5832955.4136 | 0 | 17009766.2526 | 47378512.5467 | 2371373.7057 | 0.24608 | 69124.0176 | 192536.0458 | 1409.1866 | 3925.1077
1 | 3400 | 707 | 0.015 | 15 | 15 | 7 | 3.1623e-09 | 5spot_SharedNeighbor | CO2 | Porous | Wet | R600a | MinimizeLCOE_Brownfield | IgnoreSilica | 2019 | 56.3452 | 1.2111 | 0.061926 | 4 | 68749.2172 | 191350.9598 | 1401.5458 | 3900.9481 | 28.876 | 1.3402 | 35.1506 | 392592.333 | 0 | 478963.6574 | 0 | 0 | 0 | 3765.4431 | 341375.3591 | 888188.6587 | 606207.01 | 2711092.4613 | 961560.8286 | 13356693.023 | 13356693.023 | 11179097.8575 | 5832955.4136 | 0 | 17029346.313 | 47398092.6071 | 3162277.6602 | 0.2477 | 68749.2172 | 191350.9598 | 1401.5458 | 3900.9481
1 | 3400 | 707 | 0.015 | 15 | 15 | 7 | 4.217e-09 | 5spot_SharedNeighbor | CO2 | Porous | Wet | R600a | MinimizeLCOE_Brownfield | IgnoreSilica | 2019 | 56.6936 | 1.2193 | 0.062209 | 4 | 68474.8715 | 190517.1145 | 1395.9529 | 3883.9491 | 28.872 | 1.3383 | 33.7364 | 393947.4646 | 0 | 481427.6162 | 0 | 0 | 0 | 3111.4059 | 342609.7298 | 891400.2381 | 608398.9789 | 2720895.4336 | 961560.8286 | 13356693.023 | 13356693.023 | 11179097.8575 | 5832955.4136 | 0 | 17039149.2853 | 47407895.5794 | 4216965.0343 | 0.24884 | 68474.8715 | 190517.1145 | 1395.9529 | 3883.9491
1 | 3400 | 707 | 0.015 | 15 | 15 | 7 | 5.6234e-09 | 5spot_SharedNeighbor | CO2 | Porous | Wet | R600a | MinimizeLCOE_Brownfield | IgnoreSilica | 2019 | 56.9003 | 1.2242 | 0.062424 | 4 | 68228.9978 | 189852.5123 | 1390.9404 | 3870.4003 | 28.8691 | 1.337 | 42.5525 | 394707.7992 | 0 | 482897.0842 | 0 | 0 | 0 | 0 | 342265.9045 | 890505.6752 | 607788.4214 | 2718164.8845 | 961560.8286 | 13356693.023 | 13356693.023 | 11179097.8575 | 5832955.4136 | 0 | 17036418.7362 | 47405165.0303 | 5623413.2519 | 0.24969 | 68228.9978 | 189852.5123 | 1390.9404 | 3870.4003
1 | 3400 | 707 | 0.015 | 15 | 15 | 7 | 7.4989e-09 | 5spot_SharedNeighbor | CO2 | Porous | Wet | R600a | MinimizeLCOE_Brownfield | IgnoreSilica | 2019 | 57.1392 | 1.2298 | 0.062593 | 4 | 68076.7415 | 189371.6916 | 1387.8365 | 3860.5981 | 28.866 | 1.3356 | 36.1746 | 395607.7584 | 0 | 484589.0338 | 0 | 0 | 0 | 0 | 343276.7489 | 893135.685 | 609583.4571 | 2726192.6833 | 961560.8286 | 13356693.023 | 13356693.023 | 11179097.8575 | 5832955.4136 | 0 | 17044446.5349 | 47413192.829 | 7498942.0933 | 0.25037 | 68076.7415 | 189371.6916 | 1387.8365 | 3860.5981
1 | 3400 | 707 | 0.015 | 15 | 15 | 7 | 1e-08 | 5spot_SharedNeighbor | CO2 | Porous | Wet | R600a | MinimizeLCOE_Brownfield | IgnoreSilica | 2019 | 57.3218 | 1.2341 | 0.06272 | 4 | 67962.8085 | 189011.3149 | 1385.5138 | 3853.2513 | 28.8636 | 1.3345 | 42.1055 | 396289.8124 | 0 | 485882.0575 | 0 | 0 | 0 | 0 | 344047.0292 | 895139.7963 | 610951.3043 | 2732309.9997 | 961560.8286 | 13356693.023 | 13356693.023 | 11179097.8575 | 5832955.4136 | 0 | 17050563.8513 | 47419310.1455 | 10000000 | 0.25088 | 67962.8085 | 189011.3149 | 1385.5138 | 3853.2513
1 | 3500 | 707 | 0.015 | 15 | 15 | 7 | 1e-13 | 5spot_SharedNeighbor | CO2 | Porous | Wet | R600a | MinimizeLCOE_Brownfield | IgnoreSilica | 2019 | 0 | 0 | 0 | 0 |  |  |  |  | 15 |  | 13.544 | [19 empty] | 100 | 0
1 | 3500 | 707 | 0.015 | 15 | 15 | 7 | 1.3335e-13 | 5spot_SharedNeighbor | CO2 | Porous | Wet | R600a | MinimizeLCOE_Brownfield | IgnoreSilica | 2019 | 0 | 0 | 0 | 0 |  |  |  |  | 15 |  | 15.86 | [19 empty] | 133.3521 | 0
1 | 3500 | 707 | 0.015 | 15 | 15 | 7 | 1.7783e-13 | 5spot_SharedNeighbor | CO2 | Porous | Wet | R600a | MinimizeLCOE_Brownfield | IgnoreSilica | 2019 | 0 | 0 | 0 | 0 |  |  |  |  | 15 |  | 16.7711 | [19 empty] | 177.8279 | 0
1 | 3500 | 707 | 0.015 | 15 | 15 | 7 | 2.3714e-13 | 5spot_SharedNeighbor | CO2 | Porous | Wet | R600a | MinimizeLCOE_Brownfield | IgnoreSilica | 2019 | 0 | 0 | 0 | 0 |  |  |  |  | 15 |  | 18.5939 | [19 empty] | 237.1374 | 0
1 | 3500 | 707 | 0.015 | 15 | 15 | 7 | 3.1623e-13 | 5spot_SharedNeighbor | CO2 | Porous | Wet | R600a | MinimizeLCOE_Brownfield | IgnoreSilica | 2019 | 0 | 0 | 0 | 0 |  |  |  |  | 15 |  | 17.9329 | [19 empty] | 316.2278 | 0
1 | 3500 | 707 | 0.015 | 15 | 15 | 7 | 4.217e-13 | 5spot_SharedNeighbor | CO2 | Porous | Wet | R600a | MinimizeLCOE_Brownfield | IgnoreSilica | 2019 | 0 | 0 | 0 | 0 |  |  |  |  | 15 |  | 18.199 | [19 empty] | 421.6965 | 0
1 | 3500 | 707 | 0.015 | 15 | 15 | 7 | 5.6234e-13 | 5spot_SharedNeighbor | CO2 | Porous | Wet | R600a | MinimizeLCOE_Brownfield | IgnoreSilica | 2019 | 0 | 0 | 0 | 0 |  |  |  |  | 15 |  | 16.2021 | [19 empty] | 562.3413 | 0
1 | 3500 | 707 | 0.015 | 15 | 15 | 7 | 7.4989e-13 | 5spot_SharedNeighbor | CO2 | Porous | Wet | R600a | MinimizeLCOE_Brownfield | IgnoreSilica | 2019 | 0 | 0 | 0 | 0 |  |  |  |  | 15 |  | 15.3269 | [19 empty] | 749.8942 | 0
1 | 3500 | 707 | 0.015 | 15 | 15 | 7 | 1e-12 | 5spot_SharedNeighbor | CO2 | Porous | Wet | R600a | MinimizeLCOE_Brownfield | IgnoreSilica | 2019 | 1.6 | -0.050858 | 5.6822e-05 | 4 | 66001342.6068 | 203700831.4292 | 1345526.6425 | 4152716.9745 | 26.0758 | 1.211 | 17.6653 | 28363.1865 | 0 | 11060.7982 | 0 | 0 | 0 | 28463.6289 | 26476.1693 | 68885.5615 | 47015.8112 | 210265.1556 | 961560.8286 | 13829493.5254 | 13829493.5254 | 11472858.6872 | 5995102.4534 | 0 | 15001319.5096 | 46298774.1756 | 1000 | 0.00022729 | 66001342.6068 | 203700831.4292 | 1345526.6425 | 4152716.9745
1 | 3500 | 707 | 0.015 | 15 | 15 | 7 | 1.3335e-12 | 5spot_SharedNeighbor | CO2 | Porous | Wet | R600a | MinimizeLCOE_Brownfield | IgnoreSilica | 2019 | 1.6 | -0.048468 | 0.00062152 | 4 | 6025645.0739 | 18614628.1033 | 122840.9251 | 379484.372 | 26.075 | 1.2103 | 17.4026 | 28353.564 | 0 | 11063.4313 | 0 | 0 | 0 | 21699.7906 | 23835.5465 | 62015.2027 | 42326.6501 | 189294.1852 | 961560.8286 | 13829493.5254 | 13829493.5254 | 11472858.6872 | 5995102.4534 | 0 | 14980348.5392 | 46277803.2052 | 1333.5214 | 0.0024861 | 6025645.0739 | 18614628.1033 | 122840.9251 | 379484.372
1 | 3500 | 707 | 0.015 | 15 | 15 | 7 | 1.7783e-12 | 5spot_SharedNeighbor | CO2 | Porous | Wet | R600a | MinimizeLCOE_Brownfield | IgnoreSilica | 2019 | 1.6 | -0.046685 | 0.0010431 | 4 | 3586071.18 | 11087027.9987 | 73106.9115 | 226024.0621 | 26.0755 | 1.2107 | 16.5964 | 28359.0915 | 0 | 11061.9188 | 0 | 0 | 0 | 16012.0093 | 21618.8777 | 56247.8851 | 38390.3373 | 171690.1197 | 961560.8286 | 13829493.5254 | 13829493.5254 | 11472858.6872 | 5995102.4534 | 0 | 14962744.4737 | 46260199.1398 | 1778.2794 | 0.0041725 | 3586071.18 | 11087027.9987 | 73106.9115 | 226024.0621
1 | 3500 | 707 | 0.015 | 15 | 15 | 7 | 2.3714e-12 | 5spot_SharedNeighbor | CO2 | Porous | Wet | R600a | MinimizeLCOE_Brownfield | IgnoreSilica | 2019 | 1.6 | -0.045343 | 0.0013588 | 4 | 2750190.7843 | 8508593.5963 | 56066.359 | 173459.1892 | 26.0757 | 1.2109 | 17.8846 | 28361.7521 | 0 | 11061.1908 | 0 | 0 | 0 | 11101.9012 | 19704.6892 | 51267.5593 | 34991.1626 | 156488.2552 | 961560.8286 | 13829493.5254 | 13829493.5254 | 11472858.6872 | 5995102.4534 | 0 | 14947542.6092 | 46244997.2752 | 2371.3737 | 0.0054351 | 2750190.7843 | 8508593.5963 | 56066.359 | 173459.1892
1 | 3500 | 707 | 0.015 | 15 | 15 | 7 | 3.1623e-12 | 5spot_SharedNeighbor | CO2 | Porous | Wet | R600a | MinimizeLCOE_Brownfield | IgnoreSilica | 2019 | 2.7741 | -0.031406 | 0.0020063 | 4 | 1882027.5651 | 5781848.1008 | 38367.6775 | 117870.7941 | 27.6059 | 1.4088 | 30.3546 | 47257.9921 | 0 | 28206.7565 | 0 | 0 | 0 | 25557.0111 | 39398.4863 | 102506.7795 | 69962.9833 | 312890.0088 | 961560.8286 | 13829493.5254 | 13829493.5254 | 11472858.6872 | 5995102.4534 | 0 | 15103944.3628 | 46401399.0288 | 3162.2777 | 0.0080254 | 1882027.5651 | 5781848.1008 | 38367.6775 | 117870.7941
1 | 3500 | 707 | 0.015 | 15 | 15 | 7 | 4.217e-12 | 5spot_SharedNeighbor | CO2 | Porous | Wet | R600a | MinimizeLCOE_Brownfield | IgnoreSilica | 2019 | 3.6903 | -0.014523 | 0.0027598 | 4 | 1377278.4711 | 4212420.6796 | 28077.6845 | 85875.8933 | 28.1819 | 1.4845 | 36.0992 | 60360.3623 | 0 | 40456.2359 | 0 | 0 | 0 | 32487.9707 | 51988.7818 | 135264.146 | 92320.559 | 412878.0557 | 961560.8286 | 13829493.5254 | 13829493.5254 | 11472858.6872 | 5995102.4534 | 0 | 15203932.4097 | 46501387.0757 | 4216.965 | 0.011039 | 1377278.4711 | 4212420.6796 | 28077.6845 | 85875.8933
1 | 3500 | 707 | 0.015 | 15 | 15 | 7 | 5.6234e-12 | 5spot_SharedNeighbor | CO2 | Porous | Wet | R600a | MinimizeLCOE_Brownfield | IgnoreSilica | 2019 | 4.8935 | 0.010312 | 0.0037718 | 4 | 1015770.6157 | 3090232.8964 | 20707.8579 | 62998.5774 | 28.6304 | 1.5437 | 29.6084 | 76096.5909 | 0 | 55550.3314 | 0 | 0 | 0 | 40730.8281 | 67227.3227 | 174911.7033 | 119380.8316 | 533897.608 | 961560.8286 | 13829493.5254 | 13829493.5254 | 11472858.6872 | 5995102.4534 | 0 | 15324951.9619 | 46622406.628 | 5623.4133 | 0.015087 | 1015770.6157 | 3090232.8964 | 20707.8579 | 62998.5774
1 | 3500 | 707 | 0.015 | 15 | 15 | 7 | 7.4989e-12 | 5spot_SharedNeighbor | CO2 | Porous | Wet | R600a | MinimizeLCOE_Brownfield | IgnoreSilica | 2019 | 6.4741 | 0.045093 | 0.0051204 | 4 | 755390.9917 | 2283476.5155 | 15399.6671 | 46551.7574 | 28.9766 | 1.5894 | 37.9155 | 94984.4104 | 0 | 74162.8221 | 0 | 0 | 0 | 50554.4772 | 85683.6668 | 222931.3249 | 152155.21 | 680471.9114 | 961560.8286 | 13829493.5254 | 13829493.5254 | 11472858.6872 | 5995102.4534 | 0 | 15471526.2654 | 46768980.9314 | 7498.9421 | 0.020481 | 755390.9917 | 2283476.5155 | 15399.6671 | 46551.7574
1 | 3500 | 707 | 0.015 | 15 | 15 | 7 | 1e-11 | 5spot_SharedNeighbor | CO2 | Porous | Wet | R600a | MinimizeLCOE_Brownfield | IgnoreSilica | 2019 | 8.5035 | 0.091489 | 0.0069005 | 4 | 566787.1703 | 1700671.4983 | 11554.7231 | 34670.4888 | 29.2369 | 1.6234 | 27.882 | 117158.3679 | 0 | 96631.411 | 0 | 0 | 0 | 61742.9854 | 107457.7781 | 279583.0959 | 190821.2078 | 853394.8461 | 961560.8286 | 13829493.5254 | 13829493.5254 | 11472858.6872 | 5995102.4534 | 0 | 15644449.2001 | 46941903.8661 | 10000 | 0.027602 | 566787.1703 | 1700671.4983 | 11554.7231 | 34670.4888
1 | 3500 | 707 | 0.015 | 15 | 15 | 7 | 1.3335e-11 | 5spot_SharedNeighbor | CO2 | Porous | Wet | R600a | MinimizeLCOE_Brownfield | IgnoreSilica | 2019 | 11.1003 | 0.15219 | 0.0092232 | 4 | 429580.4279 | 1277918.954 | 8757.5781 | 26052.1064 | 29.4312 | 1.6477 | 43.6522 | 143133.7655 | 0 | 123724.1623 | 0 | 0 | 0 | 74510.6888 | 133133.7605 | 346386.7353 | 236416.0644 | 1057305.1767 | 961560.8286 | 13829493.5254 | 13829493.5254 | 11472858.6872 | 5995102.4534 | 0 | 15848359.5307 | 47145814.1967 | 13335.2143 | 0.036893 | 429580.4279 | 1277918.954 | 8757.5781 | 26052.1064
1 | 3500 | 707 | 0.015 | 15 | 15 | 7 | 1.7783e-11 | 5spot_SharedNeighbor | CO2 | Porous | Wet | R600a | MinimizeLCOE_Brownfield | IgnoreSilica | 2019 | 14.3212 | 0.22857 | 0.012199 | 4 | 329551.8491 | 970943.0639 | 6718.3602 | 19793.9877 | 29.5708 | 1.6636 | 36.4207 | 172677.936 | 0 | 155489.6726 | 0 | 0 | 0 | 88273.5666 | 162412.0584 | 422562.8605 | 288407.8351 | 1289823.9293 | 961560.8286 | 13829493.5254 | 13829493.5254 | 11472858.6872 | 5995102.4534 | 0 | 16080878.2833 | 47378332.9493 | 17782.7941 | 0.048796 | 329551.8491 | 970943.0639 | 6718.3602 | 19793.9877
1 | 3500 | 707 | 0.015 | 15 | 15 | 7 | 2.3714e-11 | 5spot_SharedNeighbor | CO2 | Porous | Wet | R600a | MinimizeLCOE_Brownfield | IgnoreSilica | 2019 | 18.2038 | 0.32154 | 0.015913 | 4 | 256680.841 | 748364.6193 | 5232.7861 | 15256.425 | 29.6661 | 1.6717 | 48.9576 | 205396.6478 | 0 | 191828.8599 | 0 | 0 | 0 | 102446.7022 | 194872.1619 | 507017.3914 | 346049.7878 | 1547611.5509 | 961560.8286 | 13829493.5254 | 13829493.5254 | 11472858.6872 | 5995102.4534 | 0 | 16338665.9049 | 47636120.5709 | 23713.7371 | 0.063654 | 256680.841 | 748364.6193 | 5232.7861 | 15256.425
1 | 3500 | 707 | 0.015 | 15 | 15 | 7 | 3.1623e-11 | 5spot_SharedNeighbor | CO2 | Porous | Wet | R600a | MinimizeLCOE_Brownfield | IgnoreSilica | 2019 | 22.6692 | 0.42928 | 0.020378 | 4 | 203785.9842 | 587752.4238 | 4154.4529 | 11982.1282 | 29.7245 | 1.6727 | 30.2172 | 240037.2354 | 0 | 231685.5516 | 0 | 0 | 0 | 115806.4566 | 229136.405 | 596165.9235 | 406895.4928 | 1819727.0648 | 961560.8286 | 13829493.5254 | 13829493.5254 | 11472858.6872 | 5995102.4534 | 0 | 16610781.4188 | 47908236.0849 | 31622.7766 | 0.081511 | 203785.9842 | 587752.4238 | 4154.4529 | 11982.1282
1 | 3500 | 707 | 0.015 | 15 | 15 | 7 | 4.217e-11 | 5spot_SharedNeighbor | CO2 | Porous | Wet | R600a | MinimizeLCOE_Brownfield | IgnoreSilica | 2019 | 27.4681 | 0.54592 | 0.025479 | 4 | 165605.4342 | 472697.9294 | 3376.0908 | 9636.5867 | 29.7522 | 1.6673 | 42.2652 | 274406.8783 | 0 | 272780.0307 | 0 | 0 | 0 | 126535.7096 | 262751.8213 | 683626.3411 | 466589.0249 | 2086689.8058 | 961560.8286 | 13829493.5254 | 13829493.5254 | 11472858.6872 | 5995102.4534 | 0 | 16877744.1598 | 48175198.8258 | 42169.6503 | 0.10192 | 165605.4342 | 472697.9294 | 3376.0908 | 9636.5867
1 | 3500 | 707 | 0.015 | 15 | 15 | 7 | 5.6234e-11 | 5spot_SharedNeighbor | CO2 | Porous | Wet | R600a | MinimizeLCOE_Brownfield | IgnoreSilica | 2019 | 32.3138 | 0.66453 | 0.030975 | 4 | 138200.8725 | 390799.9185 | 2817.4117 | 7966.9849 | 29.7566 | 1.6568 | 39.2512 | 306575.431 | 0 | 312859.3496 | 0 | 0 | 0 | 133577.6858 | 293674.8619 | 764081.7496 | 521501.4944 | 2332270.5723 | 961560.8286 | 13829493.5254 | 13829493.5254 | 11472858.6872 | 5995102.4534 | 0 | 17123324.9263 | 48420779.5923 | 56234.1325 | 0.1239 | 138200.8725 | 390799.9185 | 2817.4117 | 7966.9849
1 | 3500 | 707 | 0.015 | 15 | 15 | 7 | 7.4989e-11 | 5spot_SharedNeighbor | CO2 | Porous | Wet | R600a | MinimizeLCOE_Brownfield | IgnoreSilica | 2019 | 36.8808 | 0.77713 | 0.036537 | 4 | 118599.8923 | 332747.5802 | 2417.8192 | 6783.5095 | 29.7453 | 1.6433 | 47.1961 | 334824.9052 | 0 | 349590.5563 | 0 | 0 | 0 | 136373.8226 | 320107.8208 | 832854.8866 | 568440.5736 | 2542192.5651 | 961560.8286 | 13829493.5254 | 13829493.5254 | 11472858.6872 | 5995102.4534 | 0 | 17333246.9191 | 48630701.5851 | 74989.4209 | 0.14615 | 118599.8923 | 332747.5802 | 2417.8192 | 6783.5095
1 | 3500 | 707 | 0.015 | 15 | 15 | 7 | 1e-10 | 5spot_SharedNeighbor | CO2 | Porous | Wet | R600a | MinimizeLCOE_Brownfield | IgnoreSilica | 2019 | 40.9714 | 0.87867 | 0.041842 | 4 | 104582.3211 | 291578.0862 | 2132.0521 | 5944.2137 | 29.7249 | 1.6284 | 35.7571 | 358552.2302 | 0 | 381776.8712 | 0 | 0 | 0 | 135567.4912 | 341599.6711 | 888772.2726 | 606605.3385 | 2712873.8749 | 961560.8286 | 13829493.5254 | 13829493.5254 | 11472858.6872 | 5995102.4534 | 0 | 17503928.2289 | 48801382.8949 | 100000 | 0.16737 | 104582.3211 | 291578.0862 | 2132.0521 | 5944.2137
1 | 3500 | 707 | 0.015 | 15 | 15 | 7 | 1.3335e-10 | 5spot_SharedNeighbor | CO2 | Porous | Wet | R600a | MinimizeLCOE_Brownfield | IgnoreSilica | 2019 | 44.4519 | 0.96562 | 0.046641 | 4 | 94526.5896 | 262282.1161 | 1927.0524 | 5346.9757 | 29.7009 | 1.6139 | 50.0127 | 377625.0057 | 0 | 408707.8648 | 0 | 0 | 0 | 132022.823 | 358158.7204 | 931855.5222 | 636010.5416 | 2844380.4776 | 961560.8286 | 13829493.5254 | 13829493.5254 | 11472858.6872 | 5995102.4534 | 0 | 17635434.8316 | 48932889.4977 | 133352.1432 | 0.18657 | 94526.5896 | 262282.1161 | 1927.0524 | 5346.9757
1 | 3500 | 707 | 0.015 | 15 | 15 | 7 | 1.7783e-10 | 5spot_SharedNeighbor | CO2 | Porous | Wet | R600a | MinimizeLCOE_Brownfield | IgnoreSilica | 2019 | 47.3024 | 1.0373 | 0.050796 | 4 | 87274.7945 | 241308.9292 | 1779.2147 | 4919.4089 | 29.6772 | 1.6008 | 49.4603 | 392502.4161 | 0 | 430487.7347 | 0 | 0 | 0 | 126848.5052 | 370437.0758 | 963801.2842 | 657814.1806 | 2941891.1965 | 961560.8286 | 13829493.5254 | 13829493.5254 | 11472858.6872 | 5995102.4534 | 0 | 17732945.5505 | 49030400.2166 | 177827.941 | 0.20319 | 87274.7945 | 241308.9292 | 1779.2147 | 4919.4089
1 | 3500 | 707 | 0.015 | 15 | 15 | 7 | 2.3714e-10 | 5spot_SharedNeighbor | CO2 | Porous | Wet | R600a | MinimizeLCOE_Brownfield | IgnoreSilica | 2019 | 49.605 | 1.0954 | 0.054276 | 4 | 82012.5668 | 226172.0184 | 1671.9371 | 4610.8225 | 29.6555 | 1.5894 | 46.5894 | 404039.4996 | 0 | 447916.3116 | 0 | 0 | 0 | 121204.0637 | 379532.3512 | 987465.3251 | 673965.3747 | 3014122.9259 | 961560.8286 | 13829493.5254 | 13829493.5254 | 11472858.6872 | 5995102.4534 | 0 | 17805177.2799 | 49102631.9459 | 237137.3706 | 0.2171 | 82012.5668 | 226172.0184 | 1671.9371 | 4610.8225
1 | 3500 | 707 | 0.015 | 15 | 15 | 7 | 3.1623e-10 | 5spot_SharedNeighbor | CO2 | Porous | Wet | R600a | MinimizeLCOE_Brownfield | IgnoreSilica | 2019 | 51.4124 | 1.1412 | 0.057109 | 4 | 78170.5146 | 215177.1376 | 1593.6117 | 4386.677 | 29.637 | 1.58 | 35.3986 | 412796.4211 | 0 | 461499.8329 | 0 | 0 | 0 | 115621.0699 | 386067.7563 | 1004469.1086 | 685570.8064 | 3066024.9953 | 961560.8286 | 13829493.5254 | 13829493.5254 | 11472858.6872 | 5995102.4534 | 0 | 17857079.3493 | 49154534.0153 | 316227.766 | 0.22844 | 78170.5146 | 215177.1376 | 1593.6117 | 4386.677
1 | 3500 | 707 | 0.015 | 15 | 15 | 7 | 4.217e-10 | 5spot_SharedNeighbor | CO2 | Porous | Wet | R600a | MinimizeLCOE_Brownfield | IgnoreSilica | 2019 | 52.8077 | 1.1766 | 0.059369 | 4 | 75349.7824 | 207140.8899 | 1536.1072 | 4222.8472 | 29.6217 | 1.5724 | 44.4763 | 419378.1366 | 0 | 471931.9356 | 0 | 0 | 0 | 110494.1864 | 390703.6609 | 1016530.7812 | 693803.1458 | 3102841.8465 | 961560.8286 | 13829493.5254 | 13829493.5254 | 11472858.6872 | 5995102.4534 | 0 | 17893896.2005 | 49191350.8665 | 421696.5034 | 0.23748 | 75349.7824 | 207140.8899 | 1536.1072 | 4222.8472
1 | 3500 | 707 | 0.015 | 15 | 15 | 7 | 5.6234e-10 | 5spot_SharedNeighbor | CO2 | Porous | Wet | R600a | MinimizeLCOE_Brownfield | IgnoreSilica | 2019 | 53.8749 | 1.2039 | 0.061144 | 4 | 73269.1514 | 201234.6964 | 1493.6908 | 4102.4415 | 29.6096 | 1.5665 | 46.0292 | 424307.1427 | 0 | 479880.0221 | 0 | 0 | 0 | 106033.4843 | 393986.0532 | 1025070.8927 | 699631.9474 | 3128909.5424 | 961560.8286 | 13829493.5254 | 13829493.5254 | 11472858.6872 | 5995102.4534 | 0 | 17919963.8964 | 49217418.5624 | 562341.3252 | 0.24458 | 73269.1514 | 201234.6964 | 1493.6908 | 4102.4415
1 | 3500 | 707 | 0.015 | 15 | 15 | 7 | 7.4989e-10 | 5spot_SharedNeighbor | CO2 | Porous | Wet | R600a | MinimizeLCOE_Brownfield | IgnoreSilica | 2019 | 54.7102 | 1.2252 | 0.062527 | 4 | 71728.574 | 196865.3345 | 1462.284 | 4013.3661 | 29.5997 | 1.5617 | 44.3938 | 428101.7205 | 0 | 486083.1201 | 0 | 0 | 0 | 102423.036 | 396477.0719 | 1031552.0124 | 704055.4447 | 3148692.4056 | 961560.8286 | 13829493.5254 | 13829493.5254 | 11472858.6872 | 5995102.4534 | 0 | 17939746.7596 | 49237201.4256 | 749894.2093 | 0.25011 | 71728.574 | 196865.3345 | 1462.284 | 4013.3661
1 | 3500 | 707 | 0.015 | 15 | 15 | 7 | 1e-09 | 5spot_SharedNeighbor | CO2 | Porous | Wet | R600a | MinimizeLCOE_Brownfield | IgnoreSilica | 2019 | 55.3339 | 1.2411 | 0.063589 | 4 | 70584.4295 | 193631.1755 | 1438.9591 | 3947.4334 | 29.5922 | 1.5581 | 53.2673 | 430898.2059 | 0 | 490703.8531 | 0 | 0 | 0 | 99428.5038 | 398201.9195 | 1036039.7121 | 707118.392 | 3162390.5863 | 961560.8286 | 13829493.5254 | 13829493.5254 | 11472858.6872 | 5995102.4534 | 0 | 17953444.9403 | 49250899.6063 | 1000000 | 0.25435 | 70584.4295 | 193631.1755 | 1438.9591 | 3947.4334
1 | 3500 | 707 | 0.015 | 15 | 15 | 7 | 1.3335e-09 | 5spot_SharedNeighbor | CO2 | Porous | Wet | R600a | MinimizeLCOE_Brownfield | IgnoreSilica | 2019 | 55.7897 | 1.2528 | 0.064398 | 4 | 69732.7146 | 191233.3358 | 1421.5957 | 3898.5502 | 29.5866 | 1.5554 | 49.7399 | 432922.5911 | 0 | 494075.8737 | 0 | 0 | 0 | 96959.8356 | 399343.7371 | 1039010.4874 | 709146.0072 | 3171458.5321 | 961560.8286 | 13829493.5254 | 13829493.5254 | 11472858.6872 | 5995102.4534 | 0 | 17962512.8861 | 49259967.5521 | 1333521.4322 | 0.25759 | 69732.7146 | 191233.3358 | 1421.5957 | 3898.5502
1 | 3500 | 707 | 0.015 | 15 | 15 | 7 | 1.7783e-09 | 5spot_SharedNeighbor | CO2 | Porous | Wet | R600a | MinimizeLCOE_Brownfield | IgnoreSilica | 2019 | 56.1575 | 1.2622 | 0.065018 | 4 | 69097.5439 | 189439.0411 | 1408.6469 | 3861.9711 | 29.582 | 1.5533 | 49.2108 | 434544.1089 | 0 | 496793.7877 | 0 | 0 | 0 | 95146.518 | 400328.9217 | 1041573.7355 | 710895.4767 | 3179282.5486 | 961560.8286 | 13829493.5254 | 13829493.5254 | 11472858.6872 | 5995102.4534 | 0 | 17970336.9026 | 49267791.5686 | 1778279.41 | 0.26007 | 69097.5439 | 189439.0411 | 1408.6469 | 3861.9711
1 | 3500 | 707 | 0.015 | 15 | 15 | 7 | 2.3714e-09 | 5spot_SharedNeighbor | CO2 | Porous | Wet | R600a | MinimizeLCOE_Brownfield | IgnoreSilica | 2019 | 56.4204 | 1.269 | 0.065486 | 4 | 68623.2188 | 188105.4684 | 1398.9771 | 3834.7844 | 29.5787 | 1.5517 | 46.2447 | 435696.1527 | 0 | 498734.0924 | 0 | 0 | 0 | 93664.1539 | 400956.8156 | 1043207.3867 | 712010.4772 | 3184269.0784 | 961560.8286 | 13829493.5254 | 13829493.5254 | 11472858.6872 | 5995102.4534 | 0 | 17975323.4324 | 49272778.0984 | 2371373.7057 | 0.26194 | 68623.2188 | 188105.4684 | 1398.9771 | 3834.7844
1 | 3500 | 707 | 0.015 | 15 | 15 | 7 | 3.1623e-09 | 5spot_SharedNeighbor | CO2 | Porous | Wet | R600a | MinimizeLCOE_Brownfield | IgnoreSilica | 2019 | 56.625 | 1.2742 | 0.06584 | 4 | 68268.6391 | 187106.9434 | 1391.7485 | 3814.4281 | 29.5761 | 1.5505 | 45.2384 | 436589.4001 | 0 | 500243.9678 | 0 | 0 | 0 | 92558.8267 | 401462.9559 | 1044524.2598 | 712909.2702 | 3188288.6804 | 961560.8286 | 13829493.5254 | 13829493.5254 | 11472858.6872 | 5995102.4534 | 0 | 17979343.0344 | 49276797.7004 | 3162277.6602 | 0.26336 | 68268.6391 | 187106.9434 | 1391.7485 | 3814.4281
1 | 3500 | 707 | 0.015 | 15 | 15 | 7 | 4.217e-09 | 5spot_SharedNeighbor | CO2 | Porous | Wet | R600a | MinimizeLCOE_Brownfield | IgnoreSilica | 2019 | 56.7862 | 1.2783 | 0.06611 | 4 | 68003.3696 | 186357.8761 | 1386.3407 | 3799.1574 | 29.5741 | 1.5495 | 40.4469 | 437290.3173 | 0 | 501432.1205 | 0 | 0 | 0 | 91750.3203 | 401884.3757 | 1045620.7076 | 713657.6183 | 3191635.4597 | 961560.8286 | 13829493.5254 | 13829493.5254 | 11472858.6872 | 5995102.4534 | 0 | 17982689.8137 | 49280144.4797 | 4216965.0343 | 0.26444 | 68003.3696 | 186357.8761 | 1386.3407 | 3799.1574
1 | 3500 | 707 | 0.015 | 15 | 15 | 7 | 5.6234e-09 | 5spot_SharedNeighbor | CO2 | Porous | Wet | R600a | MinimizeLCOE_Brownfield | IgnoreSilica | 2019 | 56.9003 | 1.2813 | 0.066311 | 4 | 67804.7964 | 185799.7911 | 1382.2925 | 3787.7801 | 29.5726 | 1.5488 | 52.7284 | 437785.3117 | 0 | 502272.9899 | 0 | 0 | 0 | 91098.9379 | 402151.3234 | 1046315.2509 | 714131.6584 | 3193755.4721 | 961560.8286 | 13829493.5254 | 13829493.5254 | 11472858.6872 | 5995102.4534 | 0 | 17984809.8261 | 49282264.4921 | 5623413.2519 | 0.26524 | 67804.7964 | 185799.7911 | 1382.2925 | 3787.7801
1 | 3500 | 707 | 0.015 | 15 | 15 | 7 | 7.4989e-09 | 5spot_SharedNeighbor | CO2 | Porous | Wet | R600a | MinimizeLCOE_Brownfield | IgnoreSilica | 2019 | 56.9734 | 1.2832 | 0.06646 | 4 | 67656.0848 | 185386.2386 | 1379.2608 | 3779.3492 | 29.5717 | 1.5484 | 47.4231 | 438102.2076 | 0 | 502812.0766 | 0 | 0 | 0 | 90541.3841 | 402267.7106 | 1046618.0666 | 714338.3363 | 3194679.7819 | 961560.8286 | 13829493.5254 | 13829493.5254 | 11472858.6872 | 5995102.4534 | 0 | 17985734.1359 | 49283188.8019 | 7498942.0933 | 0.26584 | 67656.0848 | 185386.2386 | 1379.2608 | 3779.3492
1 | 3500 | 707 | 0.015 | 15 | 15 | 7 | 1e-08 | 5spot_SharedNeighbor | CO2 | Porous | Wet | R600a | MinimizeLCOE_Brownfield | IgnoreSilica | 2019 | 57.042 | 1.2849 | 0.066575 | 4 | 67544.6775 | 185071.8755 | 1376.9896 | 3772.9405 | 29.5708 | 1.548 | 45.5798 | 438398.643 | 0 | 503316.9497 | 0 | 0 | 0 | 90189.3546 | 402442.9294 | 1047073.95 | 714649.4861 | 3196071.3128 | 961560.8286 | 13829493.5254 | 13829493.5254 | 11472858.6872 | 5995102.4534 | 0 | 17987125.6668 | 49284580.3328 | 10000000 | 0.2663 | 67544.6775 | 185071.8755 | 1376.9896 | 3772.9405
1 | 3600 | 707 | 0.015 | 15 | 15 | 7 | 1e-13 | 5spot_SharedNeighbor | CO2 | Porous | Wet | R600a | MinimizeLCOE_Brownfield | IgnoreSilica | 2019 | 0 | 0 | 0 | 0 |  |  |  |  | 15 |  | 14.6167 | [19 empty] | 100 | 0
1 | 3600 | 707 | 0.015 | 15 | 15 | 7 | 1.3335e-13 | 5spot_SharedNeighbor | CO2 | Porous | Wet | R600a | MinimizeLCOE_Brownfield | IgnoreSilica | 2019 | 0 | 0 | 0 | 0 |  |  |  |  | 15 |  | 16.2252 | [19 empty] | 133.3521 | 0
1 | 3600 | 707 | 0.015 | 15 | 15 | 7 | 1.7783e-13 | 5spot_SharedNeighbor | CO2 | Porous | Wet | R600a | MinimizeLCOE_Brownfield | IgnoreSilica | 2019 | 0 | 0 | 0 | 0 |  |  |  |  | 15 |  | 17.4737 | [19 empty] | 177.8279 | 0
1 | 3600 | 707 | 0.015 | 15 | 15 | 7 | 2.3714e-13 | 5spot_SharedNeighbor | CO2 | Porous | Wet | R600a | MinimizeLCOE_Brownfield | IgnoreSilica | 2019 | 0 | 0 | 0 | 0 |  |  |  |  | 15 |  | 18.3027 | [19 empty] | 237.1374 | 0
1 | 3600 | 707 | 0.015 | 15 | 15 | 7 | 3.1623e-13 | 5spot_SharedNeighbor | CO2 | Porous | Wet | R600a | MinimizeLCOE_Brownfield | IgnoreSilica | 2019 | 0 | 0 | 0 | 0 |  |  |  |  | 15 |  | 17.4931 | [19 empty] | 316.2278 | 0
1 | 3600 | 707 | 0.015 | 15 | 15 | 7 | 4.217e-13 | 5spot_SharedNeighbor | CO2 | Porous | Wet | R600a | MinimizeLCOE_Brownfield | IgnoreSilica | 2019 | 0 | 0 | 0 | 0 |  |  |  |  | 15 |  | 17.3531 | [19 empty] | 421.6965 | 0
1 | 3600 | 707 | 0.015 | 15 | 15 | 7 | 5.6234e-13 | 5spot_SharedNeighbor | CO2 | Porous | Wet | R600a | MinimizeLCOE_Brownfield | IgnoreSilica | 2019 | 0 | 0 | 0 | 0 |  |  |  |  | 15 |  | 17.0478 | [19 empty] | 562.3413 | 0
1 | 3600 | 707 | 0.015 | 15 | 15 | 7 | 7.4989e-13 | 5spot_SharedNeighbor | CO2 | Porous | Wet | R600a | MinimizeLCOE_Brownfield | IgnoreSilica | 2019 | 0 | 0 | 0 | 0 |  |  |  |  | 15 |  | 16.2568 | [19 empty] | 749.8942 | 0
1 | 3600 | 707 | 0.015 | 15 | 15 | 7 | 1e-12 | 5spot_SharedNeighbor | CO2 | Porous | Wet | R600a | MinimizeLCOE_Brownfield | IgnoreSilica | 2019 | 1.6 | -0.05284 | 0.00011616 | 4 | 33354108.2313 | 102743560.4528 | 679968.6111 | 2094566.4508 | 26.4544 | 1.3862 | 19.5651 | 31094.8543 | 0 | 11268.5379 | 0 | 0 | 0 | 31046.9029 | 28630.0151 | 74489.4265 | 50840.5642 | 227370.3009 | 961560.8286 | 14308154.1186 | 14308154.1186 | 11772186.6032 | 6159593.5296 | 0 | 15497085.2481 | 47737019.4995 | 1000 | 0.00046462 | 33354108.2313 | 102743560.4528 | 679968.6111 | 2094566.4508
1 | 3600 | 707 | 0.015 | 15 | 15 | 7 | 1.3335e-12 | 5spot_SharedNeighbor | CO2 | Porous | Wet | R600a | MinimizeLCOE_Brownfield | IgnoreSilica | 2019 | 1.6 | -0.050462 | 0.00067879 | 4 | 5700267.6941 | 17574292.7055 | 116207.6671 | 358275.7278 | 26.4544 | 1.3862 | 19.0339 | 31094.8884 | 0 | 11268.5284 | 0 | 0 | 0 | 24615.6028 | 26121.8176 | 67963.6111 | 46386.5611 | 207451.0094 | 961560.8286 | 14308154.1186 | 14308154.1186 | 11772186.6032 | 6159593.5296 | 0 | 15477165.9565 | 47717100.208 | 1333.5214 | 0.0027152 | 5700267.6941 | 17574292.7055 | 116207.6671 | 358275.7278
1 | 3600 | 707 | 0.015 | 15 | 15 | 7 | 1.7783e-12 | 5spot_SharedNeighbor | CO2 | Porous | Wet | R600a | MinimizeLCOE_Brownfield | IgnoreSilica | 2019 | 1.6 | -0.048664 | 0.0011001 | 4 | 3513323.5257 | 10839643.7875 | 71623.8522 | 220980.8003 | 26.4538 | 1.3858 | 16.4334 | 31088.205 | 0 | 11270.4048 | 0 | 0 | 0 | 19272.3621 | 24036.0791 | 62536.9472 | 42682.7515 | 190886.7497 | 961560.8286 | 14308154.1186 | 14308154.1186 | 11772186.6032 | 6159593.5296 | 0 | 15460601.6969 | 47700535.9483 | 1778.2794 | 0.0044006 | 3513323.5257 | 10839643.7875 | 71623.8522 | 220980.8003
1 | 3600 | 707 | 0.015 | 15 | 15 | 7 | 2.3714e-12 | 5spot_SharedNeighbor | CO2 | Porous | Wet | R600a | MinimizeLCOE_Brownfield | IgnoreSilica | 2019 | 1.6 | -0.047323 | 0.0014149 | 4 | 2729268.3248 | 8425657.4548 | 55639.8264 | 171768.4238 | 26.4541 | 1.386 | 17.9573 | 31091.6857 | 0 | 11269.4276 | 0 | 0 | 0 | 14839.1277 | 22308.094 | 58041.0845 | 39614.2328 | 177163.6523 | 961560.8286 | 14308154.1186 | 14308154.1186 | 11772186.6032 | 6159593.5296 | 0 | 15446878.5995 | 47686812.8509 | 2371.3737 | 0.0056597 | 2729268.3248 | 8425657.4548 | 55639.8264 | 171768.4238
1 | 3600 | 707 | 0.015 | 15 | 15 | 7 | 3.1623e-12 | 5spot_SharedNeighbor | CO2 | Porous | Wet | R600a | MinimizeLCOE_Brownfield | IgnoreSilica | 2019 | 2.923 | -0.03082 | 0.0021614 | 4 | 1808447.2243 | 5537489.399 | 36867.6428 | 112889.2114 | 28.2282 | 1.6149 | 34.4733 | 53941.6431 | 0 | 31167.8466 | 0 | 0 | 0 | 32884.7472 | 46017.7524 | 119728.7523 | 81717.3336 | 365458.0752 | 961560.8286 | 14308154.1186 | 14308154.1186 | 11772186.6032 | 6159593.5296 | 0 | 15635173.0224 | 47875107.2738 | 3162.2777 | 0.0086456 | 1808447.2243 | 5537489.399 | 36867.6428 | 112889.2114
1 | 3600 | 707 | 0.015 | 15 | 15 | 7 | 4.217e-12 | 5spot_SharedNeighbor | CO2 | Porous | Wet | R600a | MinimizeLCOE_Brownfield | IgnoreSilica | 2019 | 3.8802 | -0.012093 | 0.0029946 | 4 | 1314597.185 | 4006069.4634 | 26799.8417 | 81669.1446 | 28.8229 | 1.6928 | 33.7519 | 68555.6172 | 0 | 44304.7478 | 0 | 0 | 0 | 41228.6224 | 60094.7051 | 156354.0955 | 106714.883 | 477252.671 | 961560.8286 | 14308154.1186 | 14308154.1186 | 11772186.6032 | 6159593.5296 | 0 | 15746967.6182 | 47986901.8696 | 4216.965 | 0.011979 | 1314597.185 | 4006069.4634 | 26799.8417 | 81669.1446
1 | 3600 | 707 | 0.015 | 15 | 15 | 7 | 5.6234e-12 | 5spot_SharedNeighbor | CO2 | Porous | Wet | R600a | MinimizeLCOE_Brownfield | IgnoreSilica | 2019 | 5.1512 | 0.015543 | 0.0041152 | 4 | 964964.095 | 2923535.2426 | 19672.0983 | 59600.2203 | 29.2916 | 1.7544 | 42.0193 | 86314.8235 | 0 | 60681.5595 | 0 | 0 | 0 | 51407.4825 | 77377.5075 | 201320.4023 | 137405.3113 | 614507.0866 | 961560.8286 | 14308154.1186 | 14308154.1186 | 11772186.6032 | 6159593.5296 | 0 | 15884222.0338 | 48124156.2852 | 5623.4133 | 0.016461 | 964964.095 | 2923535.2426 | 19672.0983 | 59600.2203
1 | 3600 | 707 | 0.015 | 15 | 15 | 7 | 7.4989e-12 | 5spot_SharedNeighbor | CO2 | Porous | Wet | R600a | MinimizeLCOE_Brownfield | IgnoreSilica | 2019 | 6.7908 | 0.053473 | 0.0056078 | 4 | 715384.6403 | 2152665.6864 | 14584.0835 | 43885.0017 | 29.6478 | 1.8011 | 37.0879 | 107266.0309 | 0 | 80522.6635 | 0 | 0 | 0 | 63149.3728 | 97865.8462 | 254626.8568 | 173788.0618 | 777218.8321 | 961560.8286 | 14308154.1186 | 14308154.1186 | 11772186.6032 | 6159593.5296 | 0 | 16046933.7793 | 48286868.0307 | 7498.9421 | 0.022431 | 715384.6403 | 2152665.6864 | 14584.0835 | 43885.0017
1 | 3600 | 707 | 0.015 | 15 | 15 | 7 | 1e-11 | 5spot_SharedNeighbor | CO2 | Porous | Wet | R600a | MinimizeLCOE_Brownfield | IgnoreSilica | 2019 | 8.9297 | 0.10471 | 0.0075781 | 4 | 535848.8075 | 1599433.5299 | 10924.0027 | 32606.6159 | 29.9205 | 1.8364 | 37.2111 | 132276.7524 | 0 | 104869.0504 | 0 | 0 | 0 | 77072.3453 | 122545.0778 | 318837.1549 | 217612.9097 | 973213.2906 | 961560.8286 | 14308154.1186 | 14308154.1186 | 11772186.6032 | 6159593.5296 | 0 | 16242928.2378 | 48482862.4892 | 10000 | 0.030313 | 535848.8075 | 1599433.5299 | 10924.0027 | 32606.6159
1 | 3600 | 707 | 0.015 | 15 | 15 | 7 | 1.3335e-11 | 5spot_SharedNeighbor | CO2 | Porous | Wet | R600a | MinimizeLCOE_Brownfield | IgnoreSilica | 2019 | 11.6339 | 0.17093 | 0.010144 | 4 | 405934.6305 | 1200505.9716 | 8275.5265 | 24473.938 | 30.1216 | 1.8612 | 42.3929 | 161244.4484 | 0 | 133885.2813 | 0 | 0 | 0 | 92693.1873 | 151250.9376 | 393523.9139 | 268588.1573 | 1201185.9258 | 961560.8286 | 14308154.1186 | 14308154.1186 | 11772186.6032 | 6159593.5296 | 0 | 16470900.873 | 48710835.1244 | 13335.2143 | 0.040575 | 405934.6305 | 1200505.9716 | 8275.5265 | 24473.938
1 | 3600 | 707 | 0.015 | 15 | 15 | 7 | 1.7783e-11 | 5spot_SharedNeighbor | CO2 | Porous | Wet | R600a | MinimizeLCOE_Brownfield | IgnoreSilica | 2019 | 15.0003 | 0.25448 | 0.013424 | 4 | 311621.3753 | 912047.5134 | 6352.8232 | 18593.3222 | 30.2667 | 1.8772 | 40.7127 | 194339.3852 | 0 | 168045.4309 | 0 | 0 | 0 | 109911.7311 | 184195.6534 | 479239.3064 | 327090.674 | 1462822.181 | 961560.8286 | 14308154.1186 | 14308154.1186 | 11772186.6032 | 6159593.5296 | 0 | 16732537.1282 | 48972471.3796 | 17782.7941 | 0.053695 | 311621.3753 | 912047.5134 | 6352.8232 | 18593.3222
1 | 3600 | 707 | 0.015 | 15 | 15 | 7 | 2.3714e-11 | 5spot_SharedNeighbor | CO2 | Porous | Wet | R600a | MinimizeLCOE_Brownfield | IgnoreSilica | 2019 | 19.0151 | 0.3551 | 0.017499 | 4 | 243148.9274 | 703743.4805 | 4956.9198 | 14346.7627 | 30.3645 | 1.885 | 38.9423 | 230635.6428 | 0 | 206728.4134 | 0 | 0 | 0 | 127594.7645 | 220333.94 | 573263.7153 | 391264.2651 | 1749820.741 | 961560.8286 | 14308154.1186 | 14308154.1186 | 11772186.6032 | 6159593.5296 | 0 | 17019535.6882 | 49259469.9397 | 23713.7371 | 0.069996 | 243148.9274 | 703743.4805 | 4956.9198 | 14346.7627
1 | 3600 | 707 | 0.015 | 15 | 15 | 7 | 3.1623e-11 | 5spot_SharedNeighbor | CO2 | Porous | Wet | R600a | MinimizeLCOE_Brownfield | IgnoreSilica | 2019 | 23.5855 | 0.47054 | 0.022367 | 4 | 193587.515 | 553938.7523 | 3946.5433 | 11292.7907 | 30.4237 | 1.8853 | 29.6661 | 268734.6046 | 0 | 248759.7727 | 0 | 0 | 0 | 144443.2929 | 258155.6914 | 671668.1539 | 458427.3164 | 2050188.8319 | 961560.8286 | 14308154.1186 | 14308154.1186 | 11772186.6032 | 6159593.5296 | 0 | 17319903.7791 | 49559838.0305 | 31622.7766 | 0.089468 | 193587.515 | 553938.7523 | 3946.5433 | 11292.7907
1 | 3600 | 707 | 0.015 | 15 | 15 | 7 | 4.217e-11 | 5spot_SharedNeighbor | CO2 | Porous | Wet | R600a | MinimizeLCOE_Brownfield | IgnoreSilica | 2019 | 28.4692 | 0.59478 | 0.02789 | 4 | 157893.0952 | 446889.2851 | 3218.8643 | 9110.4425 | 30.4512 | 1.879 | 34.1078 | 306396.8581 | 0 | 291889.4364 | 0 | 0 | 0 | 158699.2268 | 295224.3533 | 768113.2085 | 524253.0479 | 2344576.131 | 961560.8286 | 14308154.1186 | 14308154.1186 | 11772186.6032 | 6159593.5296 | 0 | 17614291.0782 | 49854225.3296 | 42169.6503 | 0.11156 | 157893.0952 | 446889.2851 | 3218.8643 | 9110.4425
1 | 3600 | 707 | 0.015 | 15 | 15 | 7 | 5.6234e-11 | 5spot_SharedNeighbor | CO2 | Porous | Wet | R600a | MinimizeLCOE_Brownfield | IgnoreSilica | 2019 | 33.3466 | 0.71976 | 0.03379 | 4 | 132313.5594 | 370845.6446 | 2697.3909 | 7560.1901 | 30.455 | 1.8677 | 36.379 | 341348.2999 | 0 | 333531.6262 | 0 | 0 | 0 | 169013.2388 | 329118.3343 | 856298.3944 | 584441.2494 | 2613751.1429 | 961560.8286 | 14308154.1186 | 14308154.1186 | 11772186.6032 | 6159593.5296 | 0 | 17883466.0901 | 50123400.3416 | 56234.1325 | 0.13516 | 132313.5594 | 370845.6446 | 2697.3909 | 7560.1901
1 | 3600 | 707 | 0.015 | 15 | 15 | 7 | 7.4989e-11 | 5spot_SharedNeighbor | CO2 | Porous | Wet | R600a | MinimizeLCOE_Brownfield | IgnoreSilica | 2019 | 37.924 | 0.83789 | 0.039714 | 4 | 114033.6857 | 316986.0218 | 2324.7309 | 6462.1888 | 30.4428 | 1.8532 | 46.8202 | 372001.0208 | 0 | 371565.8708 | 0 | 0 | 0 | 175012.3925 | 358245.9208 | 932082.3996 | 636165.3901 | 2845072.9946 | 961560.8286 | 14308154.1186 | 14308154.1186 | 11772186.6032 | 6159593.5296 | 0 | 18114787.9417 | 50354722.1932 | 74989.4209 | 0.15885 | 114033.6857 | 316986.0218 | 2324.7309 | 6462.1888
1 | 3600 | 707 | 0.015 | 15 | 15 | 7 | 1e-10 | 5spot_SharedNeighbor | CO2 | Porous | Wet | R600a | MinimizeLCOE_Brownfield | IgnoreSilica | 2019 | 41.9823 | 0.94335 | 0.04532 | 4 | 100964.0835 | 278810.5341 | 2058.2894 | 5683.9299 | 30.4218 | 1.8377 | 49.0173 | 397569.0717 | 0 | 404580.5625 | 0 | 0 | 0 | 177109.5978 | 381911.1005 | 993654.3428 | 678189.5065 | 3033014.1818 | 961560.8286 | 14308154.1186 | 14308154.1186 | 11772186.6032 | 6159593.5296 | 0 | 18302729.129 | 50542663.3804 | 100000 | 0.18128 | 100964.0835 | 278810.5341 | 2058.2894 | 5683.9299
1 | 3600 | 707 | 0.015 | 15 | 15 | 7 | 1.3335e-10 | 5spot_SharedNeighbor | CO2 | Porous | Wet | R600a | MinimizeLCOE_Brownfield | IgnoreSilica | 2019 | 45.4265 | 1.0334 | 0.05036 | 4 | 91586.8482 | 251632.677 | 1867.1218 | 5129.8725 | 30.3974 | 1.8226 | 49.5017 | 418139.056 | 0 | 432150.3925 | 0 | 0 | 0 | 176333.9029 | 400383.107 | 1041714.7146 | 710991.6978 | 3179712.8709 | 961560.8286 | 14308154.1186 | 14308154.1186 | 11772186.6032 | 6159593.5296 | 0 | 18449427.8181 | 50689362.0695 | 133352.1432 | 0.20144 | 91586.8482 | 251632.677 | 1867.1218 | 5129.8725
1 | 3600 | 707 | 0.015 | 15 | 15 | 7 | 1.7783e-10 | 5spot_SharedNeighbor | CO2 | Porous | Wet | R600a | MinimizeLCOE_Brownfield | IgnoreSilica | 2019 | 48.2381 | 1.1074 | 0.054702 | 4 | 84822.0319 | 232164.5848 | 1729.2119 | 4732.9891 | 30.3733 | 1.809 | 47.7303 | 434184.4062 | 0 | 454384.3201 | 0 | 0 | 0 | 173708.5748 | 414288.1475 | 1077892.7775 | 735683.9691 | 3290142.1953 | 961560.8286 | 14308154.1186 | 14308154.1186 | 11772186.6032 | 6159593.5296 | 0 | 18559857.1425 | 50799791.3939 | 177827.941 | 0.21881 | 84822.0319 | 232164.5848 | 1729.2119 | 4732.9891
1 | 3600 | 707 | 0.015 | 15 | 15 | 7 | 2.3714e-10 | 5spot_SharedNeighbor | CO2 | Porous | Wet | R600a | MinimizeLCOE_Brownfield | IgnoreSilica | 2019 | 50.487 | 1.1668 | 0.058321 | 4 | 79911.4741 | 218111.8686 | 1629.1035 | 4446.5055 | 30.3516 | 1.7974 | 47.894 | 446543.7214 | 0 | 472007.9942 | 0 | 0 | 0 | 170267.6066 | 424639.5356 | 1104824.9661 | 754065.7413 | 3372349.5651 | 961560.8286 | 14308154.1186 | 14308154.1186 | 11772186.6032 | 6159593.5296 | 0 | 18642064.5123 | 50881998.7637 | 237137.3706 | 0.23328 | 79911.4741 | 218111.8686 | 1629.1035 | 4446.5055
1 | 3600 | 707 | 0.015 | 15 | 15 | 7 | 3.1623e-10 | 5spot_SharedNeighbor | CO2 | Porous | Wet | R600a | MinimizeLCOE_Brownfield | IgnoreSilica | 2019 | 52.2593 | 1.2138 | 0.061261 | 4 | 76325.2317 | 207893.6511 | 1555.9931 | 4238.1933 | 30.333 | 1.7878 | 52.7731 | 455988.7636 | 0 | 485802.416 | 0 | 0 | 0 | 166693.1061 | 432308.8714 | 1124779.0047 | 767684.7826 | 3433256.9446 | 961560.8286 | 14308154.1186 | 14308154.1186 | 11772186.6032 | 6159593.5296 | 0 | 18702971.8918 | 50942906.1432 | 316227.766 | 0.24504 | 76325.2317 | 207893.6511 | 1555.9931 | 4238.1933
1 | 3600 | 707 | 0.015 | 15 | 15 | 7 | 4.217e-10 | 5spot_SharedNeighbor | CO2 | Porous | Wet | R600a | MinimizeLCOE_Brownfield | IgnoreSilica | 2019 | 53.6313 | 1.2503 | 0.063601 | 4 | 73691.8976 | 200419.0399 | 1502.309 | 4085.8132 | 30.3177 | 1.7801 | 54.4317 | 463123.6228 | 0 | 496428.2052 | 0 | 0 | 0 | 163321.4185 | 437920.5662 | 1139379.4833 | 777649.9092 | 3477823.2052 | 961560.8286 | 14308154.1186 | 14308154.1186 | 11772186.6032 | 6159593.5296 | 0 | 18747538.1524 | 50987472.4039 | 421696.5034 | 0.2544 | 73691.8976 | 200419.0399 | 1502.309 | 4085.8132
1 | 3600 | 707 | 0.015 | 15 | 15 | 7 | 5.6234e-10 | 5spot_SharedNeighbor | CO2 | Porous | Wet | R600a | MinimizeLCOE_Brownfield | IgnoreSilica | 2019 | 54.6862 | 1.2784 | 0.065437 | 4 | 71749.4924 | 194921.3844 | 1462.7105 | 3973.7361 | 30.3054 | 1.7739 | 41.4999 | 468503.489 | 0 | 504566.4469 | 0 | 0 | 0 | 160364.8569 | 442039.5692 | 1150096.2843 | 784964.3461 | 3510534.9924 | 961560.8286 | 14308154.1186 | 14308154.1186 | 11772186.6032 | 6159593.5296 | 0 | 18780249.9396 | 51020184.191 | 562341.3252 | 0.26175 | 71749.4924 | 194921.3844 | 1462.7105 | 3973.7361
1 | 3600 | 707 | 0.015 | 15 | 15 | 7 | 7.4989e-10 | 5spot_SharedNeighbor | CO2 | Porous | Wet | R600a | MinimizeLCOE_Brownfield | IgnoreSilica | 2019 | 55.4996 | 1.3001 | 0.066863 | 4 | 70311.1261 | 190856.5984 | 1433.3874 | 3890.8699 | 30.2956 | 1.7691 | 46.982 | 472590.5026 | 0 | 510824.7576 | 0 | 0 | 0 | 157926.0771 | 445123.1216 | 1158119.055 | 790440.052 | 3535023.5659 | 961560.8286 | 14308154.1186 | 14308154.1186 | 11772186.6032 | 6159593.5296 | 0 | 18804738.513 | 51044672.7645 | 749894.2093 | 0.26745 | 70311.1261 | 190856.5984 | 1433.3874 | 3890.8699
1 | 3600 | 707 | 0.015 | 15 | 15 | 7 | 1e-09 | 5spot_SharedNeighbor | CO2 | Porous | Wet | R600a | MinimizeLCOE_Brownfield | IgnoreSilica | 2019 | 56.1038 | 1.3163 | 0.067956 | 4 | 69243.0351 | 187848.4005 | 1411.6129 | 3829.5437 | 30.2881 | 1.7655 | 54.7288 | 475590.7458 | 0 | 515463.1498 | 0 | 0 | 0 | 155862.5343 | 447297.4077 | 1163776.1015 | 794301.1025 | 3552291.0416 | 961560.8286 | 14308154.1186 | 14308154.1186 | 11772186.6032 | 6159593.5296 | 0 | 18822005.9888 | 51061940.2402 | 1000000 | 0.27183 | 69243.0351 | 187848.4005 | 1411.6129 | 3829.5437
1 | 3600 | 707 | 0.015 | 15 | 15 | 7 | 1.3335e-09 | 5spot_SharedNeighbor | CO2 | Porous | Wet | R600a | MinimizeLCOE_Brownfield | IgnoreSilica | 2019 | 56.5667 | 1.3287 | 0.068793 | 4 | 68448.0044 | 185610.3551 | 1395.4052 | 3783.9181 | 30.2823 | 1.7627 | 41.4699 | 477869.1072 | 0 | 519011.2672 | 0 | 0 | 0 | 154248.7123 | 448940.3438 | 1168050.6843 | 797218.5931 | 3565338.708 | 961560.8286 | 14308154.1186 | 14308154.1186 | 11772186.6032 | 6159593.5296 | 0 | 18835053.6552 | 51074987.9066 | 1333521.4322 | 0.27517 | 68448.0044 | 185610.3551 | 1395.4052 | 3783.9181
1 | 3600 | 707 | 0.015 | 15 | 15 | 7 | 1.7783e-09 | 5spot_SharedNeighbor | CO2 | Porous | Wet | R600a | MinimizeLCOE_Brownfield | IgnoreSilica | 2019 | 56.9151 | 1.338 | 0.06943 | 4 | 67855.1642 | 183943.6041 | 1383.3193 | 3749.9392 | 30.2779 | 1.7605 | 43.84 | 479572.3831 | 0 | 521678.689 | 0 | 0 | 0 | 152976.3992 | 450148.7138 | 1171194.6151 | 799364.3905 | 3574935.1907 | 961560.8286 | 14308154.1186 | 14308154.1186 | 11772186.6032 | 6159593.5296 | 0 | 18844650.1379 | 51084584.3893 | 1778279.41 | 0.27772 | 67855.1642 | 183943.6041 | 1383.3193 | 3749.9392
1 | 3600 | 707 | 0.015 | 15 | 15 | 7 | 2.3714e-09 | 5spot_SharedNeighbor | CO2 | Porous | Wet | R600a | MinimizeLCOE_Brownfield | IgnoreSilica | 2019 | 57.1929 | 1.3454 | 0.069915 | 4 | 67412.4856 | 182694.8952 | 1374.2947 | 3724.4826 | 30.2743 | 1.7588 | 40.2819 | 480923.5349 | 0 | 523803.9841 | 0 | 0 | 0 | 152069.3472 | 451150.7778 | 1173801.7801 | 801143.8342 | 3582893.2584 | 961560.8286 | 14308154.1186 | 14308154.1186 | 11772186.6032 | 6159593.5296 | 0 | 18852608.2055 | 51092542.457 | 2371373.7057 | 0.27966 | 67412.4856 | 182694.8952 | 1374.2947 | 3724.4826
1 | 3600 | 707 | 0.015 | 15 | 15 | 7 | 3.1623e-09 | 5spot_SharedNeighbor | CO2 | Porous | Wet | R600a | MinimizeLCOE_Brownfield | IgnoreSilica | 2019 | 57.3903 | 1.3507 | 0.07028 | 4 | 67081.5882 | 181765.9951 | 1367.5489 | 3705.5457 | 30.2718 | 1.7576 | 46.4473 | 481879.8965 | 0 | 525313.267 | 0 | 0 | 0 | 151309.1946 | 451815.9196 | 1175532.3427 | 802324.9787 | 3588175.5991 | 961560.8286 | 14308154.1186 | 14308154.1186 | 11772186.6032 | 6159593.5296 | 0 | 18857890.5463 | 51097824.7977 | 3162277.6602 | 0.28112 | 67081.5882 | 181765.9951 | 1367.5489 | 3705.5457
1 | 3600 | 707 | 0.015 | 15 | 15 | 7 | 4.217e-09 | 5spot_SharedNeighbor | CO2 | Porous | Wet | R600a | MinimizeLCOE_Brownfield | IgnoreSilica | 2019 | 57.5413 | 1.3548 | 0.070555 | 4 | 66834.0507 | 181070.5968 | 1362.5025 | 3691.369 | 30.2698 | 1.7567 | 41.5901 | 482608.9483 | 0 | 526466.6608 | 0 | 0 | 0 | 150741.3093 | 452328.5981 | 1176866.227 | 803235.3821 | 3592247.1255 | 961560.8286 | 14308154.1186 | 14308154.1186 | 11772186.6032 | 6159593.5296 | 0 | 18861962.0727 | 51101896.3242 | 4216965.0343 | 0.28222 | 66834.0507 | 181070.5968 | 1362.5025 | 3691.369
1 | 3600 | 707 | 0.015 | 15 | 15 | 7 | 5.6234e-09 | 5spot_SharedNeighbor | CO2 | Porous | Wet | R600a | MinimizeLCOE_Brownfield | IgnoreSilica | 2019 | 57.6534 | 1.3578 | 0.070762 | 4 | 66648.7614 | 180550.7066 | 1358.7251 | 3680.7704 | 30.2684 | 1.756 | 41.9918 | 483148.9427 | 0 | 527322.5435 | 0 | 0 | 0 | 150302.1506 | 452701.7184 | 1177837.0093 | 803897.961 | 3595210.3254 | 961560.8286 | 14308154.1186 | 14308154.1186 | 11772186.6032 | 6159593.5296 | 0 | 18864925.2726 | 51104859.524 | 5623413.2519 | 0.28305 | 66648.7614 | 180550.7066 | 1358.7251 | 3680.7704
1 | 3600 | 707 | 0.015 | 15 | 15 | 7 | 7.4989e-09 | 5spot_SharedNeighbor | CO2 | Porous | Wet | R600a | MinimizeLCOE_Brownfield | IgnoreSilica | 2019 | 57.7387 | 1.3601 | 0.070919 | 4 | 66510.0044 | 180161.0798 | 1355.8964 | 3672.8273 | 30.2673 | 1.7554 | 51.498 | 483559.6744 | 0 | 527974.4651 | 0 | 0 | 0 | 149975.6359 | 452988.8124 | 1178583.9691 | 804407.7764 | 3597490.3334 | 961560.8286 | 14308154.1186 | 14308154.1186 | 11772186.6032 | 6159593.5296 | 0 | 18867205.2806 | 51107139.532 | 7498942.0933 | 0.28367 | 66510.0044 | 180161.0798 | 1355.8964 | 3672.8273
1 | 3600 | 707 | 0.015 | 15 | 15 | 7 | 1e-08 | 5spot_SharedNeighbor | CO2 | Porous | Wet | R600a | MinimizeLCOE_Brownfield | IgnoreSilica | 2019 | 57.7971 | 1.3617 | 0.071035 | 4 | 66406.0578 | 179871.1453 | 1353.7773 | 3666.9166 | 30.2665 | 1.7551 | 48.251 | 483840.0238 | 0 | 528419.8736 | 0 | 0 | 0 | 149699.0188 | 453163.9774 | 1179039.7124 | 804718.8305 | 3598881.4366 | 961560.8286 | 14308154.1186 | 14308154.1186 | 11772186.6032 | 6159593.5296 | 0 | 18868596.3838 | 51108530.6352 | 10000000 | 0.28414 | 66406.0578 | 179871.1453 | 1353.7773 | 3666.9166
1 | 3700 | 707 | 0.015 | 15 | 15 | 7 | 1e-13 | 5spot_SharedNeighbor | CO2 | Porous | Wet | R600a | MinimizeLCOE_Brownfield | IgnoreSilica | 2019 | 0 | 0 | 0 | 0 |  |  |  |  | 15 |  | 13.8456 | [19 empty] | 100 | 0
1 | 3700 | 707 | 0.015 | 15 | 15 | 7 | 1.3335e-13 | 5spot_SharedNeighbor | CO2 | Porous | Wet | R600a | MinimizeLCOE_Brownfield | IgnoreSilica | 2019 | 0 | 0 | 0 | 0 |  |  |  |  | 15 |  | 16.1926 | [19 empty] | 133.3521 | 0
1 | 3700 | 707 | 0.015 | 15 | 15 | 7 | 1.7783e-13 | 5spot_SharedNeighbor | CO2 | Porous | Wet | R600a | MinimizeLCOE_Brownfield | IgnoreSilica | 2019 | 0 | 0 | 0 | 0 |  |  |  |  | 15 |  | 19.0322 | [19 empty] | 177.8279 | 0
1 | 3700 | 707 | 0.015 | 15 | 15 | 7 | 2.3714e-13 | 5spot_SharedNeighbor | CO2 | Porous | Wet | R600a | MinimizeLCOE_Brownfield | IgnoreSilica | 2019 | 0 | 0 | 0 | 0 |  |  |  |  | 15 |  | 20.1018 | [19 empty] | 237.1374 | 0
1 | 3700 | 707 | 0.015 | 15 | 15 | 7 | 3.1623e-13 | 5spot_SharedNeighbor | CO2 | Porous | Wet | R600a | MinimizeLCOE_Brownfield | IgnoreSilica | 2019 | 0 | 0 | 0 | 0 |  |  |  |  | 15 |  | 18.222 | [19 empty] | 316.2278 | 0
1 | 3700 | 707 | 0.015 | 15 | 15 | 7 | 4.217e-13 | 5spot_SharedNeighbor | CO2 | Porous | Wet | R600a | MinimizeLCOE_Brownfield | IgnoreSilica | 2019 | 0 | 0 | 0 | 0 |  |  |  |  | 15 |  | 19.226 | [19 empty] | 421.6965 | 0
1 | 3700 | 707 | 0.015 | 15 | 15 | 7 | 5.6234e-13 | 5spot_SharedNeighbor | CO2 | Porous | Wet | R600a | MinimizeLCOE_Brownfield | IgnoreSilica | 2019 | 0 | 0 | 0 | 0 |  |  |  |  | 15 |  | 17.9508 | [19 empty] | 562.3413 | 0
1 | 3700 | 707 | 0.015 | 15 | 15 | 7 | 7.4989e-13 | 5spot_SharedNeighbor | CO2 | Porous | Wet | R600a | MinimizeLCOE_Brownfield | IgnoreSilica | 2019 | 0 | 0 | 0 | 0 |  |  |  |  | 15 |  | 16.4464 | [19 empty] | 749.8942 | 0
1 | 3700 | 707 | 0.015 | 15 | 15 | 7 | 1e-12 | 5spot_SharedNeighbor | CO2 | Porous | Wet | R600a | MinimizeLCOE_Brownfield | IgnoreSilica | 2019 | 1.6 | -0.054804 | 0.00017792 | 4 | 22479270.5318 | 69124634.948 | 458270.3353 | 1409199.1814 | 26.8239 | 1.5605 | 19.1249 | 33703.226 | 0 | 11458.9185 | 0 | 0 | 0 | 33496.15 | 30676.7349 | 79814.5715 | 54475.085 | 243624.6859 | 961560.8286 | 14792674.8026 | 14792674.8026 | 12077081.6056 | 6326428.6422 | 0 | 15997860.3171 | 49194045.3675 | 1000 | 0.00071167 | 22479270.5318 | 69124634.948 | 458270.3353 | 1409199.1814
1 | 3700 | 707 | 0.015 | 15 | 15 | 7 | 1.3335e-12 | 5spot_SharedNeighbor | CO2 | Porous | Wet | R600a | MinimizeLCOE_Brownfield | IgnoreSilica | 2019 | 1.6 | -0.052427 | 0.00073913 | 4 | 5404606.5295 | 16632800.1021 | 110180.2144 | 339082.1276 | 26.8239 | 1.5605 | 18.9581 | 33703.2672 | 0 | 11458.9067 | 0 | 0 | 0 | 27320.8723 | 28268.388 | 73548.547 | 50198.3946 | 224498.3758 | 961560.8286 | 14792674.8026 | 14792674.8026 | 12077081.6056 | 6326428.6422 | 0 | 15978734.0071 | 49174919.0574 | 1333.5214 | 0.0029565 | 5404606.5295 | 16632800.1021 | 110180.2144 | 339082.1276
1 | 3700 | 707 | 0.015 | 15 | 15 | 7 | 1.7783e-12 | 5spot_SharedNeighbor | CO2 | Porous | Wet | R600a | MinimizeLCOE_Brownfield | IgnoreSilica | 2019 | 1.6 | -0.050639 | 0.0011589 | 4 | 3443476.0157 | 10604373.5405 | 70199.9162 | 216184.4981 | 26.8239 | 1.5605 | 18.9434 | 33703.2857 | 0 | 11458.9014 | 0 | 0 | 0 | 22279.6406 | 26302.3128 | 68433.2226 | 46707.0806 | 208884.4437 | 961560.8286 | 14792674.8026 | 14792674.8026 | 12077081.6056 | 6326428.6422 | 0 | 15963120.0749 | 49159305.1253 | 1778.2794 | 0.0046358 | 3443476.0157 | 10604373.5405 | 70199.9162 | 216184.4981
1 | 3700 | 707 | 0.015 | 15 | 15 | 7 | 2.3714e-12 | 5spot_SharedNeighbor | CO2 | Porous | Wet | R600a | MinimizeLCOE_Brownfield | IgnoreSilica | 2019 | 1.6 | -0.049287 | 0.0014736 | 4 | 2706082.0499 | 8338049.051 | 55167.1428 | 169982.408 | 26.8234 | 1.5601 | 19.5425 | 33697.803 | 0 | 11460.4739 | 0 | 0 | 0 | 18146.5103 | 24688.867 | 64235.3676 | 43841.9583 | 196070.9801 | 961560.8286 | 14792674.8026 | 14792674.8026 | 12077081.6056 | 6326428.6422 | 0 | 15950306.6113 | 49146491.6617 | 2371.3737 | 0.0058942 | 2706082.0499 | 8338049.051 | 55167.1428 | 169982.408
1 | 3700 | 707 | 0.015 | 15 | 15 | 7 | 3.1623e-12 | 5spot_SharedNeighbor | CO2 | Porous | Wet | R600a | MinimizeLCOE_Brownfield | IgnoreSilica | 2019 | 3.0714 | -0.030029 | 0.0023364 | 4 | 1730491.2285 | 5282525.0193 | 35278.4044 | 107691.4177 | 28.8534 | 1.8222 | 33.9586 | 60796.5334 | 0 | 34221.4141 | 0 | 0 | 0 | 40065.7286 | 52682.6336 | 137069.4061 | 93552.6861 | 418388.4018 | 961560.8286 | 14792674.8026 | 14792674.8026 | 12077081.6056 | 6326428.6422 | 0 | 16172624.0331 | 49368809.0834 | 3162.2777 | 0.0093457 | 1730491.2285 | 5282525.0193 | 35278.4044 | 107691.4177
1 | 3700 | 707 | 0.015 | 15 | 15 | 7 | 4.217e-12 | 5spot_SharedNeighbor | CO2 | Porous | Wet | R600a | MinimizeLCOE_Brownfield | IgnoreSilica | 2019 | 4.0823 | -0.0091183 | 0.0032598 | 4 | 1249958.8497 | 3795872.5446 | 25482.1018 | 77383.9961 | 29.4736 | 1.9031 | 49.8164 | 77161.0734 | 0 | 48446.2063 | 0 | 0 | 0 | 50027.629 | 68497.6144 | 178216.7419 | 121636.5883 | 543985.8533 | 961560.8286 | 14792674.8026 | 14792674.8026 | 12077081.6056 | 6326428.6422 | 0 | 16298221.4846 | 49494406.5349 | 4216.965 | 0.013039 | 1249958.8497 | 3795872.5446 | 25482.1018 | 77383.9961
1 | 3700 | 707 | 0.015 | 15 | 15 | 7 | 5.6234e-12 | 5spot_SharedNeighbor | CO2 | Porous | Wet | R600a | MinimizeLCOE_Brownfield | IgnoreSilica | 2019 | 5.407 | 0.021196 | 0.004502 | 4 | 913493.5858 | 2756925.4711 | 18622.8023 | 56203.6547 | 29.9567 | 1.9663 | 53.1367 | 96797.6704 | 0 | 65954.5459 | 0 | 0 | 0 | 61895.2557 | 87612.5141 | 227949.7898 | 155580.4155 | 695790.1914 | 961560.8286 | 14792674.8026 | 14792674.8026 | 12077081.6056 | 6326428.6422 | 0 | 16450025.8226 | 49646210.873 | 5623.4133 | 0.018008 | 913493.5858 | 2756925.4711 | 18622.8023 | 56203.6547
1 | 3700 | 707 | 0.015 | 15 | 15 | 7 | 7.4989e-12 | 5spot_SharedNeighbor | CO2 | Porous | Wet | R600a | MinimizeLCOE_Brownfield | IgnoreSilica | 2019 | 7.1392 | 0.063181 | 0.0061574 | 4 | 675331.2932 | 2023152.7849 | 13767.5419 | 41244.706 | 30.329 | 2.0148 | 44.4898 | 120290.5767 | 0 | 87462.4665 | 0 | 0 | 0 | 75996.4958 | 110662.3202 | 287920.6572 | 196511.7647 | 878844.2811 | 961560.8286 | 14792674.8026 | 14792674.8026 | 12077081.6056 | 6326428.6422 | 0 | 16633079.9123 | 49829264.9627 | 7498.9421 | 0.02463 | 675331.2932 | 2023152.7849 | 13767.5419 | 41244.706
1 | 3700 | 707 | 0.015 | 15 | 15 | 7 | 1e-11 | 5spot_SharedNeighbor | CO2 | Porous | Wet | R600a | MinimizeLCOE_Brownfield | IgnoreSilica | 2019 | 9.3855 | 0.1195 | 0.0083408 | 4 | 505107.6848 | 1500100.4709 | 10297.3034 | 30581.5771 | 30.6118 | 2.051 | 33.5801 | 148174.7543 | 0 | 113700.1298 | 0 | 0 | 0 | 92566.3095 | 138232.0656 | 359651.4793 | 245469.5247 | 1097794.2633 | 961560.8286 | 14792674.8026 | 14792674.8026 | 12077081.6056 | 6326428.6422 | 0 | 16852029.8945 | 50048214.9449 | 10000 | 0.033363 | 505107.6848 | 1500100.4709 | 10297.3034 | 30581.5771
1 | 3700 | 707 | 0.015 | 15 | 15 | 7 | 1.3335e-11 | 5spot_SharedNeighbor | CO2 | Porous | Wet | R600a | MinimizeLCOE_Brownfield | IgnoreSilica | 2019 | 12.2017 | 0.19163 | 0.011178 | 4 | 382538.157 | 1124965.463 | 7798.5578 | 22933.9426 | 30.8189 | 2.0762 | 39.62 | 180223.9468 | 0 | 144723.5209 | 0 | 0 | 0 | 110990.3392 | 170015.7447 | 442346.0927 | 301910.2976 | 1350209.9419 | 961560.8286 | 14792674.8026 | 14792674.8026 | 12077081.6056 | 6326428.6422 | 0 | 17104445.5732 | 50300630.6235 | 13335.2143 | 0.044713 | 382538.157 | 1124965.463 | 7798.5578 | 22933.9426
1 | 3700 | 707 | 0.015 | 15 | 15 | 7 | 1.7783e-11 | 5spot_SharedNeighbor | CO2 | Porous | Wet | R600a | MinimizeLCOE_Brownfield | IgnoreSilica | 2019 | 15.405 | 0.27517 | 0.014773 | 4 | 293849.9636 | 855603.3771 | 5990.529 | 17442.6321 | 30.9571 | 2.0906 | 48.3268 | 213781.1604 | 0 | 178196.4198 | 0 | 0 | 0 | 127998.2094 | 202790.5579 | 527619.4337 | 360111.105 | 1610496.8863 | 961560.8286 | 14792674.8026 | 14792674.8026 | 12077081.6056 | 6326428.6422 | 0 | 17364732.5175 | 50560917.5679 | 17782.7941 | 0.059094 | 293849.9636 | 855603.3771 | 5990.529 | 17442.6321
1 | 3700 | 707 | 0.015 | 15 | 15 | 7 | 2.3714e-11 | 5spot_SharedNeighbor | CO2 | Porous | Wet | R600a | MinimizeLCOE_Brownfield | IgnoreSilica | 2019 | 19.8628 | 0.39144 | 0.019281 | 4 | 229639.9937 | 660067.8195 | 4681.5219 | 13456.3753 | 31.0671 | 2.0989 | 48.8132 | 256799.463 | 0 | 222428.8312 | 0 | 0 | 0 | 152444.0941 | 246352.2314 | 640957.9723 | 437466.9865 | 1956449.5784 | 961560.8286 | 14792674.8026 | 14792674.8026 | 12077081.6056 | 6326428.6422 | 0 | 17710685.2096 | 50906870.26 | 23713.7371 | 0.077124 | 229639.9937 | 660067.8195 | 4681.5219 | 13456.3753
1 | 3700 | 707 | 0.015 | 15 | 15 | 7 | 3.1623e-11 | 5spot_SharedNeighbor | CO2 | Porous | Wet | R600a | MinimizeLCOE_Brownfield | IgnoreSilica | 2019 | 24.5445 | 0.51502 | 0.024594 | 4 | 183363.952 | 520799.5774 | 3738.1222 | 10617.2038 | 31.1267 | 2.0984 | 45.3425 | 298384.0876 | 0 | 266718.5268 | 0 | 0 | 0 | 172554.873 | 287686.4201 | 748501.0525 | 510867.3485 | 2284712.3085 | 961560.8286 | 14792674.8026 | 14792674.8026 | 12077081.6056 | 6326428.6422 | 0 | 18038947.9397 | 51235132.9901 | 31622.7766 | 0.098378 | 183363.952 | 520799.5774 | 3738.1222 | 10617.2038
1 | 3700 | 707 | 0.015 | 15 | 15 | 7 | 4.217e-11 | 5spot_SharedNeighbor | CO2 | Porous | Wet | R600a | MinimizeLCOE_Brownfield | IgnoreSilica | 2019 | 29.5144 | 0.64715 | 0.030578 | 4 | 150104.5862 | 421510.0265 | 3060.085 | 8593.052 | 31.1539 | 2.0911 | 47.9845 | 339294.7676 | 0 | 311909.9425 | 0 | 0 | 0 | 189985.7603 | 328064.2835 | 853555.9703 | 582569.4886 | 2605380.2128 | 961560.8286 | 14792674.8026 | 14792674.8026 | 12077081.6056 | 6326428.6422 | 0 | 18359615.844 | 51555800.8944 | 42169.6503 | 0.12231 | 150104.5862 | 421510.0265 | 3060.085 | 8593.052
1 | 3700 | 707 | 0.015 | 15 | 15 | 7 | 5.6234e-11 | 5spot_SharedNeighbor | CO2 | Porous | Wet | R600a | MinimizeLCOE_Brownfield | IgnoreSilica | 2019 | 34.4324 | 0.77887 | 0.036918 | 4 | 126303.0104 | 351101.7498 | 2574.8577 | 7157.6841 | 31.1567 | 2.0787 | 47.7561 | 376992.2382 | 0 | 355182.1968 | 0 | 0 | 0 | 203175.8761 | 364786.6213 | 949099.9607 | 647780.2252 | 2897017.1183 | 961560.8286 | 14792674.8026 | 14792674.8026 | 12077081.6056 | 6326428.6422 | 0 | 18651252.7496 | 51847437.7999 | 56234.1325 | 0.14767 | 126303.0104 | 351101.7498 | 2574.8577 | 7157.6841
1 | 3700 | 707 | 0.015 | 15 | 15 | 7 | 7.4989e-11 | 5spot_SharedNeighbor | CO2 | Porous | Wet | R600a | MinimizeLCOE_Brownfield | IgnoreSilica | 2019 | 39.0003 | 0.9021 | 0.043229 | 4 | 109305.1051 | 301285.318 | 2228.3324 | 6142.1087 | 31.1435 | 2.0634 | 47.2733 | 409795.5137 | 0 | 394331.0108 | 0 | 0 | 0 | 211681.4126 | 396165.0954 | 1030740.3137 | 703501.4437 | 3146214.7899 | 961560.8286 | 14792674.8026 | 14792674.8026 | 12077081.6056 | 6326428.6422 | 0 | 18900450.4212 | 52096635.4715 | 74989.4209 | 0.17291 | 109305.1051 | 301285.318 | 2228.3324 | 6142.1087
1 | 3700 | 707 | 0.015 | 15 | 15 | 7 | 1e-10 | 5spot_SharedNeighbor | CO2 | Porous | Wet | R600a | MinimizeLCOE_Brownfield | IgnoreSilica | 2019 | 43.0272 | 1.0115 | 0.049158 | 4 | 97152.7594 | 265977.3505 | 1980.5904 | 5422.3081 | 31.1217 | 2.0471 | 45.6779 | 437080.0512 | 0 | 428146.4769 | 0 | 0 | 0 | 216063.6282 | 421703.1609 | 1097185.1215 | 748851.3903 | 3349029.829 | 961560.8286 | 14792674.8026 | 14792674.8026 | 12077081.6056 | 6326428.6422 | 0 | 19103265.4603 | 52299450.5106 | 100000 | 0.19663 | 97152.7594 | 265977.3505 | 1980.5904 | 5422.3081
1 | 3700 | 707 | 0.015 | 15 | 15 | 7 | 1.3335e-10 | 5spot_SharedNeighbor | CO2 | Porous | Wet | R600a | MinimizeLCOE_Brownfield | IgnoreSilica | 2019 | 46.4204 | 1.1042 | 0.054454 | 4 | 88430.247 | 240833.902 | 1802.7702 | 4909.7248 | 31.0968 | 2.0315 | 43.505 | 458938.9586 | 0 | 456200.744 | 0 | 0 | 0 | 217289.6227 | 441647.4369 | 1149076.0364 | 784268.006 | 3507420.8047 | 961560.8286 | 14792674.8026 | 14792674.8026 | 12077081.6056 | 6326428.6422 | 0 | 19261656.436 | 52457841.4863 | 133352.1432 | 0.21782 | 88430.247 | 240833.902 | 1802.7702 | 4909.7248
1 | 3700 | 707 | 0.015 | 15 | 15 | 7 | 1.7783e-10 | 5spot_SharedNeighbor | CO2 | Porous | Wet | R600a | MinimizeLCOE_Brownfield | IgnoreSilica | 2019 | 49.2003 | 1.1806 | 0.058998 | 4 | 82134.2365 | 222801.4168 | 1674.4175 | 4542.1082 | 31.0724 | 2.0175 | 38.7504 | 476097.9802 | 0 | 478917.2369 | 0 | 0 | 0 | 216572.0656 | 456919.0402 | 1188809.6157 | 811386.9903 | 3628702.9289 | 961560.8286 | 14792674.8026 | 14792674.8026 | 12077081.6056 | 6326428.6422 | 0 | 19382938.5602 | 52579123.6105 | 177827.941 | 0.23599 | 82134.2365 | 222801.4168 | 1674.4175 | 4542.1082
1 | 3700 | 707 | 0.015 | 15 | 15 | 7 | 2.3714e-10 | 5spot_SharedNeighbor | CO2 | Porous | Wet | R600a | MinimizeLCOE_Brownfield | IgnoreSilica | 2019 | 51.4124 | 1.2417 | 0.062768 | 4 | 77561.1843 | 209777.9403 | 1581.1897 | 4276.6071 | 31.0504 | 2.0056 | 38.0572 | 489278.0903 | 0 | 496835.5906 | 0 | 0 | 0 | 214743.2309 | 468334.1956 | 1218509.5083 | 831657.7773 | 3719358.3929 | 961560.8286 | 14792674.8026 | 14792674.8026 | 12077081.6056 | 6326428.6422 | 0 | 19473594.0242 | 52669779.0745 | 237137.3706 | 0.25107 | 77561.1843 | 209777.9403 | 1581.1897 | 4276.6071
1 | 3700 | 707 | 0.015 | 15 | 15 | 7 | 3.1623e-10 | 5spot_SharedNeighbor | CO2 | Porous | Wet | R600a | MinimizeLCOE_Brownfield | IgnoreSilica | 2019 | 53.1413 | 1.2896 | 0.06582 | 4 | 74219.689 | 200305.9969 | 1513.0687 | 4083.5087 | 31.0318 | 1.9958 | 55.0252 | 499290.4774 | 0 | 510749.1747 | 0 | 0 | 0 | 212472.8241 | 476779.8657 | 1240483.4096 | 846655.4165 | 3786431.1681 | 961560.8286 | 14792674.8026 | 14792674.8026 | 12077081.6056 | 6326428.6422 | 0 | 19540666.7993 | 52736851.8497 | 316227.766 | 0.26328 | 74219.689 | 200305.9969 | 1513.0687 | 4083.5087
1 | 3700 | 707 | 0.015 | 15 | 15 | 7 | 4.217e-10 | 5spot_SharedNeighbor | CO2 | Porous | Wet | R600a | MinimizeLCOE_Brownfield | IgnoreSilica | 2019 | 54.4861 | 1.327 | 0.068246 | 4 | 71764.7087 | 193369.2017 | 1463.0207 | 3942.0927 | 31.0164 | 1.9879 | 43.0643 | 506903.5597 | 0 | 521519.9676 | 0 | 0 | 0 | 210236.1203 | 483077.2626 | 1256867.9444 | 857838.1981 | 3836443.0527 | 961560.8286 | 14792674.8026 | 14792674.8026 | 12077081.6056 | 6326428.6422 | 0 | 19590678.6839 | 52786863.7343 | 421696.5034 | 0.27298 | 71764.7087 | 193369.2017 | 1463.0207 | 3942.0927
1 | 3700 | 707 | 0.015 | 15 | 15 | 7 | 5.6234e-10 | 5spot_SharedNeighbor | CO2 | Porous | Wet | R600a | MinimizeLCOE_Brownfield | IgnoreSilica | 2019 | 55.5191 | 1.3558 | 0.070146 | 4 | 69953.1916 | 188264.4481 | 1426.0904 | 3838.0254 | 31.0041 | 1.9816 | 50.446 | 512647.8502 | 0 | 529762.6038 | 0 | 0 | 0 | 208205.5321 | 487740.2346 | 1269000.0412 | 866118.6035 | 3873474.8655 | 961560.8286 | 14792674.8026 | 14792674.8026 | 12077081.6056 | 6326428.6422 | 0 | 19627710.4967 | 52823895.5471 | 562341.3252 | 0.28058 | 69953.1916 | 188264.4481 | 1426.0904 | 3838.0254
1 | 3700 | 707 | 0.015 | 15 | 15 | 7 | 7.4989e-10 | 5spot_SharedNeighbor | CO2 | Porous | Wet | R600a | MinimizeLCOE_Brownfield | IgnoreSilica | 2019 | 56.3085 | 1.3778 | 0.071618 | 4 | 68611.5236 | 184491.2854 | 1398.7387 | 3761.1044 | 30.9944 | 1.9768 | 53.4992 | 516977.2329 | 0 | 536044.6268 | 0 | 0 | 0 | 206472.1891 | 491202.679 | 1278008.6113 | 872267.1377 | 3900972.4769 | 961560.8286 | 14792674.8026 | 14792674.8026 | 12077081.6056 | 6326428.6422 | 0 | 19655208.1081 | 52851393.1585 | 749894.2093 | 0.28647 | 68611.5236 | 184491.2854 | 1398.7387 | 3761.1044
1 | 3700 | 707 | 0.015 | 15 | 15 | 7 | 1e-09 | 5spot_SharedNeighbor | CO2 | Porous | Wet | R600a | MinimizeLCOE_Brownfield | IgnoreSilica | 2019 | 56.8956 | 1.3942 | 0.072746 | 4 | 67614.9576 | 181697.4602 | 1378.4224 | 3704.1485 | 30.987 | 1.9731 | 42.6758 | 520163.5566 | 0 | 540707.8214 | 0 | 0 | 0 | 204971.5155 | 493678.7284 | 1284450.784 | 876664.0529 | 3920636.4588 | 961560.8286 | 14792674.8026 | 14792674.8026 | 12077081.6056 | 6326428.6422 | 0 | 19674872.09 | 52871057.1404 | 1000000 | 0.29098 | 67614.9576 | 181697.4602 | 1378.4224 | 3704.1485
1 | 3700 | 707 | 0.015 | 15 | 15 | 7 | 1.3335e-09 | 5spot_SharedNeighbor | CO2 | Porous | Wet | R600a | MinimizeLCOE_Brownfield | IgnoreSilica | 2019 | 57.3561 | 1.4071 | 0.073611 | 4 | 66873.0429 | 179614.6997 | 1363.2974 | 3661.6886 | 30.9811 | 1.9702 | 44.8682 | 522642.0159 | 0 | 544359.2565 | 0 | 0 | 0 | 203859.615 | 495635.7461 | 1289542.5424 | 880139.2827 | 3936178.4586 | 961560.8286 | 14792674.8026 | 14792674.8026 | 12077081.6056 | 6326428.6422 | 0 | 19690414.0899 | 52886599.1402 | 1333521.4322 | 0.29444 | 66873.0429 | 179614.6997 | 1363.2974 | 3661.6886
1 | 3700 | 707 | 0.015 | 15 | 15 | 7 | 1.7783e-09 | 5spot_SharedNeighbor | CO2 | Porous | Wet | R600a | MinimizeLCOE_Brownfield | IgnoreSilica | 2019 | 57.6922 | 1.4165 | 0.074266 | 4 | 66319.7469 | 178066.7631 | 1352.0177 | 3630.1318 | 30.9768 | 1.9681 | 45.7348 | 524440.3542 | 0 | 547022.1507 | 0 | 0 | 0 | 202916.2655 | 497007.7205 | 1293112.1384 | 882575.6052 | 3947074.2346 | 961560.8286 | 14792674.8026 | 14792674.8026 | 12077081.6056 | 6326428.6422 | 0 | 19701309.8658 | 52897494.9162 | 1778279.41 | 0.29707 | 66319.7469 | 178066.7631 | 1352.0177 | 3630.1318
1 | 3700 | 707 | 0.015 | 15 | 15 | 7 | 2.3714e-09 | 5spot_SharedNeighbor | CO2 | Porous | Wet | R600a | MinimizeLCOE_Brownfield | IgnoreSilica | 2019 | 57.9675 | 1.4242 | 0.074768 | 4 | 65906.5584 | 176904.4575 | 1343.5943 | 3606.4366 | 30.9732 | 1.9663 | 51.6881 | 525905.5397 | 0 | 549200.4241 | 0 | 0 | 0 | 202304.6251 | 498190.1297 | 1296188.5245 | 884675.302 | 3956464.5451 | 961560.8286 | 14792674.8026 | 14792674.8026 | 12077081.6056 | 6326428.6422 | 0 | 19710700.1764 | 52906885.2267 | 2371373.7057 | 0.29907 | 65906.5584 | 176904.4575 | 1343.5943 | 3606.4366
1 | 3700 | 707 | 0.015 | 15 | 15 | 7 | 3.1623e-09 | 5spot_SharedNeighbor | CO2 | Porous | Wet | R600a | MinimizeLCOE_Brownfield | IgnoreSilica | 2019 | 58.1527 | 1.4294 | 0.075142 | 4 | 65597.6834 | 176043.2482 | 1337.2975 | 3588.8797 | 30.9707 | 1.9651 | 48.9936 | 526888.0563 | 0 | 550665.3696 | 0 | 0 | 0 | 201708.8585 | 498912.2909 | 1298067.44 | 885957.7004 | 3962199.7158 | 961560.8286 | 14792674.8026 | 14792674.8026 | 12077081.6056 | 6326428.6422 | 0 | 19716435.347 | 52912620.3974 | 3162277.6602 | 0.30057 | 65597.6834 | 176043.2482 | 1337.2975 | 3588.8797
1 | 3700 | 707 | 0.015 | 15 | 15 | 7 | 4.217e-09 | 5spot_SharedNeighbor | CO2 | Porous | Wet | R600a | MinimizeLCOE_Brownfield | IgnoreSilica | 2019 | 58.2964 | 1.4334 | 0.075425 | 4 | 65366.6102 | 175397.7822 | 1332.5868 | 3575.721 | 30.9688 | 1.9642 | 52.0915 | 527648.4459 | 0 | 551801.5812 | 0 | 0 | 0 | 201278.2336 | 499484.0217 | 1299554.9661 | 886972.9676 | 3966740.216 | 961560.8286 | 14792674.8026 | 14792674.8026 | 12077081.6056 | 6326428.6422 | 0 | 19720975.8473 | 52917160.8976 | 4216965.0343 | 0.3017 | 65366.6102 | 175397.7822 | 1332.5868 | 3575.721
1 | 3700 | 707 | 0.015 | 15 | 15 | 7 | 5.6234e-09 | 5spot_SharedNeighbor | CO2 | Porous | Wet | R600a | MinimizeLCOE_Brownfield | IgnoreSilica | 2019 | 58.4085 | 1.4365 | 0.075639 | 4 | 65193.6382 | 174913.454 | 1329.0605 | 3565.8473 | 30.9673 | 1.9635 | 52.5095 | 528240.0975 | 0 | 552687.1601 | 0 | 0 | 0 | 200972.8845 | 499941.0554 | 1300744.0741 | 887784.5582 | 3970369.8298 | 961560.8286 | 14792674.8026 | 14792674.8026 | 12077081.6056 | 6326428.6422 | 0 | 19724605.4611 | 52920790.5114 | 5623413.2519 | 0.30255 | 65193.6382 | 174913.454 | 1329.0605 | 3565.8473
1 | 3700 | 707 | 0.015 | 15 | 15 | 7 | 7.4989e-09 | 5spot_SharedNeighbor | CO2 | Porous | Wet | R600a | MinimizeLCOE_Brownfield | IgnoreSilica | 2019 | 58.4841 | 1.4387 | 0.075798 | 4 | 65064.1036 | 174553.5932 | 1326.4198 | 3558.5111 | 30.9663 | 1.963 | 33.1196 | 528638.6321 | 0 | 553284.3694 | 0 | 0 | 0 | 200693.8269 | 500220.563 | 1301471.2957 | 888280.9019 | 3972589.5888 | 961560.8286 | 14792674.8026 | 14792674.8026 | 12077081.6056 | 6326428.6422 | 0 | 19726825.2201 | 52923010.2704 | 7498942.0933 | 0.30319 | 65064.1036 | 174553.5932 | 1326.4198 | 3558.5111
1 | 3700 | 707 | 0.015 | 15 | 15 | 7 | 1e-08 | 5spot_SharedNeighbor | CO2 | Porous | Wet | R600a | MinimizeLCOE_Brownfield | IgnoreSilica | 2019 | 58.5593 | 1.4408 | 0.075921 | 4 | 64967.0615 | 174278.1342 | 1324.4414 | 3552.8955 | 30.9653 | 1.9625 | 50.084 | 529034.5241 | 0 | 553878.3224 | 0 | 0 | 0 | 200584.6729 | 500564.0325 | 1302364.9329 | 888890.8276 | 3975317.3124 | 961560.8286 | 14792674.8026 | 14792674.8026 | 12077081.6056 | 6326428.6422 | 0 | 19729552.9436 | 52925737.994 | 10000000 | 0.30369 | 64967.0615 | 174278.1342 | 1324.4414 | 3552.8955
1 | 3800 | 707 | 0.015 | 15 | 15 | 7 | 1e-13 | 5spot_SharedNeighbor | CO2 | Porous | Wet | R600a | MinimizeLCOE_Brownfield | IgnoreSilica | 2019 | 0 | 0 | 0 | 0 |  |  |  |  | 15 |  | 15.5946 | [19 empty] | 100 | 0
1 | 3800 | 707 | 0.015 | 15 | 15 | 7 | 1.3335e-13 | 5spot_SharedNeighbor | CO2 | Porous | Wet | R600a | MinimizeLCOE_Brownfield | IgnoreSilica | 2019 | 0 | 0 | 0 | 0 |  |  |  |  | 15 |  | 16.6346 | [19 empty] | 133.3521 | 0
1 | 3800 | 707 | 0.015 | 15 | 15 | 7 | 1.7783e-13 | 5spot_SharedNeighbor | CO2 | Porous | Wet | R600a | MinimizeLCOE_Brownfield | IgnoreSilica | 2019 | 0 | 0 | 0 | 0 |  |  |  |  | 15 |  | 16.6237 | [19 empty] | 177.8279 | 0
1 | 3800 | 707 | 0.015 | 15 | 15 | 7 | 2.3714e-13 | 5spot_SharedNeighbor | CO2 | Porous | Wet | R600a | MinimizeLCOE_Brownfield | IgnoreSilica | 2019 | 0 | 0 | 0 | 0 |  |  |  |  | 15 |  | 19.495 | [19 empty] | 237.1374 | 0
1 | 3800 | 707 | 0.015 | 15 | 15 | 7 | 3.1623e-13 | 5spot_SharedNeighbor | CO2 | Porous | Wet | R600a | MinimizeLCOE_Brownfield | IgnoreSilica | 2019 | 0 | 0 | 0 | 0 |  |  |  |  | 15 |  | 20.0407 | [19 empty] | 316.2278 | 0
1 | 3800 | 707 | 0.015 | 15 | 15 | 7 | 4.217e-13 | 5spot_SharedNeighbor | CO2 | Porous | Wet | R600a | MinimizeLCOE_Brownfield | IgnoreSilica | 2019 | 0 | 0 | 0 | 0 |  |  |  |  | 15 |  | 19.0415 | [19 empty] | 421.6965 | 0
1 | 3800 | 707 | 0.015 | 15 | 15 | 7 | 5.6234e-13 | 5spot_SharedNeighbor | CO2 | Porous | Wet | R600a | MinimizeLCOE_Brownfield | IgnoreSilica | 2019 | 0 | 0 | 0 | 0 |  |  |  |  | 15 |  | 17.0301 | [19 empty] | 562.3413 | 0
1 | 3800 | 707 | 0.015 | 15 | 15 | 7 | 7.4989e-13 | 5spot_SharedNeighbor | CO2 | Porous | Wet | R600a | MinimizeLCOE_Brownfield | IgnoreSilica | 2019 | 0 | 0 | 0 | 0 |  |  |  |  | 15 |  | 16.984 | [19 empty] | 749.8942 | 0
1 | 3800 | 707 | 0.015 | 15 | 15 | 7 | 1e-12 | 5spot_SharedNeighbor | CO2 | Porous | Wet | R600a | MinimizeLCOE_Brownfield | IgnoreSilica | 2019 | 1.6 | -0.056751 | 0.00024185 | 4 | 17059557.7382 | 52376396.428 | 347782.1593 | 1067763.6855 | 27.1845 | 1.7337 | 18.8492 | 36204.8195 | 0 | 11632.3893 | 0 | 0 | 0 | 35829.3604 | 32629.962 | 84896.4678 | 57943.5837 | 259136.5827 | 961560.8286 | 15283055.5775 | 15283055.5775 | 12387543.6942 | 6495607.7911 | 0 | 16503752.9889 | 50669960.0517 | 1000 | 0.00096742 | 17059557.7382 | 52376396.428 | 347782.1593 | 1067763.6855
1 | 3800 | 707 | 0.015 | 15 | 15 | 7 | 1.3335e-12 | 5spot_SharedNeighbor | CO2 | Porous | Wet | R600a | MinimizeLCOE_Brownfield | IgnoreSilica | 2019 | 1.6 | -0.054376 | 0.00080164 | 4 | 5141126.4732 | 15796244.2793 | 104808.817 | 322027.8056 | 27.1845 | 1.7337 | 18.1881 | 36204.8623 | 0 | 11632.3769 | 0 | 0 | 0 | 29870.8096 | 30306.139 | 78850.3571 | 53816.9889 | 240681.5337 | 961560.8286 | 15283055.5775 | 15283055.5775 | 12387543.6942 | 6495607.7911 | 0 | 16485297.9399 | 50651505.0027 | 1333.5214 | 0.0032066 | 5141126.4732 | 15796244.2793 | 104808.817 | 322027.8056
1 | 3800 | 707 | 0.015 | 15 | 15 | 7 | 1.7783e-12 | 5spot_SharedNeighbor | CO2 | Porous | Wet | R600a | MinimizeLCOE_Brownfield | IgnoreSilica | 2019 | 1.6 | -0.052589 | 0.0012204 | 4 | 3374025.4558 | 10373109.2165 | 68784.0726 | 211469.862 | 27.1845 | 1.7337 | 19.2464 | 36204.8857 | 0 | 11632.37 | 0 | 0 | 0 | 25058.1238 | 28429.198 | 73966.9416 | 50483.9575 | 225775.4766 | 961560.8286 | 15283055.5775 | 15283055.5775 | 12387543.6942 | 6495607.7911 | 0 | 16470391.8828 | 50636598.9456 | 1778.2794 | 0.0048815 | 3374025.4558 | 10373109.2165 | 68784.0726 | 211469.862
1 | 3800 | 707 | 0.015 | 15 | 15 | 7 | 2.3714e-12 | 5spot_SharedNeighbor | CO2 | Porous | Wet | R600a | MinimizeLCOE_Brownfield | IgnoreSilica | 2019 | 1.6 | -0.051234 | 0.0015344 | 4 | 2681520.1668 | 8248157.9123 | 54666.4156 | 168149.8555 | 27.1838 | 1.7331 | 17.4337 | 36196.6967 | 0 | 11634.7614 | 0 | 0 | 0 | 21158.652 | 26906.1429 | 70004.2647 | 47779.3491 | 213679.8669 | 961560.8286 | 15283055.5775 | 15283055.5775 | 12387543.6942 | 6495607.7911 | 0 | 16458296.2731 | 50624503.3359 | 2371.3737 | 0.0061377 | 2681520.1668 | 8248157.9123 | 54666.4156 | 168149.8555
1 | 3800 | 707 | 0.015 | 15 | 15 | 7 | 3.1623e-12 | 5spot_SharedNeighbor | CO2 | Porous | Wet | R600a | MinimizeLCOE_Brownfield | IgnoreSilica | 2019 | 3.2345 | -0.028728 | 0.0025364 | 4 | 1647883.6413 | 5015464.8207 | 33594.337 | 102247.0343 | 29.4916 | 2.0308 | 39.0864 | 68074.0978 | 0 | 37600.4987 | 0 | 0 | 0 | 47425.164 | 59708.9066 | 155350.327 | 106029.7903 | 474188.7846 | 961560.8286 | 15283055.5775 | 15283055.5775 | 12387543.6942 | 6495607.7911 | 0 | 16718805.1907 | 50885012.2535 | 3162.2777 | 0.010146 | 1647883.6413 | 5015464.8207 | 33594.337 | 102247.0343
1 | 3800 | 707 | 0.015 | 15 | 15 | 7 | 4.217e-12 | 5spot_SharedNeighbor | CO2 | Porous | Wet | R600a | MinimizeLCOE_Brownfield | IgnoreSilica | 2019 | 4.3017 | -0.0054085 | 0.0035619 | 4 | 1183272.9006 | 3581322.1193 | 24122.6186 | 73010.0955 | 30.1343 | 2.1145 | 41.0195 | 86266.3024 | 0 | 52970.6475 | 0 | 0 | 0 | 59024.067 | 77321.7966 | 201175.4538 | 137306.3809 | 614064.6481 | 961560.8286 | 15283055.5775 | 15283055.5775 | 12387543.6942 | 6495607.7911 | 0 | 16858681.0543 | 51024888.1171 | 4216.965 | 0.014248 | 1183272.9006 | 3581322.1193 | 24122.6186 | 73010.0955
1 | 3800 | 707 | 0.015 | 15 | 15 | 7 | 5.6234e-12 | 5spot_SharedNeighbor | CO2 | Porous | Wet | R600a | MinimizeLCOE_Brownfield | IgnoreSilica | 2019 | 5.6971 | 0.028131 | 0.0049421 | 4 | 861332.1554 | 2589642.714 | 17559.421 | 52793.3695 | 30.6333 | 2.1795 | 53.4824 | 108049.2722 | 0 | 71848.7637 | 0 | 0 | 0 | 72802.627 | 98553.2586 | 256415.3627 | 175008.7539 | 782678.0381 | 961560.8286 | 15283055.5775 | 15283055.5775 | 12387543.6942 | 6495607.7911 | 0 | 17027294.4442 | 51193501.5071 | 5623.4133 | 0.019769 | 861332.1554 | 2589642.714 | 17559.421 | 52793.3695
1 | 3800 | 707 | 0.015 | 15 | 15 | 7 | 7.4989e-12 | 5spot_SharedNeighbor | CO2 | Porous | Wet | R600a | MinimizeLCOE_Brownfield | IgnoreSilica | 2019 | 7.5265 | 0.07455 | 0.0067815 | 4 | 635228.3194 | 1894757.4068 | 12949.9885 | 38627.1926 | 31.0187 | 2.2294 | 54.9325 | 134187.0057 | 0 | 95106.6103 | 0 | 0 | 0 | 89278.446 | 124243.1042 | 323255.0713 | 220628.2284 | 986698.4659 | 961560.8286 | 15283055.5775 | 15283055.5775 | 12387543.6942 | 6495607.7911 | 0 | 17231314.872 | 51397521.9349 | 7498.9421 | 0.027126 | 635228.3194 | 1894757.4068 | 12949.9885 | 38627.1926
1 | 3800 | 707 | 0.015 | 15 | 15 | 7 | 1e-11 | 5spot_SharedNeighbor | CO2 | Porous | Wet | R600a | MinimizeLCOE_Brownfield | IgnoreSilica | 2019 | 9.8628 | 0.13581 | 0.0092037 | 4 | 474568.8141 | 1402626.95 | 9674.7272 | 28594.4476 | 31.3075 | 2.266 | 55.9726 | 164761.915 | 0 | 123062.3503 | 0 | 0 | 0 | 108173.3387 | 154439.0656 | 401818.7688 | 274249.5662 | 1226505.0045 | 961560.8286 | 15283055.5775 | 15283055.5775 | 12387543.6942 | 6495607.7911 | 0 | 17471121.4107 | 51637328.4735 | 10000 | 0.036815 | 474568.8141 | 1402626.95 | 9674.7272 | 28594.4476
1 | 3800 | 707 | 0.015 | 15 | 15 | 7 | 1.3335e-11 | 5spot_SharedNeighbor | CO2 | Porous | Wet | R600a | MinimizeLCOE_Brownfield | IgnoreSilica | 2019 | 12.813 | 0.2147 | 0.012347 | 4 | 359405.2752 | 1051194.9916 | 7326.9627 | 21430.0317 | 31.5212 | 2.2915 | 45.526 | 200187.2603 | 0 | 156375.2517 | 0 | 0 | 0 | 129591.2488 | 189599.9667 | 493300.221 | 336687.5372 | 1505741.4856 | 961560.8286 | 15283055.5775 | 15283055.5775 | 12387543.6942 | 6495607.7911 | 0 | 17750357.8918 | 51916564.9546 | 13335.2143 | 0.049388 | 359405.2752 | 1051194.9916 | 7326.9627 | 21430.0317
1 | 3800 | 707 | 0.015 | 15 | 15 | 7 | 1.7783e-11 | 5spot_SharedNeighbor | CO2 | Porous | Wet | R600a | MinimizeLCOE_Brownfield | IgnoreSilica | 2019 | 16.4398 | 0.31292 | 0.01634 | 4 | 276420.7284 | 799154.9619 | 5635.2104 | 16291.8548 | 31.6735 | 2.3073 | 53.3716 | 240225.3399 | 0 | 195151.0752 | 0 | 0 | 0 | 153015.7482 | 229472.9437 | 597041.5281 | 407493.1109 | 1822399.7461 | 961560.8286 | 15283055.5775 | 15283055.5775 | 12387543.6942 | 6495607.7911 | 0 | 18067016.1522 | 52233223.2151 | 17782.7941 | 0.065361 | 276420.7284 | 799154.9619 | 5635.2104 | 16291.8548
1 | 3800 | 707 | 0.015 | 15 | 15 | 7 | 2.3714e-11 | 5spot_SharedNeighbor | CO2 | Porous | Wet | R600a | MinimizeLCOE_Brownfield | IgnoreSilica | 2019 | 20.7324 | 0.43023 | 0.021258 | 4 | 216538.5861 | 618340.6803 | 4414.432 | 12605.7111 | 31.7754 | 2.3142 | 49.0831 | 283893.3289 | 0 | 238789.321 | 0 | 0 | 0 | 177352.0549 | 273013.5349 | 710325.215 | 484811.555 | 2168185.0098 | 961560.8286 | 15283055.5775 | 15283055.5775 | 12387543.6942 | 6495607.7911 | 0 | 18412801.416 | 52579008.4788 | 23713.7371 | 0.085032 | 216538.5861 | 618340.6803 | 4414.432 | 12605.7111
1 | 3800 | 707 | 0.015 | 15 | 15 | 7 | 3.1623e-11 | 5spot_SharedNeighbor | CO2 | Porous | Wet | R600a | MinimizeLCOE_Brownfield | IgnoreSilica | 2019 | 25.5339 | 0.56248 | 0.027059 | 4 | 173412.2133 | 489079.1306 | 3535.2425 | 9970.5396 | 31.8352 | 2.3128 | 48.9957 | 329043.1168 | 0 | 285452.0302 | 0 | 0 | 0 | 200631.3732 | 317899.3429 | 827108.8801 | 564518.806 | 2524653.5492 | 961560.8286 | 15283055.5775 | 15283055.5775 | 12387543.6942 | 6495607.7911 | 0 | 18769269.9553 | 52935477.0182 | 31622.7766 | 0.10823 | 173412.2133 | 489079.1306 | 3535.2425 | 9970.5396
1 | 3800 | 707 | 0.015 | 15 | 15 | 7 | 4.217e-11 | 5spot_SharedNeighbor | CO2 | Porous | Wet | R600a | MinimizeLCOE_Brownfield | IgnoreSilica | 2019 | 30.5692 | 0.70221 | 0.033539 | 4 | 142474.4637 | 397151.293 | 2904.5347 | 8096.4663 | 31.8615 | 2.3044 | 41.5422 | 372991.7705 | 0 | 332531.7149 | 0 | 0 | 0 | 220802.3393 | 361267.0716 | 939942.8143 | 641530.2847 | 2869065.9953 | 961560.8286 | 15283055.5775 | 15283055.5775 | 12387543.6942 | 6495607.7911 | 0 | 19113682.4015 | 53279889.4643 | 42169.6503 | 0.13416 | 142474.4637 | 397151.293 | 2904.5347 | 8096.4663
1 | 3800 | 707 | 0.015 | 15 | 15 | 7 | 5.6234e-11 | 5spot_SharedNeighbor | CO2 | Porous | Wet | R600a | MinimizeLCOE_Brownfield | IgnoreSilica | 2019 | 35.5339 | 0.84097 | 0.040352 | 4 | 120361.3091 | 332039.104 | 2453.7281 | 6769.0663 | 31.8631 | 2.2908 | 48.5939 | 413416.9908 | 0 | 377490.1205 | 0 | 0 | 0 | 236616.4917 | 400734.2052 | 1042628.2 | 711615.1704 | 3182501.1785 | 961560.8286 | 15283055.5775 | 15283055.5775 | 12387543.6942 | 6495607.7911 | 0 | 19427117.5847 | 53593324.6475 | 56234.1325 | 0.16141 | 120361.3091 | 332039.104 | 2453.7281 | 6769.0663
1 | 3800 | 707 | 0.015 | 15 | 15 | 7 | 7.4989e-11 | 5spot_SharedNeighbor | CO2 | Porous | Wet | R600a | MinimizeLCOE_Brownfield | IgnoreSilica | 2019 | 40.1166 | 0.97007 | 0.047099 | 4 | 104533.3362 | 285886.9456 | 2131.0534 | 5828.1921 | 31.8473 | 2.2737 | 43.9917 | 448366.7621 | 0 | 417961.8781 | 0 | 0 | 0 | 247237.1141 | 434290.6442 | 1129935.1709 | 771203.972 | 3448995.5413 | 961560.8286 | 15283055.5775 | 15283055.5775 | 12387543.6942 | 6495607.7911 | 0 | 19693611.9474 | 53859819.0102 | 74989.4209 | 0.1884 | 104533.3362 | 285886.9456 | 2131.0534 | 5828.1921
1 | 3800 | 707 | 0.015 | 15 | 15 | 7 | 1e-10 | 5spot_SharedNeighbor | CO2 | Porous | Wet | R600a | MinimizeLCOE_Brownfield | IgnoreSilica | 2019 | 44.1159 | 1.0835 | 0.053373 | 4 | 93258.0106 | 253293.3029 | 1901.1907 | 5163.7266 | 31.8246 | 2.2566 | 57.9979 | 477275.6649 | 0 | 452575.9526 | 0 | 0 | 0 | 253517.7628 | 461514.0583 | 1200764.9101 | 819546.7244 | 3665195.073 | 961560.8286 | 15283055.5775 | 15283055.5775 | 12387543.6942 | 6495607.7911 | 0 | 19909811.4792 | 54076018.542 | 100000 | 0.21349 | 93258.0106 | 253293.3029 | 1901.1907 | 5163.7266
1 | 3800 | 707 | 0.015 | 15 | 15 | 7 | 1.3335e-10 | 5spot_SharedNeighbor | CO2 | Porous | Wet | R600a | MinimizeLCOE_Brownfield | IgnoreSilica | 2019 | 47.4681 | 1.1791 | 0.058943 | 4 | 85161.248 | 230072.4895 | 1736.1272 | 4690.3389 | 31.7991 | 2.2404 | 47.5628 | 500370.2914 | 0 | 481158.8275 | 0 | 0 | 0 | 256385.4278 | 482786.6732 | 1256111.8906 | 857322.1758 | 3834135.2864 | 961560.8286 | 15283055.5775 | 15283055.5775 | 12387543.6942 | 6495607.7911 | 0 | 20078751.6925 | 54244958.7553 | 133352.1432 | 0.23577 | 85161.248 | 230072.4895 | 1736.1272 | 4690.3389
1 | 3800 | 707 | 0.015 | 15 | 15 | 7 | 1.7783e-10 | 5spot_SharedNeighbor | CO2 | Porous | Wet | R600a | MinimizeLCOE_Brownfield | IgnoreSilica | 2019 | 50.1944 | 1.2573 | 0.063696 | 4 | 79312.9325 | 213410.9272 | 1616.9014 | 4350.6704 | 31.7744 | 2.226 | 44.2318 | 518409.3856 | 0 | 504143.923 | 0 | 0 | 0 | 257018.4892 | 499033.0012 | 1298381.5033 | 886172.055 | 3963158.3573 | 961560.8286 | 15283055.5775 | 15283055.5775 | 12387543.6942 | 6495607.7911 | 0 | 20207774.7634 | 54373981.8263 | 177827.941 | 0.25479 | 79312.9325 | 213410.9272 | 1616.9014 | 4350.6704
1 | 3800 | 707 | 0.015 | 15 | 15 | 7 | 2.3714e-10 | 5spot_SharedNeighbor | CO2 | Porous | Wet | R600a | MinimizeLCOE_Brownfield | IgnoreSilica | 2019 | 52.3667 | 1.3199 | 0.067628 | 4 | 75062.0781 | 201364.1058 | 1530.242 | 4105.0797 | 31.7522 | 2.2138 | 47.2 | 532314.9274 | 0 | 522305.782 | 0 | 0 | 0 | 256402.8012 | 511299.1692 | 1330295.5563 | 907954.052 | 4060572.288 | 961560.8286 | 15283055.5775 | 15283055.5775 | 12387543.6942 | 6495607.7911 | 0 | 20305188.6942 | 54471395.757 | 237137.3706 | 0.27051 | 75062.0781 | 201364.1058 | 1530.242 | 4105.0797
1 | 3800 | 707 | 0.015 | 15 | 15 | 7 | 3.1623e-10 | 5spot_SharedNeighbor | CO2 | Porous | Wet | R600a | MinimizeLCOE_Brownfield | IgnoreSilica | 2019 | 54.0575 | 1.3688 | 0.0708 | 4 | 71953.8793 | 192597.1436 | 1466.8772 | 3926.3533 | 31.7335 | 2.2038 | 51.7289 | 542853.7637 | 0 | 536353.8425 | 0 | 0 | 0 | 255117.3735 | 520386.742 | 1353939.5568 | 924091.5682 | 4132742.8465 | 961560.8286 | 15283055.5775 | 15283055.5775 | 12387543.6942 | 6495607.7911 | 0 | 20377359.2527 | 54543566.3155 | 316227.766 | 0.2832 | 71953.8793 | 192597.1436 | 1466.8772 | 3926.3533
1 | 3800 | 707 | 0.015 | 15 | 15 | 7 | 4.217e-10 | 5spot_SharedNeighbor | CO2 | Porous | Wet | R600a | MinimizeLCOE_Brownfield | IgnoreSilica | 2019 | 55.383 | 1.4072 | 0.073319 | 4 | 69669.2487 | 186168.5135 | 1420.3019 | 3795.297 | 31.718 | 2.1957 | 49.8091 | 550941.8304 | 0 | 547314.5561 | 0 | 0 | 0 | 253768.4591 | 527289.6898 | 1371899.6108 | 936349.6741 | 4187563.8202 | 961560.8286 | 15283055.5775 | 15283055.5775 | 12387543.6942 | 6495607.7911 | 0 | 20432180.2264 | 54598387.2892 | 421696.5034 | 0.29327 | 69669.2487 | 186168.5135 | 1420.3019 | 3795.297
1 | 3800 | 707 | 0.015 | 15 | 15 | 7 | 5.6234e-10 | 5spot_SharedNeighbor | CO2 | Porous | Wet | R600a | MinimizeLCOE_Brownfield | IgnoreSilica | 2019 | 56.3887 | 1.4364 | 0.075285 | 4 | 67982.6666 | 181439.236 | 1385.9186 | 3698.8842 | 31.7057 | 2.1894 | 44.7196 | 556977.7854 | 0 | 555602.64 | 0 | 0 | 0 | 252377.6591 | 532333.653 | 1385022.9684 | 945306.6353 | 4227621.3413 | 961560.8286 | 15283055.5775 | 15283055.5775 | 12387543.6942 | 6495607.7911 | 0 | 20472237.7475 | 54638444.8103 | 562341.3252 | 0.30114 | 67982.6666 | 181439.236 | 1385.9186 | 3698.8842
1 | 3800 | 707 | 0.015 | 15 | 15 | 7 | 7.4989e-10 | 5spot_SharedNeighbor | CO2 | Porous | Wet | R600a | MinimizeLCOE_Brownfield | IgnoreSilica | 2019 | 57.1586 | 1.4588 | 0.076807 | 4 | 66732.929 | 177940.9777 | 1360.441 | 3627.5675 | 31.696 | 2.1845 | 47.3446 | 561540.1371 | 0 | 561930.9556 | 0 | 0 | 0 | 251164.913 | 536108.0422 | 1394843.1549 | 952009.1144 | 4257596.3172 | 961560.8286 | 15283055.5775 | 15283055.5775 | 12387543.6942 | 6495607.7911 | 0 | 20502212.7233 | 54668419.7861 | 749894.2093 | 0.30723 | 66732.929 | 177940.9777 | 1360.441 | 3627.5675
1 | 3800 | 707 | 0.015 | 15 | 15 | 7 | 1e-09 | 5spot_SharedNeighbor | CO2 | Porous | Wet | R600a | MinimizeLCOE_Brownfield | IgnoreSilica | 2019 | 57.7434 | 1.4759 | 0.077975 | 4 | 65804.4518 | 175345.9712 | 1341.5128 | 3574.6648 | 31.6885 | 2.1807 | 53.0874 | 564970.7133 | 0 | 566727.611 | 0 | 0 | 0 | 250144.1378 | 538918.5602 | 1402155.5463 | 956999.9717 | 4279916.5403 | 961560.8286 | 15283055.5775 | 15283055.5775 | 12387543.6942 | 6495607.7911 | 0 | 20524532.9464 | 54690740.0093 | 1000000 | 0.3119 | 65804.4518 | 175345.9712 | 1341.5128 | 3574.6648
1 | 3800 | 707 | 0.015 | 15 | 15 | 7 | 1.3335e-09 | 5spot_SharedNeighbor | CO2 | Porous | Wet | R600a | MinimizeLCOE_Brownfield | IgnoreSilica | 2019 | 58.1844 | 1.4888 | 0.078867 | 4 | 65113.0819 | 173416.4409 | 1327.4182 | 3535.3287 | 31.6827 | 2.1778 | 54.5142 | 567538.6475 | 0 | 570340.0192 | 0 | 0 | 0 | 249303.5425 | 541001.0616 | 1407573.7877 | 960698.0328 | 4296455.0913 | 961560.8286 | 15283055.5775 | 15283055.5775 | 12387543.6942 | 6495607.7911 | 0 | 20541071.4974 | 54707278.5602 | 1333521.4322 | 0.31547 | 65113.0819 | 173416.4409 | 1327.4182 | 3535.3287
1 | 3800 | 707 | 0.015 | 15 | 15 | 7 | 1.7783e-09 | 5spot_SharedNeighbor | CO2 | Porous | Wet | R600a | MinimizeLCOE_Brownfield | IgnoreSilica | 2019 | 58.5204 | 1.4986 | 0.079545 | 4 | 64597.3933 | 171977.5217 | 1316.9052 | 3505.9944 | 31.6782 | 2.1756 | 45.9444 | 569483.948 | 0 | 573089.3402 | 0 | 0 | 0 | 248653.0765 | 542578.2822 | 1411677.3923 | 963498.8273 | 4308980.8665 | 961560.8286 | 15283055.5775 | 15283055.5775 | 12387543.6942 | 6495607.7911 | 0 | 20553597.2726 | 54719804.3354 | 1778279.41 | 0.31818 | 64597.3933 | 171977.5217 | 1316.9052 | 3505.9944
1 | 3800 | 707 | 0.015 | 15 | 15 | 7 | 2.3714e-09 | 5spot_SharedNeighbor | CO2 | Porous | Wet | R600a | MinimizeLCOE_Brownfield | IgnoreSilica | 2019 | 58.7787 | 1.5061 | 0.08006 | 4 | 64212.2442 | 170901.939 | 1309.0535 | 3484.0672 | 31.6748 | 2.1739 | 41.024 | 570973.2592 | 0 | 575201.8122 | 0 | 0 | 0 | 248173.7897 | 543796.0558 | 1414845.7893 | 965661.3234 | 4318652.0296 | 961560.8286 | 15283055.5775 | 15283055.5775 | 12387543.6942 | 6495607.7911 | 0 | 20563268.4358 | 54729475.4986 | 2371373.7057 | 0.32024 | 64212.2442 | 170901.939 | 1309.0535 | 3484.0672
1 | 3800 | 707 | 0.015 | 15 | 15 | 7 | 3.1623e-09 | 5spot_SharedNeighbor | CO2 | Porous | Wet | R600a | MinimizeLCOE_Brownfield | IgnoreSilica | 2019 | 58.9614 | 1.5115 | 0.080446 | 4 | 63924.3012 | 170102.0126 | 1303.1833 | 3467.7596 | 31.6723 | 2.1727 | 49.5996 | 572022.4631 | 0 | 576693.9329 | 0 | 0 | 0 | 247731.0269 | 544614.4949 | 1416975.1999 | 967114.6899 | 4325151.8076 | 961560.8286 | 15283055.5775 | 15283055.5775 | 12387543.6942 | 6495607.7911 | 0 | 20569768.2137 | 54735975.2766 | 3162277.6602 | 0.32178 | 63924.3012 | 170102.0126 | 1303.1833 | 3467.7596
1 | 3800 | 707 | 0.015 | 15 | 15 | 7 | 4.217e-09 | 5spot_SharedNeighbor | CO2 | Porous | Wet | R600a | MinimizeLCOE_Brownfield | IgnoreSilica | 2019 | 59.1077 | 1.5157 | 0.080739 | 4 | 63708.8725 | 169500.9173 | 1298.7915 | 3455.5055 | 31.6703 | 2.1717 | 41.9735 | 572861.0388 | 0 | 577888.9745 | 0 | 0 | 0 | 247445.191 | 545296.1297 | 1418748.6738 | 968325.1222 | 4330565.13 | 961560.8286 | 15283055.5775 | 15283055.5775 | 12387543.6942 | 6495607.7911 | 0 | 20575181.5362 | 54741388.599 | 4216965.0343 | 0.32296 | 63708.8725 | 169500.9173 | 1298.7915 | 3455.5055
1 | 3800 | 707 | 0.015 | 15 | 15 | 7 | 5.6234e-09 | 5spot_SharedNeighbor | CO2 | Porous | Wet | R600a | MinimizeLCOE_Brownfield | IgnoreSilica | 2019 | 59.2197 | 1.519 | 0.08096 | 4 | 63547.6044 | 169050.4185 | 1295.5039 | 3446.3214 | 31.6688 | 2.1709 | 43.0472 | 573501.9886 | 0 | 578803.8433 | 0 | 0 | 0 | 247239.1304 | 545822.5353 | 1420118.2733 | 969259.902 | 4334745.6729 | 961560.8286 | 15283055.5775 | 15283055.5775 | 12387543.6942 | 6495607.7911 | 0 | 20579362.0791 | 54745569.1419 | 5623413.2519 | 0.32384 | 63547.6044 | 169050.4185 | 1295.5039 | 3446.3214
1 | 3800 | 707 | 0.015 | 15 | 15 | 7 | 7.4989e-09 | 5spot_SharedNeighbor | CO2 | Porous | Wet | R600a | MinimizeLCOE_Brownfield | IgnoreSilica | 2019 | 59.2929 | 1.5212 | 0.081124 | 4 | 63426.8247 | 168716.5494 | 1293.0416 | 3439.5151 | 31.6678 | 2.1704 | 38.6265 | 573919.9237 | 0 | 579400.9899 | 0 | 0 | 0 | 247017.2213 | 546131.8726 | 1420923.1055 | 969809.2165 | 4337202.3294 | 961560.8286 | 15283055.5775 | 15283055.5775 | 12387543.6942 | 6495607.7911 | 0 | 20581818.7356 | 54748025.7984 | 7498942.0933 | 0.3245 | 63426.8247 | 168716.5494 | 1293.0416 | 3439.5151
1 | 3800 | 707 | 0.015 | 15 | 15 | 7 | 1e-08 | 5spot_SharedNeighbor | CO2 | Porous | Wet | R600a | MinimizeLCOE_Brownfield | IgnoreSilica | 2019 | 59.3512 | 1.5229 | 0.081248 | 4 | 63336.3427 | 168465.3995 | 1291.197 | 3434.395 | 31.667 | 2.1701 | 44.2811 | 574252.8685 | 0 | 579877.1147 | 0 | 0 | 0 | 246869.7061 | 546389.8788 | 1421594.3848 | 970267.3784 | 4339251.3313 | 961560.8286 | 15283055.5775 | 15283055.5775 | 12387543.6942 | 6495607.7911 | 0 | 20583867.7375 | 54750074.8003 | 10000000 | 0.32499 | 63336.3427 | 168465.3995 | 1291.197 | 3434.395
1 | 3900 | 707 | 0.015 | 15 | 15 | 7 | 1e-13 | 5spot_SharedNeighbor | CO2 | Porous | Wet | R600a | MinimizeLCOE_Brownfield | IgnoreSilica | 2019 | 0 | 0 | 0 | 0 |  |  |  |  | 15 |  | 14.5938 | [19 empty] | 100 | 0
1 | 3900 | 707 | 0.015 | 15 | 15 | 7 | 1.3335e-13 | 5spot_SharedNeighbor | CO2 | Porous | Wet | R600a | MinimizeLCOE_Brownfield | IgnoreSilica | 2019 | 0 | 0 | 0 | 0 |  |  |  |  | 15 |  | 17.5497 | [19 empty] | 133.3521 | 0
1 | 3900 | 707 | 0.015 | 15 | 15 | 7 | 1.7783e-13 | 5spot_SharedNeighbor | CO2 | Porous | Wet | R600a | MinimizeLCOE_Brownfield | IgnoreSilica | 2019 | 0 | 0 | 0 | 0 |  |  |  |  | 15 |  | 17.5408 | [19 empty] | 177.8279 | 0
1 | 3900 | 707 | 0.015 | 15 | 15 | 7 | 2.3714e-13 | 5spot_SharedNeighbor | CO2 | Porous | Wet | R600a | MinimizeLCOE_Brownfield | IgnoreSilica | 2019 | 0 | 0 | 0 | 0 |  |  |  |  | 15 |  | 17.7214 | [19 empty] | 237.1374 | 0
1 | 3900 | 707 | 0.015 | 15 | 15 | 7 | 3.1623e-13 | 5spot_SharedNeighbor | CO2 | Porous | Wet | R600a | MinimizeLCOE_Brownfield | IgnoreSilica | 2019 | 0 | 0 | 0 | 0 |  |  |  |  | 15 |  | 18.7376 | [19 empty] | 316.2278 | 0
1 | 3900 | 707 | 0.015 | 15 | 15 | 7 | 4.217e-13 | 5spot_SharedNeighbor | CO2 | Porous | Wet | R600a | MinimizeLCOE_Brownfield | IgnoreSilica | 2019 | 0 | 0 | 0 | 0 |  |  |  |  | 15 |  | 18.0287 | [19 empty] | 421.6965 | 0
1 | 3900 | 707 | 0.015 | 15 | 15 | 7 | 5.6234e-13 | 5spot_SharedNeighbor | CO2 | Porous | Wet | R600a | MinimizeLCOE_Brownfield | IgnoreSilica | 2019 | 0 | 0 | 0 | 0 |  |  |  |  | 15 |  | 17.1407 | [19 empty] | 562.3413 | 0
1 | 3900 | 707 | 0.015 | 15 | 15 | 7 | 7.4989e-13 | 5spot_SharedNeighbor | CO2 | Porous | Wet | R600a | MinimizeLCOE_Brownfield | IgnoreSilica | 2019 | 0 | 0 | 0 | 0 |  |  |  |  | 15 |  | 16.2889 | [19 empty] | 749.8942 | 0
1 | 3900 | 707 | 0.015 | 15 | 15 | 7 | 1e-12 | 5spot_SharedNeighbor | CO2 | Porous | Wet | R600a | MinimizeLCOE_Brownfield | IgnoreSilica | 2019 | 1.6 | -0.058679 | 0.00030774 | 4 | 13822509.0351 | 42377640.2556 | 281790.543 | 863925.5166 | 27.5364 | 1.9059 | 17.7039 | 38612.2881 | 0 | 11789.424 | 0 | 0 | 0 | 38060.5311 | 34500.2748 | 89762.6381 | 61264.845 | 273990.0011 | 961560.8286 | 15779296.4433 | 15779296.4433 | 12703572.8692 | 6667130.9763 | 0 | 17014847.273 | 52164847.5618 | 1000 | 0.001231 | 13822509.0351 | 42377640.2556 | 281790.543 | 863925.5166
1 | 3900 | 707 | 0.015 | 15 | 15 | 7 | 1.3335e-12 | 5spot_SharedNeighbor | CO2 | Porous | Wet | R600a | MinimizeLCOE_Brownfield | IgnoreSilica | 2019 | 1.6 | -0.056306 | 0.00086609 | 4 | 4906219.7343 | 15052357.7588 | 100019.9254 | 306862.6727 | 27.5364 | 1.9059 | 17.714 | 38612.3443 | 0 | 11789.4073 | 0 | 0 | 0 | 32289.1986 | 32249.4706 | 83906.5071 | 57267.9152 | 256114.8431 | 961560.8286 | 15779296.4433 | 15779296.4433 | 12703572.8692 | 6667130.9763 | 0 | 16996972.115 | 52146972.4038 | 1333.5214 | 0.0034644 | 4906219.7343 | 15052357.7588 | 100019.9254 | 306862.6727
1 | 3900 | 707 | 0.015 | 15 | 15 | 7 | 1.7783e-12 | 5spot_SharedNeighbor | CO2 | Porous | Wet | R600a | MinimizeLCOE_Brownfield | IgnoreSilica | 2019 | 1.6 | -0.054521 | 0.0012838 | 4 | 3307191.7893 | 10152282.1357 | 67421.5779 | 206968.0033 | 27.5364 | 1.9059 | 18.0148 | 38612.3727 | 0 | 11789.3989 | 0 | 0 | 0 | 27665.9305 | 30446.4038 | 79215.2973 | 54066.0681 | 241795.4712 | 961560.8286 | 15779296.4433 | 15779296.4433 | 12703572.8692 | 6667130.9763 | 0 | 16982652.7432 | 52132653.032 | 1778.2794 | 0.0051351 | 3307191.7893 | 10152282.1357 | 67421.5779 | 206968.0033
1 | 3900 | 707 | 0.015 | 15 | 15 | 7 | 2.3714e-12 | 5spot_SharedNeighbor | CO2 | Porous | Wet | R600a | MinimizeLCOE_Brownfield | IgnoreSilica | 2019 | 1.6 | -0.05318 | 0.0015964 | 4 | 2657754.6887 | 8162369.9941 | 54181.9242 | 166400.9528 | 27.5364 | 1.9059 | 17.6295 | 38612.3874 | 0 | 11789.3945 | 0 | 0 | 0 | 23977.0561 | 29007.7468 | 75472.2069 | 51511.332 | 230370.1238 | 961560.8286 | 15779296.4433 | 15779296.4433 | 12703572.8692 | 6667130.9763 | 0 | 16971227.3957 | 52121227.6845 | 2371.3737 | 0.0063856 | 2657754.6887 | 8162369.9941 | 54181.9242 | 166400.9528
1 | 3900 | 707 | 0.015 | 15 | 15 | 7 | 3.1623e-12 | 5spot_SharedNeighbor | CO2 | Porous | Wet | R600a | MinimizeLCOE_Brownfield | IgnoreSilica | 2019 | 3.4003 | -0.027107 | 0.0027625 | 4 | 1563083.4621 | 4744054.9008 | 31865.5706 | 96713.976 | 30.1338 | 2.2401 | 33.5964 | 75598.8855 | 0 | 41129.7332 | 0 | 0 | 0 | 54825.1861 | 66905.9839 | 174075.6457 | 118810.2051 | 531345.6395 | 961560.8286 | 15779296.4433 | 15779296.4433 | 12703572.8692 | 6667130.9763 | 0 | 17272202.9114 | 52422203.2002 | 3162.2777 | 0.01105 | 1563083.4621 | 4744054.9008 | 31865.5706 | 96713.976
1 | 3900 | 707 | 0.015 | 15 | 15 | 7 | 4.217e-12 | 5spot_SharedNeighbor | CO2 | Porous | Wet | R600a | MinimizeLCOE_Brownfield | IgnoreSilica | 2019 | 4.5381 | -0.00093065 | 0.0039031 | 4 | 1116355.783 | 3367787.2645 | 22758.4226 | 68656.8987 | 30.805 | 2.3273 | 43.1207 | 95918.9083 | 0 | 57880.8147 | 0 | 0 | 0 | 68336.5921 | 86633.1629 | 225401.7189 | 153841.3047 | 688012.5016 | 961560.8286 | 15779296.4433 | 15779296.4433 | 12703572.8692 | 6667130.9763 | 0 | 17428869.7735 | 52578870.0623 | 4216.965 | 0.015612 | 1116355.783 | 3367787.2645 | 22758.4226 | 68656.8987
1 | 3900 | 707 | 0.015 | 15 | 15 | 7 | 5.6234e-12 | 5spot_SharedNeighbor | CO2 | Porous | Wet | R600a | MinimizeLCOE_Brownfield | IgnoreSilica | 2019 | 6.0092 | 0.036158 | 0.0054383 | 4 | 809771.7717 | 2425620.2624 | 16508.2929 | 49449.5499 | 31.3187 | 2.3939 | 46.6195 | 119972.9274 | 0 | 78224.4983 | 0 | 0 | 0 | 84095.4495 | 110094.2213 | 286442.5805 | 195502.947 | 874332.6241 | 961560.8286 | 15779296.4433 | 15779296.4433 | 12703572.8692 | 6667130.9763 | 0 | 17615189.8961 | 52765190.1849 | 5623.4133 | 0.021753 | 809771.7717 | 2425620.2624 | 16508.2929 | 49449.5499
1 | 3900 | 707 | 0.015 | 15 | 15 | 7 | 7.4989e-12 | 5spot_SharedNeighbor | CO2 | Porous | Wet | R600a | MinimizeLCOE_Brownfield | IgnoreSilica | 2019 | 7.9091 | 0.086606 | 0.0074821 | 4 | 595985.0022 | 1770456.2203 | 12149.9604 | 36093.1448 | 31.7108 | 2.4444 | 51.3591 | 148430.7091 | 0 | 102930.5189 | 0 | 0 | 0 | 102499.9732 | 138005.8685 | 359062.9608 | 245067.8488 | 1095997.8792 | 961560.8286 | 15779296.4433 | 15779296.4433 | 12703572.8692 | 6667130.9763 | 0 | 17836855.1511 | 52986855.4399 | 7498.9421 | 0.029928 | 595985.0022 | 1770456.2203 | 12149.9604 | 36093.1448
1 | 3900 | 707 | 0.015 | 15 | 15 | 7 | 1e-11 | 5spot_SharedNeighbor | CO2 | Porous | Wet | R600a | MinimizeLCOE_Brownfield | IgnoreSilica | 2019 | 10.3723 | 0.15398 | 0.010173 | 4 | 444881.2424 | 1308724.9623 | 9069.5059 | 26680.1285 | 32.0097 | 2.4819 | 52.0806 | 182245.9495 | 0 | 133091.4421 | 0 | 0 | 0 | 124233.6964 | 171432.7243 | 446032.783 | 304426.5395 | 1361463.1348 | 961560.8286 | 15779296.4433 | 15779296.4433 | 12703572.8692 | 6667130.9763 | 0 | 18102320.4068 | 53252320.6956 | 10000 | 0.04069 | 444881.2424 | 1308724.9623 | 9069.5059 | 26680.1285
1 | 3900 | 707 | 0.015 | 15 | 15 | 7 | 1.3335e-11 | 5spot_SharedNeighbor | CO2 | Porous | Wet | R600a | MinimizeLCOE_Brownfield | IgnoreSilica | 2019 | 13.4586 | 0.24003 | 0.013656 | 4 | 337003.335 | 980482.2639 | 6870.2688 | 19988.4572 | 32.2288 | 2.5076 | 42.8112 | 221133.2503 | 0 | 168762.79 | 0 | 0 | 0 | 148623.2918 | 210022.5395 | 546435.5663 | 372953.5021 | 1667930.94 | 961560.8286 | 15779296.4433 | 15779296.4433 | 12703572.8692 | 6667130.9763 | 0 | 18408788.2119 | 53558788.5007 | 13335.2143 | 0.054625 | 337003.335 | 980482.2639 | 6870.2688 | 19988.4572
1 | 3900 | 707 | 0.015 | 15 | 15 | 7 | 1.7783e-11 | 5spot_SharedNeighbor | CO2 | Porous | Wet | R600a | MinimizeLCOE_Brownfield | IgnoreSilica | 2019 | 17.2272 | 0.34641 | 0.018066 | 4 | 259516.6985 | 745920.2063 | 5290.5989 | 15206.5923 | 32.384 | 2.5231 | 46.3941 | 264817.6271 | 0 | 210026.3643 | 0 | 0 | 0 | 175133.1538 | 253491.0866 | 659531.8092 | 450144.0118 | 2013144.0527 | 961560.8286 | 15779296.4433 | 15779296.4433 | 12703572.8692 | 6667130.9763 | 0 | 18754001.3246 | 53904001.6134 | 17782.7941 | 0.072265 | 259516.6985 | 745920.2063 | 5290.5989 | 15206.5923
1 | 3900 | 707 | 0.015 | 15 | 15 | 7 | 2.3714e-11 | 5spot_SharedNeighbor | CO2 | Porous | Wet | R600a | MinimizeLCOE_Brownfield | IgnoreSilica | 2019 | 21.6487 | 0.47235 | 0.02347 | 4 | 203749.4803 | 578166.9883 | 4153.7087 | 11786.7161 | 32.4868 | 2.5293 | 42.4708 | 312097.0727 | 0 | 256096.9908 | 0 | 0 | 0 | 202479.7751 | 300562.7971 | 782002.7441 | 533732.9414 | 2386972.3212 | 961560.8286 | 15779296.4433 | 15779296.4433 | 12703572.8692 | 6667130.9763 | 0 | 19127829.5931 | 54277829.8819 | 23713.7371 | 0.093879 | 203749.4803 | 578166.9883 | 4153.7087 | 11786.7161
1 | 3900 | 707 | 0.015 | 15 | 15 | 7 | 3.1623e-11 | 5spot_SharedNeighbor | CO2 | Porous | Wet | R600a | MinimizeLCOE_Brownfield | IgnoreSilica | 2019 | 26.5667 | 0.61352 | 0.029803 | 4 | 163674.5124 | 458531.3556 | 3336.7263 | 9347.7819 | 32.5464 | 2.5269 | 48.4608 | 360767.5703 | 0 | 305128.7281 | 0 | 0 | 0 | 228717.4791 | 348899.3732 | 907764.6001 | 619567.9922 | 2770845.7431 | 961560.8286 | 15779296.4433 | 15779296.4433 | 12703572.8692 | 6667130.9763 | 0 | 19511703.015 | 54661703.3038 | 31622.7766 | 0.11921 | 163674.5124 | 458531.3556 | 3336.7263 | 9347.7819
1 | 3900 | 707 | 0.015 | 15 | 15 | 7 | 4.217e-11 | 5spot_SharedNeighbor | CO2 | Porous | Wet | R600a | MinimizeLCOE_Brownfield | IgnoreSilica | 2019 | 31.6876 | 0.76161 | 0.036823 | 4 | 134974.0067 | 373614.2991 | 2751.6277 | 7616.6328 | 32.5716 | 2.5173 | 49.2118 | 407871.2219 | 0 | 354290.6923 | 0 | 0 | 0 | 251589.122 | 395362.9041 | 1028653.1763 | 702076.9296 | 3139844.0461 | 961560.8286 | 15779296.4433 | 15779296.4433 | 12703572.8692 | 6667130.9763 | 0 | 19880701.318 | 55030701.6068 | 42169.6503 | 0.14729 | 134974.0067 | 373614.2991 | 2751.6277 | 7616.6328
1 | 3900 | 707 | 0.015 | 15 | 15 | 7 | 5.6234e-11 | 5spot_SharedNeighbor | CO2 | Porous | Wet | R600a | MinimizeLCOE_Brownfield | IgnoreSilica | 2019 | 36.6787 | 0.90702 | 0.044141 | 4 | 114481.3235 | 313560.1408 | 2333.8566 | 6392.3476 | 32.5718 | 2.5025 | 45.5839 | 450775.6461 | 0 | 400742.0479 | 0 | 0 | 0 | 269583.8261 | 437229.5929 | 1137581.7125 | 776422.8938 | 3472335.7193 | 961560.8286 | 15779296.4433 | 15779296.4433 | 12703572.8692 | 6667130.9763 | 0 | 20213192.9912 | 55363193.28 | 56234.1325 | 0.17656 | 114481.3235 | 313560.1408 | 2333.8566 | 6392.3476
1 | 3900 | 707 | 0.015 | 15 | 15 | 7 | 7.4989e-11 | 5spot_SharedNeighbor | CO2 | Porous | Wet | R600a | MinimizeLCOE_Brownfield | IgnoreSilica | 2019 | 41.242 | 1.041 | 0.051309 | 4 | 99859.5978 | 271125.5617 | 2035.773 | 5527.2613 | 32.5561 | 2.4851 | 49.8437 | 487674.8922 | 0 | 442177.8101 | 0 | 0 | 0 | 282176.3986 | 472691.3494 | 1229845.9287 | 839395.1171 | 3753961.4961 | 961560.8286 | 15779296.4433 | 15779296.4433 | 12703572.8692 | 6667130.9763 | 0 | 20494818.7681 | 55644819.0569 | 74989.4209 | 0.20524 | 99859.5978 | 271125.5617 | 2035.773 | 5527.2613
1 | 3900 | 707 | 0.015 | 15 | 15 | 7 | 1e-10 | 5spot_SharedNeighbor | CO2 | Porous | Wet | R600a | MinimizeLCOE_Brownfield | IgnoreSilica | 2019 | 45.2024 | 1.158 | 0.057946 | 4 | 89403.3339 | 241053.2528 | 1822.6079 | 4914.1966 | 32.5324 | 2.4672 | 62.7403 | 518025.8808 | 0 | 477464.0516 | 0 | 0 | 0 | 289968.457 | 501328.7718 | 1304354.6277 | 890248.8352 | 3981390.6241 | 961560.8286 | 15779296.4433 | 15779296.4433 | 12703572.8692 | 6667130.9763 | 0 | 20722247.896 | 55872248.1848 | 100000 | 0.23178 | 89403.3339 | 241053.2528 | 1822.6079 | 4914.1966
1 | 3900 | 707 | 0.015 | 15 | 15 | 7 | 1.3335e-10 | 5spot_SharedNeighbor | CO2 | Porous | Wet | R600a | MinimizeLCOE_Brownfield | IgnoreSilica | 2019 | 48.5159 | 1.2566 | 0.063806 | 4 | 81890.8199 | 219612.3569 | 1669.4551 | 4477.0949 | 32.5061 | 2.4503 | 50.8828 | 542278.966 | 0 | 506565.1387 | 0 | 0 | 0 | 294197.2713 | 523786.1366 | 1362784.0842 | 930128.1399 | 4159739.7367 | 961560.8286 | 15779296.4433 | 15779296.4433 | 12703572.8692 | 6667130.9763 | 0 | 20900597.0086 | 56050597.2974 | 133352.1432 | 0.25523 | 81890.8199 | 219612.3569 | 1669.4551 | 4477.0949
1 | 3900 | 707 | 0.015 | 15 | 15 | 7 | 1.7783e-10 | 5spot_SharedNeighbor | CO2 | Porous | Wet | R600a | MinimizeLCOE_Brownfield | IgnoreSilica | 2019 | 51.2271 | 1.3377 | 0.068813 | 4 | 76431.1075 | 204132.4227 | 1558.1515 | 4161.5155 | 32.4792 | 2.4346 | 42.2878 | 561279.439 | 0 | 530140.7114 | 0 | 0 | 0 | 295916.2699 | 541061.2039 | 1407730.2657 | 960804.8323 | 4296932.7224 | 961560.8286 | 15779296.4433 | 15779296.4433 | 12703572.8692 | 6667130.9763 | 0 | 21037789.9943 | 56187790.2831 | 177827.941 | 0.27525 | 76431.1075 | 204132.4227 | 1558.1515 | 4161.5155
1 | 3900 | 707 | 0.015 | 15 | 15 | 7 | 2.3714e-10 | 5spot_SharedNeighbor | CO2 | Porous | Wet | R600a | MinimizeLCOE_Brownfield | IgnoreSilica | 2019 | 53.3607 | 1.4017 | 0.072914 | 4 | 72485.3705 | 193003.3992 | 1477.7123 | 3934.6353 | 32.4567 | 2.4221 | 49.491 | 575842.3549 | 0 | 548525.8859 | 0 | 0 | 0 | 296262.1869 | 554045.8668 | 1441513.6949 | 983862.7169 | 4400052.7063 | 961560.8286 | 15779296.4433 | 15779296.4433 | 12703572.8692 | 6667130.9763 | 0 | 21140909.9783 | 56290910.2671 | 237137.3706 | 0.29166 | 72485.3705 | 193003.3992 | 1477.7123 | 3934.6353
1 | 3900 | 707 | 0.015 | 15 | 15 | 7 | 3.1623e-10 | 5spot_SharedNeighbor | CO2 | Porous | Wet | R600a | MinimizeLCOE_Brownfield | IgnoreSilica | 2019 | 55.0197 | 1.4517 | 0.076215 | 4 | 69598.3166 | 184897.8129 | 1418.8558 | 3769.392 | 32.4379 | 2.4119 | 44.6709 | 586885.0172 | 0 | 562735.5591 | 0 | 0 | 0 | 295776.8198 | 563704.9845 | 1466644.7378 | 1001015.1701 | 4476762.2883 | 961560.8286 | 15779296.4433 | 15779296.4433 | 12703572.8692 | 6667130.9763 | 0 | 21217619.5603 | 56367619.8491 | 316227.766 | 0.30486 | 69598.3166 | 184897.8129 | 1418.8558 | 3769.392
1 | 3900 | 707 | 0.015 | 15 | 15 | 7 | 4.217e-10 | 5spot_SharedNeighbor | CO2 | Porous | Wet | R600a | MinimizeLCOE_Brownfield | IgnoreSilica | 2019 | 56.3085 | 1.4907 | 0.078827 | 4 | 67475.0053 | 178953.6749 | 1375.5692 | 3648.2127 | 32.4224 | 2.4037 | 54.3803 | 595294.5868 | 0 | 573724.4282 | 0 | 0 | 0 | 295013.9748 | 570972.866 | 1485554.2748 | 1013921.3176 | 4534481.4483 | 961560.8286 | 15779296.4433 | 15779296.4433 | 12703572.8692 | 6667130.9763 | 0 | 21275338.7202 | 56425339.009 | 421696.5034 | 0.31531 | 67475.0053 | 178953.6749 | 1375.5692 | 3648.2127
1 | 3900 | 707 | 0.015 | 15 | 15 | 7 | 5.6234e-10 | 5spot_SharedNeighbor | CO2 | Porous | Wet | R600a | MinimizeLCOE_Brownfield | IgnoreSilica | 2019 | 57.2977 | 1.5206 | 0.080866 | 4 | 65906.6911 | 174574.0242 | 1343.597 | 3558.9276 | 32.41 | 2.3973 | 50.4969 | 601650.3485 | 0 | 582131.3834 | 0 | 0 | 0 | 294173.7289 | 576402.6297 | 1499681.4061 | 1023563.375 | 4577602.8717 | 961560.8286 | 15779296.4433 | 15779296.4433 | 12703572.8692 | 6667130.9763 | 0 | 21318460.1436 | 56468460.4324 | 562341.3252 | 0.32346 | 65906.6911 | 174574.0242 | 1343.597 | 3558.9276
1 | 3900 | 707 | 0.015 | 15 | 15 | 7 | 7.4989e-10 | 5spot_SharedNeighbor | CO2 | Porous | Wet | R600a | MinimizeLCOE_Brownfield | IgnoreSilica | 2019 | 58.0406 | 1.5432 | 0.082439 | 4 | 64744.2907 | 171337.9599 | 1319.8999 | 3492.9561 | 32.4004 | 2.3923 | 48.9991 | 606366.7452 | 0 | 588429.0963 | 0 | 0 | 0 | 293303.4115 | 580358.7087 | 1509974.312 | 1030588.4948 | 4609020.7686 | 961560.8286 | 15779296.4433 | 15779296.4433 | 12703572.8692 | 6667130.9763 | 0 | 21349878.0405 | 56499878.3293 | 749894.2093 | 0.32976 | 64744.2907 | 171337.9599 | 1319.8999 | 3492.9561
1 | 3900 | 707 | 0.015 | 15 | 15 | 7 | 1e-09 | 5spot_SharedNeighbor | CO2 | Porous | Wet | R600a | MinimizeLCOE_Brownfield | IgnoreSilica | 2019 | 58.613 | 1.5606 | 0.083648 | 4 | 63880.3825 | 168933.6785 | 1302.288 | 3443.9415 | 32.3929 | 2.3885 | 44.1868 | 609967.0573 | 0 | 593271.8164 | 0 | 0 | 0 | 292606.4971 | 583379.6946 | 1517834.2978 | 1035953.0966 | 4633012.46 | 961560.8286 | 15779296.4433 | 15779296.4433 | 12703572.8692 | 6667130.9763 | 0 | 21373869.7319 | 56523870.0207 | 1000000 | 0.33459 | 63880.3825 | 168933.6785 | 1302.288 | 3443.9415
1 | 3900 | 707 | 0.015 | 15 | 15 | 7 | 1.3335e-09 | 5spot_SharedNeighbor | CO2 | Porous | Wet | R600a | MinimizeLCOE_Brownfield | IgnoreSilica | 2019 | 59.0493 | 1.5738 | 0.084571 | 4 | 63236.9451 | 167143.9576 | 1289.1707 | 3407.4557 | 32.387 | 2.3855 | 45.1322 | 612692.7182 | 0 | 596958.9236 | 0 | 0 | 0 | 292046.8496 | 585662.4116 | 1523773.4592 | 1040006.6963 | 4651141.0586 | 961560.8286 | 15779296.4433 | 15779296.4433 | 12703572.8692 | 6667130.9763 | 0 | 21391998.3306 | 56541998.6194 | 1333521.4322 | 0.33828 | 63236.9451 | 167143.9576 | 1289.1707 | 3407.4557
1 | 3900 | 707 | 0.015 | 15 | 15 | 7 | 1.7783e-09 | 5spot_SharedNeighbor | CO2 | Porous | Wet | R600a | MinimizeLCOE_Brownfield | IgnoreSilica | 2019 | 59.3855 | 1.584 | 0.085273 | 4 | 62756.9268 | 165807.8316 | 1279.3848 | 3380.2169 | 32.3824 | 2.3832 | 36.1841 | 614781.0934 | 0 | 599796.4157 | 0 | 0 | 0 | 291636.4187 | 587423.4318 | 1528355.2725 | 1043133.878 | 4665126.5101 | 961560.8286 | 15779296.4433 | 15779296.4433 | 12703572.8692 | 6667130.9763 | 0 | 21405983.7821 | 56555984.0709 | 1778279.41 | 0.34109 | 62756.9268 | 165807.8316 | 1279.3848 | 3380.2169
1 | 3900 | 707 | 0.015 | 15 | 15 | 7 | 2.3714e-09 | 5spot_SharedNeighbor | CO2 | Porous | Wet | R600a | MinimizeLCOE_Brownfield | IgnoreSilica | 2019 | 59.6265 | 1.5914 | 0.085802 | 4 | 62398.3663 | 164814.306 | 1272.0751 | 3359.9626 | 32.3791 | 2.3815 | 46.9651 | 616271.9544 | 0 | 601828.6438 | 0 | 0 | 0 | 291230.0576 | 588638.9558 | 1531517.8165 | 1045292.3793 | 4674779.8075 | 961560.8286 | 15779296.4433 | 15779296.4433 | 12703572.8692 | 6667130.9763 | 0 | 21415637.0794 | 56565637.3682 | 2371373.7057 | 0.34321 | 62398.3663 | 164814.306 | 1272.0751 | 3359.9626
1 | 3900 | 707 | 0.015 | 15 | 15 | 7 | 3.1623e-09 | 5spot_SharedNeighbor | CO2 | Porous | Wet | R600a | MinimizeLCOE_Brownfield | IgnoreSilica | 2019 | 59.8117 | 1.597 | 0.086202 | 4 | 62130.2778 | 164070.6312 | 1266.6098 | 3344.8017 | 32.3766 | 2.3803 | 44.3526 | 617414.445 | 0 | 603389.8522 | 0 | 0 | 0 | 290938.7287 | 589579.7801 | 1533965.6484 | 1046963.0749 | 4682251.5294 | 961560.8286 | 15779296.4433 | 15779296.4433 | 12703572.8692 | 6667130.9763 | 0 | 21423108.8013 | 56573109.0902 | 3162277.6602 | 0.34481 | 62130.2778 | 164070.6312 | 1266.6098 | 3344.8017
1 | 3900 | 707 | 0.015 | 15 | 15 | 7 | 4.217e-09 | 5spot_SharedNeighbor | CO2 | Porous | Wet | R600a | MinimizeLCOE_Brownfield | IgnoreSilica | 2019 | 59.9554 | 1.6014 | 0.086505 | 4 | 61929.6878 | 163513.0388 | 1262.5205 | 3333.4345 | 32.3746 | 2.3793 | 48.4205 | 618298.8648 | 0 | 604600.7428 | 0 | 0 | 0 | 290742.0448 | 590320.2444 | 1535892.1846 | 1048277.9754 | 4688132.0568 | 961560.8286 | 15779296.4433 | 15779296.4433 | 12703572.8692 | 6667130.9763 | 0 | 21428989.3287 | 56578989.6175 | 4216965.0343 | 0.34602 | 61929.6878 | 163513.0388 | 1262.5205 | 3333.4345
1 | 3900 | 707 | 0.015 | 15 | 15 | 7 | 5.6234e-09 | 5spot_SharedNeighbor | CO2 | Porous | Wet | R600a | MinimizeLCOE_Brownfield | IgnoreSilica | 2019 | 60.048 | 1.6042 | 0.086729 | 4 | 61779.5156 | 163100.4218 | 1259.459 | 3325.0227 | 32.3733 | 2.3786 | 49.0425 | 618867.8776 | 0 | 605380.7317 | 0 | 0 | 0 | 290493.5968 | 590749.4604 | 1537008.9165 | 1049040.1679 | 4691540.7508 | 961560.8286 | 15779296.4433 | 15779296.4433 | 12703572.8692 | 6667130.9763 | 0 | 21432398.0227 | 56582398.3115 | 5623413.2519 | 0.34692 | 61779.5156 | 163100.4218 | 1259.459 | 3325.0227
1 | 3900 | 707 | 0.015 | 15 | 15 | 7 | 7.4989e-09 | 5spot_SharedNeighbor | CO2 | Porous | Wet | R600a | MinimizeLCOE_Brownfield | IgnoreSilica | 2019 | 60.1212 | 1.6065 | 0.086899 | 4 | 61667.0465 | 162790.3533 | 1257.1662 | 3318.7015 | 32.3723 | 2.3781 | 45.2011 | 619316.8436 | 0 | 605996.7917 | 0 | 0 | 0 | 290328.1083 | 591100.28 | 1537921.6772 | 1049663.1458 | 4694326.8467 | 961560.8286 | 15779296.4433 | 15779296.4433 | 12703572.8692 | 6667130.9763 | 0 | 21435184.1186 | 56585184.4074 | 7498942.0933 | 0.3476 | 61667.0465 | 162790.3533 | 1257.1662 | 3318.7015
1 | 3900 | 707 | 0.015 | 15 | 15 | 7 | 1e-08 | 5spot_SharedNeighbor | CO2 | Porous | Wet | R600a | MinimizeLCOE_Brownfield | IgnoreSilica | 2019 | 60.1944 | 1.6087 | 0.087031 | 4 | 61582.7845 | 162552.5367 | 1255.4484 | 3313.8533 | 32.3713 | 2.3776 | 44.2119 | 619765.2351 | 0 | 606612.7607 | 0 | 0 | 0 | 290317.9042 | 591511.401 | 1538991.3297 | 1050393.2056 | 4697591.8364 | 961560.8286 | 15779296.4433 | 15779296.4433 | 12703572.8692 | 6667130.9763 | 0 | 21438449.1083 | 56588449.3971 | 10000000 | 0.34812 | 61582.7845 | 162552.5367 | 1255.4484 | 3313.8533
1 | 4000 | 707 | 0.015 | 15 | 15 | 7 | 1e-13 | 5spot_SharedNeighbor | CO2 | Porous | Wet | R600a | MinimizeLCOE_Brownfield | IgnoreSilica | 2019 | 0 | 0 | 0 | 0 |  |  |  |  | 15 |  | 15.708 | [19 empty] | 100 | 0
1 | 4000 | 707 | 0.015 | 15 | 15 | 7 | 1.3335e-13 | 5spot_SharedNeighbor | CO2 | Porous | Wet | R600a | MinimizeLCOE_Brownfield | IgnoreSilica | 2019 | 0 | 0 | 0 | 0 |  |  |  |  | 15 |  | 15.9534 | [19 empty] | 133.3521 | 0
1 | 4000 | 707 | 0.015 | 15 | 15 | 7 | 1.7783e-13 | 5spot_SharedNeighbor | CO2 | Porous | Wet | R600a | MinimizeLCOE_Brownfield | IgnoreSilica | 2019 | 0 | 0 | 0 | 0 |  |  |  |  | 15 |  | 18.7908 | [19 empty] | 177.8279 | 0
1 | 4000 | 707 | 0.015 | 15 | 15 | 7 | 2.3714e-13 | 5spot_SharedNeighbor | CO2 | Porous | Wet | R600a | MinimizeLCOE_Brownfield | IgnoreSilica | 2019 | 0 | 0 | 0 | 0 |  |  |  |  | 15 |  | 19.5469 | [19 empty] | 237.1374 | 0
1 | 4000 | 707 | 0.015 | 15 | 15 | 7 | 3.1623e-13 | 5spot_SharedNeighbor | CO2 | Porous | Wet | R600a | MinimizeLCOE_Brownfield | IgnoreSilica | 2019 | 0 | 0 | 0 | 0 |  |  |  |  | 15 |  | 18.8638 | [19 empty] | 316.2278 | 0
1 | 4000 | 707 | 0.015 | 15 | 15 | 7 | 4.217e-13 | 5spot_SharedNeighbor | CO2 | Porous | Wet | R600a | MinimizeLCOE_Brownfield | IgnoreSilica | 2019 | 0 | 0 | 0 | 0 |  |  |  |  | 15 |  | 19.6551 | [19 empty] | 421.6965 | 0
1 | 4000 | 707 | 0.015 | 15 | 15 | 7 | 5.6234e-13 | 5spot_SharedNeighbor | CO2 | Porous | Wet | R600a | MinimizeLCOE_Brownfield | IgnoreSilica | 2019 | 0 | 0 | 0 | 0 |  |  |  |  | 15 |  | 20.0101 | [19 empty] | 562.3413 | 0
1 | 4000 | 707 | 0.015 | 15 | 15 | 7 | 7.4989e-13 | 5spot_SharedNeighbor | CO2 | Porous | Wet | R600a | MinimizeLCOE_Brownfield | IgnoreSilica | 2019 | 0 | 0 | 0 | 0 |  |  |  |  | 15 |  | 19.5259 | [19 empty] | 749.8942 | 0
1 | 4000 | 707 | 0.015 | 15 | 15 | 7 | 1e-12 | 5spot_SharedNeighbor | CO2 | Porous | Wet | R600a | MinimizeLCOE_Brownfield | IgnoreSilica | 2019 | 1.6 | -0.060587 | 0.00037534 | 4 | 11677029.5095 | 35753870.1916 | 238052.0409 | 728891.0045 | 27.8796 | 2.077 | 19.6353 | 40935.6547 | 0 | 11930.4972 | 0 | 0 | 0 | 40201.1426 | 36296.2449 | 94435.3838 | 64454.0899 | 288253.013 | 961560.8286 | 16281397.4 | 16281397.4 | 13025169.1305 | 6840998.1979 | 0 | 17531211.2416 | 53678775.9699 | 1000 | 0.0015013 | 11677029.5095 | 35753870.1916 | 238052.0409 | 728891.0045
1 | 4000 | 707 | 0.015 | 15 | 15 | 7 | 1.3335e-12 | 5spot_SharedNeighbor | CO2 | Porous | Wet | R600a | MinimizeLCOE_Brownfield | IgnoreSilica | 2019 | 1.6 | -0.058218 | 0.00093227 | 4 | 4696574.9224 | 14390034.564 | 95746.0324 | 293360.3185 | 27.8796 | 2.077 | 19.082 | 40935.7185 | 0 | 11930.478 | 0 | 0 | 0 | 34593.995 | 34109.4747 | 88745.8563 | 60570.8705 | 270886.3929 | 961560.8286 | 16281397.4 | 16281397.4 | 13025169.1305 | 6840998.1979 | 0 | 17513844.6215 | 53661409.3498 | 1333.5214 | 0.0037291 | 4696574.9224 | 14390034.564 | 95746.0324 | 293360.3185
1 | 4000 | 707 | 0.015 | 15 | 15 | 7 | 1.7783e-12 | 5spot_SharedNeighbor | CO2 | Porous | Wet | R600a | MinimizeLCOE_Brownfield | IgnoreSilica | 2019 | 1.6 | -0.056436 | 0.0013489 | 4 | 3243452.0102 | 9943036.7771 | 66122.1563 | 202702.2537 | 27.8796 | 2.077 | 17.9608 | 40935.7522 | 0 | 11930.4679 | 0 | 0 | 0 | 30131.6216 | 32369.1582 | 84217.9099 | 57480.454 | 257065.3639 | 961560.8286 | 16281397.4 | 16281397.4 | 13025169.1305 | 6840998.1979 | 0 | 17500023.5925 | 53647588.3208 | 1778.2794 | 0.0053955 | 3243452.0102 | 9943036.7771 | 66122.1563 | 202702.2537
1 | 4000 | 707 | 0.015 | 15 | 15 | 7 | 2.3714e-12 | 5spot_SharedNeighbor | CO2 | Porous | Wet | R600a | MinimizeLCOE_Brownfield | IgnoreSilica | 2019 | 2.6692 | -0.043819 | 0.0020878 | 4 | 2118682.3952 | 6447203.2262 | 43192.2064 | 131434.9583 | 29.9062 | 2.3373 | 34.6647 | 65089.2768 | 0 | 30417.6621 | 0 | 0 | 0 | 49848.0199 | 56688.434 | 147491.6768 | 100666.1 | 450201.1696 | 961560.8286 | 16281397.4 | 16281397.4 | 13025169.1305 | 6840998.1979 | 0 | 17693159.3982 | 53840724.1265 | 2371.3737 | 0.008351 | 2118682.3952 | 6447203.2262 | 43192.2064 | 131434.9583
1 | 4000 | 707 | 0.015 | 15 | 15 | 7 | 3.1623e-12 | 5spot_SharedNeighbor | CO2 | Porous | Wet | R600a | MinimizeLCOE_Brownfield | IgnoreSilica | 2019 | 3.5855 | -0.024821 | 0.0030177 | 4 | 1477586.5148 | 4472174.834 | 30122.5997 | 91171.3331 | 30.7928 | 2.4518 | 33.9457 | 83706.4521 | 0 | 45071.3858 | 0 | 0 | 0 | 62660.7591 | 74661.0529 | 194252.7444 | 132581.4896 | 592933.8839 | 961560.8286 | 16281397.4 | 16281397.4 | 13025169.1305 | 6840998.1979 | 0 | 17835892.1125 | 53983456.8408 | 3162.2777 | 0.012071 | 1477586.5148 | 4472174.834 | 30122.5997 | 91171.3331
1 | 4000 | 707 | 0.015 | 15 | 15 | 7 | 4.217e-12 | 5spot_SharedNeighbor | CO2 | Porous | Wet | R600a | MinimizeLCOE_Brownfield | IgnoreSilica | 2019 | 4.7692 | 0.0038754 | 0.0042862 | 4 | 1050198.5045 | 3158549.9255 | 21409.717 | 64391.3125 | 31.4757 | 2.5402 | 35.4199 | 105763.444 | 0 | 62868.5283 | 0 | 0 | 0 | 77597.5147 | 96029.5 | 249849.0605 | 170527.1177 | 762635.1652 | 961560.8286 | 16281397.4 | 16281397.4 | 13025169.1305 | 6840998.1979 | 0 | 18005593.3938 | 54153158.1221 | 4216.965 | 0.017145 | 1050198.5045 | 3158549.9255 | 21409.717 | 64391.3125
1 | 4000 | 707 | 0.015 | 15 | 15 | 7 | 5.6234e-12 | 5spot_SharedNeighbor | CO2 | Porous | Wet | R600a | MinimizeLCOE_Brownfield | IgnoreSilica | 2019 | 6.3233 | 0.04486 | 0.0059946 | 4 | 759480.5871 | 2266983.6826 | 15483.039 | 46215.5287 | 32.0073 | 2.6089 | 51.0762 | 132285.8692 | 0 | 84823.0687 | 0 | 0 | 0 | 95489.7891 | 121913.5035 | 317193.9283 | 216491.3737 | 968197.5326 | 961560.8286 | 16281397.4 | 16281397.4 | 13025169.1305 | 6840998.1979 | 0 | 18211155.7612 | 54358720.4895 | 5623.4133 | 0.023978 | 759480.5871 | 2266983.6826 | 15483.039 | 46215.5287
1 | 4000 | 707 | 0.015 | 15 | 15 | 7 | 7.4989e-12 | 5spot_SharedNeighbor | CO2 | Porous | Wet | R600a | MinimizeLCOE_Brownfield | IgnoreSilica | 2019 | 8.3307 | 0.10047 | 0.008268 | 4 | 558049.8523 | 1651051.4084 | 11376.6011 | 33658.9162 | 32.4121 | 2.6606 | 47.265 | 163663.7202 | 0 | 111487.7272 | 0 | 0 | 0 | 116412.6105 | 152709.9826 | 397320.0495 | 271179.0979 | 1212773.1878 | 961560.8286 | 16281397.4 | 16281397.4 | 13025169.1305 | 6840998.1979 | 0 | 18455731.4164 | 54603296.1447 | 7498.9421 | 0.033072 | 558049.8523 | 1651051.4084 | 11376.6011 | 33658.9162
1 | 4000 | 707 | 0.015 | 15 | 15 | 7 | 1e-11 | 5spot_SharedNeighbor | CO2 | Porous | Wet | R600a | MinimizeLCOE_Brownfield | IgnoreSilica | 2019 | 10.8982 | 0.1737 | 0.011255 | 4 | 416348.7482 | 1219265.0863 | 8487.8324 | 24856.368 | 32.7167 | 2.6985 | 39.881 | 200464.7467 | 0 | 143614.5002 | 0 | 0 | 0 | 140609.2012 | 189028.4948 | 491813.3683 | 335672.7296 | 1501203.0408 | 961560.8286 | 16281397.4 | 16281397.4 | 13025169.1305 | 6840998.1979 | 0 | 18744161.2694 | 54891725.9977 | 10000 | 0.04502 | 416348.7482 | 1219265.0863 | 8487.8324 | 24856.368
1 | 4000 | 707 | 0.015 | 15 | 15 | 7 | 1.3335e-11 | 5spot_SharedNeighbor | CO2 | Porous | Wet | R600a | MinimizeLCOE_Brownfield | IgnoreSilica | 2019 | 14.1313 | 0.26754 | 0.015116 | 4 | 315544.8664 | 913370.1059 | 6432.8089 | 18620.285 | 32.9414 | 2.7244 | 46.5495 | 243024.541 | 0 | 181821.2056 | 0 | 0 | 0 | 168097.1906 | 231247.7456 | 601659.1985 | 410644.7658 | 1836494.6472 | 961560.8286 | 16281397.4 | 16281397.4 | 13025169.1305 | 6840998.1979 | 0 | 19079452.8758 | 55227017.6041 | 13335.2143 | 0.060465 | 315544.8664 | 913370.1059 | 6432.8089 | 18620.285
1 | 4000 | 707 | 0.015 | 15 | 15 | 7 | 1.7783e-11 | 5spot_SharedNeighbor | CO2 | Porous | Wet | R600a | MinimizeLCOE_Brownfield | IgnoreSilica | 2019 | 18.0406 | 0.38242 | 0.019985 | 4 | 243345.6191 | 695524.859 | 4960.9296 | 14179.215 | 33.0989 | 2.7395 | 52.761 | 290396.5659 | 0 | 225609.742 | 0 | 0 | 0 | 197620.209 | 278314.3416 | 724116.8267 | 494224.6133 | 2210282.2984 | 961560.8286 | 16281397.4 | 16281397.4 | 13025169.1305 | 6840998.1979 | 0 | 19453240.527 | 55600805.2553 | 17782.7941 | 0.079941 | 243345.6191 | 695524.859 | 4960.9296 | 14179.215
1 | 4000 | 707 | 0.015 | 15 | 15 | 7 | 2.3714e-11 | 5spot_SharedNeighbor | CO2 | Porous | Wet | R600a | MinimizeLCOE_Brownfield | IgnoreSilica | 2019 | 22.6233 | 0.51824 | 0.025924 | 4 | 191507.0863 | 540102.4621 | 3904.131 | 11010.7192 | 33.2027 | 2.7449 | 44.0353 | 341660.1538 | 0 | 274488.8835 | 0 | 0 | 0 | 228260.6972 | 329319.7965 | 856822.5576 | 584799.0015 | 2615351.0901 | 961560.8286 | 16281397.4 | 16281397.4 | 13025169.1305 | 6840998.1979 | 0 | 19858309.3187 | 56005874.047 | 23713.7371 | 0.10369 | 191507.0863 | 540102.4621 | 3904.131 | 11010.7192
1 | 4000 | 707 | 0.015 | 15 | 15 | 7 | 3.1623e-11 | 5spot_SharedNeighbor | CO2 | Porous | Wet | R600a | MinimizeLCOE_Brownfield | IgnoreSilica | 2019 | 27.6534 | 0.66853 | 0.032834 | 4 | 154329.0217 | 429562.3493 | 3146.2059 | 8757.2095 | 33.2615 | 2.7413 | 45.7344 | 393786.6593 | 0 | 325864.9183 | 0 | 0 | 0 | 257255.5923 | 380993.7962 | 991267.7052 | 676560.5773 | 3025729.2487 | 961560.8286 | 16281397.4 | 16281397.4 | 13025169.1305 | 6840998.1979 | 0 | 20268687.4772 | 56416252.2056 | 31622.7766 | 0.13133 | 154329.0217 | 429562.3493 | 3146.2059 | 8757.2095
1 | 4000 | 707 | 0.015 | 15 | 15 | 7 | 4.217e-11 | 5spot_SharedNeighbor | CO2 | Porous | Wet | R600a | MinimizeLCOE_Brownfield | IgnoreSilica | 2019 | 32.8324 | 0.82445 | 0.040431 | 4 | 127742.8995 | 351256.3052 | 2604.2118 | 7160.8349 | 33.2853 | 2.7304 | 45.9374 | 443745.8288 | 0 | 376853.5296 | 0 | 0 | 0 | 282371.9084 | 430158.7941 | 1119184.9445 | 763866.7216 | 3416181.727 | 961560.8286 | 16281397.4 | 16281397.4 | 13025169.1305 | 6840998.1979 | 0 | 20659139.9555 | 56806704.6839 | 42169.6503 | 0.16172 | 127742.8995 | 351256.3052 | 2604.2118 | 7160.8349
1 | 4000 | 707 | 0.015 | 15 | 15 | 7 | 5.6234e-11 | 5spot_SharedNeighbor | CO2 | Porous | Wet | R600a | MinimizeLCOE_Brownfield | IgnoreSilica | 2019 | 37.8554 | 0.97679 | 0.048288 | 4 | 108776.5623 | 295923.7406 | 2217.5574 | 6032.8057 | 33.2839 | 2.7144 | 58.7903 | 489103.6358 | 0 | 424839.6378 | 0 | 0 | 0 | 302387.6946 | 474369.0776 | 1234211.0334 | 842374.3908 | 3767285.47 | 961560.8286 | 16281397.4 | 16281397.4 | 13025169.1305 | 6840998.1979 | 0 | 21010243.6986 | 57157808.4269 | 56234.1325 | 0.19315 | 108776.5623 | 295923.7406 | 2217.5574 | 6032.8057
1 | 4000 | 707 | 0.015 | 15 | 15 | 7 | 7.4989e-11 | 5spot_SharedNeighbor | CO2 | Porous | Wet | R600a | MinimizeLCOE_Brownfield | IgnoreSilica | 2019 | 42.4038 | 1.1158 | 0.055921 | 4 | 95247.134 | 256847.2547 | 1941.7417 | 5236.1787 | 33.2668 | 2.696 | 60.0536 | 527810.2837 | 0 | 467270.4186 | 0 | 0 | 0 | 316539.8656 | 511532.0215 | 1330901.3903 | 908367.5462 | 4062421.5259 | 961560.8286 | 16281397.4 | 16281397.4 | 13025169.1305 | 6840998.1979 | 0 | 21305379.7544 | 57452944.4828 | 74989.4209 | 0.22369 | 95247.134 | 256847.2547 | 1941.7417 | 5236.1787
1 | 4000 | 707 | 0.015 | 15 | 15 | 7 | 1e-10 | 5spot_SharedNeighbor | CO2 | Porous | Wet | R600a | MinimizeLCOE_Brownfield | IgnoreSilica | 2019 | 46.3427 | 1.237 | 0.062944 | 4 | 85569.2558 | 229140.0482 | 1744.445 | 4671.3298 | 33.2419 | 2.6772 | 57.7928 | 559638.2978 | 0 | 503349.8442 | 0 | 0 | 0 | 325744.8049 | 541605.8493 | 1409147.3212 | 961772.0018 | 4301258.1193 | 961560.8286 | 16281397.4 | 16281397.4 | 13025169.1305 | 6840998.1979 | 0 | 21544216.3479 | 57691781.0762 | 100000 | 0.25178 | 85569.2558 | 229140.0482 | 1744.445 | 4671.3298
1 | 4000 | 707 | 0.015 | 15 | 15 | 7 | 1.3335e-10 | 5spot_SharedNeighbor | CO2 | Porous | Wet | R600a | MinimizeLCOE_Brownfield | IgnoreSilica | 2019 | 49.607 | 1.3381 | 0.069106 | 4 | 78611.7523 | 209381.0101 | 1602.6069 | 4268.5151 | 33.2149 | 2.6597 | 54.5509 | 584877.3529 | 0 | 532838.6509 | 0 | 0 | 0 | 331018.6414 | 565006.5116 | 1470031.0444 | 1003326.3939 | 4487098.595 | 961560.8286 | 16281397.4 | 16281397.4 | 13025169.1305 | 6840998.1979 | 0 | 21730056.8236 | 57877621.5519 | 133352.1432 | 0.27642 | 78611.7523 | 209381.0101 | 1602.6069 | 4268.5151
1 | 4000 | 707 | 0.015 | 15 | 15 | 7 | 1.7783e-10 | 5spot_SharedNeighbor | CO2 | Porous | Wet | R600a | MinimizeLCOE_Brownfield | IgnoreSilica | 2019 | 52.2593 | 1.4206 | 0.074319 | 4 | 73579.1219 | 195174.8384 | 1500.0099 | 3978.9031 | 33.189 | 2.6443 | 62.9163 | 604645.9715 | 0 | 556550.5706 | 0 | 0 | 0 | 333803.772 | 583050.1225 | 1516976.8186 | 1035367.8495 | 4630395.1046 | 961560.8286 | 16281397.4 | 16281397.4 | 13025169.1305 | 6840998.1979 | 0 | 21873353.3331 | 58020918.0615 | 177827.941 | 0.29728 | 73579.1219 | 195174.8384 | 1500.0099 | 3978.9031
1 | 4000 | 707 | 0.015 | 15 | 15 | 7 | 2.3714e-10 | 5spot_SharedNeighbor | CO2 | Porous | Wet | R600a | MinimizeLCOE_Brownfield | IgnoreSilica | 2019 | 54.3593 | 1.4862 | 0.078601 | 4 | 69915.8105 | 184888.2298 | 1425.3284 | 3769.1966 | 33.1662 | 2.6314 | 59.4306 | 619837.1726 | 0 | 575179.7555 | 0 | 0 | 0 | 334956.6413 | 596689.6921 | 1552464.1809 | 1059588.7034 | 4738716.1459 | 961560.8286 | 16281397.4 | 16281397.4 | 13025169.1305 | 6840998.1979 | 0 | 21981674.3745 | 58129239.1028 | 237137.3706 | 0.3144 | 69915.8105 | 184888.2298 | 1425.3284 | 3769.1966
1 | 4000 | 707 | 0.015 | 15 | 15 | 7 | 3.1623e-10 | 5spot_SharedNeighbor | CO2 | Porous | Wet | R600a | MinimizeLCOE_Brownfield | IgnoreSilica | 2019 | 55.9944 | 1.5375 | 0.082038 | 4 | 67233.6556 | 177389.1394 | 1370.649 | 3616.3175 | 33.1469 | 2.6209 | 51.4872 | 631385.9757 | 0 | 589600.8548 | 0 | 0 | 0 | 335163.4133 | 606898.5951 | 1579025.6524 | 1077717.4535 | 4819791.9449 | 961560.8286 | 16281397.4 | 16281397.4 | 13025169.1305 | 6840998.1979 | 0 | 22062750.1735 | 58210314.9018 | 316227.766 | 0.32815 | 67233.6556 | 177389.1394 | 1370.649 | 3616.3175
1 | 4000 | 707 | 0.015 | 15 | 15 | 7 | 4.217e-10 | 5spot_SharedNeighbor | CO2 | Porous | Wet | R600a | MinimizeLCOE_Brownfield | IgnoreSilica | 2019 | 57.2512 | 1.577 | 0.08475 | 4 | 65259.9378 | 171890.3848 | 1330.4121 | 3504.218 | 33.1314 | 2.6126 | 55.9247 | 640098.3715 | 0 | 600638.6291 | 0 | 0 | 0 | 334873.3158 | 614488.0234 | 1598771.788 | 1091194.5968 | 4880064.7246 | 961560.8286 | 16281397.4 | 16281397.4 | 13025169.1305 | 6840998.1979 | 0 | 22123022.9532 | 58270587.6815 | 421696.5034 | 0.339 | 65259.9378 | 171890.3848 | 1330.4121 | 3504.218
1 | 4000 | 707 | 0.015 | 15 | 15 | 7 | 5.6234e-10 | 5spot_SharedNeighbor | CO2 | Porous | Wet | R600a | MinimizeLCOE_Brownfield | IgnoreSilica | 2019 | 58.2233 | 1.6077 | 0.086866 | 4 | 63801.4533 | 167834.1076 | 1300.6789 | 3421.5253 | 33.1188 | 2.606 | 66.8301 | 646737.9885 | 0 | 609147.1144 | 0 | 0 | 0 | 334468.0233 | 620237.7192 | 1613731.3172 | 1101404.7829 | 4925726.9456 | 961560.8286 | 16281397.4 | 16281397.4 | 13025169.1305 | 6840998.1979 | 0 | 22168685.1742 | 58316249.9025 | 562341.3252 | 0.34746 | 63801.4533 | 167834.1076 | 1300.6789 | 3421.5253
1 | 4000 | 707 | 0.015 | 15 | 15 | 7 | 7.4989e-10 | 5spot_SharedNeighbor | CO2 | Porous | Wet | R600a | MinimizeLCOE_Brownfield | IgnoreSilica | 2019 | 58.282 | 1.6111 | 0.088325 | 4 | 62706.8032 | 165020.7749 | 1278.363 | 3364.1717 | 33.1166 | 2.6049 | 58.5774 | 647031.5063 | 0 | 609684.5799 | 0 | 0 | 0 | 329004.5625 | 618431.053 | 1609030.7422 | 1098196.5438 | 4911378.9877 | 961560.8286 | 16281397.4 | 16281397.4 | 13025169.1305 | 6840998.1979 | 0 | 22154337.2163 | 58301901.9446 | 749894.2093 | 0.3533 | 62706.8032 | 165020.7749 | 1278.363 | 3364.1717
1 | 4000 | 707 | 0.015 | 15 | 15 | 7 | 1e-09 | 5spot_SharedNeighbor | CO2 | Porous | Wet | R600a | MinimizeLCOE_Brownfield | IgnoreSilica | 2019 | 59.5339 | 1.6492 | 0.089782 | 4 | 61893.3398 | 162546.8301 | 1261.7794 | 3313.737 | 33.0998 | 2.5961 | 55.9523 | 655449.4568 | 0 | 620607.2236 | 0 | 0 | 0 | 333343.6892 | 627666.1442 | 1633058.5551 | 1114596.0198 | 4984721.0887 | 961560.8286 | 16281397.4 | 16281397.4 | 13025169.1305 | 6840998.1979 | 0 | 22227679.3173 | 58375244.0456 | 1000000 | 0.35913 | 61893.3398 | 162546.8301 | 1261.7794 | 3313.737
1 | 4000 | 707 | 0.015 | 15 | 15 | 7 | 1.3335e-09 | 5spot_SharedNeighbor | CO2 | Porous | Wet | R600a | MinimizeLCOE_Brownfield | IgnoreSilica | 2019 | 59.9554 | 1.6625 | 0.090735 | 4 | 61295.0885 | 160891.3727 | 1249.5833 | 3279.9883 | 33.094 | 2.5932 | 51.953 | 658253.9216 | 0 | 624276.4156 | 0 | 0 | 0 | 332944.7865 | 630035.2983 | 1639222.6081 | 1118803.1127 | 5003536.1427 | 961560.8286 | 16281397.4 | 16281397.4 | 13025169.1305 | 6840998.1979 | 0 | 22246494.3713 | 58394059.0996 | 1333521.4322 | 0.36294 | 61295.0885 | 160891.3727 | 1249.5833 | 3279.9883
1 | 4000 | 707 | 0.015 | 15 | 15 | 7 | 1.7783e-09 | 5spot_SharedNeighbor | CO2 | Porous | Wet | R600a | MinimizeLCOE_Brownfield | IgnoreSilica | 2019 | 60.2649 | 1.6723 | 0.091456 | 4 | 60848.6992 | 159659.8001 | 1240.483 | 3254.881 | 33.0897 | 2.591 | 53.2135 | 660302.791 | 0 | 626967.5652 | 0 | 0 | 0 | 332556.1001 | 631732.318 | 1643637.9052 | 1121816.6437 | 5017013.3231 | 961560.8286 | 16281397.4 | 16281397.4 | 13025169.1305 | 6840998.1979 | 0 | 22259971.5517 | 58407536.28 | 1778279.41 | 0.36582 | 60848.6992 | 159659.8001 | 1240.483 | 3254.881
1 | 4000 | 707 | 0.015 | 15 | 15 | 7 | 2.3714e-09 | 5spot_SharedNeighbor | CO2 | Porous | Wet | R600a | MinimizeLCOE_Brownfield | IgnoreSilica | 2019 | 60.5085 | 1.68 | 0.092005 | 4 | 60515.2161 | 158737.1672 | 1233.6845 | 3236.0719 | 33.0863 | 2.5892 | 55.2979 | 661909.0863 | 0 | 629083.878 | 0 | 0 | 0 | 332317.3583 | 633091.0258 | 1647172.9843 | 1124229.4078 | 5027803.7406 | 961560.8286 | 16281397.4 | 16281397.4 | 13025169.1305 | 6840998.1979 | 0 | 22270761.9692 | 58418326.6975 | 2371373.7057 | 0.36802 | 60515.2161 | 158737.1672 | 1233.6845 | 3236.0719
1 | 4000 | 707 | 0.015 | 15 | 15 | 7 | 3.1623e-09 | 5spot_SharedNeighbor | CO2 | Porous | Wet | R600a | MinimizeLCOE_Brownfield | IgnoreSilica | 2019 | 60.6935 | 1.6859 | 0.092419 | 4 | 60265.8513 | 158047.0728 | 1228.6009 | 3222.0034 | 33.0837 | 2.5879 | 41.4056 | 663125.8841 | 0 | 630690.8071 | 0 | 0 | 0 | 332139.9634 | 634123.0953 | 1649858.2174 | 1126062.1346 | 5036000.1018 | 961560.8286 | 16281397.4 | 16281397.4 | 13025169.1305 | 6840998.1979 | 0 | 22278958.3304 | 58426523.0587 | 3162277.6602 | 0.36968 | 60265.8513 | 158047.0728 | 1228.6009 | 3222.0034
1 | 4000 | 707 | 0.015 | 15 | 15 | 7 | 4.217e-09 | 5spot_SharedNeighbor | CO2 | Porous | Wet | R600a | MinimizeLCOE_Brownfield | IgnoreSilica | 2019 | 60.8197 | 1.6899 | 0.092728 | 4 | 60079.2559 | 157534.7207 | 1224.7969 | 3211.5584 | 33.0819 | 2.587 | 51.2724 | 663954.1834 | 0 | 631786.4181 | 0 | 0 | 0 | 331914.1176 | 634785.3405 | 1651581.2435 | 1127238.1353 | 5041259.4385 | 961560.8286 | 16281397.4 | 16281397.4 | 13025169.1305 | 6840998.1979 | 0 | 22284217.6671 | 58431782.3954 | 4216965.0343 | 0.37091 | 60079.2559 | 157534.7207 | 1224.7969 | 3211.5584
1 | 4000 | 707 | 0.015 | 15 | 15 | 7 | 5.6234e-09 | 5spot_SharedNeighbor | CO2 | Porous | Wet | R600a | MinimizeLCOE_Brownfield | IgnoreSilica | 2019 | 60.9272 | 1.6933 | 0.092965 | 4 | 59939.5534 | 157147.4885 | 1221.9489 | 3203.6641 | 33.0804 | 2.5862 | 51.8427 | 664657.9468 | 0 | 632718.6429 | 0 | 0 | 0 | 331826.2495 | 635389.1073 | 1653152.121 | 1128310.2915 | 5046054.359 | 961560.8286 | 16281397.4 | 16281397.4 | 13025169.1305 | 6840998.1979 | 0 | 22289012.5876 | 58436577.3159 | 5623413.2519 | 0.37186 | 59939.5534 | 157147.4885 | 1221.9489 | 3203.6641
1 | 4000 | 707 | 0.015 | 15 | 15 | 7 | 7.4989e-09 | 5spot_SharedNeighbor | CO2 | Porous | Wet | R600a | MinimizeLCOE_Brownfield | IgnoreSilica | 2019 | 61.0024 | 1.6957 | 0.093141 | 4 | 59834.9194 | 156859.1455 | 1219.8158 | 3197.7858 | 33.0793 | 2.5857 | 59.8732 | 665149.9414 | 0 | 633370.9562 | 0 | 0 | 0 | 331721.5968 | 635794.5728 | 1654207.0591 | 1129030.3084 | 5049274.4346 | 961560.8286 | 16281397.4 | 16281397.4 | 13025169.1305 | 6840998.1979 | 0 | 22292232.6632 | 58439797.3915 | 7498942.0933 | 0.37256 | 59834.9194 | 156859.1455 | 1219.8158 | 3197.7858
1 | 4000 | 707 | 0.015 | 15 | 15 | 7 | 1e-08 | 5spot_SharedNeighbor | CO2 | Porous | Wet | R600a | MinimizeLCOE_Brownfield | IgnoreSilica | 2019 | 61.0561 | 1.6974 | 0.093272 | 4 | 59756.5272 | 156643.9562 | 1218.2176 | 3193.3989 | 33.0785 | 2.5853 | 56.0641 | 665501.1149 | 0 | 633836.8642 | 0 | 0 | 0 | 331623.7316 | 636075.0672 | 1654936.8479 | 1129528.4042 | 5051502.03 | 961560.8286 | 16281397.4 | 16281397.4 | 13025169.1305 | 6840998.1979 | 0 | 22294460.2586 | 58442024.9869 | 10000000 | 0.37309 | 59756.5272 | 156643.9562 | 1218.2176 | 3193.3989
1 | 4100 | 707 | 0.015 | 15 | 15 | 7 | 1e-13 | 5spot_SharedNeighbor | CO2 | Porous | Wet | R600a | MinimizeLCOE_Brownfield | IgnoreSilica | 2019 | 0 | 0 | 0 | 0 |  |  |  |  | 15 |  | 15.1284 | [19 empty] | 100 | 0
1 | 4100 | 707 | 0.015 | 15 | 15 | 7 | 1.3335e-13 | 5spot_SharedNeighbor | CO2 | Porous | Wet | R600a | MinimizeLCOE_Brownfield | IgnoreSilica | 2019 | 0 | 0 | 0 | 0 |  |  |  |  | 15 |  | 16.5353 | [19 empty] | 133.3521 | 0
1 | 4100 | 707 | 0.015 | 15 | 15 | 7 | 1.7783e-13 | 5spot_SharedNeighbor | CO2 | Porous | Wet | R600a | MinimizeLCOE_Brownfield | IgnoreSilica | 2019 | 0 | 0 | 0 | 0 |  |  |  |  | 15 |  | 17.8622 | [19 empty] | 177.8279 | 0
1 | 4100 | 707 | 0.015 | 15 | 15 | 7 | 2.3714e-13 | 5spot_SharedNeighbor | CO2 | Porous | Wet | R600a | MinimizeLCOE_Brownfield | IgnoreSilica | 2019 | 0 | 0 | 0 | 0 |  |  |  |  | 15 |  | 21.1323 | [19 empty] | 237.1374 | 0
1 | 4100 | 707 | 0.015 | 15 | 15 | 7 | 3.1623e-13 | 5spot_SharedNeighbor | CO2 | Porous | Wet | R600a | MinimizeLCOE_Brownfield | IgnoreSilica | 2019 | 0 | 0 | 0 | 0 |  |  |  |  | 15 |  | 20.6435 | [19 empty] | 316.2278 | 0
1 | 4100 | 707 | 0.015 | 15 | 15 | 7 | 4.217e-13 | 5spot_SharedNeighbor | CO2 | Porous | Wet | R600a | MinimizeLCOE_Brownfield | IgnoreSilica | 2019 | 0 | 0 | 0 | 0 |  |  |  |  | 15 |  | 19.3784 | [19 empty] | 421.6965 | 0
1 | 4100 | 707 | 0.015 | 15 | 15 | 7 | 5.6234e-13 | 5spot_SharedNeighbor | CO2 | Porous | Wet | R600a | MinimizeLCOE_Brownfield | IgnoreSilica | 2019 | 0 | 0 | 0 | 0 |  |  |  |  | 15 |  | 18.3432 | [19 empty] | 562.3413 | 0
1 | 4100 | 707 | 0.015 | 15 | 15 | 7 | 7.4989e-13 | 5spot_SharedNeighbor | CO2 | Porous | Wet | R600a | MinimizeLCOE_Brownfield | IgnoreSilica | 2019 | 0 | 0 | 0 | 0 |  |  |  |  | 15 |  | 18.4856 | [19 empty] | 749.8942 | 0
1 | 4100 | 707 | 0.015 | 15 | 15 | 7 | 1e-12 | 5spot_SharedNeighbor | CO2 | Porous | Wet | R600a | MinimizeLCOE_Brownfield | IgnoreSilica | 2019 | 1.6 | -0.062476 | 0.00044444 | 4 | 10154913.3907 | 31057117.9661 | 207021.645 | 633141.3576 | 28.2143 | 2.2471 | 20.2477 | 43182.9865 | 0 | 12056.1019 | 0 | 0 | 0 | 42260.5206 | 38024.8475 | 98932.8533 | 67523.7053 | 301981.0152 | 961560.8286 | 16789358.4475 | 16789358.4475 | 13352332.4781 | 7017209.4558 | 0 | 18052900.2913 | 55211800.6727 | 1000 | 0.0017778 | 10154913.3907 | 31057117.9661 | 207021.645 | 633141.3576
1 | 4100 | 707 | 0.015 | 15 | 15 | 7 | 1.3335e-12 | 5spot_SharedNeighbor | CO2 | Porous | Wet | R600a | MinimizeLCOE_Brownfield | IgnoreSilica | 2019 | 1.6 | -0.060111 | 0.00099995 | 4 | 4509222.4478 | 13799413.3279 | 91926.5988 | 281319.7058 | 28.2143 | 2.2471 | 21.6989 | 43183.0726 | 0 | 12056.0757 | 0 | 0 | 0 | 36799.2288 | 35894.9671 | 93391.3413 | 63741.5094 | 285066.1949 | 961560.8286 | 16789358.4475 | 16789358.4475 | 13352332.4781 | 7017209.4558 | 0 | 18035985.471 | 55194885.8523 | 1333.5214 | 0.0039998 | 4509222.4478 | 13799413.3279 | 91926.5988 | 281319.7058
1 | 4100 | 707 | 0.015 | 15 | 15 | 7 | 1.7783e-12 | 5spot_SharedNeighbor | CO2 | Porous | Wet | R600a | MinimizeLCOE_Brownfield | IgnoreSilica | 2019 | 1.6 | -0.058332 | 0.0014155 | 4 | 3183098.6097 | 9745995.8268 | 64891.7706 | 198685.3074 | 28.2143 | 2.2471 | 20.4649 | 43183.1116 | 0 | 12056.0639 | 0 | 0 | 0 | 32476.1387 | 34208.9725 | 89004.7293 | 60747.5566 | 271676.5726 | 961560.8286 | 16789358.4475 | 16789358.4475 | 13352332.4781 | 7017209.4558 | 0 | 18022595.8487 | 55181496.23 | 1778.2794 | 0.005662 | 3183098.6097 | 9745995.8268 | 64891.7706 | 198685.3074
1 | 4100 | 707 | 0.015 | 15 | 15 | 7 | 2.3714e-12 | 5spot_SharedNeighbor | CO2 | Porous | Wet | R600a | MinimizeLCOE_Brownfield | IgnoreSilica | 2019 | 2.8083 | -0.043369 | 0.0022699 | 4 | 2010088.6729 | 6102617.7702 | 40978.3764 | 124410.1176 | 30.543 | 2.5463 | 38.8231 | 71717.7216 | 0 | 33433.9375 | 0 | 0 | 0 | 56302.7129 | 62967.2051 | 163827.7512 | 111815.8065 | 500065.1348 | 961560.8286 | 16789358.4475 | 16789358.4475 | 13352332.4781 | 7017209.4558 | 0 | 18250984.4109 | 55409884.7922 | 2371.3737 | 0.0090797 | 2010088.6729 | 6102617.7702 | 40978.3764 | 124410.1176
1 | 4100 | 707 | 0.015 | 15 | 15 | 7 | 3.1623e-12 | 5spot_SharedNeighbor | CO2 | Porous | Wet | R600a | MinimizeLCOE_Brownfield | IgnoreSilica | 2019 | 3.7681 | -0.02226 | 0.0033042 | 4 | 1392639.4582 | 4204125.3555 | 28390.839 | 85706.7819 | 31.4515 | 2.6635 | 41.4432 | 91994.8803 | 0 | 49092.6454 | 0 | 0 | 0 | 70501.3644 | 82519.6672 | 214699.2469 | 146536.6476 | 655344.4518 | 961560.8286 | 16789358.4475 | 16789358.4475 | 13352332.4781 | 7017209.4558 | 0 | 18406263.7279 | 55565164.1092 | 3162.2777 | 0.013217 | 1392639.4582 | 4204125.3555 | 28390.839 | 85706.7819
1 | 4100 | 707 | 0.015 | 15 | 15 | 7 | 4.217e-12 | 5spot_SharedNeighbor | CO2 | Porous | Wet | R600a | MinimizeLCOE_Brownfield | IgnoreSilica | 2019 | 5.025 | 0.009707 | 0.0047162 | 4 | 985630.7576 | 2955373.6332 | 20093.4162 | 60249.289 | 32.1596 | 2.7549 | 38.2231 | 116339.5661 | 0 | 68369.6012 | 0 | 0 | 0 | 87420.7501 | 106130.6678 | 276130.2273 | 188464.554 | 842855.3666 | 961560.8286 | 16789358.4475 | 16789358.4475 | 13352332.4781 | 7017209.4558 | 0 | 18593774.6427 | 55752675.024 | 4216.965 | 0.018865 | 985630.7576 | 2955373.6332 | 20093.4162 | 60249.289
1 | 4100 | 707 | 0.015 | 15 | 15 | 7 | 5.6234e-12 | 5spot_SharedNeighbor | CO2 | Porous | Wet | R600a | MinimizeLCOE_Brownfield | IgnoreSilica | 2019 | 6.6593 | 0.054763 | 0.0066171 | 4 | 710971.8682 | 2114866.4545 | 14494.1232 | 43114.4132 | 32.7042 | 2.825 | 41.069 | 145326.742 | 0 | 91920.4619 | 0 | 0 | 0 | 107379.8374 | 134404.5461 | 349693.0588 | 238672.6981 | 1067397.3442 | 961560.8286 | 16789358.4475 | 16789358.4475 | 13352332.4781 | 7017209.4558 | 0 | 18818316.6203 | 55977217.0016 | 5623.4133 | 0.026468 | 710971.8682 | 2114866.4545 | 14494.1232 | 43114.4132
1 | 4100 | 707 | 0.015 | 15 | 15 | 7 | 7.4989e-12 | 5spot_SharedNeighbor | CO2 | Porous | Wet | R600a | MinimizeLCOE_Brownfield | IgnoreSilica | 2019 | 8.7787 | 0.11595 | 0.0091456 | 4 | 521745.8426 | 1537501.9385 | 10636.4947 | 31344.0566 | 33.1204 | 2.8779 | 42.1039 | 179761.5171 | 0 | 120642.4234 | 0 | 0 | 0 | 130897.3757 | 168207.5133 | 437641.4456 | 298699.2793 | 1335849.5545 | 961560.8286 | 16789358.4475 | 16789358.4475 | 13352332.4781 | 7017209.4558 | 0 | 19086768.8306 | 56245669.2119 | 7498.9421 | 0.036583 | 521745.8426 | 1537501.9385 | 10636.4947 | 31344.0566
1 | 4100 | 707 | 0.015 | 15 | 15 | 7 | 1e-11 | 5spot_SharedNeighbor | CO2 | Porous | Wet | R600a | MinimizeLCOE_Brownfield | IgnoreSilica | 2019 | 11.4707 | 0.19586 | 0.012463 | 4 | 389179.6138 | 1134582.2839 | 7933.9528 | 23129.9945 | 33.4312 | 2.9161 | 44.8816 | 219876.5908 | 0 | 155015.855 | 0 | 0 | 0 | 157833.0211 | 207762.9321 | 540556.5313 | 368940.9399 | 1649985.8702 | 961560.8286 | 16789358.4475 | 16789358.4475 | 13352332.4781 | 7017209.4558 | 0 | 19400905.1463 | 56559805.5276 | 10000 | 0.049851 | 389179.6138 | 1134582.2839 | 7933.9528 | 23129.9945
1 | 4100 | 707 | 0.015 | 15 | 15 | 7 | 1.3335e-11 | 5spot_SharedNeighbor | CO2 | Porous | Wet | R600a | MinimizeLCOE_Brownfield | IgnoreSilica | 2019 | 14.8345 | 0.29744 | 0.016739 | 4 | 295169.8321 | 850151.0449 | 6017.4363 | 17331.479 | 33.659 | 2.9419 | 52.2523 | 265945.3428 | 0 | 195604.9477 | 0 | 0 | 0 | 188137.4567 | 253378.2214 | 659238.1571 | 449943.5882 | 2012247.7139 | 961560.8286 | 16789358.4475 | 16789358.4475 | 13352332.4781 | 7017209.4558 | 0 | 19763166.99 | 56922067.3713 | 13335.2143 | 0.066955 | 295169.8321 | 850151.0449 | 6017.4363 | 17331.479
1 | 4100 | 707 | 0.015 | 15 | 15 | 7 | 1.7783e-11 | 5spot_SharedNeighbor | CO2 | Porous | Wet | R600a | MinimizeLCOE_Brownfield | IgnoreSilica | 2019 | 18.9102 | 0.42192 | 0.022114 | 4 | 228006.4126 | 648089.7964 | 4648.2191 | 13212.1871 | 33.8189 | 2.9565 | 45.3849 | 317362.3224 | 0 | 242248.3768 | 0 | 0 | 0 | 220957.7519 | 304421.696 | 792042.8074 | 540585.4909 | 2417618.4454 | 961560.8286 | 16789358.4475 | 16789358.4475 | 13352332.4781 | 7017209.4558 | 0 | 20168537.7215 | 57327438.1029 | 17782.7941 | 0.088456 | 228006.4126 | 648089.7964 | 4648.2191 | 13212.1871
1 | 4100 | 707 | 0.015 | 15 | 15 | 7 | 2.3714e-11 | 5spot_SharedNeighbor | CO2 | Porous | Wet | R600a | MinimizeLCOE_Brownfield | IgnoreSilica | 2019 | 23.6218 | 0.56711 | 0.028631 | 4 | 179886.0863 | 504348.2001 | 3667.2212 | 10281.8202 | 33.9226 | 2.9608 | 50.966 | 372276.909 | 0 | 293631.36 | 0 | 0 | 0 | 254412.3825 | 358925.0541 | 933849.3651 | 637371.3804 | 2850466.4511 | 961560.8286 | 16789358.4475 | 16789358.4475 | 13352332.4781 | 7017209.4558 | 0 | 20601385.7272 | 57760286.1085 | 23713.7371 | 0.11452 | 179886.0863 | 504348.2001 | 3667.2212 | 10281.8202
1 | 4100 | 707 | 0.015 | 15 | 15 | 7 | 3.1623e-11 | 5spot_SharedNeighbor | CO2 | Porous | Wet | R600a | MinimizeLCOE_Brownfield | IgnoreSilica | 2019 | 28.7593 | 0.72669 | 0.036163 | 4 | 145435.7976 | 402320.5579 | 2964.9055 | 8201.8488 | 33.9803 | 2.956 | 43.0177 | 427814.4364 | 0 | 347335.3882 | 0 | 0 | 0 | 286004.2052 | 413850.0716 | 1076752.994 | 734906.0435 | 3286663.1388 | 961560.8286 | 16789358.4475 | 16789358.4475 | 13352332.4781 | 7017209.4558 | 0 | 21037582.4149 | 58196482.7962 | 31622.7766 | 0.14465 | 145435.7976 | 402320.5579 | 2964.9055 | 8201.8488
1 | 4100 | 707 | 0.015 | 15 | 15 | 7 | 4.217e-11 | 5spot_SharedNeighbor | CO2 | Porous | Wet | R600a | MinimizeLCOE_Brownfield | IgnoreSilica | 2019 | 34.0233 | 0.89143 | 0.044382 | 4 | 120832.6165 | 330143.1806 | 2463.3363 | 6730.4153 | 34.0024 | 2.9438 | 67.3673 | 480848.2061 | 0 | 400423.5115 | 0 | 0 | 0 | 313494.1188 | 465958.6762 | 1212328.8942 | 827439.3812 | 3700492.788 | 961560.8286 | 16789358.4475 | 16789358.4475 | 13352332.4781 | 7017209.4558 | 0 | 21451412.0641 | 58610312.4455 | 42169.6503 | 0.17753 | 120832.6165 | 330143.1806 | 2463.3363 | 6730.4153
1 | 4100 | 707 | 0.015 | 15 | 15 | 7 | 5.6234e-11 | 5spot_SharedNeighbor | CO2 | Porous | Wet | R600a | MinimizeLCOE_Brownfield | IgnoreSilica | 2019 | 39.054 | 1.0501 | 0.052806 | 4 | 103293.5884 | 279214.8213 | 2105.7795 | 5692.1718 | 33.9992 | 2.9265 | 52.8415 | 528365.1708 | 0 | 449700.5222 | 0 | 0 | 0 | 335108.1775 | 512137.8095 | 1332477.5263 | 909443.2914 | 4067232.4975 | 961560.8286 | 16789358.4475 | 16789358.4475 | 13352332.4781 | 7017209.4558 | 0 | 21818151.7736 | 58977052.155 | 56234.1325 | 0.21122 | 103293.5884 | 279214.8213 | 2105.7795 | 5692.1718
1 | 4100 | 707 | 0.015 | 15 | 15 | 7 | 7.4989e-11 | 5spot_SharedNeighbor | CO2 | Porous | Wet | R600a | MinimizeLCOE_Brownfield | IgnoreSilica | 2019 | 43.5971 | 1.1945 | 0.060932 | 4 | 90783.7945 | 243243.6437 | 1850.7504 | 4958.8507 | 33.9805 | 2.9069 | 59.8298 | 568875.2271 | 0 | 493192.0701 | 0 | 0 | 0 | 350710.9165 | 550983.5033 | 1433546.0534 | 978424.6379 | 4375732.4083 | 961560.8286 | 16789358.4475 | 16789358.4475 | 13352332.4781 | 7017209.4558 | 0 | 22126651.6844 | 59285552.0658 | 74989.4209 | 0.24373 | 90783.7945 | 243243.6437 | 1850.7504 | 4958.8507
1 | 4100 | 707 | 0.015 | 15 | 15 | 7 | 1e-10 | 5spot_SharedNeighbor | CO2 | Porous | Wet | R600a | MinimizeLCOE_Brownfield | IgnoreSilica | 2019 | 47.505 | 1.3195 | 0.068357 | 4 | 81832.0422 | 217732.1188 | 1668.2569 | 4438.7637 | 33.9544 | 2.8872 | 58.3063 | 602018.2124 | 0 | 529949.278 | 0 | 0 | 0 | 361052.2988 | 582277.7178 | 1514967.18 | 1033996.2298 | 4624260.9168 | 961560.8286 | 16789358.4475 | 16789358.4475 | 13352332.4781 | 7017209.4558 | 0 | 22375180.1929 | 59534080.5743 | 100000 | 0.27343 | 81832.0422 | 217732.1188 | 1668.2569 | 4438.7637
1 | 4100 | 707 | 0.015 | 15 | 15 | 7 | 1.3335e-10 | 5spot_SharedNeighbor | CO2 | Porous | Wet | R600a | MinimizeLCOE_Brownfield | IgnoreSilica | 2019 | 50.7324 | 1.4234 | 0.074837 | 4 | 75392.3591 | 199525.4183 | 1536.9752 | 4067.5955 | 33.9266 | 2.8691 | 53.3936 | 628252.7681 | 0 | 559904.0923 | 0 | 0 | 0 | 367280.0081 | 606620.3787 | 1578301.7905 | 1077223.4029 | 4817582.4406 | 961560.8286 | 16789358.4475 | 16789358.4475 | 13352332.4781 | 7017209.4558 | 0 | 22568501.7166 | 59727402.098 | 133352.1432 | 0.29935 | 75392.3591 | 199525.4183 | 1536.9752 | 4067.5955
1 | 4100 | 707 | 0.015 | 15 | 15 | 7 | 1.7783e-10 | 5spot_SharedNeighbor | CO2 | Porous | Wet | R600a | MinimizeLCOE_Brownfield | IgnoreSilica | 2019 | 53.3413 | 1.5078 | 0.080294 | 4 | 70730.7279 | 186426.5564 | 1441.9416 | 3800.5575 | 33.9002 | 2.8533 | 55.881 | 648727.7973 | 0 | 583877.3654 | 0 | 0 | 0 | 370815.7506 | 625334.1562 | 1626991.2007 | 1110454.9258 | 4966201.196 | 961560.8286 | 16789358.4475 | 16789358.4475 | 13352332.4781 | 7017209.4558 | 0 | 22717120.4721 | 59876020.8534 | 177827.941 | 0.32118 | 70730.7279 | 186426.5564 | 1441.9416 | 3800.5575
1 | 4100 | 707 | 0.015 | 15 | 15 | 7 | 2.3714e-10 | 5spot_SharedNeighbor | CO2 | Porous | Wet | R600a | MinimizeLCOE_Brownfield | IgnoreSilica | 2019 | 55.405 | 1.5749 | 0.084762 | 4 | 67334.9114 | 176932.8384 | 1372.7132 | 3607.0152 | 33.877 | 2.8401 | 62.5968 | 664468.6401 | 0 | 602699.7607 | 0 | 0 | 0 | 372610.916 | 639513.9336 | 1663884.0728 | 1135635.0691 | 5078812.3923 | 961560.8286 | 16789358.4475 | 16789358.4475 | 13352332.4781 | 7017209.4558 | 0 | 22829731.6684 | 59988632.0497 | 237137.3706 | 0.33905 | 67334.9114 | 176932.8384 | 1372.7132 | 3607.0152
1 | 4100 | 707 | 0.015 | 15 | 15 | 7 | 3.1623e-10 | 5spot_SharedNeighbor | CO2 | Porous | Wet | R600a | MinimizeLCOE_Brownfield | IgnoreSilica | 2019 | 57.0077 | 1.6271 | 0.088339 | 4 | 64846.9235 | 170007.1586 | 1321.9922 | 3465.8259 | 33.8576 | 2.8293 | 51.8685 | 676418.3467 | 0 | 617236.1091 | 0 | 0 | 0 | 373328.4412 | 650123.3298 | 1691487.5456 | 1154475.0064 | 5163068.7788 | 961560.8286 | 16789358.4475 | 16789358.4475 | 13352332.4781 | 7017209.4558 | 0 | 22913988.0549 | 60072888.4363 | 316227.766 | 0.35336 | 64846.9235 | 170007.1586 | 1321.9922 | 3465.8259
1 | 4100 | 707 | 0.015 | 15 | 15 | 7 | 4.217e-10 | 5spot_SharedNeighbor | CO2 | Porous | Wet | R600a | MinimizeLCOE_Brownfield | IgnoreSilica | 2019 | 58.2381 | 1.6674 | 0.091156 | 4 | 63015.0376 | 164925.692 | 1284.6468 | 3362.2333 | 33.8419 | 2.8208 | 59.6765 | 685430.3113 | 0 | 628349.6405 | 0 | 0 | 0 | 373447.2812 | 658018.6208 | 1712029.4733 | 1168495.2942 | 5225770.6212 | 961560.8286 | 16789358.4475 | 16789358.4475 | 13352332.4781 | 7017209.4558 | 0 | 22976689.8973 | 60135590.2787 | 421696.5034 | 0.36462 | 63015.0376 | 164925.692 | 1284.6468 | 3362.2333
1 | 4100 | 707 | 0.015 | 15 | 15 | 7 | 5.6234e-10 | 5spot_SharedNeighbor | CO2 | Porous | Wet | R600a | MinimizeLCOE_Brownfield | IgnoreSilica | 2019 | 59.1855 | 1.6984 | 0.09335 | 4 | 61660.7253 | 161176.2566 | 1257.0373 | 3285.796 | 33.8293 | 2.8141 | 54.7014 | 692274.1167 | 0 | 636880.6821 | 0 | 0 | 0 | 373344.5537 | 663974.7475 | 1727526.0929 | 1179072.0555 | 5273072.2484 | 961560.8286 | 16789358.4475 | 16789358.4475 | 13352332.4781 | 7017209.4558 | 0 | 23023991.5245 | 60182891.9059 | 562341.3252 | 0.3734 | 61660.7253 | 161176.2566 | 1257.0373 | 3285.796
1 | 4100 | 707 | 0.015 | 15 | 15 | 7 | 7.4989e-10 | 5spot_SharedNeighbor | CO2 | Porous | Wet | R600a | MinimizeLCOE_Brownfield | IgnoreSilica | 2019 | 59.8971 | 1.7218 | 0.095038 | 4 | 60656.1992 | 158403.3722 | 1236.5587 | 3229.267 | 33.8196 | 2.809 | 55.5009 | 697360.0722 | 0 | 643273.6476 | 0 | 0 | 0 | 373055.0724 | 668338.629 | 1738880.0174 | 1186821.3423 | 5307728.7809 | 961560.8286 | 16789358.4475 | 16789358.4475 | 13352332.4781 | 7017209.4558 | 0 | 23058648.057 | 60217548.4383 | 749894.2093 | 0.38015 | 60656.1992 | 158403.3722 | 1236.5587 | 3229.267
1 | 4100 | 707 | 0.015 | 15 | 15 | 7 | 1e-09 | 5spot_SharedNeighbor | CO2 | Porous | Wet | R600a | MinimizeLCOE_Brownfield | IgnoreSilica | 2019 | 60.4501 | 1.7399 | 0.096335 | 4 | 59909.1939 | 156340.1658 | 1221.33 | 3187.2057 | 33.8119 | 2.805 | 57.3775 | 701280.7096 | 0 | 648233.7402 | 0 | 0 | 0 | 372852.5301 | 671723.1221 | 1747685.7744 | 1192831.4524 | 5334607.3288 | 961560.8286 | 16789358.4475 | 16789358.4475 | 13352332.4781 | 7017209.4558 | 0 | 23085526.6049 | 60244426.9862 | 1000000 | 0.38534 | 59909.1939 | 156340.1658 | 1221.33 | 3187.2057
1 | 4100 | 707 | 0.015 | 15 | 15 | 7 | 1.3335e-09 | 5spot_SharedNeighbor | CO2 | Porous | Wet | R600a | MinimizeLCOE_Brownfield | IgnoreSilica | 2019 | 60.8586 | 1.7534 | 0.097321 | 4 | 59352.5777 | 154807.3688 | 1209.9826 | 3155.9576 | 33.8061 | 2.802 | 61.51 | 704158.551 | 0 | 651892.6776 | 0 | 0 | 0 | 372581.3216 | 674166.6946 | 1754043.4487 | 1197170.6958 | 5354013.3893 | 961560.8286 | 16789358.4475 | 16789358.4475 | 13352332.4781 | 7017209.4558 | 0 | 23104932.6654 | 60263833.0468 | 1333521.4322 | 0.38928 | 59352.5777 | 154807.3688 | 1209.9826 | 3155.9576
1 | 4100 | 707 | 0.015 | 15 | 15 | 7 | 1.7783e-09 | 5spot_SharedNeighbor | CO2 | Porous | Wet | R600a | MinimizeLCOE_Brownfield | IgnoreSilica | 2019 | 61.1681 | 1.7636 | 0.098069 | 4 | 58937.186 | 153664.0181 | 1201.5143 | 3132.6489 | 33.8017 | 2.7997 | 60.9541 | 706328.661 | 0 | 654662.1203 | 0 | 0 | 0 | 372358.8059 | 676006.339 | 1758829.8261 | 1200437.4966 | 5368623.2488 | 961560.8286 | 16789358.4475 | 16789358.4475 | 13352332.4781 | 7017209.4558 | 0 | 23119542.5249 | 60278442.9063 | 1778279.41 | 0.39227 | 58937.186 | 153664.0181 | 1201.5143 | 3132.6489
1 | 4100 | 707 | 0.015 | 15 | 15 | 7 | 2.3714e-09 | 5spot_SharedNeighbor | CO2 | Porous | Wet | R600a | MinimizeLCOE_Brownfield | IgnoreSilica | 2019 | 61.4117 | 1.7716 | 0.098638 | 4 | 58626.8213 | 152807.2388 | 1195.1871 | 3115.1823 | 33.7982 | 2.7978 | 63.576 | 708030.3034 | 0 | 656840.0136 | 0 | 0 | 0 | 372250.4086 | 677477.083 | 1762656.4003 | 1203049.2122 | 5380303.4212 | 961560.8286 | 16789358.4475 | 16789358.4475 | 13352332.4781 | 7017209.4558 | 0 | 23131222.6973 | 60290123.0786 | 2371373.7057 | 0.39455 | 58626.8213 | 152807.2388 | 1195.1871 | 3115.1823
1 | 4100 | 707 | 0.015 | 15 | 15 | 7 | 3.1623e-09 | 5spot_SharedNeighbor | CO2 | Porous | Wet | R600a | MinimizeLCOE_Brownfield | IgnoreSilica | 2019 | 61.5897 | 1.7774 | 0.099065 | 4 | 58394.721 | 152168.3555 | 1190.4554 | 3102.1577 | 33.7956 | 2.7965 | 62.9642 | 709270.3543 | 0 | 658430.651 | 0 | 0 | 0 | 372121.8135 | 678530.8993 | 1765398.2143 | 1204920.5565 | 5388672.489 | 961560.8286 | 16789358.4475 | 16789358.4475 | 13352332.4781 | 7017209.4558 | 0 | 23139591.7651 | 60298492.1465 | 3162277.6602 | 0.39626 | 58394.721 | 152168.3555 | 1190.4554 | 3102.1577
1 | 4100 | 707 | 0.015 | 15 | 15 | 7 | 4.217e-09 | 5spot_SharedNeighbor | CO2 | Porous | Wet | R600a | MinimizeLCOE_Brownfield | IgnoreSilica | 2019 | 61.7166 | 1.7816 | 0.099386 | 4 | 58221.0302 | 151692.4179 | 1186.9145 | 3092.4551 | 33.7938 | 2.7956 | 62.3956 | 710152.5285 | 0 | 659564.0569 | 0 | 0 | 0 | 371970.4878 | 679257.9586 | 1767289.8732 | 1206211.6526 | 5394446.5576 | 961560.8286 | 16789358.4475 | 16789358.4475 | 13352332.4781 | 7017209.4558 | 0 | 23145365.8337 | 60304266.215 | 4216965.0343 | 0.39754 | 58221.0302 | 151692.4179 | 1186.9145 | 3092.4551
1 | 4100 | 707 | 0.015 | 15 | 15 | 7 | 5.6234e-09 | 5spot_SharedNeighbor | CO2 | Porous | Wet | R600a | MinimizeLCOE_Brownfield | IgnoreSilica | 2019 | 61.8138 | 1.7849 | 0.099627 | 4 | 58090.9843 | 151335.6113 | 1184.2633 | 3085.1811 | 33.7923 | 2.7948 | 60.6933 | 710827.6482 | 0 | 660432.4717 | 0 | 0 | 0 | 371867.7151 | 679819.8556 | 1768751.814 | 1207209.4573 | 5398908.9618 | 961560.8286 | 16789358.4475 | 16789358.4475 | 13352332.4781 | 7017209.4558 | 0 | 23149828.2379 | 60308728.6193 | 5623413.2519 | 0.39851 | 58090.9843 | 151335.6113 | 1184.2633 | 3085.1811
1 | 4100 | 707 | 0.015 | 15 | 15 | 7 | 7.4989e-09 | 5spot_SharedNeighbor | CO2 | Porous | Wet | R600a | MinimizeLCOE_Brownfield | IgnoreSilica | 2019 | 61.8844 | 1.7872 | 0.099808 | 4 | 57993.5787 | 151069.1158 | 1182.2775 | 3079.7483 | 33.7913 | 2.7943 | 69.8679 | 711316.9871 | 0 | 661062.4751 | 0 | 0 | 0 | 371771.4011 | 680218.8367 | 1769789.881 | 1207917.9593 | 5402077.5404 | 961560.8286 | 16789358.4475 | 16789358.4475 | 13352332.4781 | 7017209.4558 | 0 | 23152996.8165 | 60311897.1978 | 7498942.0933 | 0.39923 | 57993.5787 | 151069.1158 | 1182.2775 | 3079.7483
1 | 4100 | 707 | 0.015 | 15 | 15 | 7 | 1e-08 | 5spot_SharedNeighbor | CO2 | Porous | Wet | R600a | MinimizeLCOE_Brownfield | IgnoreSilica | 2019 | 61.9381 | 1.789 | 0.099945 | 4 | 57920.5994 | 150869.2634 | 1180.7898 | 3075.674 | 33.7905 | 2.7939 | 66.2592 | 711689.1904 | 0 | 661541.9879 | 0 | 0 | 0 | 371703.5359 | 680524.5385 | 1770585.2545 | 1208460.8181 | 5404505.3253 | 961560.8286 | 16789358.4475 | 16789358.4475 | 13352332.4781 | 7017209.4558 | 0 | 23155424.6014 | 60314324.9827 | 10000000 | 0.39978 | 57920.5994 | 150869.2634 | 1180.7898 | 3075.674
1 | 4200 | 707 | 0.015 | 15 | 15 | 7 | 1e-13 | 5spot_SharedNeighbor | CO2 | Porous | Wet | R600a | MinimizeLCOE_Brownfield | IgnoreSilica | 2019 | 0 | 0 | 0 | 0 |  |  |  |  | 15 |  | 15.8043 | [19 empty] | 100 | 0
1 | 4200 | 707 | 0.015 | 15 | 15 | 7 | 1.3335e-13 | 5spot_SharedNeighbor | CO2 | Porous | Wet | R600a | MinimizeLCOE_Brownfield | IgnoreSilica | 2019 | 0 | 0 | 0 | 0 |  |  |  |  | 15 |  | 16.6099 | [19 empty] | 133.3521 | 0
1 | 4200 | 707 | 0.015 | 15 | 15 | 7 | 1.7783e-13 | 5spot_SharedNeighbor | CO2 | Porous | Wet | R600a | MinimizeLCOE_Brownfield | IgnoreSilica | 2019 | 0 | 0 | 0 | 0 |  |  |  |  | 15 |  | 19.279 | [19 empty] | 177.8279 | 0
1 | 4200 | 707 | 0.015 | 15 | 15 | 7 | 2.3714e-13 | 5spot_SharedNeighbor | CO2 | Porous | Wet | R600a | MinimizeLCOE_Brownfield | IgnoreSilica | 2019 | 0 | 0 | 0 | 0 |  |  |  |  | 15 |  | 19.6416 | [19 empty] | 237.1374 | 0
1 | 4200 | 707 | 0.015 | 15 | 15 | 7 | 3.1623e-13 | 5spot_SharedNeighbor | CO2 | Porous | Wet | R600a | MinimizeLCOE_Brownfield | IgnoreSilica | 2019 | 0 | 0 | 0 | 0 |  |  |  |  | 15 |  | 20.0033 | [19 empty] | 316.2278 | 0
1 | 4200 | 707 | 0.015 | 15 | 15 | 7 | 4.217e-13 | 5spot_SharedNeighbor | CO2 | Porous | Wet | R600a | MinimizeLCOE_Brownfield | IgnoreSilica | 2019 | 0 | 0 | 0 | 0 |  |  |  |  | 15 |  | 20.0072 | [19 empty] | 421.6965 | 0
1 | 4200 | 707 | 0.015 | 15 | 15 | 7 | 5.6234e-13 | 5spot_SharedNeighbor | CO2 | Porous | Wet | R600a | MinimizeLCOE_Brownfield | IgnoreSilica | 2019 | 0 | 0 | 0 | 0 |  |  |  |  | 15 |  | 19.2762 | [19 empty] | 562.3413 | 0
1 | 4200 | 707 | 0.015 | 15 | 15 | 7 | 7.4989e-13 | 5spot_SharedNeighbor | CO2 | Porous | Wet | R600a | MinimizeLCOE_Brownfield | IgnoreSilica | 2019 | 0 | 0 | 0 | 0 |  |  |  |  | 15 |  | 18.7724 | [19 empty] | 749.8942 | 0
1 | 4200 | 707 | 0.015 | 15 | 15 | 7 | 1e-12 | 5spot_SharedNeighbor | CO2 | Porous | Wet | R600a | MinimizeLCOE_Brownfield | IgnoreSilica | 2019 | 1.6 | -0.064345 | 0.00051485 | 4 | 9021994.9521 | 27563256.724 | 183925.5703 | 561914.2704 | 28.5407 | 2.4162 | 20.6638 | 45360.9943 | 0 | 12166.7144 | 0 | 0 | 0 | 44246.5171 | 39691.9481 | 103270.3069 | 70484.1065 | 315220.5872 | 961560.8286 | 17303179.5858 | 17303179.5858 | 13685062.912 | 7195764.7501 | 0 | 18579961.0017 | 56763968.2496 | 1000 | 0.0020594 | 9021994.9521 | 27563256.724 | 183925.5703 | 561914.2704
1 | 4200 | 707 | 0.015 | 15 | 15 | 7 | 1.3335e-12 | 5spot_SharedNeighbor | CO2 | Porous | Wet | R600a | MinimizeLCOE_Brownfield | IgnoreSilica | 2019 | 1.6 | -0.061984 | 0.0010689 | 4 | 4341536.5843 | 13271840.441 | 88508.0956 | 270564.4189 | 28.5408 | 2.4162 | 19.4506 | 45361.0734 | 0 | 12166.6901 | 0 | 0 | 0 | 38916.1622 | 37613.131 | 97861.6513 | 66792.5879 | 298711.2958 | 961560.8286 | 17303179.5858 | 17303179.5858 | 13685062.912 | 7195764.7501 | 0 | 18563451.7102 | 56747458.9581 | 1333.5214 | 0.0042758 | 4341536.5843 | 13271840.441 | 88508.0956 | 270564.4189
1 | 4200 | 707 | 0.015 | 15 | 15 | 7 | 1.7783e-12 | 5spot_SharedNeighbor | CO2 | Porous | Wet | R600a | MinimizeLCOE_Brownfield | IgnoreSilica | 2019 | 1.6 | -0.060209 | 0.0014834 | 4 | 3126286.7971 | 9561398.2983 | 63733.585 | 194922.0371 | 28.5408 | 2.4162 | 20.8548 | 45361.1178 | 0 | 12166.6764 | 0 | 0 | 0 | 34715.4811 | 35974.8774 | 93599.2515 | 63883.4124 | 285700.8166 | 961560.8286 | 17303179.5858 | 17303179.5858 | 13685062.912 | 7195764.7501 | 0 | 18550441.2311 | 56734448.479 | 1778.2794 | 0.0059337 | 3126286.7971 | 9561398.2983 | 63733.585 | 194922.0371
1 | 4200 | 707 | 0.015 | 15 | 15 | 7 | 2.3714e-12 | 5spot_SharedNeighbor | CO2 | Porous | Wet | R600a | MinimizeLCOE_Brownfield | IgnoreSilica | 2019 | 2.9593 | -0.042488 | 0.0024748 | 4 | 1900947.3967 | 5758184.9537 | 38753.3839 | 117388.3888 | 31.1951 | 2.7574 | 33.1999 | 78798.5201 | 0 | 36744.6453 | 0 | 0 | 0 | 63110.4332 | 69674.9034 | 181279.8064 | 123727.1928 | 553335.5012 | 961560.8286 | 17303179.5858 | 17303179.5858 | 13685062.912 | 7195764.7501 | 0 | 18818075.9157 | 57002083.1636 | 2371.3737 | 0.0098993 | 1900947.3967 | 5758184.9537 | 38753.3839 | 117388.3888
1 | 4200 | 707 | 0.015 | 15 | 15 | 7 | 3.1623e-12 | 5spot_SharedNeighbor | CO2 | Porous | Wet | R600a | MinimizeLCOE_Brownfield | IgnoreSilica | 2019 | 3.9728 | -0.018888 | 0.0036256 | 4 | 1309303.437 | 3942270.0048 | 26691.9215 | 80368.5064 | 32.1278 | 2.8776 | 40.6863 | 100973.9414 | 0 | 53587.0465 | 0 | 0 | 0 | 78916.532 | 91056.2327 | 236909.6394 | 161695.6969 | 723139.0889 | 961560.8286 | 17303179.5858 | 17303179.5858 | 13685062.912 | 7195764.7501 | 0 | 18987879.5034 | 57171886.7513 | 3162.2777 | 0.014502 | 1309303.437 | 3942270.0048 | 26691.9215 | 80368.5064
1 | 4200 | 707 | 0.015 | 15 | 15 | 7 | 4.217e-12 | 5spot_SharedNeighbor | CO2 | Porous | Wet | R600a | MinimizeLCOE_Brownfield | IgnoreSilica | 2019 | 5.3 | 0.016515 | 0.0051969 | 4 | 923277.5998 | 2760127.869 | 18822.2627 | 56268.94 | 32.8537 | 2.9711 | 51.4262 | 127591.1991 | 0 | 74320.683 | 0 | 0 | 0 | 97752.0211 | 116868.9222 | 304068.9625 | 207533.3149 | 928135.1029 | 961560.8286 | 17303179.5858 | 17303179.5858 | 13685062.912 | 7195764.7501 | 0 | 19192875.5173 | 57376882.7652 | 4216.965 | 0.020788 | 923277.5998 | 2760127.869 | 18822.2627 | 56268.94
1 | 4200 | 707 | 0.015 | 15 | 15 | 7 | 5.6234e-12 | 5spot_SharedNeighbor | CO2 | Porous | Wet | R600a | MinimizeLCOE_Brownfield | IgnoreSilica | 2019 | 7.0077 | 0.065689 | 0.0073108 | 4 | 664612.5589 | 1970346.5101 | 13549.026 | 40168.1787 | 33.4069 | 3.042 | 45.41 | 158966.2811 | 0 | 99396.1152 | 0 | 0 | 0 | 119631.5672 | 147417.6458 | 383550.4748 | 261781.0802 | 1170743.1642 | 961560.8286 | 17303179.5858 | 17303179.5858 | 13685062.912 | 7195764.7501 | 0 | 19435483.5787 | 57619490.8266 | 5623.4133 | 0.029243 | 664612.5589 | 1970346.5101 | 13549.026 | 40168.1787
1 | 4200 | 707 | 0.015 | 15 | 15 | 7 | 7.4989e-12 | 5spot_SharedNeighbor | CO2 | Porous | Wet | R600a | MinimizeLCOE_Brownfield | IgnoreSilica | 2019 | 9.2346 | 0.13261 | 0.010121 | 4 | 487286.6527 | 1430462.2545 | 9933.9975 | 29161.9079 | 33.8328 | 3.0958 | 46.2564 | 196462.3749 | 0 | 130159.3772 | 0 | 0 | 0 | 145675.2601 | 184195.8347 | 479239.7782 | 327090.996 | 1462823.621 | 961560.8286 | 17303179.5858 | 17303179.5858 | 13685062.912 | 7195764.7501 | 0 | 19727564.0354 | 57911571.2834 | 7498.9421 | 0.040485 | 487286.6527 | 1430462.2545 | 9933.9975 | 29161.9079
1 | 4200 | 707 | 0.015 | 15 | 15 | 7 | 1e-11 | 5spot_SharedNeighbor | CO2 | Porous | Wet | R600a | MinimizeLCOE_Brownfield | IgnoreSilica | 2019 | 12.0554 | 0.21965 | 0.013802 | 4 | 363502.6584 | 1055134.6387 | 7410.4934 | 21510.3468 | 34.1499 | 3.1343 | 50.9809 | 240040.9341 | 0 | 166889.1596 | 0 | 0 | 0 | 175430.5938 | 227120.6681 | 590921.3896 | 403315.9906 | 1803718.7357 | 961560.8286 | 17303179.5858 | 17303179.5858 | 13685062.912 | 7195764.7501 | 0 | 20068459.1502 | 58252466.3981 | 10000 | 0.055209 | 363502.6584 | 1055134.6387 | 7410.4934 | 21510.3468
1 | 4200 | 707 | 0.015 | 15 | 15 | 7 | 1.3335e-11 | 5spot_SharedNeighbor | CO2 | Porous | Wet | R600a | MinimizeLCOE_Brownfield | IgnoreSilica | 2019 | 15.5682 | 0.32982 | 0.018536 | 4 | 275959.6362 | 790968.9945 | 5625.8104 | 16124.9728 | 34.3815 | 3.1599 | 47.1358 | 289935.7551 | 0 | 210129.738 | 0 | 0 | 0 | 208806.7832 | 276460.1877 | 719292.6987 | 490932.0469 | 2195557.2096 | 961560.8286 | 17303179.5858 | 17303179.5858 | 13685062.912 | 7195764.7501 | 0 | 20460297.6241 | 58644304.872 | 13335.2143 | 0.074142 | 275959.6362 | 790968.9945 | 5625.8104 | 16124.9728
1 | 4200 | 707 | 0.015 | 15 | 15 | 7 | 1.7783e-11 | 5spot_SharedNeighbor | CO2 | Porous | Wet | R600a | MinimizeLCOE_Brownfield | IgnoreSilica | 2019 | 19.7922 | 0.4638 | 0.024461 | 4 | 213554.3762 | 603800.7042 | 4353.5948 | 12309.2941 | 34.5429 | 3.1739 | 45.6626 | 345237.9195 | 0 | 259475.9468 | 0 | 0 | 0 | 244645.6941 | 331250.2285 | 861845.1459 | 588227.0212 | 2630681.956 | 961560.8286 | 17303179.5858 | 17303179.5858 | 13685062.912 | 7195764.7501 | 0 | 20895422.3704 | 59079429.6183 | 17782.7941 | 0.097846 | 213554.3762 | 603800.7042 | 4353.5948 | 12309.2941
1 | 4200 | 707 | 0.015 | 15 | 15 | 7 | 2.3714e-11 | 5spot_SharedNeighbor | CO2 | Porous | Wet | R600a | MinimizeLCOE_Brownfield | IgnoreSilica | 2019 | 24.6371 | 0.61883 | 0.031606 | 4 | 168927.7103 | 470957.9721 | 3443.8199 | 9601.1153 | 34.6462 | 3.1772 | 52.0803 | 403891.817 | 0 | 313454.9188 | 0 | 0 | 0 | 280908.9629 | 389319.7225 | 1012930.0575 | 691345.5779 | 3091851.0566 | 961560.8286 | 17303179.5858 | 17303179.5858 | 13685062.912 | 7195764.7501 | 0 | 21356591.4711 | 59540598.719 | 23713.7371 | 0.12642 | 168927.7103 | 470957.9721 | 3443.8199 | 9601.1153
1 | 4200 | 707 | 0.015 | 15 | 15 | 7 | 3.1623e-11 | 5spot_SharedNeighbor | CO2 | Porous | Wet | R600a | MinimizeLCOE_Brownfield | IgnoreSilica | 2019 | 29.8971 | 0.78846 | 0.039809 | 4 | 137029.0378 | 376823.7193 | 2793.5223 | 7682.0612 | 34.7027 | 3.171 | 51.3068 | 463010.9557 | 0 | 369676.4135 | 0 | 0 | 0 | 315184.574 | 447670.0579 | 1164745.6608 | 794962.8466 | 3555250.5086 | 961560.8286 | 17303179.5858 | 17303179.5858 | 13685062.912 | 7195764.7501 | 0 | 21819990.923 | 60003998.171 | 31622.7766 | 0.15924 | 137029.0378 | 376823.7193 | 2793.5223 | 7682.0612
1 | 4200 | 707 | 0.015 | 15 | 15 | 7 | 4.217e-11 | 5spot_SharedNeighbor | CO2 | Porous | Wet | R600a | MinimizeLCOE_Brownfield | IgnoreSilica | 2019 | 35.2218 | 0.96154 | 0.048687 | 4 | 114274.0915 | 310344.4919 | 2329.6319 | 6326.7922 | 34.7229 | 3.1573 | 62.5244 | 518850.7738 | 0 | 424634.9779 | 0 | 0 | 0 | 344664.8421 | 502378.7316 | 1307086.4076 | 892113.3311 | 3989729.0641 | 961560.8286 | 17303179.5858 | 17303179.5858 | 13685062.912 | 7195764.7501 | 0 | 22254469.4786 | 60438476.7265 | 42169.6503 | 0.19475 | 114274.0915 | 310344.4919 | 2329.6319 | 6326.7922
1 | 4200 | 707 | 0.015 | 15 | 15 | 7 | 5.6234e-11 | 5spot_SharedNeighbor | CO2 | Porous | Wet | R600a | MinimizeLCOE_Brownfield | IgnoreSilica | 2019 | 40.2797 | 1.1272 | 0.057713 | 4 | 98061.9964 | 263465.9196 | 1999.1264 | 5371.1091 | 34.7178 | 3.1387 | 58.9302 | 568647.7397 | 0 | 475384.0973 | 0 | 0 | 0 | 367920.6012 | 550661.4509 | 1432708.139 | 977852.7441 | 4373174.7721 | 961560.8286 | 17303179.5858 | 17303179.5858 | 13685062.912 | 7195764.7501 | 0 | 22637915.1866 | 60821922.4345 | 56234.1325 | 0.23085 | 98061.9964 | 263465.9196 | 1999.1264 | 5371.1091
1 | 4200 | 707 | 0.015 | 15 | 15 | 7 | 7.4989e-11 | 5spot_SharedNeighbor | CO2 | Porous | Wet | R600a | MinimizeLCOE_Brownfield | IgnoreSilica | 2019 | 44.8151 | 1.2769 | 0.066356 | 4 | 86498.7636 | 230359.7829 | 1763.3943 | 4696.1958 | 34.6975 | 3.1179 | 53.3758 | 610862.9783 | 0 | 519891.9781 | 0 | 0 | 0 | 384784.8901 | 591060.5401 | 1537818.2822 | 1049592.5766 | 4694011.2454 | 961560.8286 | 17303179.5858 | 17303179.5858 | 13685062.912 | 7195764.7501 | 0 | 22958751.6599 | 61142758.9078 | 74989.4209 | 0.26542 | 86498.7636 | 230359.7829 | 1763.3943 | 4696.1958
1 | 4200 | 707 | 0.015 | 15 | 15 | 7 | 1e-10 | 5spot_SharedNeighbor | CO2 | Porous | Wet | R600a | MinimizeLCOE_Brownfield | IgnoreSilica | 2019 | 48.6861 | 1.4056 | 0.074199 | 4 | 78220.7941 | 206874.9239 | 1594.6367 | 4217.4251 | 34.6702 | 3.0974 | 48.9573 | 645187.6148 | 0 | 557241.3298 | 0 | 0 | 0 | 396040.0602 | 623402.9119 | 1621966.4991 | 1107025.4637 | 4950863.8795 | 961560.8286 | 17303179.5858 | 17303179.5858 | 13685062.912 | 7195764.7501 | 0 | 23215604.294 | 61399611.5419 | 100000 | 0.2968 | 78220.7941 | 206874.9239 | 1594.6367 | 4217.4251
1 | 4200 | 707 | 0.015 | 15 | 15 | 7 | 1.3335e-10 | 5spot_SharedNeighbor | CO2 | Porous | Wet | R600a | MinimizeLCOE_Brownfield | IgnoreSilica | 2019 | 51.8797 | 1.5123 | 0.081011 | 4 | 72261.7369 | 190098.2151 | 1473.1532 | 3875.4092 | 34.6414 | 3.0786 | 68.6388 | 672369.8792 | 0 | 587662.0653 | 0 | 0 | 0 | 403093.5266 | 648618.9337 | 1687573.4155 | 1151803.5322 | 5151121.3524 | 961560.8286 | 17303179.5858 | 17303179.5858 | 13685062.912 | 7195764.7501 | 0 | 23415861.7669 | 61599869.0148 | 133352.1432 | 0.32404 | 72261.7369 | 190098.2151 | 1473.1532 | 3875.4092
1 | 4200 | 707 | 0.015 | 15 | 15 | 7 | 1.7783e-10 | 5spot_SharedNeighbor | CO2 | Porous | Wet | R600a | MinimizeLCOE_Brownfield | IgnoreSilica | 2019 | 54.4324 | 1.5982 | 0.086718 | 4 | 67944.6927 | 178026.1226 | 1385.1445 | 3629.3033 | 34.6146 | 3.0624 | 58.6249 | 693377.971 | 0 | 611745.9443 | 0 | 0 | 0 | 407126.3183 | 667777.5911 | 1737420.3121 | 1185825.0634 | 5303273.2003 | 961560.8286 | 17303179.5858 | 17303179.5858 | 13685062.912 | 7195764.7501 | 0 | 23568013.6148 | 61752020.8627 | 177827.941 | 0.34687 | 67944.6927 | 178026.1226 | 1385.1445 | 3629.3033
1 | 4200 | 707 | 0.015 | 15 | 15 | 7 | 2.3714e-10 | 5spot_SharedNeighbor | CO2 | Porous | Wet | R600a | MinimizeLCOE_Brownfield | IgnoreSilica | 2019 | 56.4546 | 1.6664 | 0.091377 | 4 | 64797.5344 | 169266.3962 | 1320.9854 | 3450.7244 | 34.5911 | 3.0489 | 48.3704 | 709574.1315 | 0 | 630688.9779 | 0 | 0 | 0 | 409401.2769 | 682369.1107 | 1775384.4528 | 1211736.3696 | 5419154.3195 | 961560.8286 | 17303179.5858 | 17303179.5858 | 13685062.912 | 7195764.7501 | 0 | 23683894.7339 | 61867901.9819 | 237137.3706 | 0.36551 | 64797.5344 | 169266.3962 | 1320.9854 | 3450.7244
1 | 4200 | 707 | 0.015 | 15 | 15 | 7 | 3.1623e-10 | 5spot_SharedNeighbor | CO2 | Porous | Wet | R600a | MinimizeLCOE_Brownfield | IgnoreSilica | 2019 | 58.0406 | 1.7201 | 0.095103 | 4 | 62490.1936 | 162865.4761 | 1273.9471 | 3320.233 | 34.5713 | 3.0378 | 59.6442 | 722003.5569 | 0 | 645466.4548 | 0 | 0 | 0 | 410656.0391 | 693469.1598 | 1804264.5038 | 1231447.5977 | 5507307.3121 | 961560.8286 | 17303179.5858 | 17303179.5858 | 13685062.912 | 7195764.7501 | 0 | 23772047.7266 | 61956054.9745 | 316227.766 | 0.38041 | 62490.1936 | 162865.4761 | 1273.9471 | 3320.233
1 | 4200 | 707 | 0.015 | 15 | 15 | 7 | 4.217e-10 | 5spot_SharedNeighbor | CO2 | Porous | Wet | R600a | MinimizeLCOE_Brownfield | IgnoreSilica | 2019 | 59.2392 | 1.7608 | 0.098027 | 4 | 60790.3661 | 158171.9055 | 1239.2938 | 3224.5482 | 34.5555 | 3.0292 | 54.9175 | 731238.2002 | 0 | 656589.3745 | 0 | 0 | 0 | 411057.2845 | 701565.0951 | 1825328.4667 | 1245824.1853 | 5571602.6063 | 961560.8286 | 17303179.5858 | 17303179.5858 | 13685062.912 | 7195764.7501 | 0 | 23836343.0208 | 62020350.2687 | 421696.5034 | 0.39211 | 60790.3661 | 158171.9055 | 1239.2938 | 3224.5482
1 | 4200 | 707 | 0.015 | 15 | 15 | 7 | 5.6234e-10 | 5spot_SharedNeighbor | CO2 | Porous | Wet | R600a | MinimizeLCOE_Brownfield | IgnoreSilica | 2019 | 60.1749 | 1.7926 | 0.10031 | 4 | 59533.1082 | 154702.7043 | 1213.6629 | 3153.8239 | 34.5428 | 3.0223 | 50.4714 | 738353.4042 | 0 | 665247.3352 | 0 | 0 | 0 | 411288.4084 | 707806.7676 | 1841568.0182 | 1256908.0129 | 5621171.9465 | 961560.8286 | 17303179.5858 | 17303179.5858 | 13685062.912 | 7195764.7501 | 0 | 23885912.361 | 62069919.6089 | 562341.3252 | 0.40122 | 59533.1082 | 154702.7043 | 1213.6629 | 3153.8239
1 | 4200 | 707 | 0.015 | 15 | 15 | 7 | 7.4989e-10 | 5spot_SharedNeighbor | CO2 | Porous | Wet | R600a | MinimizeLCOE_Brownfield | IgnoreSilica | 2019 | 60.8781 | 1.8166 | 0.10206 | 4 | 58600.2322 | 152135.9335 | 1194.645 | 3101.4968 | 34.5329 | 3.017 | 65.741 | 743646.1491 | 0 | 671739.2278 | 0 | 0 | 0 | 411261.0396 | 712392.1024 | 1853498.1188 | 1265050.5517 | 5657587.1894 | 961560.8286 | 17303179.5858 | 17303179.5858 | 13685062.912 | 7195764.7501 | 0 | 23922327.6039 | 62106334.8518 | 749894.2093 | 0.40823 | 58600.2322 | 152135.9335 | 1194.645 | 3101.4968
1 | 4200 | 707 | 0.015 | 15 | 15 | 7 | 1e-09 | 5spot_SharedNeighbor | CO2 | Porous | Wet | R600a | MinimizeLCOE_Brownfield | IgnoreSilica | 2019 | 61.4117 | 1.8348 | 0.1034 | 4 | 57906.3125 | 150229.1023 | 1180.4985 | 3062.6235 | 34.5253 | 3.013 | 63.6902 | 747631.5224 | 0 | 676657.4468 | 0 | 0 | 0 | 411166.8921 | 715827.7859 | 1862437.0624 | 1271151.5644 | 5684872.274 | 961560.8286 | 17303179.5858 | 17303179.5858 | 13685062.912 | 7195764.7501 | 0 | 23949612.6885 | 62133619.9364 | 1000000 | 0.41359 | 57906.3125 | 150229.1023 | 1180.4985 | 3062.6235
1 | 4200 | 707 | 0.015 | 15 | 15 | 7 | 1.3335e-09 | 5spot_SharedNeighbor | CO2 | Porous | Wet | R600a | MinimizeLCOE_Brownfield | IgnoreSilica | 2019 | 61.8138 | 1.8485 | 0.10442 | 4 | 57389.1386 | 148809.801 | 1169.9552 | 3033.6891 | 34.5194 | 3.0099 | 60.988 | 750617.0484 | 0 | 680359.0032 | 0 | 0 | 0 | 411041.03 | 718386.6618 | 1869094.7327 | 1275695.5611 | 5705194.0373 | 961560.8286 | 17303179.5858 | 17303179.5858 | 13685062.912 | 7195764.7501 | 0 | 23969934.4517 | 62153941.6997 | 1333521.4322 | 0.41767 | 57389.1386 | 148809.801 | 1169.9552 | 3033.6891
1 | 4200 | 707 | 0.015 | 15 | 15 | 7 | 1.7783e-09 | 5spot_SharedNeighbor | CO2 | Porous | Wet | R600a | MinimizeLCOE_Brownfield | IgnoreSilica | 2019 | 62.1233 | 1.8591 | 0.10519 | 4 | 57003.1168 | 147749.5158 | 1162.0856 | 3012.0737 | 34.5149 | 3.0075 | 60.8869 | 752904.6369 | 0 | 683205.3863 | 0 | 0 | 0 | 410967.0643 | 720360.0641 | 1874229.1207 | 1279199.8864 | 5720866.1587 | 961560.8286 | 17303179.5858 | 17303179.5858 | 13685062.912 | 7195764.7501 | 0 | 23985606.5731 | 62169613.8211 | 1778279.41 | 0.42078 | 57003.1168 | 147749.5158 | 1162.0856 | 3012.0737
1 | 4200 | 707 | 0.015 | 15 | 15 | 7 | 2.3714e-09 | 5spot_SharedNeighbor | CO2 | Porous | Wet | R600a | MinimizeLCOE_Brownfield | IgnoreSilica | 2019 | 62.3519 | 1.8669 | 0.10578 | 4 | 56714.6593 | 146958.9721 | 1156.205 | 2995.9574 | 34.5115 | 3.0058 | 66.6683 | 754588.3366 | 0 | 685306.0702 | 0 | 0 | 0 | 410861.9089 | 721794.9631 | 1877962.4336 | 1281747.9492 | 5732261.6617 | 961560.8286 | 17303179.5858 | 17303179.5858 | 13685062.912 | 7195764.7501 | 0 | 23997002.0761 | 62181009.3241 | 2371373.7057 | 0.42312 | 56714.6593 | 146958.9721 | 1156.205 | 2995.9574
1 | 4200 | 707 | 0.015 | 15 | 15 | 7 | 3.1623e-09 | 5spot_SharedNeighbor | CO2 | Porous | Wet | R600a | MinimizeLCOE_Brownfield | IgnoreSilica | 2019 | 62.5176 | 1.8726 | 0.10622 | 4 | 56498.9212 | 146369.7183 | 1151.8069 | 2983.9447 | 34.509 | 3.0045 | 59.301 | 755806.3727 | 0 | 686828.8093 | 0 | 0 | 0 | 410727.5791 | 722811.4768 | 1880607.1936 | 1283553.0522 | 5740334.4836 | 961560.8286 | 17303179.5858 | 17303179.5858 | 13685062.912 | 7195764.7501 | 0 | 24005074.8981 | 62189082.146 | 3162277.6602 | 0.42488 | 56498.9212 | 146369.7183 | 1151.8069 | 2983.9447
1 | 4200 | 707 | 0.015 | 15 | 15 | 7 | 4.217e-09 | 5spot_SharedNeighbor | CO2 | Porous | Wet | R600a | MinimizeLCOE_Brownfield | IgnoreSilica | 2019 | 62.6567 | 1.8773 | 0.10656 | 4 | 56337.4633 | 145924.8419 | 1148.5154 | 2974.8753 | 34.5069 | 3.0034 | 64.292 | 756826.3875 | 0 | 688105.9706 | 0 | 0 | 0 | 410731.0508 | 723708.7295 | 1882941.6611 | 1285146.3743 | 5747460.1738 | 961560.8286 | 17303179.5858 | 17303179.5858 | 13685062.912 | 7195764.7501 | 0 | 24012200.5883 | 62196207.8362 | 4216965.0343 | 0.42622 | 56337.4633 | 145924.8419 | 1148.5154 | 2974.8753
1 | 4200 | 707 | 0.015 | 15 | 15 | 7 | 5.6234e-09 | 5spot_SharedNeighbor | CO2 | Porous | Wet | R600a | MinimizeLCOE_Brownfield | IgnoreSilica | 2019 | 62.7493 | 1.8805 | 0.1068 | 4 | 56216.569 | 145595.1183 | 1146.0508 | 2968.1534 | 34.5056 | 3.0027 | 61.0495 | 757504.5264 | 0 | 688956.0747 | 0 | 0 | 0 | 410641.3309 | 724269.7535 | 1884401.3304 | 1286142.6286 | 5751915.6445 | 961560.8286 | 17303179.5858 | 17303179.5858 | 13685062.912 | 7195764.7501 | 0 | 24016656.059 | 62200663.3069 | 5623413.2519 | 0.42722 | 56216.569 | 145595.1183 | 1146.0508 | 2968.1534
1 | 4200 | 707 | 0.015 | 15 | 15 | 7 | 7.4989e-09 | 5spot_SharedNeighbor | CO2 | Porous | Wet | R600a | MinimizeLCOE_Brownfield | IgnoreSilica | 2019 | 62.8271 | 1.8832 | 0.10699 | 4 | 56126.014 | 145345.9071 | 1144.2047 | 2963.0729 | 34.5044 | 3.0021 | 60.8022 | 758073.5452 | 0 | 689670.0089 | 0 | 0 | 0 | 410634.497 | 724767.4399 | 1885696.2084 | 1287026.4094 | 5755868.1087 | 961560.8286 | 17303179.5858 | 17303179.5858 | 13685062.912 | 7195764.7501 | 0 | 24020608.5232 | 62204615.7711 | 7498942.0933 | 0.42798 | 56126.014 | 145345.9071 | 1144.2047 | 2963.0729
1 | 4200 | 707 | 0.015 | 15 | 15 | 7 | 1e-08 | 5spot_SharedNeighbor | CO2 | Porous | Wet | R600a | MinimizeLCOE_Brownfield | IgnoreSilica | 2019 | 62.8855 | 1.8852 | 0.10714 | 4 | 56058.1655 | 145159.2288 | 1142.8215 | 2959.2672 | 34.5035 | 3.0016 | 63.983 | 758499.9373 | 0 | 690205.3662 | 0 | 0 | 0 | 410628.0625 | 725140.0127 | 1886665.5664 | 1287688.0162 | 5758826.9611 | 961560.8286 | 17303179.5858 | 17303179.5858 | 13685062.912 | 7195764.7501 | 0 | 24023567.3756 | 62207574.6235 | 10000000 | 0.42855 | 56058.1655 | 145159.2288 | 1142.8215 | 2959.2672
1 | 4300 | 707 | 0.015 | 15 | 15 | 7 | 1e-13 | 5spot_SharedNeighbor | CO2 | Porous | Wet | R600a | MinimizeLCOE_Brownfield | IgnoreSilica | 2019 | 0 | 0 | 0 | 0 |  |  |  |  | 15 |  | 15.0166 | [19 empty] | 100 | 0
1 | 4300 | 707 | 0.015 | 15 | 15 | 7 | 1.3335e-13 | 5spot_SharedNeighbor | CO2 | Porous | Wet | R600a | MinimizeLCOE_Brownfield | IgnoreSilica | 2019 | 0 | 0 | 0 | 0 |  |  |  |  | 15 |  | 16.3875 | [19 empty] | 133.3521 | 0
1 | 4300 | 707 | 0.015 | 15 | 15 | 7 | 1.7783e-13 | 5spot_SharedNeighbor | CO2 | Porous | Wet | R600a | MinimizeLCOE_Brownfield | IgnoreSilica | 2019 | 0 | 0 | 0 | 0 |  |  |  |  | 15 |  | 19.5484 | [19 empty] | 177.8279 | 0
1 | 4300 | 707 | 0.015 | 15 | 15 | 7 | 2.3714e-13 | 5spot_SharedNeighbor | CO2 | Porous | Wet | R600a | MinimizeLCOE_Brownfield | IgnoreSilica | 2019 | 0 | 0 | 0 | 0 |  |  |  |  | 15 |  | 20.2534 | [19 empty] | 237.1374 | 0
1 | 4300 | 707 | 0.015 | 15 | 15 | 7 | 3.1623e-13 | 5spot_SharedNeighbor | CO2 | Porous | Wet | R600a | MinimizeLCOE_Brownfield | IgnoreSilica | 2019 | 0 | 0 | 0 | 0 |  |  |  |  | 15 |  | 19.2039 | [19 empty] | 316.2278 | 0
1 | 4300 | 707 | 0.015 | 15 | 15 | 7 | 4.217e-13 | 5spot_SharedNeighbor | CO2 | Porous | Wet | R600a | MinimizeLCOE_Brownfield | IgnoreSilica | 2019 | 0 | 0 | 0 | 0 |  |  |  |  | 15 |  | 18.0213 | [19 empty] | 421.6965 | 0
1 | 4300 | 707 | 0.015 | 15 | 15 | 7 | 5.6234e-13 | 5spot_SharedNeighbor | CO2 | Porous | Wet | R600a | MinimizeLCOE_Brownfield | IgnoreSilica | 2019 | 0 | 0 | 0 | 0 |  |  |  |  | 15 |  | 19.2498 | [19 empty] | 562.3413 | 0
1 | 4300 | 707 | 0.015 | 15 | 15 | 7 | 7.4989e-13 | 5spot_SharedNeighbor | CO2 | Porous | Wet | R600a | MinimizeLCOE_Brownfield | IgnoreSilica | 2019 | 0 | 0 | 0 | 0 |  |  |  |  | 15 |  | 18.0866 | [19 empty] | 749.8942 | 0
1 | 4300 | 707 | 0.015 | 15 | 15 | 7 | 1e-12 | 5spot_SharedNeighbor | CO2 | Porous | Wet | R600a | MinimizeLCOE_Brownfield | IgnoreSilica | 2019 | 1.6 | -0.066193 | 0.00058639 | 4 | 8148387.5061 | 24870657.9485 | 166115.9008 | 507022.0023 | 28.859 | 2.5842 | 20.4987 | 47475.2217 | 0 | 12262.8374 | 0 | 0 | 0 | 46165.7895 | 41302.501 | 107460.6352 | 73344.0916 | 328011.0764 | 961560.8286 | 17822860.8151 | 17822860.8151 | 14023360.4323 | 7376664.0807 | 0 | 19112432.7201 | 58335318.0481 | 1000 | 0.0023455 | 8148387.5061 | 24870657.9485 | 166115.9008 | 507022.0023
1 | 4300 | 707 | 0.015 | 15 | 15 | 7 | 1.3335e-12 | 5spot_SharedNeighbor | CO2 | Porous | Wet | R600a | MinimizeLCOE_Brownfield | IgnoreSilica | 2019 | 1.6 | -0.063837 | 0.0011391 | 4 | 4191215.4172 | 12799775.2489 | 85443.5953 | 260940.7314 | 28.859 | 2.5842 | 20.0564 | 47475.3084 | 0 | 12262.8105 | 0 | 0 | 0 | 40954.0332 | 39269.9393 | 102172.3268 | 69734.7125 | 311869.1307 | 961560.8286 | 17822860.8151 | 17822860.8151 | 14023360.4323 | 7376664.0807 | 0 | 19096290.7744 | 58319176.1025 | 1333.5214 | 0.0045563 | 4191215.4172 | 12799775.2489 | 85443.5953 | 260940.7314
1 | 4300 | 707 | 0.015 | 15 | 15 | 7 | 1.7783e-12 | 5spot_SharedNeighbor | CO2 | Porous | Wet | R600a | MinimizeLCOE_Brownfield | IgnoreSilica | 2019 | 1.6 | -0.062066 | 0.0015525 | 4 | 3073071.1216 | 9389206.6947 | 62648.7115 | 191411.6783 | 28.859 | 2.5842 | 19.7622 | 47475.3583 | 0 | 12262.795 | 0 | 0 | 0 | 36862.2644 | 37674.1629 | 98020.4439 | 66900.9671 | 299195.9916 | 961560.8286 | 17822860.8151 | 17822860.8151 | 14023360.4323 | 7376664.0807 | 0 | 19083617.6353 | 58306502.9633 | 1778.2794 | 0.0062099 | 3073071.1216 | 9389206.6947 | 62648.7115 | 191411.6783
1 | 4300 | 707 | 0.015 | 15 | 15 | 7 | 2.3714e-12 | 5spot_SharedNeighbor | CO2 | Porous | Wet | R600a | MinimizeLCOE_Brownfield | IgnoreSilica | 2019 | 3.1297 | -0.040989 | 0.0027048 | 4 | 1792746.2992 | 5418025.0408 | 36547.5582 | 110453.7689 | 31.8703 | 2.9716 | 39.215 | 86536.3759 | 0 | 40491.7228 | 0 | 0 | 0 | 70499.2914 | 77035.6822 | 200431.0428 | 136798.3051 | 611792.4202 | 961560.8286 | 17822860.8151 | 17822860.8151 | 14023360.4323 | 7376664.0807 | 0 | 19396214.0639 | 58619099.3919 | 2371.3737 | 0.010819 | 1792746.2992 | 5418025.0408 | 36547.5582 | 110453.7689
1 | 4300 | 707 | 0.015 | 15 | 15 | 7 | 3.1623e-12 | 5spot_SharedNeighbor | CO2 | Porous | Wet | R600a | MinimizeLCOE_Brownfield | IgnoreSilica | 2019 | 4.1897 | -0.014854 | 0.0039846 | 4 | 1228428.1129 | 3689329.5238 | 25043.1687 | 75211.9725 | 32.8139 | 3.093 | 41.1741 | 110474.7538 | 0 | 58410.5442 | 0 | 0 | 0 | 87724.0046 | 100077.628 | 260381.4594 | 177715.6963 | 794784.0864 | 961560.8286 | 17822860.8151 | 17822860.8151 | 14023360.4323 | 7376664.0807 | 0 | 19579205.7301 | 58802091.0581 | 3162.2777 | 0.015938 | 1228428.1129 | 3689329.5238 | 25043.1687 | 75211.9725
1 | 4300 | 707 | 0.015 | 15 | 15 | 7 | 4.217e-12 | 5spot_SharedNeighbor | CO2 | Porous | Wet | R600a | MinimizeLCOE_Brownfield | IgnoreSilica | 2019 | 5.5728 | 0.023813 | 0.0057316 | 4 | 863599.8538 | 2574404.914 | 17605.6511 | 52482.7263 | 33.5489 | 3.1875 | 47.5127 | 139127.6093 | 0 | 80405.2875 | 0 | 0 | 0 | 108163.0666 | 127801.4257 | 332513.0941 | 226947.0192 | 1014957.5025 | 961560.8286 | 17822860.8151 | 17822860.8151 | 14023360.4323 | 7376664.0807 | 0 | 19799379.1462 | 59022264.4742 | 4216.965 | 0.022927 | 863599.8538 | 2574404.914 | 17605.6511 | 52482.7263
1 | 4300 | 707 | 0.015 | 15 | 15 | 7 | 5.6234e-12 | 5spot_SharedNeighbor | CO2 | Porous | Wet | R600a | MinimizeLCOE_Brownfield | IgnoreSilica | 2019 | 7.3903 | 0.078299 | 0.0080829 | 4 | 620643.958 | 1833789.1543 | 12652.6666 | 37384.2723 | 34.1206 | 3.2605 | 51.9109 | 173620.4265 | 0 | 107574.0865 | 0 | 0 | 0 | 132710.9345 | 161423.1245 | 419989.8576 | 286651.7077 | 1281970.1373 | 961560.8286 | 17822860.8151 | 17822860.8151 | 14023360.4323 | 7376664.0807 | 0 | 20066391.781 | 59289277.109 | 5623.4133 | 0.032332 | 620643.958 | 1833789.1543 | 12652.6666 | 37384.2723
1 | 4300 | 707 | 0.015 | 15 | 15 | 7 | 7.4989e-12 | 5spot_SharedNeighbor | CO2 | Porous | Wet | R600a | MinimizeLCOE_Brownfield | IgnoreSilica | 2019 | 9.7191 | 0.15109 | 0.011203 | 4 | 454799.5975 | 1330038.2874 | 9271.705 | 27114.6295 | 34.5522 | 3.3146 | 50.4589 | 214122.9304 | 0 | 140326.5429 | 0 | 0 | 0 | 161147.8453 | 201082.9543 | 523176.5992 | 357078.7792 | 1596935.6513 | 961560.8286 | 17822860.8151 | 17822860.8151 | 14023360.4323 | 7376664.0807 | 0 | 20381357.295 | 59604242.623 | 7498.9421 | 0.044814 | 454799.5975 | 1330038.2874 | 9271.705 | 27114.6295
1 | 4300 | 707 | 0.015 | 15 | 15 | 7 | 1e-11 | 5spot_SharedNeighbor | CO2 | Porous | Wet | R600a | MinimizeLCOE_Brownfield | IgnoreSilica | 2019 | 12.6498 | 0.24503 | 0.015283 | 4 | 339383.6541 | 981012.6299 | 6918.7948 | 19999.2694 | 34.8727 | 3.3531 | 37.3791 | 260930.6463 | 0 | 179205.042 | 0 | 0 | 0 | 193379.5066 | 247070.926 | 642827.8683 | 438743.2289 | 1962157.2181 | 961560.8286 | 17822860.8151 | 17822860.8151 | 14023360.4323 | 7376664.0807 | 0 | 20746578.8618 | 59969464.1898 | 10000 | 0.06113 | 339383.6541 | 981012.6299 | 6918.7948 | 19999.2694
1 | 4300 | 707 | 0.015 | 15 | 15 | 7 | 1.3335e-11 | 5spot_SharedNeighbor | CO2 | Porous | Wet | R600a | MinimizeLCOE_Brownfield | IgnoreSilica | 2019 | 16.3233 | 0.36453 | 0.020518 | 4 | 257949.3912 | 735867.248 | 5258.6472 | 15001.6492 | 35.1086 | 3.3786 | 50.4855 | 314905.718 | 0 | 225301.0166 | 0 | 0 | 0 | 230015.9309 | 300386.8395 | 781544.9387 | 533420.4798 | 2385574.9234 | 961560.8286 | 17822860.8151 | 17822860.8151 | 14023360.4323 | 7376664.0807 | 0 | 21169996.5671 | 60392881.8952 | 13335.2143 | 0.08207 | 257949.3912 | 735867.248 | 5258.6472 | 15001.6492
1 | 4300 | 707 | 0.015 | 15 | 15 | 7 | 1.7783e-11 | 5spot_SharedNeighbor | CO2 | Porous | Wet | R600a | MinimizeLCOE_Brownfield | IgnoreSilica | 2019 | 20.6935 | 0.50833 | 0.027042 | 4 | 200010.9794 | 562620.923 | 4077.4943 | 11469.7885 | 35.2708 | 3.3918 | 43.7513 | 374122.4838 | 0 | 277373.6296 | 0 | 0 | 0 | 268808.6485 | 358918.8571 | 933833.2419 | 637360.376 | 2850417.2369 | 961560.8286 | 17822860.8151 | 17822860.8151 | 14023360.4323 | 7376664.0807 | 0 | 21634838.8806 | 60857724.2086 | 17782.7941 | 0.10817 | 200010.9794 | 562620.923 | 4077.4943 | 11469.7885
1 | 4300 | 707 | 0.015 | 15 | 15 | 7 | 2.3714e-11 | 5spot_SharedNeighbor | CO2 | Porous | Wet | R600a | MinimizeLCOE_Brownfield | IgnoreSilica | 2019 | 25.6971 | 0.67436 | 0.034869 | 4 | 158647.9153 | 439867.937 | 3234.2523 | 8967.3029 | 35.3741 | 3.3939 | 54.6264 | 436858.4095 | 0 | 334273.9462 | 0 | 0 | 0 | 308159.3011 | 420923.7461 | 1095157.2441 | 747467.3224 | 3342839.9694 | 961560.8286 | 17822860.8151 | 17822860.8151 | 14023360.4323 | 7376664.0807 | 0 | 22127261.6131 | 61350146.9411 | 23713.7371 | 0.13947 | 158647.9153 | 439867.937 | 3234.2523 | 8967.3029
1 | 4300 | 707 | 0.015 | 15 | 15 | 7 | 3.1623e-11 | 5spot_SharedNeighbor | CO2 | Porous | Wet | R600a | MinimizeLCOE_Brownfield | IgnoreSilica | 2019 | 31.0567 | 0.85366 | 0.043786 | 4 | 129123.281 | 353069.1423 | 2632.3527 | 7197.792 | 35.4288 | 3.3863 | 51.0019 | 499300.2811 | 0 | 392794.359 | 0 | 0 | 0 | 344746.4501 | 482368.0252 | 1255022.6543 | 856578.7497 | 3830810.5194 | 961560.8286 | 17822860.8151 | 17822860.8151 | 14023360.4323 | 7376664.0807 | 0 | 22615232.1631 | 61838117.4911 | 31622.7766 | 0.17514 | 129123.281 | 353069.1423 | 2632.3527 | 7197.792
1 | 4300 | 707 | 0.015 | 15 | 15 | 7 | 4.217e-11 | 5spot_SharedNeighbor | CO2 | Porous | Wet | R600a | MinimizeLCOE_Brownfield | IgnoreSilica | 2019 | 36.4398 | 1.0352 | 0.053361 | 4 | 108082.5185 | 291843.5809 | 2203.4083 | 5949.6261 | 35.4469 | 3.3711 | 56.7765 | 557887.1166 | 0 | 449606.038 | 0 | 0 | 0 | 376072.8138 | 539590.7277 | 1403904.3882 | 958193.5923 | 4285254.6766 | 961560.8286 | 17822860.8151 | 17822860.8151 | 14023360.4323 | 7376664.0807 | 0 | 23069676.3203 | 62292561.6483 | 42169.6503 | 0.21345 | 108082.5185 | 291843.5809 | 2203.4083 | 5949.6261
1 | 4300 | 707 | 0.015 | 15 | 15 | 7 | 5.6234e-11 | 5spot_SharedNeighbor | CO2 | Porous | Wet | R600a | MinimizeLCOE_Brownfield | IgnoreSilica | 2019 | 41.5218 | 1.2079 | 0.063022 | 4 | 93098.3684 | 248690.5958 | 1897.9362 | 5069.8942 | 35.4397 | 3.351 | 53.7075 | 609880.9893 | 0 | 501790.19 | 0 | 0 | 0 | 400807.834 | 589866.8152 | 1534712.4549 | 1047472.7856 | 4684531.0691 | 961560.8286 | 17822860.8151 | 17822860.8151 | 14023360.4323 | 7376664.0807 | 0 | 23468952.7128 | 62691838.0408 | 56234.1325 | 0.25209 | 93098.3684 | 248690.5958 | 1897.9362 | 5069.8942
1 | 4300 | 707 | 0.015 | 15 | 15 | 7 | 7.4989e-11 | 5spot_SharedNeighbor | CO2 | Porous | Wet | R600a | MinimizeLCOE_Brownfield | IgnoreSilica | 2019 | 46.0332 | 1.3624 | 0.0722 | 4 | 82410.0397 | 218223.7459 | 1680.0401 | 4448.7862 | 35.4177 | 3.3291 | 59.0653 | 653581.4173 | 0 | 547134.6522 | 0 | 0 | 0 | 418631.234 | 631545.4483 | 1643151.7088 | 1121484.8047 | 5015529.2653 | 961560.8286 | 17822860.8151 | 17822860.8151 | 14023360.4323 | 7376664.0807 | 0 | 23799950.909 | 63022836.237 | 74989.4209 | 0.2888 | 82410.0397 | 218223.7459 | 1680.0401 | 4448.7862
1 | 4300 | 707 | 0.015 | 15 | 15 | 7 | 1e-10 | 5spot_SharedNeighbor | CO2 | Porous | Wet | R600a | MinimizeLCOE_Brownfield | IgnoreSilica | 2019 | 49.8823 | 1.4951 | 0.080482 | 4 | 74754.6723 | 196591.7948 | 1523.9751 | 4007.7896 | 35.389 | 3.3076 | 64.9168 | 689149.5646 | 0 | 585193.4313 | 0 | 0 | 0 | 430801.3326 | 665006.2881 | 1730209.9501 | 1180903.8432 | 5281264.4098 | 961560.8286 | 17822860.8151 | 17822860.8151 | 14023360.4323 | 7376664.0807 | 0 | 24065686.0535 | 63288571.3815 | 100000 | 0.32193 | 74754.6723 | 196591.7948 | 1523.9751 | 4007.7896
1 | 4300 | 707 | 0.015 | 15 | 15 | 7 | 1.3335e-10 | 5spot_SharedNeighbor | CO2 | Porous | Wet | R600a | MinimizeLCOE_Brownfield | IgnoreSilica | 2019 | 53.0318 | 1.6044 | 0.087635 | 4 | 69239.899 | 181132.8223 | 1411.549 | 3692.6376 | 35.3594 | 3.2882 | 55.366 | 717124.889 | 0 | 615954.1762 | 0 | 0 | 0 | 438456.6661 | 690898.9352 | 1797577.3065 | 1226883.4482 | 5486895.4212 | 961560.8286 | 17822860.8151 | 17822860.8151 | 14023360.4323 | 7376664.0807 | 0 | 24271317.0649 | 63494202.3929 | 133352.1432 | 0.35054 | 69239.899 | 181132.8223 | 1411.549 | 3692.6376
1 | 4300 | 707 | 0.015 | 15 | 15 | 7 | 1.7783e-10 | 5spot_SharedNeighbor | CO2 | Porous | Wet | R600a | MinimizeLCOE_Brownfield | IgnoreSilica | 2019 | 55.5534 | 1.6923 | 0.093607 | 4 | 65241.6174 | 169995.419 | 1330.0386 | 3465.5866 | 35.3319 | 3.2715 | 54.0311 | 738807.7779 | 0 | 640355.6489 | 0 | 0 | 0 | 443079.0158 | 710674.5527 | 1849029.4066 | 1262000.5638 | 5643946.9657 | 961560.8286 | 17822860.8151 | 17822860.8151 | 14023360.4323 | 7376664.0807 | 0 | 24428368.6094 | 63651253.9374 | 177827.941 | 0.37443 | 65241.6174 | 169995.419 | 1330.0386 | 3465.5866
1 | 4300 | 707 | 0.015 | 15 | 15 | 7 | 2.3714e-10 | 5spot_SharedNeighbor | CO2 | Porous | Wet | R600a | MinimizeLCOE_Brownfield | IgnoreSilica | 2019 | 57.5413 | 1.7619 | 0.098466 | 4 | 62324.6846 | 161909.2977 | 1270.573 | 3300.74 | 35.308 | 3.2576 | 53.6007 | 755461.2667 | 0 | 659461.3675 | 0 | 0 | 0 | 445785.5389 | 725676.1875 | 1888060.5833 | 1288640.1438 | 5763085.0877 | 961560.8286 | 17822860.8151 | 17822860.8151 | 14023360.4323 | 7376664.0807 | 0 | 24547506.7314 | 63770392.0594 | 237137.3706 | 0.39386 | 62324.6846 | 161909.2977 | 1270.573 | 3300.74
1 | 4300 | 707 | 0.015 | 15 | 15 | 7 | 3.1623e-10 | 5spot_SharedNeighbor | CO2 | Porous | Wet | R600a | MinimizeLCOE_Brownfield | IgnoreSilica | 2019 | 59.0929 | 1.8164 | 0.10234 | 4 | 60184.7414 | 155997.9349 | 1226.9474 | 3180.2289 | 35.288 | 3.2463 | 58.3972 | 768191.7647 | 0 | 674296.658 | 0 | 0 | 0 | 447348.5508 | 737036.4197 | 1917617.577 | 1308813.3994 | 5853304.3696 | 961560.8286 | 17822860.8151 | 17822860.8151 | 14023360.4323 | 7376664.0807 | 0 | 24637726.0133 | 63860611.3413 | 316227.766 | 0.40937 | 60184.7414 | 155997.9349 | 1226.9474 | 3180.2289
1 | 4300 | 707 | 0.015 | 15 | 15 | 7 | 4.217e-10 | 5spot_SharedNeighbor | CO2 | Porous | Wet | R600a | MinimizeLCOE_Brownfield | IgnoreSilica | 2019 | 60.2797 | 1.8582 | 0.10538 | 4 | 58607.3749 | 151656.0459 | 1194.7906 | 3091.7136 | 35.2719 | 3.2374 | 62.6198 | 777772.6013 | 0 | 685601.3051 | 0 | 0 | 0 | 448124.3535 | 745484.3214 | 1939597.2844 | 1323815.0014 | 5920394.8671 | 961560.8286 | 17822860.8151 | 17822860.8151 | 14023360.4323 | 7376664.0807 | 0 | 24704816.5108 | 63927701.8389 | 421696.5034 | 0.42153 | 58607.3749 | 151656.0459 | 1194.7906 | 3091.7136
1 | 4300 | 707 | 0.015 | 15 | 15 | 7 | 5.6234e-10 | 5spot_SharedNeighbor | CO2 | Porous | Wet | R600a | MinimizeLCOE_Brownfield | IgnoreSilica | 2019 | 61.1876 | 1.8902 | 0.10774 | 4 | 57440.2861 | 148450.7076 | 1170.9979 | 3026.3685 | 35.2592 | 3.2305 | 65.8403 | 785009.5637 | 0 | 694223.7255 | 0 | 0 | 0 | 448505.7685 | 751818.2325 | 1956076.8219 | 1335062.6243 | 5970696.7364 | 961560.8286 | 17822860.8151 | 17822860.8151 | 14023360.4323 | 7376664.0807 | 0 | 24755118.3801 | 63978003.7081 | 562341.3252 | 0.43097 | 57440.2861 | 148450.7076 | 1170.9979 | 3026.3685
1 | 4300 | 707 | 0.015 | 15 | 15 | 7 | 7.4989e-10 | 5spot_SharedNeighbor | CO2 | Porous | Wet | R600a | MinimizeLCOE_Brownfield | IgnoreSilica | 2019 | 61.8797 | 1.9147 | 0.10956 | 4 | 56573.8248 | 146074.8004 | 1153.3339 | 2977.9324 | 35.2492 | 3.2251 | 72.3947 | 790473.7321 | 0 | 700783.4916 | 0 | 0 | 0 | 448679.9135 | 756575.4835 | 1968454.2132 | 1343510.4482 | 6008477.2821 | 961560.8286 | 17822860.8151 | 17822860.8151 | 14023360.4323 | 7376664.0807 | 0 | 24792898.9258 | 64015784.2538 | 749894.2093 | 0.43824 | 56573.8248 | 146074.8004 | 1153.3339 | 2977.9324
1 | 4300 | 707 | 0.015 | 15 | 15 | 7 | 1e-09 | 5spot_SharedNeighbor | CO2 | Porous | Wet | R600a | MinimizeLCOE_Brownfield | IgnoreSilica | 2019 | 62.401 | 1.9332 | 0.11095 | 4 | 55929.2103 | 144310.4962 | 1140.1926 | 2941.9647 | 35.2415 | 3.221 | 59.6645 | 794558.2101 | 0 | 705715.408 | 0 | 0 | 0 | 448711.2174 | 760104.0858 | 1977634.9126 | 1349776.4642 | 6036500.2981 | 961560.8286 | 17822860.8151 | 17822860.8151 | 14023360.4323 | 7376664.0807 | 0 | 24820921.9418 | 64043807.2698 | 1000000 | 0.44379 | 55929.2103 | 144310.4962 | 1140.1926 | 2941.9647
1 | 4300 | 707 | 0.015 | 15 | 15 | 7 | 1.3335e-09 | 5spot_SharedNeighbor | CO2 | Porous | Wet | R600a | MinimizeLCOE_Brownfield | IgnoreSilica | 2019 | 62.7929 | 1.9471 | 0.112 | 4 | 55448.6815 | 142997.1746 | 1130.3964 | 2915.1908 | 35.2357 | 3.2179 | 68.2528 | 797612.2707 | 0 | 709419.4126 | 0 | 0 | 0 | 448675.9905 | 762725.9928 | 1984456.5766 | 1354432.39 | 6057322.6332 | 961560.8286 | 17822860.8151 | 17822860.8151 | 14023360.4323 | 7376664.0807 | 0 | 24841744.2768 | 64064629.6049 | 1333521.4322 | 0.44801 | 55448.6815 | 142997.1746 | 1130.3964 | 2915.1908
1 | 4300 | 707 | 0.015 | 15 | 15 | 7 | 1.7783e-09 | 5spot_SharedNeighbor | CO2 | Porous | Wet | R600a | MinimizeLCOE_Brownfield | IgnoreSilica | 2019 | 63.0977 | 1.9578 | 0.11281 | 4 | 55089.9547 | 142014.9672 | 1123.0832 | 2895.1672 | 35.2311 | 3.2155 | 67.4536 | 799977.7948 | 0 | 712298.1044 | 0 | 0 | 0 | 448698.824 | 764780.142 | 1989801.0515 | 1358080.104 | 6073636.0207 | 961560.8286 | 17822860.8151 | 17822860.8151 | 14023360.4323 | 7376664.0807 | 0 | 24858057.6644 | 64080942.9924 | 1778279.41 | 0.45123 | 55089.9547 | 142014.9672 | 1123.0832 | 2895.1672
1 | 4300 | 707 | 0.015 | 15 | 15 | 7 | 2.3714e-09 | 5spot_SharedNeighbor | CO2 | Porous | Wet | R600a | MinimizeLCOE_Brownfield | IgnoreSilica | 2019 | 63.307 | 1.9653 | 0.11341 | 4 | 54821.8606 | 141286.8459 | 1117.6178 | 2880.3235 | 35.2279 | 3.2138 | 63.9557 | 801596.6502 | 0 | 714273.1138 | 0 | 0 | 0 | 448540.1519 | 766119.8672 | 1993286.7416 | 1360459.1591 | 6084275.6838 | 961560.8286 | 17822860.8151 | 17822860.8151 | 14023360.4323 | 7376664.0807 | 0 | 24868697.3275 | 64091582.6555 | 2371373.7057 | 0.45363 | 54821.8606 | 141286.8459 | 1117.6178 | 2880.3235
1 | 4300 | 707 | 0.015 | 15 | 15 | 7 | 3.1623e-09 | 5spot_SharedNeighbor | CO2 | Porous | Wet | R600a | MinimizeLCOE_Brownfield | IgnoreSilica | 2019 | 63.4922 | 1.9718 | 0.11387 | 4 | 54621.3323 | 140734.9804 | 1113.5297 | 2869.0729 | 35.225 | 3.2123 | 60.5736 | 803025.782 | 0 | 716020.0433 | 0 | 0 | 0 | 448633.5043 | 767394.9385 | 1996604.2157 | 1362723.4033 | 6094401.8872 | 961560.8286 | 17822860.8151 | 17822860.8151 | 14023360.4323 | 7376664.0807 | 0 | 24878823.5309 | 64101708.8589 | 3162277.6602 | 0.45548 | 54621.3323 | 140734.9804 | 1113.5297 | 2869.0729
1 | 4300 | 707 | 0.015 | 15 | 15 | 7 | 4.217e-09 | 5spot_SharedNeighbor | CO2 | Porous | Wet | R600a | MinimizeLCOE_Brownfield | IgnoreSilica | 2019 | 63.6165 | 1.9762 | 0.11421 | 4 | 54471.2471 | 140326.0938 | 1110.47 | 2860.7372 | 35.2231 | 3.2113 | 65.0894 | 803982.8184 | 0 | 717191.685 | 0 | 0 | 0 | 448580.2921 | 768204.3702 | 1998710.191 | 1364160.7747 | 6100830.1315 | 961560.8286 | 17822860.8151 | 17822860.8151 | 14023360.4323 | 7376664.0807 | 0 | 24885251.7751 | 64108137.1032 | 4216965.0343 | 0.45685 | 54471.2471 | 140326.0938 | 1110.47 | 2860.7372
1 | 4300 | 707 | 0.015 | 15 | 15 | 7 | 5.6234e-09 | 5spot_SharedNeighbor | CO2 | Porous | Wet | R600a | MinimizeLCOE_Brownfield | IgnoreSilica | 2019 | 63.7091 | 1.9795 | 0.11447 | 4 | 54358.8624 | 140020.1906 | 1108.1789 | 2854.501 | 35.2217 | 3.2105 | 62.7451 | 804695.0509 | 0 | 718064.5638 | 0 | 0 | 0 | 448531.8662 | 768803.6775 | 2000269.4657 | 1365225.0117 | 6105589.6358 | 961560.8286 | 17822860.8151 | 17822860.8151 | 14023360.4323 | 7376664.0807 | 0 | 24890011.2795 | 64112896.6075 | 5623413.2519 | 0.45788 | 54358.8624 | 140020.1906 | 1108.1789 | 2854.501
1 | 4300 | 707 | 0.015 | 15 | 15 | 7 | 7.4989e-09 | 5spot_SharedNeighbor | CO2 | Porous | Wet | R600a | MinimizeLCOE_Brownfield | IgnoreSilica | 2019 | 63.7823 | 1.9821 | 0.11467 | 4 | 54274.6781 | 139790.1244 | 1106.4627 | 2849.8108 | 35.2206 | 3.2099 | 59.1713 | 805257.1364 | 0 | 718753.9952 | 0 | 0 | 0 | 448522.6864 | 769288.189 | 2001530.0652 | 1366085.3968 | 6109437.469 | 961560.8286 | 17822860.8151 | 17822860.8151 | 14023360.4323 | 7376664.0807 | 0 | 24893859.1127 | 64116744.4407 | 7498942.0933 | 0.45866 | 54274.6781 | 139790.1244 | 1106.4627 | 2849.8108
1 | 4300 | 707 | 0.015 | 15 | 15 | 7 | 1e-08 | 5spot_SharedNeighbor | CO2 | Porous | Wet | R600a | MinimizeLCOE_Brownfield | IgnoreSilica | 2019 | 63.8406 | 1.9842 | 0.11481 | 4 | 54211.6013 | 139616.858 | 1105.1768 | 2846.2785 | 35.2197 | 3.2095 | 66.5909 | 805705.0165 | 0 | 719303.7052 | 0 | 0 | 0 | 448541.9915 | 769684.7782 | 2002561.9087 | 1366789.6512 | 6112587.0514 | 961560.8286 | 17822860.8151 | 17822860.8151 | 14023360.4323 | 7376664.0807 | 0 | 24897008.6951 | 64119894.0231 | 10000000 | 0.45926 | 54211.6013 | 139616.858 | 1105.1768 | 2846.2785
1 | 4400 | 707 | 0.015 | 15 | 15 | 7 | 1e-13 | 5spot_SharedNeighbor | CO2 | Porous | Wet | R600a | MinimizeLCOE_Brownfield | IgnoreSilica | 2019 | 0 | 0 | 0 | 0 |  |  |  |  | 15 |  | 14.9106 | [19 empty] | 100 | 0
1 | 4400 | 707 | 0.015 | 15 | 15 | 7 | 1.3335e-13 | 5spot_SharedNeighbor | CO2 | Porous | Wet | R600a | MinimizeLCOE_Brownfield | IgnoreSilica | 2019 | 0 | 0 | 0 | 0 |  |  |  |  | 15 |  | 17.0431 | [19 empty] | 133.3521 | 0
1 | 4400 | 707 | 0.015 | 15 | 15 | 7 | 1.7783e-13 | 5spot_SharedNeighbor | CO2 | Porous | Wet | R600a | MinimizeLCOE_Brownfield | IgnoreSilica | 2019 | 0 | 0 | 0 | 0 |  |  |  |  | 15 |  | 18.4414 | [19 empty] | 177.8279 | 0
1 | 4400 | 707 | 0.015 | 15 | 15 | 7 | 2.3714e-13 | 5spot_SharedNeighbor | CO2 | Porous | Wet | R600a | MinimizeLCOE_Brownfield | IgnoreSilica | 2019 | 0 | 0 | 0 | 0 |  |  |  |  | 15 |  | 19.0808 | [19 empty] | 237.1374 | 0
1 | 4400 | 707 | 0.015 | 15 | 15 | 7 | 3.1623e-13 | 5spot_SharedNeighbor | CO2 | Porous | Wet | R600a | MinimizeLCOE_Brownfield | IgnoreSilica | 2019 | 0 | 0 | 0 | 0 |  |  |  |  | 15 |  | 20.353 | [19 empty] | 316.2278 | 0
1 | 4400 | 707 | 0.015 | 15 | 15 | 7 | 4.217e-13 | 5spot_SharedNeighbor | CO2 | Porous | Wet | R600a | MinimizeLCOE_Brownfield | IgnoreSilica | 2019 | 0 | 0 | 0 | 0 |  |  |  |  | 15 |  | 20.3456 | [19 empty] | 421.6965 | 0
1 | 4400 | 707 | 0.015 | 15 | 15 | 7 | 5.6234e-13 | 5spot_SharedNeighbor | CO2 | Porous | Wet | R600a | MinimizeLCOE_Brownfield | IgnoreSilica | 2019 | 0 | 0 | 0 | 0 |  |  |  |  | 15 |  | 19.4385 | [19 empty] | 562.3413 | 0
1 | 4400 | 707 | 0.015 | 15 | 15 | 7 | 7.4989e-13 | 5spot_SharedNeighbor | CO2 | Porous | Wet | R600a | MinimizeLCOE_Brownfield | IgnoreSilica | 2019 | 0 | 0 | 0 | 0 |  |  |  |  | 15 |  | 18.519 | [19 empty] | 749.8942 | 0
1 | 4400 | 707 | 0.015 | 15 | 15 | 7 | 1e-12 | 5spot_SharedNeighbor | CO2 | Porous | Wet | R600a | MinimizeLCOE_Brownfield | IgnoreSilica | 2019 | 1.6 | -0.06802 | 0.00065887 | 4 | 7456073.4076 | 22738109.1391 | 152002.1415 | 463547.1104 | 29.1692 | 2.7511 | 20.8209 | 49530.4343 | 0 | 12344.9535 | 0 | 0 | 0 | 48024.0734 | 42860.7899 | 111514.9833 | 76111.2675 | 340386.502 | 961560.8286 | 18348402.1352 | 18348402.1352 | 14367225.0389 | 7559907.4476 | 0 | 19650349.4658 | 59925884.0874 | 1000 | 0.0026355 | 7456073.4076 | 22738109.1391 | 152002.1415 | 463547.1104
1 | 4400 | 707 | 0.015 | 15 | 15 | 7 | 1.3335e-12 | 5spot_SharedNeighbor | CO2 | Porous | Wet | R600a | MinimizeLCOE_Brownfield | IgnoreSilica | 2019 | 1.6 | -0.06567 | 0.0012101 | 4 | 4056250.9133 | 12376672.5265 | 82692.1614 | 252315.2101 | 29.1692 | 2.7511 | 20.203 | 49530.5287 | 0 | 12344.924 | 0 | 0 | 0 | 42920.5557 | 40870.4433 | 106336.5097 | 72576.8529 | 324579.8142 | 961560.8286 | 18348402.1352 | 18348402.1352 | 14367225.0389 | 7559907.4476 | 0 | 19634542.778 | 59910077.3996 | 1333.5214 | 0.0048406 | 4056250.9133 | 12376672.5265 | 82692.1614 | 252315.2101
1 | 4400 | 707 | 0.015 | 15 | 15 | 7 | 1.7783e-12 | 5spot_SharedNeighbor | CO2 | Porous | Wet | R600a | MinimizeLCOE_Brownfield | IgnoreSilica | 2019 | 1.6 | -0.063903 | 0.0016225 | 4 | 3023433.7584 | 9229189.4508 | 61636.7867 | 188149.5104 | 29.1692 | 2.7511 | 19.7334 | 49530.584 | 0 | 12344.9067 | 0 | 0 | 0 | 38926.6878 | 39312.8496 | 102283.9706 | 69810.9117 | 312209.9105 | 961560.8286 | 18348402.1352 | 18348402.1352 | 14367225.0389 | 7559907.4476 | 0 | 19622172.8743 | 59897707.4959 | 1778.2794 | 0.00649 | 3023433.7584 | 9229189.4508 | 61636.7867 | 188149.5104
1 | 4400 | 707 | 0.015 | 15 | 15 | 7 | 2.3714e-12 | 5spot_SharedNeighbor | CO2 | Porous | Wet | R600a | MinimizeLCOE_Brownfield | IgnoreSilica | 2019 | 3.2929 | -0.039328 | 0.0029615 | 4 | 1686666.5012 | 5086630.8317 | 34384.978 | 103697.8497 | 32.5373 | 3.1848 | 46.152 | 94321.9993 | 0 | 44217.7137 | 0 | 0 | 0 | 77803.1545 | 84373.7183 | 219523.1076 | 149829.0317 | 670068.7251 | 961560.8286 | 18348402.1352 | 18348402.1352 | 14367225.0389 | 7559907.4476 | 0 | 19980031.6889 | 60255566.3105 | 2371.3737 | 0.011846 | 1686666.5012 | 5086630.8317 | 34384.978 | 103697.8497
1 | 4400 | 707 | 0.015 | 15 | 15 | 7 | 3.1623e-12 | 5spot_SharedNeighbor | CO2 | Porous | Wet | R600a | MinimizeLCOE_Brownfield | IgnoreSilica | 2019 | 4.4138 | -0.010231 | 0.0043843 | 4 | 1150662.1405 | 3447235.3375 | 23457.8041 | 70276.5551 | 33.5059 | 3.3094 | 39.3881 | 120407.0935 | 0 | 63488.2199 | 0 | 0 | 0 | 96825.8959 | 109481.2716 | 284847.8111 | 194414.4841 | 869464.7761 | 961560.8286 | 18348402.1352 | 18348402.1352 | 14367225.0389 | 7559907.4476 | 0 | 20179427.7399 | 60454962.3615 | 3162.2777 | 0.017537 | 1150662.1405 | 3447235.3375 | 23457.8041 | 70276.5551
1 | 4400 | 707 | 0.015 | 15 | 15 | 7 | 4.217e-12 | 5spot_SharedNeighbor | CO2 | Porous | Wet | R600a | MinimizeLCOE_Brownfield | IgnoreSilica | 2019 | 5.8823 | 0.032655 | 0.0063267 | 4 | 806910.1344 | 2398401.5912 | 16449.9545 | 48894.6605 | 34.2608 | 3.4061 | 46.167 | 151735.8589 | 0 | 87229.2489 | 0 | 0 | 0 | 119526.5529 | 139811.7477 | 363761.4882 | 248274.6902 | 1110339.5869 | 961560.8286 | 18348402.1352 | 18348402.1352 | 14367225.0389 | 7559907.4476 | 0 | 20420302.5507 | 60695837.1723 | 4216.965 | 0.025307 | 806910.1344 | 2398401.5912 | 16449.9545 | 48894.6605
1 | 4400 | 707 | 0.015 | 15 | 15 | 7 | 5.6234e-12 | 5spot_SharedNeighbor | CO2 | Porous | Wet | R600a | MinimizeLCOE_Brownfield | IgnoreSilica | 2019 | 7.7628 | 0.091417 | 0.0089363 | 4 | 579209.2691 | 1705947.0564 | 11807.9644 | 34778.0382 | 34.8341 | 3.479 | 59.264 | 188508.8169 | 0 | 115820.8753 | 0 | 0 | 0 | 145753.7887 | 175532.5575 | 456699.708 | 311706.935 | 1394022.6814 | 961560.8286 | 18348402.1352 | 18348402.1352 | 14367225.0389 | 7559907.4476 | 0 | 20703985.6452 | 60979520.2668 | 5623.4133 | 0.035745 | 579209.2691 | 1705947.0564 | 11807.9644 | 34778.0382
1 | 4400 | 707 | 0.015 | 15 | 15 | 7 | 7.4989e-12 | 5spot_SharedNeighbor | CO2 | Porous | Wet | R600a | MinimizeLCOE_Brownfield | IgnoreSilica | 2019 | 10.2092 | 0.17079 | 0.012399 | 4 | 424338.3692 | 1236434.607 | 8650.7116 | 25206.3919 | 35.2753 | 3.534 | 44.3724 | 232384.2963 | 0 | 150838.8127 | 0 | 0 | 0 | 176918.5576 | 218455.25 | 568375.7491 | 387928.1277 | 1734900.7935 | 961560.8286 | 18348402.1352 | 18348402.1352 | 14367225.0389 | 7559907.4476 | 0 | 21044863.7572 | 61320398.3789 | 7498.9421 | 0.049595 | 424338.3692 | 1236434.607 | 8650.7116 | 25206.3919
1 | 4400 | 707 | 0.015 | 15 | 15 | 7 | 1e-11 | 5spot_SharedNeighbor | CO2 | Porous | Wet | R600a | MinimizeLCOE_Brownfield | IgnoreSilica | 2019 | 13.2929 | 0.27325 | 0.016918 | 4 | 316838.3332 | 912000.2004 | 6459.178 | 18592.3577 | 35.6028 | 3.5728 | 46.9106 | 283170.6045 | 0 | 192478.1347 | 0 | 0 | 0 | 212374.5805 | 268329.0947 | 698137.2625 | 476493.027 | 2130982.7039 | 961560.8286 | 18348402.1352 | 18348402.1352 | 14367225.0389 | 7559907.4476 | 0 | 21440945.6677 | 61716480.2893 | 10000 | 0.067672 | 316838.3332 | 912000.2004 | 6459.178 | 18592.3577
1 | 4400 | 707 | 0.015 | 15 | 15 | 7 | 1.3335e-11 | 5spot_SharedNeighbor | CO2 | Porous | Wet | R600a | MinimizeLCOE_Brownfield | IgnoreSilica | 2019 | 17.1003 | 0.40167 | 0.022697 | 4 | 241139.9811 | 684764.0768 | 4915.9647 | 13959.8419 | 35.8401 | 3.5977 | 45.1248 | 340882.9913 | 0 | 241132.3388 | 0 | 0 | 0 | 251800.6716 | 325188.2407 | 846073.0971 | 577462.2738 | 2582539.6134 | 961560.8286 | 18348402.1352 | 18348402.1352 | 14367225.0389 | 7559907.4476 | 0 | 21892502.5772 | 62168037.1988 | 13335.2143 | 0.090788 | 241139.9811 | 684764.0768 | 4915.9647 | 13959.8419
1 | 4400 | 707 | 0.015 | 15 | 15 | 7 | 1.7783e-11 | 5spot_SharedNeighbor | CO2 | Porous | Wet | R600a | MinimizeLCOE_Brownfield | IgnoreSilica | 2019 | 21.6339 | 0.55621 | 0.029873 | 4 | 187372.4845 | 524430.4274 | 3819.8415 | 10691.2236 | 36.0034 | 3.6101 | 54.056 | 404299.9634 | 0 | 296182.1155 | 0 | 0 | 0 | 293767.3453 | 387757.2754 | 1008864.8907 | 688571.018 | 3079442.6084 | 961560.8286 | 18348402.1352 | 18348402.1352 | 14367225.0389 | 7559907.4476 | 0 | 22389405.5722 | 62664940.1938 | 17782.7941 | 0.11949 | 187372.4845 | 524430.4274 | 3819.8415 | 10691.2236
1 | 4400 | 707 | 0.015 | 15 | 15 | 7 | 2.3714e-11 | 5spot_SharedNeighbor | CO2 | Porous | Wet | R600a | MinimizeLCOE_Brownfield | IgnoreSilica | 2019 | 26.7714 | 0.73286 | 0.038429 | 4 | 149043.6778 | 411057.523 | 3038.457 | 8379.9636 | 36.1056 | 3.6109 | 44.5536 | 470845.2785 | 0 | 355765.1523 | 0 | 0 | 0 | 335815.9899 | 453346.3041 | 1179514.0891 | 805042.6024 | 3600329.4163 | 961560.8286 | 18348402.1352 | 18348402.1352 | 14367225.0389 | 7559907.4476 | 0 | 22910292.38 | 63185827.0017 | 23713.7371 | 0.15372 | 149043.6778 | 411057.523 | 3038.457 | 8379.9636
1 | 4400 | 707 | 0.015 | 15 | 15 | 7 | 3.1623e-11 | 5spot_SharedNeighbor | CO2 | Porous | Wet | R600a | MinimizeLCOE_Brownfield | IgnoreSilica | 2019 | 32.2406 | 0.92244 | 0.048111 | 4 | 121718.4982 | 331004.7582 | 2481.3962 | 6747.9797 | 36.1585 | 3.6017 | 52.504 | 536731.2012 | 0 | 416721.3567 | 0 | 0 | 0 | 374765.4194 | 518005.0111 | 1347742.7816 | 919862.1418 | 4113827.9117 | 961560.8286 | 18348402.1352 | 18348402.1352 | 14367225.0389 | 7559907.4476 | 0 | 23423790.8755 | 63699325.4971 | 31622.7766 | 0.19244 | 121718.4982 | 331004.7582 | 2481.3962 | 6747.9797
1 | 4400 | 707 | 0.015 | 15 | 15 | 7 | 4.217e-11 | 5spot_SharedNeighbor | CO2 | Porous | Wet | R600a | MinimizeLCOE_Brownfield | IgnoreSilica | 2019 | 37.6922 | 1.1129 | 0.058426 | 4 | 102261.3835 | 274597.522 | 2084.7366 | 5598.0419 | 36.1743 | 3.5848 | 53.3914 | 598142.1351 | 0 | 475500.498 | 0 | 0 | 0 | 407949.3031 | 577820.8551 | 1503371.3377 | 1026081.8292 | 4588865.9582 | 961560.8286 | 18348402.1352 | 18348402.1352 | 14367225.0389 | 7559907.4476 | 0 | 23898828.922 | 64174363.5436 | 42169.6503 | 0.2337 | 102261.3835 | 274597.522 | 2084.7366 | 5598.0419
1 | 4400 | 707 | 0.015 | 15 | 15 | 7 | 5.6234e-11 | 5spot_SharedNeighbor | CO2 | Porous | Wet | R600a | MinimizeLCOE_Brownfield | IgnoreSilica | 2019 | 42.7734 | 1.2919 | 0.068745 | 4 | 88409.488 | 234876.4102 | 1802.347 | 4788.2733 | 36.1649 | 3.5634 | 60.0238 | 652016.5406 | 0 | 528850.9299 | 0 | 0 | 0 | 433761.1962 | 629705.18 | 1638363.7081 | 1118216.8958 | 5000914.4506 | 961560.8286 | 18348402.1352 | 18348402.1352 | 14367225.0389 | 7559907.4476 | 0 | 24310877.4143 | 64586412.036 | 56234.1325 | 0.27498 | 88409.488 | 234876.4102 | 1802.347 | 4788.2733
1 | 4400 | 707 | 0.015 | 15 | 15 | 7 | 7.4989e-11 | 5spot_SharedNeighbor | CO2 | Porous | Wet | R600a | MinimizeLCOE_Brownfield | IgnoreSilica | 2019 | 47.2661 | 1.4514 | 0.078482 | 4 | 78527.2408 | 206823.1579 | 1600.884 | 4216.3698 | 36.1411 | 3.5403 | 43.7999 | 697180.5934 | 0 | 575059.2933 | 0 | 0 | 0 | 452464.6397 | 672634.7653 | 1750057.6829 | 1194450.3287 | 5341847.3033 | 961560.8286 | 18348402.1352 | 18348402.1352 | 14367225.0389 | 7559907.4476 | 0 | 24651810.2671 | 64927344.8887 | 74989.4209 | 0.31393 | 78527.2408 | 206823.1579 | 1600.884 | 4216.3698
1 | 4400 | 707 | 0.015 | 15 | 15 | 7 | 1e-10 | 5spot_SharedNeighbor | CO2 | Porous | Wet | R600a | MinimizeLCOE_Brownfield | IgnoreSilica | 2019 | 51.0808 | 1.5878 | 0.087216 | 4 | 71445.1846 | 186892.7174 | 1456.5067 | 3810.0608 | 36.1111 | 3.518 | 55.4857 | 733814.9171 | 0 | 613682.0151 | 0 | 0 | 0 | 465308.6798 | 706994.1887 | 1839453.8545 | 1255465.0527 | 5614718.708 | 961560.8286 | 18348402.1352 | 18348402.1352 | 14367225.0389 | 7559907.4476 | 0 | 24924681.6717 | 65200216.2934 | 100000 | 0.34886 | 71445.1846 | 186892.7174 | 1456.5067 | 3810.0608
1 | 4400 | 707 | 0.015 | 15 | 15 | 7 | 1.3335e-10 | 5spot_SharedNeighbor | CO2 | Porous | Wet | R600a | MinimizeLCOE_Brownfield | IgnoreSilica | 2019 | 54.2085 | 1.7002 | 0.094728 | 4 | 66339.8097 | 172632.2054 | 1352.4268 | 3519.341 | 36.0804 | 3.4978 | 67.5338 | 762719.7642 | 0 | 644974.0054 | 0 | 0 | 0 | 473660.3761 | 733728.1169 | 1909010.0517 | 1302938.5865 | 5827030.901 | 961560.8286 | 18348402.1352 | 18348402.1352 | 14367225.0389 | 7559907.4476 | 0 | 25136993.8647 | 65412528.4864 | 133352.1432 | 0.37891 | 66339.8097 | 172632.2054 | 1352.4268 | 3519.341
1 | 4400 | 707 | 0.015 | 15 | 15 | 7 | 1.7783e-10 | 5spot_SharedNeighbor | CO2 | Porous | Wet | R600a | MinimizeLCOE_Brownfield | IgnoreSilica | 2019 | 56.6936 | 1.79 | 0.10097 | 4 | 62635.4837 | 162354.2183 | 1276.9091 | 3309.8103 | 36.0523 | 3.4805 | 53.7643 | 784976.6455 | 0 | 669617.0399 | 0 | 0 | 0 | 478721.4456 | 753992.9011 | 1961734.8634 | 1338924.3539 | 5987967.2494 | 961560.8286 | 18348402.1352 | 18348402.1352 | 14367225.0389 | 7559907.4476 | 0 | 25297930.2131 | 65573464.8348 | 177827.941 | 0.40389 | 62635.4837 | 162354.2183 | 1276.9091 | 3309.8103
1 | 4400 | 707 | 0.015 | 15 | 15 | 7 | 2.3714e-10 | 5spot_SharedNeighbor | CO2 | Porous | Wet | R600a | MinimizeLCOE_Brownfield | IgnoreSilica | 2019 | 58.6519 | 1.8611 | 0.10604 | 4 | 59931.045 | 154885.1614 | 1221.7754 | 3157.5435 | 36.0279 | 3.4663 | 57.9037 | 802079.681 | 0 | 688908.2388 | 0 | 0 | 0 | 481811.6856 | 769391.8461 | 2001799.7596 | 1366269.4688 | 6110260.6799 | 961560.8286 | 18348402.1352 | 18348402.1352 | 14367225.0389 | 7559907.4476 | 0 | 25420223.6436 | 65695758.2653 | 237137.3706 | 0.42416 | 59931.045 | 154885.1614 | 1221.7754 | 3157.5435
1 | 4400 | 707 | 0.015 | 15 | 15 | 7 | 3.1623e-10 | 5spot_SharedNeighbor | CO2 | Porous | Wet | R600a | MinimizeLCOE_Brownfield | IgnoreSilica | 2019 | 60.1601 | 1.916 | 0.11007 | 4 | 57945.7328 | 149426.5229 | 1181.3021 | 3046.2618 | 36.0078 | 3.4549 | 62.0008 | 814992.4003 | 0 | 703692.5725 | 0 | 0 | 0 | 483525.4113 | 780862.0498 | 2031642.8767 | 1386638.0095 | 6201353.3201 | 961560.8286 | 18348402.1352 | 18348402.1352 | 14367225.0389 | 7559907.4476 | 0 | 25511316.2839 | 65786850.9055 | 316227.766 | 0.44026 | 57945.7328 | 149426.5229 | 1181.3021 | 3046.2618
1 | 4400 | 707 | 0.015 | 15 | 15 | 7 | 4.217e-10 | 5spot_SharedNeighbor | CO2 | Porous | Wet | R600a | MinimizeLCOE_Brownfield | IgnoreSilica | 2019 | 61.3145 | 1.9582 | 0.11322 | 4 | 56481.5751 | 145414.1187 | 1151.4533 | 2964.4635 | 35.9917 | 3.4459 | 56.062 | 824724.0158 | 0 | 714966.9848 | 0 | 0 | 0 | 484445.164 | 789413.1042 | 2053890.9663 | 1401822.7877 | 6269263.0228 | 961560.8286 | 18348402.1352 | 18348402.1352 | 14367225.0389 | 7559907.4476 | 0 | 25579225.9866 | 65854760.6082 | 421696.5034 | 0.45288 | 56481.5751 | 145414.1187 | 1151.4533 | 2964.4635
1 | 4400 | 707 | 0.015 | 15 | 15 | 7 | 5.6234e-10 | 5spot_SharedNeighbor | CO2 | Porous | Wet | R600a | MinimizeLCOE_Brownfield | IgnoreSilica | 2019 | 62.2157 | 1.9911 | 0.11567 | 4 | 55397.6847 | 142444.9813 | 1129.3567 | 2903.9336 | 35.9786 | 3.4387 | 64.7924 | 832230.9698 | 0 | 723745.3261 | 0 | 0 | 0 | 485106.3533 | 796022.2332 | 2071086.5642 | 1413559.1366 | 6321750.5832 | 961560.8286 | 18348402.1352 | 18348402.1352 | 14367225.0389 | 7559907.4476 | 0 | 25631713.547 | 65907248.1686 | 562341.3252 | 0.46269 | 55397.6847 | 142444.9813 | 1129.3567 | 2903.9336
1 | 4400 | 707 | 0.015 | 15 | 15 | 7 | 7.4989e-10 | 5spot_SharedNeighbor | CO2 | Porous | Wet | R600a | MinimizeLCOE_Brownfield | IgnoreSilica | 2019 | 62.8808 | 2.0155 | 0.11755 | 4 | 54592.894 | 140249.7362 | 1112.95 | 2859.1806 | 35.9687 | 3.4333 | 56.6207 | 837719.8572 | 0 | 730210.2201 | 0 | 0 | 0 | 485313.6628 | 800765.0586 | 2083426.4231 | 1421981.3439 | 6359416.5657 | 961560.8286 | 18348402.1352 | 18348402.1352 | 14367225.0389 | 7559907.4476 | 0 | 25669379.5295 | 65944914.1511 | 749894.2093 | 0.4702 | 54592.894 | 140249.7362 | 1112.95 | 2859.1806
1 | 4400 | 707 | 0.015 | 15 | 15 | 7 | 1e-09 | 5spot_SharedNeighbor | CO2 | Porous | Wet | R600a | MinimizeLCOE_Brownfield | IgnoreSilica | 2019 | 63.3996 | 2.0345 | 0.11899 | 4 | 53993.927 | 138613.9991 | 1100.7392 | 2825.8339 | 35.9609 | 3.4291 | 65.1168 | 841971.1736 | 0 | 735245.1617 | 0 | 0 | 0 | 485526.1792 | 804469.5807 | 2093064.8295 | 1428559.7543 | 6388836.6789 | 961560.8286 | 18348402.1352 | 18348402.1352 | 14367225.0389 | 7559907.4476 | 0 | 25698799.6427 | 65974334.2643 | 1000000 | 0.47596 | 53993.927 | 138613.9991 | 1100.7392 | 2825.8339
1 | 4400 | 707 | 0.015 | 15 | 15 | 7 | 1.3335e-09 | 5spot_SharedNeighbor | CO2 | Porous | Wet | R600a | MinimizeLCOE_Brownfield | IgnoreSilica | 2019 | 63.7823 | 2.0486 | 0.12008 | 4 | 53547.337 | 137398.0917 | 1091.6349 | 2801.0459 | 35.955 | 3.426 | 60.8123 | 845090.0488 | 0 | 738954.6087 | 0 | 0 | 0 | 485566.6783 | 807148.421 | 2100034.6225 | 1433316.7813 | 6410111.1606 | 961560.8286 | 18348402.1352 | 18348402.1352 | 14367225.0389 | 7559907.4476 | 0 | 25720074.1244 | 65995608.746 | 1333521.4322 | 0.48032 | 53547.337 | 137398.0917 | 1091.6349 | 2801.0459
1 | 4400 | 707 | 0.015 | 15 | 15 | 7 | 1.7783e-09 | 5spot_SharedNeighbor | CO2 | Porous | Wet | R600a | MinimizeLCOE_Brownfield | IgnoreSilica | 2019 | 64.077 | 2.0594 | 0.12091 | 4 | 53213.8929 | 136489.3087 | 1084.8372 | 2782.5192 | 35.9504 | 3.4235 | 69.9034 | 847482.1007 | 0 | 741808.7428 | 0 | 0 | 0 | 485624.825 | 809217.1107 | 2105416.9288 | 1436990.3159 | 6426540.024 | 961560.8286 | 18348402.1352 | 18348402.1352 | 14367225.0389 | 7559907.4476 | 0 | 25736502.9877 | 66012037.6094 | 1778279.41 | 0.48364 | 53213.8929 | 136489.3087 | 1084.8372 | 2782.5192
1 | 4400 | 707 | 0.015 | 15 | 15 | 7 | 2.3714e-09 | 5spot_SharedNeighbor | CO2 | Porous | Wet | R600a | MinimizeLCOE_Brownfield | IgnoreSilica | 2019 | 64.3035 | 2.0677 | 0.12154 | 4 | 52964.6647 | 135809.2337 | 1079.7563 | 2768.6549 | 35.9469 | 3.4216 | 46.7439 | 849315.3272 | 0 | 744001.5348 | 0 | 0 | 0 | 485693.6118 | 810814.0848 | 2109571.9278 | 1439826.1881 | 6439222.6746 | 961560.8286 | 18348402.1352 | 18348402.1352 | 14367225.0389 | 7559907.4476 | 0 | 25749185.6384 | 66024720.26 | 2371373.7057 | 0.48616 | 52964.6647 | 135809.2337 | 1079.7563 | 2768.6549
1 | 4400 | 707 | 0.015 | 15 | 15 | 7 | 3.1623e-09 | 5spot_SharedNeighbor | CO2 | Porous | Wet | R600a | MinimizeLCOE_Brownfield | IgnoreSilica | 2019 | 64.4667 | 2.0737 | 0.12201 | 4 | 52778.2314 | 135302.6074 | 1075.9556 | 2758.3267 | 35.9443 | 3.4203 | 55.8381 | 850632.6213 | 0 | 745580.1389 | 0 | 0 | 0 | 485677.2687 | 811937.1113 | 2112493.8123 | 1441820.4343 | 6448141.3867 | 961560.8286 | 18348402.1352 | 18348402.1352 | 14367225.0389 | 7559907.4476 | 0 | 25758104.3505 | 66033638.9721 | 3162277.6602 | 0.48804 | 52778.2314 | 135302.6074 | 1075.9556 | 2758.3267
1 | 4400 | 707 | 0.015 | 15 | 15 | 7 | 4.217e-09 | 5spot_SharedNeighbor | CO2 | Porous | Wet | R600a | MinimizeLCOE_Brownfield | IgnoreSilica | 2019 | 64.5936 | 2.0783 | 0.12237 | 4 | 52638.6868 | 134922.4299 | 1073.1108 | 2750.5762 | 35.9423 | 3.4192 | 57.2064 | 851655.115 | 0 | 746807.1685 | 0 | 0 | 0 | 485695.7517 | 812821.6337 | 2114795.1583 | 1443391.1502 | 6455165.9774 | 961560.8286 | 18348402.1352 | 18348402.1352 | 14367225.0389 | 7559907.4476 | 0 | 25765128.9412 | 66040663.5629 | 4216965.0343 | 0.48947 | 52638.6868 | 134922.4299 | 1073.1108 | 2750.5762
1 | 4400 | 707 | 0.015 | 15 | 15 | 7 | 5.6234e-09 | 5spot_SharedNeighbor | CO2 | Porous | Wet | R600a | MinimizeLCOE_Brownfield | IgnoreSilica | 2019 | 64.6862 | 2.0817 | 0.12264 | 4 | 52534.1892 | 134638.4983 | 1070.9805 | 2744.7879 | 35.9409 | 3.4184 | 54.0793 | 852400.4695 | 0 | 747702.5654 | 0 | 0 | 0 | 485684.7705 | 813457.2441 | 2116448.8861 | 1444519.8535 | 6460213.7891 | 961560.8286 | 18348402.1352 | 18348402.1352 | 14367225.0389 | 7559907.4476 | 0 | 25770176.7529 | 66045711.3745 | 5623413.2519 | 0.49054 | 52534.1892 | 134638.4983 | 1070.9805 | 2744.7879
1 | 4400 | 707 | 0.015 | 15 | 15 | 7 | 7.4989e-09 | 5spot_SharedNeighbor | CO2 | Porous | Wet | R600a | MinimizeLCOE_Brownfield | IgnoreSilica | 2019 | 64.7567 | 2.0843 | 0.12284 | 4 | 52455.9097 | 134425.5806 | 1069.3847 | 2740.4473 | 35.9397 | 3.4178 | 65.2683 | 852967.7983 | 0 | 748384.635 | 0 | 0 | 0 | 485683.5933 | 813944.0503 | 2117715.4561 | 1445384.3135 | 6464079.8465 | 961560.8286 | 18348402.1352 | 18348402.1352 | 14367225.0389 | 7559907.4476 | 0 | 25774042.8103 | 66049577.4319 | 7498942.0933 | 0.49135 | 52455.9097 | 134425.5806 | 1069.3847 | 2740.4473
1 | 4400 | 707 | 0.015 | 15 | 15 | 7 | 1e-08 | 5spot_SharedNeighbor | CO2 | Porous | Wet | R600a | MinimizeLCOE_Brownfield | IgnoreSilica | 2019 | 64.7956 | 2.0858 | 0.12298 | 4 | 52397.2558 | 134269.6587 | 1068.1889 | 2737.2686 | 35.9391 | 3.4175 | 54.3815 | 853280.3254 | 0 | 748760.569 | 0 | 0 | 0 | 485565.6526 | 814166.5533 | 2118294.3632 | 1445779.4295 | 6465846.893 | 961560.8286 | 18348402.1352 | 18348402.1352 | 14367225.0389 | 7559907.4476 | 0 | 25775809.8568 | 66051344.4785 | 10000000 | 0.49193 | 52397.2558 | 134269.6587 | 1068.1889 | 2737.2686
1 | 4500 | 707 | 0.015 | 15 | 15 | 7 | 1e-13 | 5spot_SharedNeighbor | CO2 | Porous | Wet | R600a | MinimizeLCOE_Brownfield | IgnoreSilica | 2019 | 0 | 0 | 0 | 0 |  |  |  |  | 15 |  | 13.7229 | [19 empty] | 100 | 0
1 | 4500 | 707 | 0.015 | 15 | 15 | 7 | 1.3335e-13 | 5spot_SharedNeighbor | CO2 | Porous | Wet | R600a | MinimizeLCOE_Brownfield | IgnoreSilica | 2019 | 0 | 0 | 0 | 0 |  |  |  |  | 15 |  | 16.8471 | [19 empty] | 133.3521 | 0
1 | 4500 | 707 | 0.015 | 15 | 15 | 7 | 1.7783e-13 | 5spot_SharedNeighbor | CO2 | Porous | Wet | R600a | MinimizeLCOE_Brownfield | IgnoreSilica | 2019 | 0 | 0 | 0 | 0 |  |  |  |  | 15 |  | 20.1179 | [19 empty] | 177.8279 | 0
1 | 4500 | 707 | 0.015 | 15 | 15 | 7 | 2.3714e-13 | 5spot_SharedNeighbor | CO2 | Porous | Wet | R600a | MinimizeLCOE_Brownfield | IgnoreSilica | 2019 | 0 | 0 | 0 | 0 |  |  |  |  | 15 |  | 19.583 | [19 empty] | 237.1374 | 0
1 | 4500 | 707 | 0.015 | 15 | 15 | 7 | 3.1623e-13 | 5spot_SharedNeighbor | CO2 | Porous | Wet | R600a | MinimizeLCOE_Brownfield | IgnoreSilica | 2019 | 0 | 0 | 0 | 0 |  |  |  |  | 15 |  | 21.0837 | [19 empty] | 316.2278 | 0
1 | 4500 | 707 | 0.015 | 15 | 15 | 7 | 4.217e-13 | 5spot_SharedNeighbor | CO2 | Porous | Wet | R600a | MinimizeLCOE_Brownfield | IgnoreSilica | 2019 | 0 | 0 | 0 | 0 |  |  |  |  | 15 |  | 19.5854 | [19 empty] | 421.6965 | 0
1 | 4500 | 707 | 0.015 | 15 | 15 | 7 | 5.6234e-13 | 5spot_SharedNeighbor | CO2 | Porous | Wet | R600a | MinimizeLCOE_Brownfield | IgnoreSilica | 2019 | 0 | 0 | 0 | 0 |  |  |  |  | 15 |  | 19.5939 | [19 empty] | 562.3413 | 0
1 | 4500 | 707 | 0.015 | 15 | 15 | 7 | 7.4989e-13 | 5spot_SharedNeighbor | CO2 | Porous | Wet | R600a | MinimizeLCOE_Brownfield | IgnoreSilica | 2019 | 0 | 0 | 0 | 0 |  |  |  |  | 15 |  | 17.7926 | [19 empty] | 749.8942 | 0
1 | 4500 | 707 | 0.015 | 15 | 15 | 7 | 1e-12 | 5spot_SharedNeighbor | CO2 | Porous | Wet | R600a | MinimizeLCOE_Brownfield | IgnoreSilica | 2019 | 1.6 | -0.069825 | 0.00073214 | 4 | 6895455.7901 | 21012286.66 | 140573.1931 | 428363.8848 | 29.4715 | 2.917 | 19.8534 | 51530.7222 | 0 | 12413.5437 | 0 | 0 | 0 | 49826.3505 | 44370.5404 | 115443.0445 | 78792.25 | 352376.4512 | 961560.8286 | 18879803.5461 | 18879803.5461 | 14716656.7318 | 7745494.8509 | 0 | 20193740.8259 | 61535695.9547 | 1000 | 0.0029286 | 6895455.7901 | 21012286.66 | 140573.1931 | 428363.8848
1 | 4500 | 707 | 0.015 | 15 | 15 | 7 | 1.3335e-12 | 5spot_SharedNeighbor | CO2 | Porous | Wet | R600a | MinimizeLCOE_Brownfield | IgnoreSilica | 2019 | 1.6 | -0.067482 | 0.001282 | 4 | 3934895.9664 | 11996861.4978 | 80218.1766 | 244572.2486 | 29.4715 | 2.917 | 20.7935 | 51530.8241 | 0 | 12413.5116 | 0 | 0 | 0 | 44822.2659 | 42418.9746 | 110365.4706 | 75326.7015 | 336877.7482 | 961560.8286 | 18879803.5461 | 18879803.5461 | 14716656.7318 | 7745494.8509 | 0 | 20178242.123 | 61520197.2517 | 1333.5214 | 0.005128 | 3934895.9664 | 11996861.4978 | 80218.1766 | 244572.2486
1 | 4500 | 707 | 0.015 | 15 | 15 | 7 | 1.7783e-12 | 5spot_SharedNeighbor | CO2 | Porous | Wet | R600a | MinimizeLCOE_Brownfield | IgnoreSilica | 2019 | 1.6 | -0.06572 | 0.0016933 | 4 | 2977306.0918 | 9080983.3999 | 60696.4118 | 185128.1295 | 29.4715 | 2.917 | 22.399 | 51530.8849 | 0 | 12413.4924 | 0 | 0 | 0 | 40917.1657 | 40896.0018 | 106403.0077 | 72622.2391 | 324782.7916 | 961560.8286 | 18879803.5461 | 18879803.5461 | 14716656.7318 | 7745494.8509 | 0 | 20166147.1664 | 61508102.2951 | 1778.2794 | 0.0067733 | 2977306.0918 | 9080983.3999 | 60696.4118 | 185128.1295
1 | 4500 | 707 | 0.015 | 15 | 15 | 7 | 2.3714e-12 | 5spot_SharedNeighbor | CO2 | Porous | Wet | R600a | MinimizeLCOE_Brownfield | IgnoreSilica | 2019 | 3.4586 | -0.037323 | 0.0032473 | 4 | 1583750.0187 | 4766562.5736 | 32286.8863 | 97172.8253 | 33.2077 | 3.3986 | 40.3267 | 102382.8476 | 0 | 48091.9924 | 0 | 0 | 0 | 85271.1369 | 91940.931 | 239211.4428 | 163266.725 | 730165.0757 | 961560.8286 | 18879803.5461 | 18879803.5461 | 14716656.7318 | 7745494.8509 | 0 | 20571529.4504 | 61913484.5792 | 2371.3737 | 0.012989 | 1583750.0187 | 4766562.5736 | 32286.8863 | 97172.8253
1 | 4500 | 707 | 0.015 | 15 | 15 | 7 | 3.1623e-12 | 5spot_SharedNeighbor | CO2 | Porous | Wet | R600a | MinimizeLCOE_Brownfield | IgnoreSilica | 2019 | 4.6501 | -0.0048666 | 0.0048282 | 4 | 1076470.2845 | 3217123.4051 | 21945.3028 | 65585.4121 | 34.2071 | 3.5269 | 42.7879 | 130895.4718 | 0 | 68908.5184 | 0 | 0 | 0 | 106359.367 | 119403.7093 | 310663.9585 | 212034.5352 | 948265.5602 | 961560.8286 | 18879803.5461 | 18879803.5461 | 14716656.7318 | 7745494.8509 | 0 | 20789629.935 | 62131585.0637 | 3162.2777 | 0.019313 | 1076470.2845 | 3217123.4051 | 21945.3028 | 65585.4121
1 | 4500 | 707 | 0.015 | 15 | 15 | 7 | 4.217e-12 | 5spot_SharedNeighbor | CO2 | Porous | Wet | R600a | MinimizeLCOE_Brownfield | IgnoreSilica | 2019 | 6.177 | 0.041709 | 0.0069838 | 4 | 753398.9954 | 2233311.8984 | 15359.0576 | 45529.0838 | 34.9685 | 3.6243 | 55.6139 | 164392.7284 | 0 | 93996.7713 | 0 | 0 | 0 | 130708.7638 | 151748.3228 | 394818.008 | 269471.4031 | 1205135.9974 | 961560.8286 | 18879803.5461 | 18879803.5461 | 14716656.7318 | 7745494.8509 | 0 | 21046500.3721 | 62388455.5009 | 4216.965 | 0.027935 | 753398.9954 | 2233311.8984 | 15359.0576 | 45529.0838
1 | 4500 | 707 | 0.015 | 15 | 15 | 7 | 5.6234e-12 | 5spot_SharedNeighbor | CO2 | Porous | Wet | R600a | MinimizeLCOE_Brownfield | IgnoreSilica | 2019 | 8.1797 | 0.10667 | 0.0098811 | 4 | 540362.9364 | 1586349.0952 | 11016.0294 | 32339.872 | 35.5604 | 3.6993 | 55.0169 | 204663.1487 | 0 | 124945.7148 | 0 | 0 | 0 | 159904.1774 | 190910.0859 | 496708.8825 | 339014.0187 | 1516146.028 | 961560.8286 | 18879803.5461 | 18879803.5461 | 14716656.7318 | 7745494.8509 | 0 | 21357510.4027 | 62699465.5315 | 5623.4133 | 0.039524 | 540362.9364 | 1586349.0952 | 11016.0294 | 32339.872
1 | 4500 | 707 | 0.015 | 15 | 15 | 7 | 7.4989e-12 | 5spot_SharedNeighbor | CO2 | Porous | Wet | R600a | MinimizeLCOE_Brownfield | IgnoreSilica | 2019 | 10.7324 | 0.19261 | 0.013717 | 4 | 395904.5465 | 1149384.5964 | 8071.0497 | 23431.7597 | 36.0058 | 3.7543 | 43.9702 | 251737.1645 | 0 | 162086.5237 | 0 | 0 | 0 | 193531.3099 | 236868.4493 | 616283.1166 | 420625.8905 | 1881132.4545 | 961560.8286 | 18879803.5461 | 18879803.5461 | 14716656.7318 | 7745494.8509 | 0 | 21722496.8293 | 63064451.9581 | 7498.9421 | 0.054868 | 395904.5465 | 1149384.5964 | 8071.0497 | 23431.7597
1 | 4500 | 707 | 0.015 | 15 | 15 | 7 | 1e-11 | 5spot_SharedNeighbor | CO2 | Porous | Wet | R600a | MinimizeLCOE_Brownfield | IgnoreSilica | 2019 | 13.9534 | 0.30349 | 0.018715 | 4 | 295846.5974 | 848094.6319 | 6031.2331 | 17289.5562 | 36.3374 | 3.793 | 39.851 | 306313.525 | 0 | 206319.0903 | 0 | 0 | 0 | 231920.3561 | 290375.6589 | 755497.9001 | 515642.8408 | 2306069.3712 | 961560.8286 | 18879803.5461 | 18879803.5461 | 14716656.7318 | 7745494.8509 | 0 | 22147433.7459 | 63489388.8747 | 10000 | 0.074861 | 295846.5974 | 848094.6319 | 6031.2331 | 17289.5562
1 | 4500 | 707 | 0.015 | 15 | 15 | 7 | 1.3335e-11 | 5spot_SharedNeighbor | CO2 | Porous | Wet | R600a | MinimizeLCOE_Brownfield | IgnoreSilica | 2019 | 17.9091 | 0.44164 | 0.025087 | 4 | 225506.4517 | 637488.158 | 4597.254 | 12996.0584 | 36.5766 | 3.8174 | 48.1066 | 368038.0111 | 0 | 257758.6858 | 0 | 0 | 0 | 274350.4924 | 351057.4038 | 913379.353 | 623400.1765 | 2787984.1227 | 961560.8286 | 18879803.5461 | 18879803.5461 | 14716656.7318 | 7745494.8509 | 0 | 22629348.4974 | 63971303.6262 | 13335.2143 | 0.10035 | 225506.4517 | 637488.158 | 4597.254 | 12996.0584
1 | 4500 | 707 | 0.015 | 15 | 15 | 7 | 1.7783e-11 | 5spot_SharedNeighbor | CO2 | Porous | Wet | R600a | MinimizeLCOE_Brownfield | IgnoreSilica | 2019 | 22.589 | 0.60679 | 0.032964 | 4 | 175616.8713 | 489152.4678 | 3580.1875 | 9972.0347 | 36.7399 | 3.8287 | 53.3775 | 435474.5729 | 0 | 315627.3256 | 0 | 0 | 0 | 319201.4618 | 417418.3105 | 1086036.8197 | 741242.4453 | 3315000.9357 | 961560.8286 | 18879803.5461 | 18879803.5461 | 14716656.7318 | 7745494.8509 | 0 | 23156365.3105 | 64498320.4392 | 17782.7941 | 0.13186 | 175616.8713 | 489152.4678 | 3580.1875 | 9972.0347
1 | 4500 | 707 | 0.015 | 15 | 15 | 7 | 2.3714e-11 | 5spot_SharedNeighbor | CO2 | Porous | Wet | R600a | MinimizeLCOE_Brownfield | IgnoreSilica | 2019 | 27.8749 | 0.79489 | 0.042305 | 4 | 140098.5325 | 384406.571 | 2856.0981 | 7836.6479 | 36.8411 | 3.8282 | 62.0528 | 506053.8892 | 0 | 378102.969 | 0 | 0 | 0 | 364108.5956 | 486823.527 | 1266614.9559 | 864490.7337 | 3866194.6703 | 961560.8286 | 18879803.5461 | 18879803.5461 | 14716656.7318 | 7745494.8509 | 0 | 23707559.045 | 65049514.1738 | 23713.7371 | 0.16922 | 140098.5325 | 384406.571 | 2856.0981 | 7836.6479
1 | 4500 | 707 | 0.015 | 15 | 15 | 7 | 3.1623e-11 | 5spot_SharedNeighbor | CO2 | Porous | Wet | R600a | MinimizeLCOE_Brownfield | IgnoreSilica | 2019 | 33.4339 | 0.9944 | 0.052795 | 4 | 114804.1832 | 310571.7141 | 2340.4386 | 6331.4245 | 36.8918 | 3.8173 | 49.9278 | 575146.614 | 0 | 441298.6109 | 0 | 0 | 0 | 405087.3693 | 554397.7118 | 1442429.1234 | 984487.5157 | 4402846.9452 | 961560.8286 | 18879803.5461 | 18879803.5461 | 14716656.7318 | 7745494.8509 | 0 | 24244211.3199 | 65586166.4487 | 31622.7766 | 0.21118 | 114804.1832 | 310571.7141 | 2340.4386 | 6331.4245
1 | 4500 | 707 | 0.015 | 15 | 15 | 7 | 4.217e-11 | 5spot_SharedNeighbor | CO2 | Porous | Wet | R600a | MinimizeLCOE_Brownfield | IgnoreSilica | 2019 | 38.9445 | 1.1938 | 0.063887 | 4 | 96805.6903 | 258582.6893 | 1973.5149 | 5271.5579 | 36.9051 | 3.7988 | 40.0849 | 639260.8694 | 0 | 501957.3015 | 0 | 0 | 0 | 439936.1246 | 616650.1752 | 1604397.2636 | 1095034.0995 | 4897235.8337 | 961560.8286 | 18879803.5461 | 18879803.5461 | 14716656.7318 | 7745494.8509 | 0 | 24738600.2084 | 66080555.3372 | 42169.6503 | 0.25555 | 96805.6903 | 258582.6893 | 1973.5149 | 5271.5579
1 | 4500 | 707 | 0.015 | 15 | 15 | 7 | 5.6234e-11 | 5spot_SharedNeighbor | CO2 | Porous | Wet | R600a | MinimizeLCOE_Brownfield | IgnoreSilica | 2019 | 44.0381 | 1.3796 | 0.074898 | 4 | 83994.9283 | 221989.0878 | 1712.3502 | 4525.5478 | 36.8934 | 3.7759 | 59.9475 | 695103.4341 | 0 | 556601.5168 | 0 | 0 | 0 | 466865.8478 | 670242.6115 | 1743833.7895 | 1190202.3936 | 5322849.5934 | 961560.8286 | 18879803.5461 | 18879803.5461 | 14716656.7318 | 7745494.8509 | 0 | 25164213.9681 | 66506169.0969 | 56234.1325 | 0.29959 | 83994.9283 | 221989.0878 | 1712.3502 | 4525.5478
1 | 4500 | 707 | 0.015 | 15 | 15 | 7 | 7.4989e-11 | 5spot_SharedNeighbor | CO2 | Porous | Wet | R600a | MinimizeLCOE_Brownfield | IgnoreSilica | 2019 | 48.5204 | 1.5443 | 0.085218 | 4 | 74853.0476 | 196136.1915 | 1525.9806 | 3998.5016 | 36.8677 | 3.7515 | 53.979 | 741751.5501 | 0 | 603739.1754 | 0 | 0 | 0 | 486422.1692 | 714446.0289 | 1858842.0143 | 1268697.8701 | 5673898.808 | 961560.8286 | 18879803.5461 | 18879803.5461 | 14716656.7318 | 7745494.8509 | 0 | 25515263.1827 | 66857218.3115 | 74989.4209 | 0.34087 | 74853.0476 | 196136.1915 | 1525.9806 | 3998.5016
1 | 4500 | 707 | 0.015 | 15 | 15 | 7 | 1e-10 | 5spot_SharedNeighbor | CO2 | Porous | Wet | R600a | MinimizeLCOE_Brownfield | IgnoreSilica | 2019 | 52.2935 | 1.684 | 0.094417 | 4 | 68298.0275 | 177764.7204 | 1392.3477 | 3623.9743 | 36.8364 | 3.7283 | 57.2051 | 779310.1314 | 0 | 642821.846 | 0 | 0 | 0 | 499746.5896 | 749532.6411 | 1950130.1819 | 1331003.9203 | 5952545.3102 | 961560.8286 | 18879803.5461 | 18879803.5461 | 14716656.7318 | 7745494.8509 | 0 | 25793909.685 | 67135864.8138 | 100000 | 0.37767 | 68298.0275 | 177764.7204 | 1392.3477 | 3623.9743
1 | 4500 | 707 | 0.015 | 15 | 15 | 7 | 1.3335e-10 | 5spot_SharedNeighbor | CO2 | Porous | Wet | R600a | MinimizeLCOE_Brownfield | IgnoreSilica | 2019 | 55.383 | 1.799 | 0.10229 | 4 | 63569.0042 | 164606.1271 | 1295.9401 | 3355.7185 | 36.8047 | 3.7074 | 60.5824 | 808940.512 | 0 | 674458.5998 | 0 | 0 | 0 | 508539.7384 | 776856.1516 | 2021220.3513 | 1379524.4217 | 6169539.7747 | 961560.8286 | 18879803.5461 | 18879803.5461 | 14716656.7318 | 7745494.8509 | 0 | 26010904.1494 | 67352859.2782 | 133352.1432 | 0.40918 | 63569.0042 | 164606.1271 | 1295.9401 | 3355.7185
1 | 4500 | 707 | 0.015 | 15 | 15 | 7 | 1.7783e-10 | 5spot_SharedNeighbor | CO2 | Porous | Wet | R600a | MinimizeLCOE_Brownfield | IgnoreSilica | 2019 | 57.8313 | 1.8906 | 0.10882 | 4 | 60135.121 | 155114.4088 | 1225.9358 | 3162.217 | 36.7759 | 3.6897 | 61.2689 | 831721.2797 | 0 | 699317.5446 | 0 | 0 | 0 | 513951.2013 | 797546.11 | 2075051.379 | 1416265.2042 | 6333852.7188 | 961560.8286 | 18879803.5461 | 18879803.5461 | 14716656.7318 | 7745494.8509 | 0 | 26175217.0936 | 67517172.2224 | 177827.941 | 0.43527 | 60135.121 | 155114.4088 | 1225.9358 | 3162.217
1 | 4500 | 707 | 0.015 | 15 | 15 | 7 | 2.3714e-10 | 5spot_SharedNeighbor | CO2 | Porous | Wet | R600a | MinimizeLCOE_Brownfield | IgnoreSilica | 2019 | 59.7534 | 1.9628 | 0.1141 | 4 | 57626.3441 | 148212.4423 | 1174.791 | 3021.5111 | 36.7512 | 3.6751 | 51.3419 | 849176.0568 | 0 | 718708.368 | 0 | 0 | 0 | 517291.7386 | 813218.7037 | 2115828.253 | 1444096.2586 | 6458319.3788 | 961560.8286 | 18879803.5461 | 18879803.5461 | 14716656.7318 | 7745494.8509 | 0 | 26299683.7535 | 67641638.8823 | 237137.3706 | 0.45638 | 57626.3441 | 148212.4423 | 1174.791 | 3021.5111
1 | 4500 | 707 | 0.015 | 15 | 15 | 7 | 3.1623e-10 | 5spot_SharedNeighbor | CO2 | Porous | Wet | R600a | MinimizeLCOE_Brownfield | IgnoreSilica | 2019 | 61.2413 | 2.0189 | 0.11828 | 4 | 55783.5344 | 143162.0219 | 1137.2228 | 2918.5515 | 36.7307 | 3.6634 | 60.6436 | 862432.4269 | 0 | 733648.8806 | 0 | 0 | 0 | 519297.3003 | 824997.657 | 2146474.6733 | 1465013.0702 | 6551864.0083 | 961560.8286 | 18879803.5461 | 18879803.5461 | 14716656.7318 | 7745494.8509 | 0 | 26393228.383 | 67735183.5118 | 316227.766 | 0.47314 | 55783.5344 | 143162.0219 | 1137.2228 | 2918.5515
1 | 4500 | 707 | 0.015 | 15 | 15 | 7 | 4.217e-10 | 5spot_SharedNeighbor | CO2 | Porous | Wet | R600a | MinimizeLCOE_Brownfield | IgnoreSilica | 2019 | 62.3861 | 2.0622 | 0.12156 | 4 | 54423.7754 | 139445.7117 | 1109.5023 | 2842.7894 | 36.7142 | 3.6541 | 58.6943 | 872480.6091 | 0 | 745103.6439 | 0 | 0 | 0 | 520510.3235 | 833856.8849 | 2169524.5668 | 1480745.0961 | 6622221.1244 | 961560.8286 | 18879803.5461 | 18879803.5461 | 14716656.7318 | 7745494.8509 | 0 | 26463585.4992 | 67805540.6279 | 421696.5034 | 0.48625 | 54423.7754 | 139445.7117 | 1109.5023 | 2842.7894
1 | 4500 | 707 | 0.015 | 15 | 15 | 7 | 5.6234e-10 | 5spot_SharedNeighbor | CO2 | Porous | Wet | R600a | MinimizeLCOE_Brownfield | IgnoreSilica | 2019 | 63.2487 | 2.0949 | 0.1241 | 4 | 53416.7585 | 136702.6157 | 1088.9729 | 2786.8677 | 36.7013 | 3.647 | 60.9237 | 879964.5371 | 0 | 753711.2953 | 0 | 0 | 0 | 521130.1492 | 840374.3329 | 2186481.6296 | 1492318.6399 | 6673980.5841 | 961560.8286 | 18879803.5461 | 18879803.5461 | 14716656.7318 | 7745494.8509 | 0 | 26515344.9588 | 67857300.0876 | 562341.3252 | 0.49639 | 53416.7585 | 136702.6157 | 1088.9729 | 2786.8677
1 | 4500 | 707 | 0.015 | 15 | 15 | 7 | 7.4989e-10 | 5spot_SharedNeighbor | CO2 | Porous | Wet | R600a | MinimizeLCOE_Brownfield | IgnoreSilica | 2019 | 63.9138 | 2.1201 | 0.12605 | 4 | 52668.8013 | 134666.0253 | 1073.7248 | 2745.3491 | 36.6911 | 3.6414 | 65.0671 | 885684.7081 | 0 | 760335.6656 | 0 | 0 | 0 | 521568.9543 | 845359.8379 | 2199452.8911 | 1501171.7924 | 6713573.8495 | 961560.8286 | 18879803.5461 | 18879803.5461 | 14716656.7318 | 7745494.8509 | 0 | 26554938.2243 | 67896893.3531 | 749894.2093 | 0.50419 | 52668.8013 | 134666.0253 | 1073.7248 | 2745.3491
1 | 4500 | 707 | 0.015 | 15 | 15 | 7 | 1e-09 | 5spot_SharedNeighbor | CO2 | Porous | Wet | R600a | MinimizeLCOE_Brownfield | IgnoreSilica | 2019 | 64.413 | 2.139 | 0.12753 | 4 | 52111.9947 | 133153.0192 | 1062.3735 | 2714.5044 | 36.6834 | 3.6372 | 61.6099 | 889948.7436 | 0 | 765299.9323 | 0 | 0 | 0 | 521792.0717 | 849045.8916 | 2209043.2466 | 1507717.4071 | 6742847.2929 | 961560.8286 | 18879803.5461 | 18879803.5461 | 14716656.7318 | 7745494.8509 | 0 | 26584211.6676 | 67926166.7964 | 1000000 | 0.51014 | 52111.9947 | 133153.0192 | 1062.3735 | 2714.5044
1 | 4500 | 707 | 0.015 | 15 | 15 | 7 | 1.3335e-09 | 5spot_SharedNeighbor | CO2 | Porous | Wet | R600a | MinimizeLCOE_Brownfield | IgnoreSilica | 2019 | 64.8003 | 2.1537 | 0.12867 | 4 | 51696.7568 | 132023.1817 | 1053.9083 | 2691.4711 | 36.6773 | 3.6339 | 68.9991 | 893239.9615 | 0 | 769147.241 | 0 | 0 | 0 | 522010.3955 | 851915.0632 | 2216508.2427 | 1512812.4203 | 6765633.3243 | 961560.8286 | 18879803.5461 | 18879803.5461 | 14716656.7318 | 7745494.8509 | 0 | 26606997.699 | 67948952.8278 | 1333521.4322 | 0.51467 | 51696.7568 | 132023.1817 | 1053.9083 | 2691.4711
1 | 4500 | 707 | 0.015 | 15 | 15 | 7 | 1.7783e-09 | 5spot_SharedNeighbor | CO2 | Porous | Wet | R600a | MinimizeLCOE_Brownfield | IgnoreSilica | 2019 | 65.0929 | 2.1648 | 0.12953 | 4 | 51386.6779 | 131179.9489 | 1047.5869 | 2674.2807 | 36.6726 | 3.6314 | 51.6627 | 895717.031 | 0 | 772051.9439 | 0 | 0 | 0 | 522157.2847 | 854071.2413 | 2222118.1757 | 1516641.3149 | 6782756.9916 | 961560.8286 | 18879803.5461 | 18879803.5461 | 14716656.7318 | 7745494.8509 | 0 | 26624121.3663 | 67966076.4951 | 1778279.41 | 0.51811 | 51386.6779 | 131179.9489 | 1047.5869 | 2674.2807
1 | 4500 | 707 | 0.015 | 15 | 15 | 7 | 2.3714e-09 | 5spot_SharedNeighbor | CO2 | Porous | Wet | R600a | MinimizeLCOE_Brownfield | IgnoreSilica | 2019 | 65.3 | 2.1727 | 0.13017 | 4 | 51154.8848 | 130553.274 | 1042.8615 | 2661.5051 | 36.6693 | 3.6296 | 64.0648 | 897464.8152 | 0 | 774106.2282 | 0 | 0 | 0 | 522139.428 | 855547.0839 | 2225958.0154 | 1519262.0843 | 6794477.655 | 961560.8286 | 18879803.5461 | 18879803.5461 | 14716656.7318 | 7745494.8509 | 0 | 26635842.0297 | 67977797.1585 | 2371373.7057 | 0.52069 | 51154.8848 | 130553.274 | 1042.8615 | 2661.5051
1 | 4500 | 707 | 0.015 | 15 | 15 | 7 | 3.1623e-09 | 5spot_SharedNeighbor | CO2 | Porous | Wet | R600a | MinimizeLCOE_Brownfield | IgnoreSilica | 2019 | 65.4607 | 2.1789 | 0.13066 | 4 | 50981.48 | 130083.4065 | 1039.3264 | 2651.9262 | 36.6667 | 3.6282 | 58.1581 | 898818.4666 | 0 | 775699.9934 | 0 | 0 | 0 | 522161.9895 | 856705.3753 | 2228971.6521 | 1521318.9534 | 6803676.4303 | 961560.8286 | 18879803.5461 | 18879803.5461 | 14716656.7318 | 7745494.8509 | 0 | 26645040.805 | 67986995.9338 | 3162277.6602 | 0.52264 | 50981.48 | 130083.4065 | 1039.3264 | 2651.9262
1 | 4500 | 707 | 0.015 | 15 | 15 | 7 | 4.217e-09 | 5spot_SharedNeighbor | CO2 | Porous | Wet | R600a | MinimizeLCOE_Brownfield | IgnoreSilica | 2019 | 65.5728 | 2.1832 | 0.13102 | 4 | 50851.6795 | 129733.9642 | 1036.6803 | 2644.8023 | 36.6648 | 3.6272 | 58.5144 | 899760.6141 | 0 | 776810.6775 | 0 | 0 | 0 | 522099.0232 | 857481.4228 | 2230990.7685 | 1522697.0418 | 6809839.548 | 961560.8286 | 18879803.5461 | 18879803.5461 | 14716656.7318 | 7745494.8509 | 0 | 26651203.9227 | 67993159.0515 | 4216965.0343 | 0.5241 | 50851.6795 | 129733.9642 | 1036.6803 | 2644.8023
1 | 4500 | 707 | 0.015 | 15 | 15 | 7 | 5.6234e-09 | 5spot_SharedNeighbor | CO2 | Porous | Wet | R600a | MinimizeLCOE_Brownfield | IgnoreSilica | 2019 | 65.6823 | 2.1873 | 0.13131 | 4 | 50754.4734 | 129466.0948 | 1034.6986 | 2639.3415 | 36.6631 | 3.6263 | 70.3261 | 900679.6942 | 0 | 777895.2918 | 0 | 0 | 0 | 522268.0648 | 858328.7898 | 2233195.4436 | 1524201.7778 | 6816569.0619 | 961560.8286 | 18879803.5461 | 18879803.5461 | 14716656.7318 | 7745494.8509 | 0 | 26657933.4367 | 67999888.5655 | 5623413.2519 | 0.52523 | 50754.4734 | 129466.0948 | 1034.6986 | 2639.3415
1 | 4500 | 707 | 0.015 | 15 | 15 | 7 | 7.4989e-09 | 5spot_SharedNeighbor | CO2 | Porous | Wet | R600a | MinimizeLCOE_Brownfield | IgnoreSilica | 2019 | 65.736 | 2.1894 | 0.13151 | 4 | 50681.6526 | 129272.4683 | 1033.214 | 2635.3941 | 36.6622 | 3.6258 | 65.3886 | 901130.2721 | 0 | 778427.4314 | 0 | 0 | 0 | 522147.5369 | 858665.0437 | 2234070.3074 | 1524798.8904 | 6819239.4819 | 961560.8286 | 18879803.5461 | 18879803.5461 | 14716656.7318 | 7745494.8509 | 0 | 26660603.8566 | 68002558.9854 | 7498942.0933 | 0.52604 | 50681.6526 | 129272.4683 | 1033.214 | 2635.3941
1 | 4500 | 707 | 0.015 | 15 | 15 | 7 | 1e-08 | 5spot_SharedNeighbor | CO2 | Porous | Wet | R600a | MinimizeLCOE_Brownfield | IgnoreSilica | 2019 | 65.7897 | 2.1914 | 0.13167 | 4 | 50627.0864 | 129124.1056 | 1032.1016 | 2632.3695 | 36.6613 | 3.6253 | 62.4652 | 901580.5712 | 0 | 778959.5093 | 0 | 0 | 0 | 522172.0683 | 859057.738 | 2235092.0174 | 1525496.2284 | 6822358.1326 | 961560.8286 | 18879803.5461 | 18879803.5461 | 14716656.7318 | 7745494.8509 | 0 | 26663722.5073 | 68005677.6361 | 10000000 | 0.52667 | 50627.0864 | 129124.1056 | 1032.1016 | 2632.3695
1 | 4600 | 707 | 0.015 | 15 | 15 | 7 | 1e-13 | 5spot_SharedNeighbor | CO2 | Porous | Wet | R600a | MinimizeLCOE_Brownfield | IgnoreSilica | 2019 | 0 | 0 | 0 | 0 |  |  |  |  | 15 |  | 17.7146 | [19 empty] | 100 | 0
1 | 4600 | 707 | 0.015 | 15 | 15 | 7 | 1.3335e-13 | 5spot_SharedNeighbor | CO2 | Porous | Wet | R600a | MinimizeLCOE_Brownfield | IgnoreSilica | 2019 | 0 | 0 | 0 | 0 |  |  |  |  | 15 |  | 16.7574 | [19 empty] | 133.3521 | 0
1 | 4600 | 707 | 0.015 | 15 | 15 | 7 | 1.7783e-13 | 5spot_SharedNeighbor | CO2 | Porous | Wet | R600a | MinimizeLCOE_Brownfield | IgnoreSilica | 2019 | 0 | 0 | 0 | 0 |  |  |  |  | 15 |  | 20.4436 | [19 empty] | 177.8279 | 0
1 | 4600 | 707 | 0.015 | 15 | 15 | 7 | 2.3714e-13 | 5spot_SharedNeighbor | CO2 | Porous | Wet | R600a | MinimizeLCOE_Brownfield | IgnoreSilica | 2019 | 0 | 0 | 0 | 0 |  |  |  |  | 15 |  | 20.5285 | [19 empty] | 237.1374 | 0
1 | 4600 | 707 | 0.015 | 15 | 15 | 7 | 3.1623e-13 | 5spot_SharedNeighbor | CO2 | Porous | Wet | R600a | MinimizeLCOE_Brownfield | IgnoreSilica | 2019 | 0 | 0 | 0 | 0 |  |  |  |  | 15 |  | 20.3515 | [19 empty] | 316.2278 | 0
1 | 4600 | 707 | 0.015 | 15 | 15 | 7 | 4.217e-13 | 5spot_SharedNeighbor | CO2 | Porous | Wet | R600a | MinimizeLCOE_Brownfield | IgnoreSilica | 2019 | 0 | 0 | 0 | 0 |  |  |  |  | 15 |  | 19.3057 | [19 empty] | 421.6965 | 0
1 | 4600 | 707 | 0.015 | 15 | 15 | 7 | 5.6234e-13 | 5spot_SharedNeighbor | CO2 | Porous | Wet | R600a | MinimizeLCOE_Brownfield | IgnoreSilica | 2019 | 0 | 0 | 0 | 0 |  |  |  |  | 15 |  | 18.9275 | [19 empty] | 562.3413 | 0
1 | 4600 | 707 | 0.015 | 15 | 15 | 7 | 7.4989e-13 | 5spot_SharedNeighbor | CO2 | Porous | Wet | R600a | MinimizeLCOE_Brownfield | IgnoreSilica | 2019 | 1.6 | -0.074715 | 7.2258e-05 | 4 | 71832702.6017 | 218605046.7826 | 1464406.8035 | 4456559.5639 | 29.766 | 3.0818 | 20.6413 | 53479.4607 | 0 | 12469.142 | 0 | 0 | 0 | 57852.2337 | 48282.3262 | 125620.7088 | 85738.715 | 383442.5865 | 961560.8286 | 19417065.0479 | 19417065.0479 | 15071655.511 | 7933426.2906 | 0 | 20762068.463 | 63184215.3125 | 749.8942 | 0.00028903 | 71832702.6017 | 218605046.7826 | 1464406.8035 | 4456559.5639
1 | 4600 | 707 | 0.015 | 15 | 15 | 7 | 1e-12 | 5spot_SharedNeighbor | CO2 | Porous | Wet | R600a | MinimizeLCOE_Brownfield | IgnoreSilica | 2019 | 1.6 | -0.071609 | 0.00080604 | 4 | 6433491.7214 | 19591056.2799 | 131155.4307 | 399390.1811 | 29.7661 | 3.0819 | 21.0396 | 53479.6458 | 0 | 12469.0833 | 0 | 0 | 0 | 51576.9886 | 45835.0299 | 119253.3458 | 81392.8589 | 364006.9522 | 961560.8286 | 19417065.0479 | 19417065.0479 | 15071655.511 | 7933426.2906 | 0 | 20742632.8288 | 63164779.6783 | 1000 | 0.0032242 | 6433491.7214 | 19591056.2799 | 131155.4307 | 399390.1811
1 | 4600 | 707 | 0.015 | 15 | 15 | 7 | 1.3335e-12 | 5spot_SharedNeighbor | CO2 | Porous | Wet | R600a | MinimizeLCOE_Brownfield | IgnoreSilica | 2019 | 1.6 | -0.069273 | 0.0013545 | 4 | 3825631.8495 | 11655430.5634 | 77990.6798 | 237611.7172 | 29.7661 | 3.0819 | 20.4282 | 53479.755 | 0 | 12469.0486 | 0 | 0 | 0 | 46664.7718 | 43919.2944 | 114268.995 | 77990.9371 | 348792.802 | 961560.8286 | 19417065.0479 | 19417065.0479 | 15071655.511 | 7933426.2906 | 0 | 20727418.6786 | 63149565.528 | 1333.5214 | 0.005418 | 3825631.8495 | 11655430.5634 | 77990.6798 | 237611.7172
1 | 4600 | 707 | 0.015 | 15 | 15 | 7 | 1.7783e-12 | 5spot_SharedNeighbor | CO2 | Porous | Wet | R600a | MinimizeLCOE_Brownfield | IgnoreSilica | 2019 | 2.6887 | -0.05706 | 0.0023052 | 4 | 2275291.0432 | 6875936.477 | 46384.8855 | 140175.2655 | 32.6016 | 3.4483 | 36.596 | 85617.6381 | 0 | 34440.77 | 0 | 0 | 0 | 74188.7424 | 75756.3887 | 197102.5837 | 134526.5634 | 601632.6865 | 961560.8286 | 19417065.0479 | 19417065.0479 | 15071655.511 | 7933426.2906 | 0 | 20980258.563 | 63402405.4125 | 1778.2794 | 0.0092209 | 2275291.0432 | 6875936.477 | 46384.8855 | 140175.2655
1 | 4600 | 707 | 0.015 | 15 | 15 | 7 | 2.3714e-12 | 5spot_SharedNeighbor | CO2 | Porous | Wet | R600a | MinimizeLCOE_Brownfield | IgnoreSilica | 2019 | 3.6413 | -0.034645 | 0.0035652 | 4 | 1484766.7201 | 4459512.2786 | 30268.9779 | 90913.1897 | 33.8968 | 3.6149 | 48.9377 | 111087.511 | 0 | 52376.2155 | 0 | 0 | 0 | 93306.7077 | 100140.4693 | 260544.9596 | 177827.2886 | 795283.1516 | 961560.8286 | 19417065.0479 | 19417065.0479 | 15071655.511 | 7933426.2906 | 0 | 21173909.0282 | 63596055.8777 | 2371.3737 | 0.014261 | 1484766.7201 | 4459512.2786 | 30268.9779 | 90913.1897
1 | 4600 | 707 | 0.015 | 15 | 15 | 7 | 3.1623e-12 | 5spot_SharedNeighbor | CO2 | Porous | Wet | R600a | MinimizeLCOE_Brownfield | IgnoreSilica | 2019 | 4.8935 | 0.0011493 | 0.0053195 | 4 | 1006154.4158 | 2999869.9935 | 20511.8187 | 61156.4074 | 34.9136 | 3.7453 | 37.5223 | 141837.0254 | 0 | 74590.2994 | 0 | 0 | 0 | 116209.4848 | 129728.3558 | 337526.5707 | 230368.82 | 1030260.5561 | 961560.8286 | 19417065.0479 | 19417065.0479 | 15071655.511 | 7933426.2906 | 0 | 21408886.4327 | 63831033.2821 | 3162.2777 | 0.021278 | 1006154.4158 | 2999869.9935 | 20511.8187 | 61156.4074
1 | 4600 | 707 | 0.015 | 15 | 15 | 7 | 4.217e-12 | 5spot_SharedNeighbor | CO2 | Porous | Wet | R600a | MinimizeLCOE_Brownfield | IgnoreSilica | 2019 | 6.5083 | 0.052449 | 0.0077109 | 4 | 703151.0984 | 2078555.15 | 14334.6862 | 42374.1582 | 35.692 | 3.8446 | 47.1455 | 178180.4627 | 0 | 101528.5435 | 0 | 0 | 0 | 142907.2056 | 164820.3226 | 428828.6701 | 292684.3789 | 1308949.5833 | 961560.8286 | 19417065.0479 | 19417065.0479 | 15071655.511 | 7933426.2906 | 0 | 21687575.4599 | 64109722.3093 | 4216.965 | 0.030843 | 703151.0984 | 2078555.15 | 14334.6862 | 42374.1582
1 | 4600 | 707 | 0.015 | 15 | 15 | 7 | 5.6234e-12 | 5spot_SharedNeighbor | CO2 | Porous | Wet | R600a | MinimizeLCOE_Brownfield | IgnoreSilica | 2019 | 8.5935 | 0.12271 | 0.01092 | 4 | 504098.482 | 1475299.5904 | 10276.7294 | 30075.9776 | 36.2882 | 3.9197 | 44.0278 | 221205.606 | 0 | 134252.0048 | 0 | 0 | 0 | 174185.3623 | 206560.7595 | 537428.7247 | 366806.1477 | 1640438.6048 | 961560.8286 | 19417065.0479 | 19417065.0479 | 15071655.511 | 7933426.2906 | 0 | 22019064.4814 | 64441211.3309 | 5623.4133 | 0.04368 | 504098.482 | 1475299.5904 | 10276.7294 | 30075.9776
1 | 4600 | 707 | 0.015 | 15 | 15 | 7 | 7.4989e-12 | 5spot_SharedNeighbor | CO2 | Porous | Wet | R600a | MinimizeLCOE_Brownfield | IgnoreSilica | 2019 | 11.264 | 0.21586 | 0.015165 | 4 | 369456.1822 | 1068820.6094 | 7531.864 | 21789.3538 | 36.7402 | 3.9751 | 47.6942 | 271772.0918 | 0 | 173731.7506 | 0 | 0 | 0 | 210528.8931 | 255852.7669 | 665676.4167 | 454337.8327 | 2031899.7518 | 961560.8286 | 19417065.0479 | 19417065.0479 | 15071655.511 | 7933426.2906 | 0 | 22410525.6284 | 64832672.4778 | 7498.9421 | 0.060658 | 369456.1822 | 1068820.6094 | 7531.864 | 21789.3538
1 | 4600 | 707 | 0.015 | 15 | 15 | 7 | 1e-11 | 5spot_SharedNeighbor | CO2 | Porous | Wet | R600a | MinimizeLCOE_Brownfield | IgnoreSilica | 2019 | 14.6112 | 0.33513 | 0.020682 | 4 | 276360.6751 | 789143.1904 | 5633.9862 | 16087.7513 | 37.075 | 4.0136 | 44.5922 | 330040.3203 | 0 | 220462.3672 | 0 | 0 | 0 | 251660.8163 | 312843.7665 | 813955.3073 | 555541.2223 | 2484503.7998 | 961560.8286 | 19417065.0479 | 19417065.0479 | 15071655.511 | 7933426.2906 | 0 | 22863129.6764 | 65285276.5259 | 10000 | 0.082729 | 276360.6751 | 789143.1904 | 5633.9862 | 16087.7513
1 | 4600 | 707 | 0.015 | 15 | 15 | 7 | 1.3335e-11 | 5spot_SharedNeighbor | CO2 | Porous | Wet | R600a | MinimizeLCOE_Brownfield | IgnoreSilica | 2019 | 18.7445 | 0.48438 | 0.027701 | 4 | 211005.9402 | 593867.7861 | 4301.6415 | 12106.7981 | 37.3176 | 4.0375 | 46.8879 | 396320.8275 | 0 | 275126.2604 | 0 | 0 | 0 | 297609.2928 | 377931.9885 | 983301.5094 | 671123.485 | 3001413.3636 | 961560.8286 | 19417065.0479 | 19417065.0479 | 15071655.511 | 7933426.2906 | 0 | 23380039.2401 | 65802186.0896 | 13335.2143 | 0.1108 | 211005.9402 | 593867.7861 | 4301.6415 | 12106.7981
1 | 4600 | 707 | 0.015 | 15 | 15 | 7 | 1.7783e-11 | 5spot_SharedNeighbor | CO2 | Porous | Wet | R600a | MinimizeLCOE_Brownfield | IgnoreSilica | 2019 | 23.5855 | 0.66104 | 0.036336 | 4 | 164709.5195 | 456587.0584 | 3357.8263 | 9308.1448 | 37.481 | 4.0478 | 34.2576 | 468033.4973 | 0 | 336037.8182 | 0 | 0 | 0 | 345537.8566 | 448347.5771 | 1166508.427 | 796165.9708 | 3560631.147 | 961560.8286 | 19417065.0479 | 19417065.0479 | 15071655.511 | 7933426.2906 | 0 | 23939257.0236 | 66361403.873 | 17782.7941 | 0.14534 | 164709.5195 | 456587.0584 | 3357.8263 | 9308.1448
1 | 4600 | 707 | 0.015 | 15 | 15 | 7 | 2.3714e-11 | 5spot_SharedNeighbor | CO2 | Porous | Wet | R600a | MinimizeLCOE_Brownfield | IgnoreSilica | 2019 | 28.9808 | 0.85966 | 0.046507 | 4 | 131786.6769 | 359828.5318 | 2686.6497 | 7335.5913 | 37.5802 | 4.0457 | 54.5975 | 542154.2912 | 0 | 400982.3113 | 0 | 0 | 0 | 392683.1556 | 520969.7057 | 1355456.3085 | 925126.7824 | 4137372.5547 | 961560.8286 | 19417065.0479 | 19417065.0479 | 15071655.511 | 7933426.2906 | 0 | 24515998.4312 | 66938145.2807 | 23713.7371 | 0.18603 | 131786.6769 | 359828.5318 | 2686.6497 | 7335.5913
1 | 4600 | 707 | 0.015 | 15 | 15 | 7 | 3.1623e-11 | 5spot_SharedNeighbor | CO2 | Porous | Wet | R600a | MinimizeLCOE_Brownfield | IgnoreSilica | 2019 | 34.6519 | 1.0701 | 0.057857 | 4 | 108362.6217 | 291667.3798 | 2209.1186 | 5946.034 | 37.6287 | 4.0331 | 44.883 | 614740.5538 | 0 | 466699.0552 | 0 | 0 | 0 | 435934.4615 | 591775.8875 | 1539679.4694 | 1050862.8751 | 4699692.3026 | 961560.8286 | 19417065.0479 | 19417065.0479 | 15071655.511 | 7933426.2906 | 0 | 25078318.1791 | 67500465.0286 | 31622.7766 | 0.23143 | 108362.6217 | 291667.3798 | 2209.1186 | 5946.034
1 | 4600 | 707 | 0.015 | 15 | 15 | 7 | 4.217e-11 | 5spot_SharedNeighbor | CO2 | Porous | Wet | R600a | MinimizeLCOE_Brownfield | IgnoreSilica | 2019 | 40.1944 | 1.2776 | 0.069759 | 4 | 91704.4956 | 243736.226 | 1869.5202 | 4968.8926 | 37.6393 | 4.0129 | 47.756 | 681212.8776 | 0 | 528942.7045 | 0 | 0 | 0 | 472019.1506 | 656048.1458 | 1706902.7013 | 1164996.167 | 5210121.7468 | 961560.8286 | 19417065.0479 | 19417065.0479 | 15071655.511 | 7933426.2906 | 0 | 25588747.6233 | 68010894.4728 | 42169.6503 | 0.27903 | 91704.4956 | 243736.226 | 1869.5202 | 4968.8926
1 | 4600 | 707 | 0.015 | 15 | 15 | 7 | 5.6234e-11 | 5spot_SharedNeighbor | CO2 | Porous | Wet | R600a | MinimizeLCOE_Brownfield | IgnoreSilica | 2019 | 45.3144 | 1.4707 | 0.081494 | 4 | 79849.1017 | 209987.4807 | 1627.8319 | 4280.8788 | 37.6252 | 3.9883 | 59.755 | 739140.2062 | 0 | 585027.8199 | 0 | 0 | 0 | 500145.6853 | 711482.3474 | 1851131.1229 | 1263435.0283 | 5650362.2101 | 961560.8286 | 19417065.0479 | 19417065.0479 | 15071655.511 | 7933426.2906 | 0 | 26028988.0866 | 68451134.9361 | 56234.1325 | 0.32598 | 79849.1017 | 209987.4807 | 1627.8319 | 4280.8788
1 | 4600 | 707 | 0.015 | 15 | 15 | 7 | 7.4989e-11 | 5spot_SharedNeighbor | CO2 | Porous | Wet | R600a | MinimizeLCOE_Brownfield | IgnoreSilica | 2019 | 49.7728 | 1.6403 | 0.092414 | 4 | 71386.3253 | 186147.991 | 1455.3068 | 3794.8786 | 37.5977 | 3.9628 | 48.0882 | 787074.7483 | 0 | 632932.6613 | 0 | 0 | 0 | 520304.6523 | 756721.7041 | 1968834.6491 | 1343770.1035 | 6009638.5186 | 961560.8286 | 19417065.0479 | 19417065.0479 | 15071655.511 | 7933426.2906 | 0 | 26388264.3951 | 68810411.2446 | 74989.4209 | 0.36965 | 71386.3253 | 186147.991 | 1455.3068 | 3794.8786
1 | 4600 | 707 | 0.015 | 15 | 15 | 7 | 1e-10 | 5spot_SharedNeighbor | CO2 | Porous | Wet | R600a | MinimizeLCOE_Brownfield | IgnoreSilica | 2019 | 53.5265 | 1.784 | 0.1021 | 4 | 65314.5603 | 169189.4874 | 1331.5257 | 3449.1565 | 37.5648 | 3.9385 | 52.1451 | 825718.6029 | 0 | 672679.7911 | 0 | 0 | 0 | 534242.9744 | 792730.1336 | 2062521.1964 | 1407713.0971 | 6295605.7955 | 961560.8286 | 19417065.0479 | 19417065.0479 | 15071655.511 | 7933426.2906 | 0 | 26674231.6721 | 69096378.5215 | 100000 | 0.4084 | 65314.5603 | 169189.4874 | 1331.5257 | 3449.1565
1 | 4600 | 707 | 0.015 | 15 | 15 | 7 | 1.3335e-10 | 5spot_SharedNeighbor | CO2 | Porous | Wet | R600a | MinimizeLCOE_Brownfield | IgnoreSilica | 2019 | 56.5667 | 1.9011 | 0.11035 | 4 | 60930.9134 | 157041.2611 | 1242.1591 | 3201.4985 | 37.5322 | 3.917 | 52.5619 | 855906.6978 | 0 | 704518.9389 | 0 | 0 | 0 | 543267.2197 | 820440.214 | 2134617.1414 | 1456920.061 | 6515670.2728 | 961560.8286 | 19417065.0479 | 19417065.0479 | 15071655.511 | 7933426.2906 | 0 | 26894296.1494 | 69316442.9988 | 133352.1432 | 0.44139 | 60930.9134 | 157041.2611 | 1242.1591 | 3201.4985
1 | 4600 | 707 | 0.015 | 15 | 15 | 7 | 1.7783e-10 | 5spot_SharedNeighbor | CO2 | Porous | Wet | R600a | MinimizeLCOE_Brownfield | IgnoreSilica | 2019 | 58.9808 | 1.9946 | 0.11716 | 4 | 57745.4123 | 148267.4852 | 1177.2183 | 3022.6332 | 37.5027 | 3.8988 | 61.5424 | 879185.9027 | 0 | 729594.9805 | 0 | 0 | 0 | 548972.4485 | 841523.7994 | 2189472.3057 | 1494359.8378 | 6683109.2747 | 961560.8286 | 19417065.0479 | 19417065.0479 | 15071655.511 | 7933426.2906 | 0 | 27061735.1512 | 69483882.0007 | 177827.941 | 0.46864 | 57745.4123 | 148267.4852 | 1177.2183 | 3022.6332
1 | 4600 | 707 | 0.015 | 15 | 15 | 7 | 2.3714e-10 | 5spot_SharedNeighbor | CO2 | Porous | Wet | R600a | MinimizeLCOE_Brownfield | IgnoreSilica | 2019 | 60.8586 | 2.0676 | 0.12265 | 4 | 55416.4891 | 141886.7228 | 1129.7401 | 2892.5528 | 37.4777 | 3.884 | 62.0346 | 896875.5957 | 0 | 748981.7617 | 0 | 0 | 0 | 552415.2251 | 857326.3072 | 2230587.1895 | 1522421.5908 | 6808607.67 | 961560.8286 | 19417065.0479 | 19417065.0479 | 15071655.511 | 7933426.2906 | 0 | 27187233.5465 | 69609380.396 | 237137.3706 | 0.4906 | 55416.4891 | 141886.7228 | 1129.7401 | 2892.5528
1 | 4600 | 707 | 0.015 | 15 | 15 | 7 | 3.1623e-10 | 5spot_SharedNeighbor | CO2 | Porous | Wet | R600a | MinimizeLCOE_Brownfield | IgnoreSilica | 2019 | 62.3324 | 2.1251 | 0.12701 | 4 | 53704.7701 | 137208.4101 | 1094.8444 | 2797.179 | 37.4567 | 3.8719 | 62.4742 | 910505.0362 | 0 | 764127.8664 | 0 | 0 | 0 | 554721.2298 | 869448.1116 | 2262125.6382 | 1543947.2301 | 6904875.1123 | 961560.8286 | 19417065.0479 | 19417065.0479 | 15071655.511 | 7933426.2906 | 0 | 27283500.9889 | 69705647.8383 | 316227.766 | 0.50803 | 53704.7701 | 137208.4101 | 1094.8444 | 2797.179
1 | 4600 | 707 | 0.015 | 15 | 15 | 7 | 4.217e-10 | 5spot_SharedNeighbor | CO2 | Porous | Wet | R600a | MinimizeLCOE_Brownfield | IgnoreSilica | 2019 | 63.4534 | 2.1689 | 0.13041 | 4 | 52441.1967 | 133767.4958 | 1069.0847 | 2727.0313 | 37.4401 | 3.8625 | 56.4829 | 920722.5421 | 0 | 775608.4818 | 0 | 0 | 0 | 556057.0886 | 878431.3639 | 2285498.2177 | 1559899.4959 | 6976217.19 | 961560.8286 | 19417065.0479 | 19417065.0479 | 15071655.511 | 7933426.2906 | 0 | 27354843.0665 | 69776989.916 | 421696.5034 | 0.52163 | 52441.1967 | 133767.4958 | 1069.0847 | 2727.0313
1 | 4600 | 707 | 0.015 | 15 | 15 | 7 | 5.6234e-10 | 5spot_SharedNeighbor | CO2 | Porous | Wet | R600a | MinimizeLCOE_Brownfield | IgnoreSilica | 2019 | 64.3009 | 2.2021 | 0.13303 | 4 | 51504.9074 | 131225.3081 | 1049.9972 | 2675.2054 | 37.427 | 3.8552 | 59.719 | 928363.4248 | 0 | 784267.2304 | 0 | 0 | 0 | 556806.6651 | 885080.5549 | 2302798.0489 | 1571706.9862 | 7029022.9104 | 961560.8286 | 19417065.0479 | 19417065.0479 | 15071655.511 | 7933426.2906 | 0 | 27407648.7869 | 69829795.6364 | 562341.3252 | 0.53214 | 51504.9074 | 131225.3081 | 1049.9972 | 2675.2054
1 | 4600 | 707 | 0.015 | 15 | 15 | 7 | 7.4989e-10 | 5spot_SharedNeighbor | CO2 | Porous | Wet | R600a | MinimizeLCOE_Brownfield | IgnoreSilica | 2019 | 64.964 | 2.2281 | 0.13506 | 4 | 50809.326 | 129334.8788 | 1035.8168 | 2636.6664 | 37.4166 | 3.8495 | 59.5345 | 934290.2762 | 0 | 791028.5273 | 0 | 0 | 0 | 557439.7988 | 890275.8549 | 2316315.1537 | 1580932.6879 | 7070282.2987 | 961560.8286 | 19417065.0479 | 19417065.0479 | 15071655.511 | 7933426.2906 | 0 | 27448908.1752 | 69871055.0247 | 749894.2093 | 0.54023 | 50809.326 | 129334.8788 | 1035.8168 | 2636.6664
1 | 4600 | 707 | 0.015 | 15 | 15 | 7 | 1e-09 | 5spot_SharedNeighbor | CO2 | Porous | Wet | R600a | MinimizeLCOE_Brownfield | IgnoreSilica | 2019 | 65.4413 | 2.2468 | 0.13659 | 4 | 50291.3832 | 127935.1256 | 1025.2579 | 2608.1306 | 37.4089 | 3.8453 | 56.5742 | 938528.8441 | 0 | 795888.4553 | 0 | 0 | 0 | 557624.6816 | 893896.3726 | 2325734.9982 | 1587361.9253 | 7099035.2771 | 961560.8286 | 19417065.0479 | 19417065.0479 | 15071655.511 | 7933426.2906 | 0 | 27477661.1537 | 69899808.0031 | 1000000 | 0.54637 | 50291.3832 | 127935.1256 | 1025.2579 | 2608.1306
1 | 4600 | 707 | 0.015 | 15 | 15 | 7 | 1.3335e-09 | 5spot_SharedNeighbor | CO2 | Porous | Wet | R600a | MinimizeLCOE_Brownfield | IgnoreSilica | 2019 | 65.824 | 2.2618 | 0.13777 | 4 | 49905.0569 | 126886.6019 | 1017.3821 | 2586.755 | 37.4027 | 3.8419 | 60.735 | 941910.3225 | 0 | 799780.6446 | 0 | 0 | 0 | 557929.0531 | 896851.8079 | 2333424.4345 | 1592610.1236 | 7122506.3863 | 961560.8286 | 19417065.0479 | 19417065.0479 | 15071655.511 | 7933426.2906 | 0 | 27501132.2628 | 69923279.1123 | 1333521.4322 | 0.55107 | 49905.0569 | 126886.6019 | 1017.3821 | 2586.755
1 | 4600 | 707 | 0.015 | 15 | 15 | 7 | 1.7783e-09 | 5spot_SharedNeighbor | CO2 | Porous | Wet | R600a | MinimizeLCOE_Brownfield | IgnoreSilica | 2019 | 66.1038 | 2.2729 | 0.13865 | 4 | 49616.5253 | 126106.1593 | 1011.5 | 2570.8446 | 37.3981 | 3.8394 | 68.7084 | 944374.0082 | 0 | 802624.9296 | 0 | 0 | 0 | 558057.7052 | 898972.0908 | 2338940.9756 | 1596375.2763 | 7139344.9857 | 961560.8286 | 19417065.0479 | 19417065.0479 | 15071655.511 | 7933426.2906 | 0 | 27517970.8623 | 69940117.7117 | 1778279.41 | 0.55461 | 49616.5253 | 126106.1593 | 1011.5 | 2570.8446
1 | 4600 | 707 | 0.015 | 15 | 15 | 7 | 2.3714e-09 | 5spot_SharedNeighbor | CO2 | Porous | Wet | R600a | MinimizeLCOE_Brownfield | IgnoreSilica | 2019 | 66.3085 | 2.2809 | 0.13932 | 4 | 49400.8179 | 125524.4519 | 1007.1025 | 2558.9857 | 37.3948 | 3.8376 | 69.4329 | 946170.7485 | 0 | 804703.8079 | 0 | 0 | 0 | 558087.5393 | 900495.2173 | 2342903.8385 | 1599080.0116 | 7151441.1631 | 961560.8286 | 19417065.0479 | 19417065.0479 | 15071655.511 | 7933426.2906 | 0 | 27530067.0396 | 69952213.8891 | 2371373.7057 | 0.55728 | 49400.8179 | 125524.4519 | 1007.1025 | 2558.9857
1 | 4600 | 707 | 0.015 | 15 | 15 | 7 | 3.1623e-09 | 5spot_SharedNeighbor | CO2 | Porous | Wet | R600a | MinimizeLCOE_Brownfield | IgnoreSilica | 2019 | 66.4741 | 2.2874 | 0.13983 | 4 | 49239.4335 | 125086.6279 | 1003.8125 | 2550.0601 | 37.392 | 3.8361 | 53.5096 | 947621.4021 | 0 | 806385.0897 | 0 | 0 | 0 | 558208.3532 | 901763.7896 | 2346204.4033 | 1601332.7149 | 7161515.7529 | 961560.8286 | 19417065.0479 | 19417065.0479 | 15071655.511 | 7933426.2906 | 0 | 27540141.6294 | 69962288.4789 | 3162277.6602 | 0.55931 | 49239.4335 | 125086.6279 | 1003.8125 | 2550.0601
1 | 4600 | 707 | 0.015 | 15 | 15 | 7 | 4.217e-09 | 5spot_SharedNeighbor | CO2 | Porous | Wet | R600a | MinimizeLCOE_Brownfield | IgnoreSilica | 2019 | 66.5861 | 2.2918 | 0.1402 | 4 | 49118.6213 | 124761.9204 | 1001.3495 | 2543.4405 | 37.3901 | 3.8351 | 55.4481 | 948601.4654 | 0 | 807522.4094 | 0 | 0 | 0 | 558183.2414 | 902579.7753 | 2348327.4308 | 1602781.7248 | 7167996.0471 | 961560.8286 | 19417065.0479 | 19417065.0479 | 15071655.511 | 7933426.2906 | 0 | 27546621.9236 | 69968768.7731 | 4216965.0343 | 0.56082 | 49118.6213 | 124761.9204 | 1001.3495 | 2543.4405
1 | 4600 | 707 | 0.015 | 15 | 15 | 7 | 5.6234e-09 | 5spot_SharedNeighbor | CO2 | Porous | Wet | R600a | MinimizeLCOE_Brownfield | IgnoreSilica | 2019 | 66.6787 | 2.2955 | 0.14049 | 4 | 49028.1435 | 124516.7967 | 999.505 | 2538.4433 | 37.3886 | 3.8342 | 52.6971 | 949410.4816 | 0 | 808462.1169 | 0 | 0 | 0 | 558238.1881 | 903283.2068 | 2350157.6151 | 1604030.8632 | 7173582.4717 | 961560.8286 | 19417065.0479 | 19417065.0479 | 15071655.511 | 7933426.2906 | 0 | 27552208.3483 | 69974355.1977 | 5623413.2519 | 0.56197 | 49028.1435 | 124516.7967 | 999.505 | 2538.4433
1 | 4600 | 707 | 0.015 | 15 | 15 | 7 | 7.4989e-09 | 5spot_SharedNeighbor | CO2 | Porous | Wet | R600a | MinimizeLCOE_Brownfield | IgnoreSilica | 2019 | 66.7519 | 2.2983 | 0.14071 | 4 | 48960.362 | 124332.3387 | 998.1232 | 2534.6829 | 37.3874 | 3.8336 | 50.0134 | 950048.9933 | 0 | 809204.3405 | 0 | 0 | 0 | 558310.7363 | 903849.9873 | 2351632.2619 | 1605037.3399 | 7178083.6591 | 961560.8286 | 19417065.0479 | 19417065.0479 | 15071655.511 | 7933426.2906 | 0 | 27556709.5357 | 69978856.3851 | 7498942.0933 | 0.56284 | 48960.362 | 124332.3387 | 998.1232 | 2534.6829
1 | 4600 | 707 | 0.015 | 15 | 15 | 7 | 1e-08 | 5spot_SharedNeighbor | CO2 | Porous | Wet | R600a | MinimizeLCOE_Brownfield | IgnoreSilica | 2019 | 66.7908 | 2.2999 | 0.14087 | 4 | 48909.5691 | 124197.9072 | 997.0877 | 2531.9423 | 37.3867 | 3.8332 | 53.6775 | 950388.2278 | 0 | 809598.88 | 0 | 0 | 0 | 558220.477 | 904100.9581 | 2352285.2363 | 1605483.0084 | 7180076.7875 | 961560.8286 | 19417065.0479 | 19417065.0479 | 15071655.511 | 7933426.2906 | 0 | 27558702.664 | 69980849.5135 | 10000000 | 0.56346 | 48909.5691 | 124197.9072 | 997.0877 | 2531.9423
1 | 4700 | 707 | 0.015 | 15 | 15 | 7 | 1e-13 | 5spot_SharedNeighbor | CO2 | Porous | Wet | R600a | MinimizeLCOE_Brownfield | IgnoreSilica | 2019 | 0 | 0 | 0 | 0 |  |  |  |  | 15 |  | 15.9235 | [19 empty] | 100 | 0
1 | 4700 | 707 | 0.015 | 15 | 15 | 7 | 1.3335e-13 | 5spot_SharedNeighbor | CO2 | Porous | Wet | R600a | MinimizeLCOE_Brownfield | IgnoreSilica | 2019 | 0 | 0 | 0 | 0 |  |  |  |  | 15 |  | 18.832 | [19 empty] | 133.3521 | 0
1 | 4700 | 707 | 0.015 | 15 | 15 | 7 | 1.7783e-13 | 5spot_SharedNeighbor | CO2 | Porous | Wet | R600a | MinimizeLCOE_Brownfield | IgnoreSilica | 2019 | 0 | 0 | 0 | 0 |  |  |  |  | 15 |  | 20.0752 | [19 empty] | 177.8279 | 0
1 | 4700 | 707 | 0.015 | 15 | 15 | 7 | 2.3714e-13 | 5spot_SharedNeighbor | CO2 | Porous | Wet | R600a | MinimizeLCOE_Brownfield | IgnoreSilica | 2019 | 0 | 0 | 0 | 0 |  |  |  |  | 15 |  | 21.0872 | [19 empty] | 237.1374 | 0
1 | 4700 | 707 | 0.015 | 15 | 15 | 7 | 3.1623e-13 | 5spot_SharedNeighbor | CO2 | Porous | Wet | R600a | MinimizeLCOE_Brownfield | IgnoreSilica | 2019 | 0 | 0 | 0 | 0 |  |  |  |  | 15 |  | 19.9213 | [19 empty] | 316.2278 | 0
1 | 4700 | 707 | 0.015 | 15 | 15 | 7 | 4.217e-13 | 5spot_SharedNeighbor | CO2 | Porous | Wet | R600a | MinimizeLCOE_Brownfield | IgnoreSilica | 2019 | 0 | 0 | 0 | 0 |  |  |  |  | 15 |  | 19.289 | [19 empty] | 421.6965 | 0
1 | 4700 | 707 | 0.015 | 15 | 15 | 7 | 5.6234e-13 | 5spot_SharedNeighbor | CO2 | Porous | Wet | R600a | MinimizeLCOE_Brownfield | IgnoreSilica | 2019 | 0 | 0 | 0 | 0 |  |  |  |  | 15 |  | 18.8967 | [19 empty] | 562.3413 | 0
1 | 4700 | 707 | 0.015 | 15 | 15 | 7 | 7.4989e-13 | 5spot_SharedNeighbor | CO2 | Porous | Wet | R600a | MinimizeLCOE_Brownfield | IgnoreSilica | 2019 | 1.6 | -0.076467 | 0.00014851 | 4 | 35883019.2837 | 109136706.3475 | 731523.8835 | 2224899.3772 | 30.053 | 3.2456 | 20.8928 | 55380.1396 | 0 | 12512.1021 | 0 | 0 | 0 | 59459.6469 | 49667.2366 | 129223.9614 | 88198.0089 | 394441.0956 | 961560.8286 | 19960186.6406 | 19960186.6406 | 15432221.3765 | 8123701.7665 | 0 | 21316188.5648 | 64832298.3484 | 749.8942 | 0.00059405 | 35883019.2837 | 109136706.3475 | 731523.8835 | 2224899.3772
1 | 4700 | 707 | 0.015 | 15 | 15 | 7 | 1e-12 | 5spot_SharedNeighbor | CO2 | Porous | Wet | R600a | MinimizeLCOE_Brownfield | IgnoreSilica | 2019 | 1.6 | -0.073371 | 0.00088043 | 4 | 6047323.7269 | 18403777.8321 | 123282.8738 | 375185.9041 | 30.0531 | 3.2457 | 21.4464 | 55380.3346 | 0 | 12512.0398 | 0 | 0 | 0 | 53279.8467 | 47257.1662 | 122953.4528 | 83918.258 | 375301.0982 | 961560.8286 | 19960186.6406 | 19960186.6406 | 15432221.3765 | 8123701.7665 | 0 | 21297048.5674 | 64813158.3511 | 1000 | 0.0035217 | 6047323.7269 | 18403777.8321 | 123282.8738 | 375185.9041
1 | 4700 | 707 | 0.015 | 15 | 15 | 7 | 1.3335e-12 | 5spot_SharedNeighbor | CO2 | Porous | Wet | R600a | MinimizeLCOE_Brownfield | IgnoreSilica | 2019 | 1.6 | -0.071042 | 0.0014275 | 4 | 3727138.2784 | 11348123.4629 | 75982.7551 | 231346.8463 | 30.0531 | 3.2457 | 19.3321 | 55380.4512 | 0 | 12512.0026 | 0 | 0 | 0 | 48452.9369 | 45374.7024 | 118055.6679 | 80575.4192 | 360351.1802 | 961560.8286 | 19960186.6406 | 19960186.6406 | 15432221.3765 | 8123701.7665 | 0 | 21282098.6494 | 64798208.4331 | 1333.5214 | 0.00571 | 3727138.2784 | 11348123.4629 | 75982.7551 | 231346.8463
1 | 4700 | 707 | 0.015 | 15 | 15 | 7 | 1.7783e-12 | 5spot_SharedNeighbor | CO2 | Porous | Wet | R600a | MinimizeLCOE_Brownfield | IgnoreSilica | 2019 | 2.8324 | -0.056422 | 0.0025202 | 4 | 2140437.9733 | 6457141.4951 | 43635.7232 | 131637.5633 | 33.2796 | 3.6633 | 41.1523 | 92854.7526 | 0 | 37824.3186 | 0 | 0 | 0 | 81031.3713 | 82567.0726 | 214822.5861 | 146620.8292 | 655720.9305 | 961560.8286 | 19960186.6406 | 19960186.6406 | 15432221.3765 | 8123701.7665 | 0 | 21577468.3997 | 65093578.1834 | 1778.2794 | 0.010081 | 2140437.9733 | 6457141.4951 | 43635.7232 | 131637.5633
1 | 4700 | 707 | 0.015 | 15 | 15 | 7 | 2.3714e-12 | 5spot_SharedNeighbor | CO2 | Porous | Wet | R600a | MinimizeLCOE_Brownfield | IgnoreSilica | 2019 | 3.8413 | -0.031217 | 0.0039178 | 4 | 1390281.6548 | 4167083.1115 | 28342.772 | 84951.6256 | 34.6036 | 3.8335 | 36.6799 | 120480.7876 | 0 | 57093.455 | 0 | 0 | 0 | 101958.5666 | 109017.7956 | 283641.9415 | 193591.4534 | 865783.9997 | 961560.8286 | 19960186.6406 | 19960186.6406 | 15432221.3765 | 8123701.7665 | 0 | 21787531.469 | 65303641.2526 | 2371.3737 | 0.015671 | 1390281.6548 | 4167083.1115 | 28342.772 | 84951.6256
1 | 4700 | 707 | 0.015 | 15 | 15 | 7 | 3.1623e-12 | 5spot_SharedNeighbor | CO2 | Porous | Wet | R600a | MinimizeLCOE_Brownfield | IgnoreSilica | 2019 | 5.1371 | 0.0076516 | 0.0058613 | 4 | 939881.0316 | 2795950.1254 | 19160.7461 | 56999.2251 | 35.6212 | 3.9639 | 37.444 | 153074.2037 | 0 | 80416.6793 | 0 | 0 | 0 | 126199.3583 | 140279.1941 | 364977.6879 | 249104.7715 | 1114051.8949 | 961560.8286 | 19960186.6406 | 19960186.6406 | 15432221.3765 | 8123701.7665 | 0 | 22035799.3641 | 65551909.1478 | 3162.2777 | 0.023445 | 939881.0316 | 2795950.1254 | 19160.7461 | 56999.2251
1 | 4700 | 707 | 0.015 | 15 | 15 | 7 | 4.217e-12 | 5spot_SharedNeighbor | CO2 | Porous | Wet | R600a | MinimizeLCOE_Brownfield | IgnoreSilica | 2019 | 6.8251 | 0.063429 | 0.0085092 | 4 | 656169.3782 | 1934670.2432 | 13376.9003 | 39440.8697 | 36.4118 | 4.0644 | 36.3001 | 192018.7027 | 0 | 109004.9616 | 0 | 0 | 0 | 154920.4707 | 177818.2126 | 462646.5138 | 315765.7521 | 1412174.6135 | 961560.8286 | 19960186.6406 | 19960186.6406 | 15432221.3765 | 8123701.7665 | 0 | 22333922.0827 | 65850031.8664 | 4216.965 | 0.034037 | 656169.3782 | 1934670.2432 | 13376.9003 | 39440.8697
1 | 4700 | 707 | 0.015 | 15 | 15 | 7 | 5.6234e-12 | 5spot_SharedNeighbor | CO2 | Porous | Wet | R600a | MinimizeLCOE_Brownfield | IgnoreSilica | 2019 | 9.0151 | 0.1399 | 0.01206 | 4 | 470359.4066 | 1372419.6635 | 9588.9127 | 27978.6312 | 37.0202 | 4.1407 | 44.8508 | 238346.4322 | 0 | 143902.7002 | 0 | 0 | 0 | 188826.8982 | 222719.6519 | 579470.8481 | 395500.7608 | 1768767.2912 | 961560.8286 | 19960186.6406 | 19960186.6406 | 15432221.3765 | 8123701.7665 | 0 | 22690514.7605 | 66206624.5441 | 5623.4133 | 0.048241 | 470359.4066 | 1372419.6635 | 9588.9127 | 27978.6312
1 | 4700 | 707 | 0.015 | 15 | 15 | 7 | 7.4989e-12 | 5spot_SharedNeighbor | CO2 | Porous | Wet | R600a | MinimizeLCOE_Brownfield | IgnoreSilica | 2019 | 11.8191 | 0.24108 | 0.016751 | 4 | 344923.5992 | 994372.0049 | 7031.7341 | 20271.6183 | 37.4805 | 4.1966 | 48.1054 | 292776.7618 | 0 | 185997.5146 | 0 | 0 | 0 | 228227.0359 | 275730.5118 | 717394.2316 | 489636.304 | 2189762.3597 | 961560.8286 | 19960186.6406 | 19960186.6406 | 15432221.3765 | 8123701.7665 | 0 | 23111509.8289 | 66627619.6125 | 7498.9421 | 0.067005 | 344923.5992 | 994372.0049 | 7031.7341 | 20271.6183
1 | 4700 | 707 | 0.015 | 15 | 15 | 7 | 1e-11 | 5spot_SharedNeighbor | CO2 | Porous | Wet | R600a | MinimizeLCOE_Brownfield | IgnoreSilica | 2019 | 15.3144 | 0.36984 | 0.022836 | 4 | 258314.9047 | 734716.5388 | 5266.0987 | 14978.1904 | 37.8193 | 4.2349 | 55.56 | 355161.5791 | 0 | 235562.6935 | 0 | 0 | 0 | 272490.5059 | 336653.7636 | 875904.0358 | 597822.5024 | 2673595.0803 | 961560.8286 | 19960186.6406 | 19960186.6406 | 15432221.3765 | 8123701.7665 | 0 | 23595342.5496 | 67111452.3332 | 10000 | 0.091343 | 258314.9047 | 734716.5388 | 5266.0987 | 14978.1904
1 | 4700 | 707 | 0.015 | 15 | 15 | 7 | 1.3335e-11 | 5spot_SharedNeighbor | CO2 | Porous | Wet | R600a | MinimizeLCOE_Brownfield | IgnoreSilica | 2019 | 19.5876 | 0.52934 | 0.030547 | 4 | 197583.6048 | 553728.3915 | 4028.009 | 11288.5022 | 38.0624 | 4.258 | 49.7872 | 425458.7811 | 0 | 293000.3416 | 0 | 0 | 0 | 321273.439 | 405495.6991 | 1055016.6304 | 720070.5287 | 3220315.4199 | 961560.8286 | 19960186.6406 | 19960186.6406 | 15432221.3765 | 8123701.7665 | 0 | 24142062.8891 | 67658172.6728 | 13335.2143 | 0.12219 | 197583.6048 | 553728.3915 | 4028.009 | 11288.5022
1 | 4700 | 707 | 0.015 | 15 | 15 | 7 | 1.7783e-11 | 5spot_SharedNeighbor | CO2 | Porous | Wet | R600a | MinimizeLCOE_Brownfield | IgnoreSilica | 2019 | 24.5787 | 0.71753 | 0.039992 | 4 | 154607.7082 | 426636.2769 | 3151.8873 | 8697.5576 | 38.2255 | 4.2671 | 46.5943 | 501362.8708 | 0 | 356875.3459 | 0 | 0 | 0 | 372102.4023 | 479832.8414 | 1248426.6261 | 852076.8249 | 3810676.9114 | 961560.8286 | 19960186.6406 | 19960186.6406 | 15432221.3765 | 8123701.7665 | 0 | 24732424.3807 | 68248534.1643 | 17782.7941 | 0.15997 | 154607.7082 | 426636.2769 | 3151.8873 | 8697.5576
1 | 4700 | 707 | 0.015 | 15 | 15 | 7 | 2.3714e-11 | 5spot_SharedNeighbor | CO2 | Porous | Wet | R600a | MinimizeLCOE_Brownfield | IgnoreSilica | 2019 | 30.1212 | 0.92831 | 0.051056 | 4 | 124076.3879 | 337154.9715 | 2529.465 | 6873.3601 | 38.3233 | 4.2634 | 49.0689 | 579576.5743 | 0 | 424781.5049 | 0 | 0 | 0 | 422012.7105 | 556284.608 | 1447338.4403 | 987838.2254 | 4417832.0634 | 961560.8286 | 19960186.6406 | 19960186.6406 | 15432221.3765 | 8123701.7665 | 0 | 25339579.5327 | 68855689.3163 | 23713.7371 | 0.20423 | 124076.3879 | 337154.9715 | 2529.465 | 6873.3601
1 | 4700 | 707 | 0.015 | 15 | 15 | 7 | 3.1623e-11 | 5spot_SharedNeighbor | CO2 | Porous | Wet | R600a | MinimizeLCOE_Brownfield | IgnoreSilica | 2019 | 35.8823 | 1.1493 | 0.063311 | 4 | 102371.3931 | 274206.8334 | 2086.9793 | 5590.0772 | 38.3691 | 4.2489 | 52.3535 | 655375.3933 | 0 | 492787.3035 | 0 | 0 | 0 | 467166.3521 | 629978.3291 | 1639074.3859 | 1118701.948 | 5003083.712 | 961560.8286 | 19960186.6406 | 19960186.6406 | 15432221.3765 | 8123701.7665 | 0 | 25924831.1812 | 69440940.9649 | 31622.7766 | 0.25324 | 102371.3931 | 274206.8334 | 2086.9793 | 5590.0772
1 | 4700 | 707 | 0.015 | 15 | 15 | 7 | 4.217e-11 | 5spot_SharedNeighbor | CO2 | Porous | Wet | R600a | MinimizeLCOE_Brownfield | IgnoreSilica | 2019 | 41.4707 | 1.3654 | 0.076063 | 4 | 86942.8784 | 229969.7618 | 1772.4482 | 4688.2447 | 38.377 | 4.2269 | 47.1069 | 724337.6166 | 0 | 556773.6777 | 0 | 0 | 0 | 504578.1352 | 696418.8775 | 1811939.0641 | 1236685.6429 | 5530733.0141 | 961560.8286 | 19960186.6406 | 19960186.6406 | 15432221.3765 | 8123701.7665 | 0 | 26452480.4833 | 69968590.267 | 42169.6503 | 0.30425 | 86942.8784 | 229969.7618 | 1772.4482 | 4688.2447
1 | 4700 | 707 | 0.015 | 15 | 15 | 7 | 5.6234e-11 | 5spot_SharedNeighbor | CO2 | Porous | Wet | R600a | MinimizeLCOE_Brownfield | IgnoreSilica | 2019 | 46.5861 | 1.5649 | 0.088542 | 4 | 75962.8598 | 198831.5502 | 1548.6056 | 4053.4501 | 38.3604 | 4.2009 | 48.7635 | 783952.1865 | 0 | 613949.0976 | 0 | 0 | 0 | 533434.4847 | 753220.9499 | 1959726.4047 | 1337553.5396 | 5981836.663 | 961560.8286 | 19960186.6406 | 19960186.6406 | 15432221.3765 | 8123701.7665 | 0 | 26903584.1323 | 70419693.9159 | 56234.1325 | 0.35417 | 75962.8598 | 198831.5502 | 1548.6056 | 4053.4501
1 | 4700 | 707 | 0.015 | 15 | 15 | 7 | 7.4989e-11 | 5spot_SharedNeighbor | CO2 | Porous | Wet | R600a | MinimizeLCOE_Brownfield | IgnoreSilica | 2019 | 51.0297 | 1.7396 | 0.10008 | 4 | 68122.0508 | 176821.7921 | 1388.7601 | 3604.7514 | 38.3309 | 4.1741 | 45.9534 | 833218.5144 | 0 | 662699.4011 | 0 | 0 | 0 | 554210.5265 | 799550.0924 | 2080265.3301 | 1419823.833 | 6349767.6976 | 961560.8286 | 19960186.6406 | 19960186.6406 | 15432221.3765 | 8123701.7665 | 0 | 27271515.1668 | 70787624.9505 | 74989.4209 | 0.40033 | 68122.0508 | 176821.7921 | 1388.7601 | 3604.7514
1 | 4700 | 707 | 0.015 | 15 | 15 | 7 | 1e-10 | 5spot_SharedNeighbor | CO2 | Porous | Wet | R600a | MinimizeLCOE_Brownfield | IgnoreSilica | 2019 | 54.7445 | 1.8866 | 0.11026 | 4 | 62492.9674 | 161158.1621 | 1274.0037 | 3285.4271 | 38.2967 | 4.1489 | 45.9463 | 872697.9069 | 0 | 702883.3636 | 0 | 0 | 0 | 568468.3445 | 836179.3499 | 2175567.1444 | 1484869.2795 | 6640665.3887 | 961560.8286 | 19960186.6406 | 19960186.6406 | 15432221.3765 | 8123701.7665 | 0 | 27562412.8579 | 71078522.6416 | 100000 | 0.44105 | 62492.9674 | 161158.1621 | 1274.0037 | 3285.4271
1 | 4700 | 707 | 0.015 | 15 | 15 | 7 | 1.3335e-10 | 5spot_SharedNeighbor | CO2 | Porous | Wet | R600a | MinimizeLCOE_Brownfield | IgnoreSilica | 2019 | 57.7434 | 2.0061 | 0.11889 | 4 | 58425.8947 | 149928.2799 | 1191.0909 | 3056.4908 | 38.2631 | 4.1267 | 66.7075 | 903470.463 | 0 | 734980.8314 | 0 | 0 | 0 | 577724.9709 | 864308.7434 | 2248754.0563 | 1534820.8507 | 6864059.9157 | 961560.8286 | 19960186.6406 | 19960186.6406 | 15432221.3765 | 8123701.7665 | 0 | 27785807.3849 | 71301917.1686 | 133352.1432 | 0.47557 | 58425.8947 | 149928.2799 | 1191.0909 | 3056.4908
1 | 4700 | 707 | 0.015 | 15 | 15 | 7 | 1.7783e-10 | 5spot_SharedNeighbor | CO2 | Porous | Wet | R600a | MinimizeLCOE_Brownfield | IgnoreSilica | 2019 | 60.1212 | 2.1012 | 0.126 | 4 | 55468.2454 | 141810.3958 | 1130.7952 | 2890.9967 | 38.233 | 4.108 | 56.8362 | 927187.5299 | 0 | 760231.3119 | 0 | 0 | 0 | 583636.2638 | 885711.4912 | 2304439.6156 | 1572827.3892 | 7034033.6016 | 961560.8286 | 19960186.6406 | 19960186.6406 | 15432221.3765 | 8123701.7665 | 0 | 27955781.0708 | 71471890.8544 | 177827.941 | 0.504 | 55468.2454 | 141810.3958 | 1130.7952 | 2890.9967
1 | 4700 | 707 | 0.015 | 15 | 15 | 7 | 2.3714e-10 | 5spot_SharedNeighbor | CO2 | Porous | Wet | R600a | MinimizeLCOE_Brownfield | IgnoreSilica | 2019 | 61.977 | 2.1758 | 0.13171 | 4 | 53304.4472 | 135899.6729 | 1086.6833 | 2770.4986 | 38.2074 | 4.0928 | 70.1693 | 945283.2649 | 0 | 779822.5074 | 0 | 0 | 0 | 587338.5734 | 901853.2948 | 2346437.2776 | 1601491.6564 | 7162226.5746 | 961560.8286 | 19960186.6406 | 19960186.6406 | 15432221.3765 | 8123701.7665 | 0 | 28083974.0438 | 71600083.8275 | 237137.3706 | 0.52686 | 53304.4472 | 135899.6729 | 1086.6833 | 2770.4986
1 | 4700 | 707 | 0.015 | 15 | 15 | 7 | 3.1623e-10 | 5spot_SharedNeighbor | CO2 | Porous | Wet | R600a | MinimizeLCOE_Brownfield | IgnoreSilica | 2019 | 63.4145 | 2.2337 | 0.13624 | 4 | 51713.1761 | 131567.7451 | 1054.243 | 2682.1864 | 38.1863 | 4.0806 | 51.4285 | 959052.6592 | 0 | 794931.4087 | 0 | 0 | 0 | 589684.1785 | 914030.6161 | 2378120.1697 | 1623115.8813 | 7258934.9135 | 961560.8286 | 19960186.6406 | 19960186.6406 | 15432221.3765 | 8123701.7665 | 0 | 28180682.3828 | 71696792.1664 | 316227.766 | 0.54494 | 51713.1761 | 131567.7451 | 1054.243 | 2682.1864
1 | 4700 | 707 | 0.015 | 15 | 15 | 7 | 4.217e-10 | 5spot_SharedNeighbor | CO2 | Porous | Wet | R600a | MinimizeLCOE_Brownfield | IgnoreSilica | 2019 | 64.525 | 2.2786 | 0.13977 | 4 | 50537.8859 | 128375.0476 | 1030.2832 | 2617.099 | 38.1692 | 4.0709 | 60.9818 | 969543.4477 | 0 | 806565.9398 | 0 | 0 | 0 | 591234.9258 | 923264.2822 | 2402144.2747 | 1639512.8266 | 7332265.6967 | 961560.8286 | 19960186.6406 | 19960186.6406 | 15432221.3765 | 8123701.7665 | 0 | 28254013.1659 | 71770122.9496 | 421696.5034 | 0.55907 | 50537.8859 | 128375.0476 | 1030.2832 | 2617.099
1 | 4700 | 707 | 0.015 | 15 | 15 | 7 | 5.6234e-10 | 5spot_SharedNeighbor | CO2 | Porous | Wet | R600a | MinimizeLCOE_Brownfield | IgnoreSilica | 2019 | 65.3681 | 2.3127 | 0.14249 | 4 | 49666.8112 | 126014.7141 | 1012.5251 | 2568.9804 | 38.1559 | 4.0634 | 59.5143 | 977422.2952 | 0 | 815376.7306 | 0 | 0 | 0 | 592187.1689 | 930144.6159 | 2420045.4918 | 1651730.7751 | 7386907.0775 | 961560.8286 | 19960186.6406 | 19960186.6406 | 15432221.3765 | 8123701.7665 | 0 | 28308654.5467 | 71824764.3303 | 562341.3252 | 0.56997 | 49666.8112 | 126014.7141 | 1012.5251 | 2568.9804
1 | 4700 | 707 | 0.015 | 15 | 15 | 7 | 7.4989e-10 | 5spot_SharedNeighbor | CO2 | Porous | Wet | R600a | MinimizeLCOE_Brownfield | IgnoreSilica | 2019 | 66.0092 | 2.3386 | 0.14458 | 4 | 49019.4315 | 124263.1254 | 999.3274 | 2533.2719 | 38.1455 | 4.0576 | 59.6122 | 983363.6449 | 0 | 822063.5693 | 0 | 0 | 0 | 592806.0891 | 935310.9883 | 2433487.3329 | 1660905.1079 | 7427936.7324 | 961560.8286 | 19960186.6406 | 19960186.6406 | 15432221.3765 | 8123701.7665 | 0 | 28349684.2016 | 71865793.9853 | 749894.2093 | 0.57834 | 49019.4315 | 124263.1254 | 999.3274 | 2533.2719
1 | 4700 | 707 | 0.015 | 15 | 15 | 7 | 1e-09 | 5spot_SharedNeighbor | CO2 | Porous | Wet | R600a | MinimizeLCOE_Brownfield | IgnoreSilica | 2019 | 66.4935 | 2.3583 | 0.14618 | 4 | 48537.2702 | 122960.3469 | 989.4979 | 2506.713 | 38.1375 | 4.0532 | 54.2529 | 987824.6544 | 0 | 827109.057 | 0 | 0 | 0 | 593201.4963 | 939172.731 | 2443534.7952 | 1667762.7074 | 7458605.4412 | 961560.8286 | 19960186.6406 | 19960186.6406 | 15432221.3765 | 8123701.7665 | 0 | 28380352.9104 | 71896462.6941 | 1000000 | 0.58471 | 48537.2702 | 122960.3469 | 989.4979 | 2506.713
1 | 4700 | 707 | 0.015 | 15 | 15 | 7 | 1.3335e-09 | 5spot_SharedNeighbor | CO2 | Porous | Wet | R600a | MinimizeLCOE_Brownfield | IgnoreSilica | 2019 | 66.8419 | 2.3725 | 0.14738 | 4 | 48177.5681 | 121993.3878 | 982.1649 | 2487.0002 | 38.1316 | 4.05 | 58.8138 | 991018.4526 | 0 | 830734.5755 | 0 | 0 | 0 | 593298.8236 | 941870.2222 | 2450553.114 | 1672552.8542 | 7480028.0422 | 961560.8286 | 19960186.6406 | 19960186.6406 | 15432221.3765 | 8123701.7665 | 0 | 28401775.5114 | 71917885.2951 | 1333521.4322 | 0.58952 | 48177.5681 | 121993.3878 | 982.1649 | 2487.0002
1 | 4700 | 707 | 0.015 | 15 | 15 | 7 | 1.7783e-09 | 5spot_SharedNeighbor | CO2 | Porous | Wet | R600a | MinimizeLCOE_Brownfield | IgnoreSilica | 2019 | 67.1197 | 2.3838 | 0.1483 | 4 | 47908.8843 | 121268.0491 | 976.6874 | 2472.2132 | 38.127 | 4.0474 | 56.3283 | 993556.4526 | 0 | 833623.654 | 0 | 0 | 0 | 593495.2931 | 944063.4059 | 2456259.3281 | 1676447.4625 | 7497445.5963 | 961560.8286 | 19960186.6406 | 19960186.6406 | 15432221.3765 | 8123701.7665 | 0 | 28419193.0656 | 71935302.8492 | 1778279.41 | 0.59319 | 47908.8843 | 121268.0491 | 976.6874 | 2472.2132
1 | 4700 | 707 | 0.015 | 15 | 15 | 7 | 2.3714e-09 | 5spot_SharedNeighbor | CO2 | Porous | Wet | R600a | MinimizeLCOE_Brownfield | IgnoreSilica | 2019 | 67.3218 | 2.392 | 0.14899 | 4 | 47707.9958 | 120727.6432 | 972.592 | 2461.1963 | 38.1235 | 4.0455 | 64.2276 | 995397.3491 | 0 | 835723.6822 | 0 | 0 | 0 | 593564.4588 | 945627.3411 | 2460328.3668 | 1679224.665 | 7509865.8629 | 961560.8286 | 19960186.6406 | 19960186.6406 | 15432221.3765 | 8123701.7665 | 0 | 28431613.3322 | 71947723.1158 | 2371373.7057 | 0.59595 | 47707.9958 | 120727.6432 | 972.592 | 2461.1963
1 | 4700 | 707 | 0.015 | 15 | 15 | 7 | 3.1623e-09 | 5spot_SharedNeighbor | CO2 | Porous | Wet | R600a | MinimizeLCOE_Brownfield | IgnoreSilica | 2019 | 67.483 | 2.3985 | 0.14951 | 4 | 47557.6847 | 120321.35 | 969.5277 | 2452.9135 | 38.1208 | 4.044 | 58.3692 | 996862.3993 | 0 | 837397.673 | 0 | 0 | 0 | 593695.777 | 946902.7812 | 2463646.8003 | 1681489.5641 | 7519994.995 | 961560.8286 | 19960186.6406 | 19960186.6406 | 15432221.3765 | 8123701.7665 | 0 | 28441742.4642 | 71957852.2478 | 3162277.6602 | 0.59805 | 47557.6847 | 120321.35 | 969.5277 | 2452.9135
1 | 4700 | 707 | 0.015 | 15 | 15 | 7 | 4.217e-09 | 5spot_SharedNeighbor | CO2 | Porous | Wet | R600a | MinimizeLCOE_Brownfield | IgnoreSilica | 2019 | 67.5996 | 2.4033 | 0.1499 | 4 | 47445.1567 | 120018.2831 | 967.2337 | 2446.735 | 38.1188 | 4.043 | 59.854 | 997921.6281 | 0 | 838609.4734 | 0 | 0 | 0 | 593749.1589 | 947809.3016 | 2466005.3803 | 1683099.3434 | 7527194.2858 | 961560.8286 | 19960186.6406 | 19960186.6406 | 15432221.3765 | 8123701.7665 | 0 | 28448941.755 | 71965051.5387 | 4216965.0343 | 0.59962 | 47445.1567 | 120018.2831 | 967.2337 | 2446.735
1 | 4700 | 707 | 0.015 | 15 | 15 | 7 | 5.6234e-09 | 5spot_SharedNeighbor | CO2 | Porous | Wet | R600a | MinimizeLCOE_Brownfield | IgnoreSilica | 2019 | 67.6922 | 2.407 | 0.1502 | 4 | 47360.8791 | 119790.2251 | 965.5156 | 2442.0858 | 38.1172 | 4.0421 | 57.4987 | 998761.2882 | 0 | 839570.9742 | 0 | 0 | 0 | 593833.4668 | 948544.6344 | 2467918.5654 | 1684405.1315 | 7533034.0604 | 961560.8286 | 19960186.6406 | 19960186.6406 | 15432221.3765 | 8123701.7665 | 0 | 28454781.5297 | 71970891.3133 | 5623413.2519 | 0.60081 | 47360.8791 | 119790.2251 | 965.5156 | 2442.0858
1 | 4700 | 707 | 0.015 | 15 | 15 | 7 | 7.4989e-09 | 5spot_SharedNeighbor | CO2 | Porous | Wet | R600a | MinimizeLCOE_Brownfield | IgnoreSilica | 2019 | 67.7628 | 2.4099 | 0.15043 | 4 | 47297.7402 | 119619.1665 | 964.2284 | 2438.5985 | 38.116 | 4.0414 | 66.8823 | 999400.4405 | 0 | 840303.4149 | 0 | 0 | 0 | 593905.0614 | 949107.4776 | 2469382.968 | 1685404.6164 | 7537503.9788 | 961560.8286 | 19960186.6406 | 19960186.6406 | 15432221.3765 | 8123701.7665 | 0 | 28459251.448 | 71975361.2317 | 7498942.0933 | 0.6017 | 47297.7402 | 119619.1665 | 964.2284 | 2438.5985
1 | 4700 | 707 | 0.015 | 15 | 15 | 7 | 1e-08 | 5spot_SharedNeighbor | CO2 | Porous | Wet | R600a | MinimizeLCOE_Brownfield | IgnoreSilica | 2019 | 67.7971 | 2.4113 | 0.15059 | 4 | 47250.4257 | 119495.2249 | 963.2638 | 2436.0718 | 38.1154 | 4.0411 | 61.2082 | 999710.6348 | 0 | 840659.0529 | 0 | 0 | 0 | 593783.5795 | 949319.7742 | 2469935.3203 | 1685781.6082 | 7539189.9699 | 961560.8286 | 19960186.6406 | 19960186.6406 | 15432221.3765 | 8123701.7665 | 0 | 28460937.4392 | 71977047.2228 | 10000000 | 0.60234 | 47250.4257 | 119495.2249 | 963.2638 | 2436.0718
1 | 4800 | 707 | 0.015 | 15 | 15 | 7 | 1e-13 | 5spot_SharedNeighbor | CO2 | Porous | Wet | R600a | MinimizeLCOE_Brownfield | IgnoreSilica | 2019 | 0 | 0 | 0 | 0 |  |  |  |  | 15 |  | 17.7055 | [19 empty] | 100 | 0
1 | 4800 | 707 | 0.015 | 15 | 15 | 7 | 1.3335e-13 | 5spot_SharedNeighbor | CO2 | Porous | Wet | R600a | MinimizeLCOE_Brownfield | IgnoreSilica | 2019 | 0 | 0 | 0 | 0 |  |  |  |  | 15 |  | 18.9662 | [19 empty] | 133.3521 | 0
1 | 4800 | 707 | 0.015 | 15 | 15 | 7 | 1.7783e-13 | 5spot_SharedNeighbor | CO2 | Porous | Wet | R600a | MinimizeLCOE_Brownfield | IgnoreSilica | 2019 | 0 | 0 | 0 | 0 |  |  |  |  | 15 |  | 21.6201 | [19 empty] | 177.8279 | 0
1 | 4800 | 707 | 0.015 | 15 | 15 | 7 | 2.3714e-13 | 5spot_SharedNeighbor | CO2 | Porous | Wet | R600a | MinimizeLCOE_Brownfield | IgnoreSilica | 2019 | 0 | 0 | 0 | 0 |  |  |  |  | 15 |  | 19.4823 | [19 empty] | 237.1374 | 0
1 | 4800 | 707 | 0.015 | 15 | 15 | 7 | 3.1623e-13 | 5spot_SharedNeighbor | CO2 | Porous | Wet | R600a | MinimizeLCOE_Brownfield | IgnoreSilica | 2019 | 0 | 0 | 0 | 0 |  |  |  |  | 15 |  | 19.1982 | [19 empty] | 316.2278 | 0
1 | 4800 | 707 | 0.015 | 15 | 15 | 7 | 4.217e-13 | 5spot_SharedNeighbor | CO2 | Porous | Wet | R600a | MinimizeLCOE_Brownfield | IgnoreSilica | 2019 | 0 | 0 | 0 | 0 |  |  |  |  | 15 |  | 20.257 | [19 empty] | 421.6965 | 0
1 | 4800 | 707 | 0.015 | 15 | 15 | 7 | 5.6234e-13 | 5spot_SharedNeighbor | CO2 | Porous | Wet | R600a | MinimizeLCOE_Brownfield | IgnoreSilica | 2019 | 0 | 0 | 0 | 0 |  |  |  |  | 15 |  | 19.587 | [19 empty] | 562.3413 | 0
1 | 4800 | 707 | 0.015 | 15 | 15 | 7 | 7.4989e-13 | 5spot_SharedNeighbor | CO2 | Porous | Wet | R600a | MinimizeLCOE_Brownfield | IgnoreSilica | 2019 | 1.6 | -0.078198 | 0.00022511 | 4 | 24294216.6764 | 73851162.8769 | 495270.4673 | 1505555.8463 | 30.3326 | 3.4084 | 19.7583 | 57235.3586 | 0 | 12542.9363 | 0 | 0 | 0 | 61028.3221 | 51014.5806 | 132729.4743 | 90590.5935 | 405141.2654 | 961560.8286 | 20509168.3242 | 20509168.3242 | 15798354.3283 | 8316321.2789 | 0 | 21875870.4182 | 66499714.3495 | 749.8942 | 0.00090046 | 24294216.6764 | 73851162.8769 | 495270.4673 | 1505555.8463
1 | 4800 | 707 | 0.015 | 15 | 15 | 7 | 1e-12 | 5spot_SharedNeighbor | CO2 | Porous | Wet | R600a | MinimizeLCOE_Brownfield | IgnoreSilica | 2019 | 1.6 | -0.075111 | 0.00095518 | 4 | 5720640.3122 | 17400050.0697 | 116622.9905 | 354723.556 | 30.3326 | 3.4084 | 21.5122 | 57235.5632 | 0 | 12542.8706 | 0 | 0 | 0 | 54938.3572 | 48639.5485 | 126550.1278 | 86373.0626 | 386279.5299 | 961560.8286 | 20509168.3242 | 20509168.3242 | 15798354.3283 | 8316321.2789 | 0 | 21857008.6827 | 66480852.614 | 1000 | 0.0038207 | 5720640.3122 | 17400050.0697 | 116622.9905 | 354723.556
1 | 4800 | 707 | 0.015 | 15 | 15 | 7 | 1.3335e-12 | 5spot_SharedNeighbor | CO2 | Porous | Wet | R600a | MinimizeLCOE_Brownfield | IgnoreSilica | 2019 | 1.6 | -0.07279 | 0.0015009 | 4 | 3638266.2083 | 11071246.4639 | 74170.9778 | 225702.3341 | 30.3326 | 3.4084 | 20.3047 | 57235.6872 | 0 | 12542.8308 | 0 | 0 | 0 | 50191.0158 | 46788.1182 | 121733.0859 | 83085.3325 | 371576.0704 | 961560.8286 | 20509168.3242 | 20509168.3242 | 15798354.3283 | 8316321.2789 | 0 | 21842305.2231 | 66466149.1545 | 1333.5214 | 0.0060035 | 3638266.2083 | 11071246.4639 | 74170.9778 | 225702.3341
1 | 4800 | 707 | 0.015 | 15 | 15 | 7 | 1.7783e-12 | 5spot_SharedNeighbor | CO2 | Porous | Wet | R600a | MinimizeLCOE_Brownfield | IgnoreSilica | 2019 | 2.9787 | -0.055481 | 0.0027589 | 4 | 2010056.7696 | 6053652.8345 | 40977.7261 | 123411.9012 | 33.9606 | 3.8788 | 34.2893 | 100355.4584 | 0 | 41346.2104 | 0 | 0 | 0 | 88056.7081 | 89605.767 | 233135.8251 | 159119.9911 | 711619.96 | 961560.8286 | 20509168.3242 | 20509168.3242 | 15798354.3283 | 8316321.2789 | 0 | 22182349.1128 | 66806193.0442 | 1778.2794 | 0.011036 | 2010056.7696 | 6053652.8345 | 40977.7261 | 123411.9012
1 | 4800 | 707 | 0.015 | 15 | 15 | 7 | 2.3714e-12 | 5spot_SharedNeighbor | CO2 | Porous | Wet | R600a | MinimizeLCOE_Brownfield | IgnoreSilica | 2019 | 4.0239 | -0.027837 | 0.0043065 | 4 | 1300629.7814 | 3891142.6924 | 26515.0973 | 79326.2069 | 35.2928 | 4.05 | 45.5153 | 129653.9779 | 0 | 61599.7601 | 0 | 0 | 0 | 110224.0089 | 117576.3212 | 305909.4697 | 208789.4989 | 933753.0365 | 961560.8286 | 20509168.3242 | 20509168.3242 | 15798354.3283 | 8316321.2789 | 0 | 22404482.1893 | 67028326.1207 | 2371.3737 | 0.017226 | 1300629.7814 | 3891142.6924 | 26515.0973 | 79326.2069
1 | 4800 | 707 | 0.015 | 15 | 15 | 7 | 3.1623e-12 | 5spot_SharedNeighbor | CO2 | Porous | Wet | R600a | MinimizeLCOE_Brownfield | IgnoreSilica | 2019 | 5.405 | 0.015346 | 0.0064587 | 4 | 877713.2427 | 2604989.1181 | 17893.3716 | 53106.2267 | 36.3446 | 4.1845 | 49.8011 | 165200.449 | 0 | 86814.4693 | 0 | 0 | 0 | 136983.1417 | 151709.2434 | 394716.3314 | 269402.0068 | 1204825.6416 | 961560.8286 | 20509168.3242 | 20509168.3242 | 15798354.3283 | 8316321.2789 | 0 | 22675554.7944 | 67299398.7258 | 3162.2777 | 0.025835 | 877713.2427 | 2604989.1181 | 17893.3716 | 53106.2267
1 | 4800 | 707 | 0.015 | 15 | 15 | 7 | 4.217e-12 | 5spot_SharedNeighbor | CO2 | Porous | Wet | R600a | MinimizeLCOE_Brownfield | IgnoreSilica | 2019 | 7.1781 | 0.076225 | 0.0093875 | 4 | 612393.6922 | 1800773.569 | 12484.4737 | 36711.2049 | 37.1464 | 4.2862 | 47.5716 | 207032.7782 | 0 | 117262.5411 | 0 | 0 | 0 | 167994.5335 | 191993.0426 | 499526.5136 | 340937.1098 | 1524746.5188 | 961560.8286 | 20509168.3242 | 20509168.3242 | 15798354.3283 | 8316321.2789 | 0 | 22995475.6715 | 67619319.6029 | 4216.965 | 0.03755 | 612393.6922 | 1800773.569 | 12484.4737 | 36711.2049
1 | 4800 | 707 | 0.015 | 15 | 15 | 7 | 5.6234e-12 | 5spot_SharedNeighbor | CO2 | Porous | Wet | R600a | MinimizeLCOE_Brownfield | IgnoreSilica | 2019 | 9.4561 | 0.15866 | 0.013309 | 4 | 439054.405 | 1277261.5127 | 8950.7179 | 26038.7036 | 37.7587 | 4.3625 | 46.4229 | 256334.3659 | 0 | 154083.552 | 0 | 0 | 0 | 204101.1271 | 239662.4275 | 623552.475 | 425587.3769 | 1903321.3244 | 961560.8286 | 20509168.3242 | 20509168.3242 | 15798354.3283 | 8316321.2789 | 0 | 23374050.4772 | 67997894.4085 | 5623.4133 | 0.053237 | 439054.405 | 1277261.5127 | 8950.7179 | 26038.7036
1 | 4800 | 707 | 0.015 | 15 | 15 | 7 | 7.4989e-12 | 5spot_SharedNeighbor | CO2 | Porous | Wet | R600a | MinimizeLCOE_Brownfield | IgnoreSilica | 2019 | 12.3797 | 0.26774 | 0.018483 | 4 | 322216.1448 | 925783.3165 | 6568.8119 | 18873.3451 | 38.2244 | 4.4186 | 52.1807 | 314434.0956 | 0 | 198629.4513 | 0 | 0 | 0 | 246268.4517 | 296139.4794 | 770494.179 | 525878.1092 | 2351843.7662 | 961560.8286 | 20509168.3242 | 20509168.3242 | 15798354.3283 | 8316321.2789 | 0 | 23822572.919 | 68446416.8503 | 7498.9421 | 0.073934 | 322216.1448 | 925783.3165 | 6568.8119 | 18873.3451
1 | 4800 | 707 | 0.015 | 15 | 15 | 7 | 1e-11 | 5spot_SharedNeighbor | CO2 | Porous | Wet | R600a | MinimizeLCOE_Brownfield | IgnoreSilica | 2019 | 16.0332 | 0.40671 | 0.025183 | 4 | 241632.2461 | 684633.929 | 4926.0002 | 13957.1887 | 38.5679 | 4.4567 | 51.0755 | 381206.4013 | 0 | 251228.6642 | 0 | 0 | 0 | 293883.0516 | 361264.0657 | 939934.9934 | 641524.9467 | 2869042.1229 | 961560.8286 | 20509168.3242 | 20509168.3242 | 15798354.3283 | 8316321.2789 | 0 | 24339771.2757 | 68963615.2071 | 10000 | 0.10073 | 241632.2461 | 684633.929 | 4926.0002 | 13957.1887
1 | 4800 | 707 | 0.015 | 15 | 15 | 7 | 1.3335e-11 | 5spot_SharedNeighbor | CO2 | Porous | Wet | R600a | MinimizeLCOE_Brownfield | IgnoreSilica | 2019 | 20.4501 | 0.57696 | 0.033639 | 4 | 185177.7029 | 516810.6825 | 3775.0979 | 10535.8848 | 38.8115 | 4.479 | 48.964 | 455642.0789 | 0 | 311535.5898 | 0 | 0 | 0 | 345549.2227 | 433963.4876 | 1129083.9767 | 770623.0145 | 3446397.3702 | 961560.8286 | 20509168.3242 | 20509168.3242 | 15798354.3283 | 8316321.2789 | 0 | 24917126.523 | 69540970.4544 | 13335.2143 | 0.13456 | 185177.7029 | 516810.6825 | 3775.0979 | 10535.8848
1 | 4800 | 707 | 0.015 | 15 | 15 | 7 | 1.7783e-11 | 5spot_SharedNeighbor | CO2 | Porous | Wet | R600a | MinimizeLCOE_Brownfield | IgnoreSilica | 2019 | 25.6117 | 0.77783 | 0.043957 | 4 | 145263.9436 | 399054.8348 | 2961.402 | 8135.2726 | 38.9744 | 4.4867 | 53.913 | 536095.3768 | 0 | 378677.7354 | 0 | 0 | 0 | 399588.3347 | 512600.9643 | 1333682.5602 | 910265.7517 | 4070910.7231 | 961560.8286 | 20509168.3242 | 20509168.3242 | 15798354.3283 | 8316321.2789 | 0 | 25541639.8759 | 70165483.8073 | 17782.7941 | 0.17583 | 145263.9436 | 399054.8348 | 2961.402 | 8135.2726
1 | 4800 | 707 | 0.015 | 15 | 15 | 7 | 2.3714e-11 | 5spot_SharedNeighbor | CO2 | Porous | Wet | R600a | MinimizeLCOE_Brownfield | IgnoreSilica | 2019 | 31.266 | 0.99987 | 0.055961 | 4 | 116932.4713 | 316284.4455 | 2383.8266 | 6447.8862 | 39.0699 | 4.4812 | 49.6886 | 617930.4891 | 0 | 449148.3657 | 0 | 0 | 0 | 451673.746 | 592313.5143 | 1541078.264 | 1051817.5812 | 4703961.9602 | 961560.8286 | 20509168.3242 | 20509168.3242 | 15798354.3283 | 8316321.2789 | 0 | 26174691.113 | 70798535.0444 | 23713.7371 | 0.22384 | 116932.4713 | 316284.4455 | 2383.8266 | 6447.8862
1 | 4800 | 707 | 0.015 | 15 | 15 | 7 | 3.1623e-11 | 5spot_SharedNeighbor | CO2 | Porous | Wet | R600a | MinimizeLCOE_Brownfield | IgnoreSilica | 2019 | 37.1197 | 1.2317 | 0.069168 | 4 | 96805.2843 | 258094.0825 | 1973.5067 | 5261.597 | 39.113 | 4.4649 | 49.0443 | 696986.8925 | 0 | 519500.2166 | 0 | 0 | 0 | 498720.2457 | 668930.8684 | 1740420.903 | 1187873.0284 | 5312432.1547 | 961560.8286 | 20509168.3242 | 20509168.3242 | 15798354.3283 | 8316321.2789 | 0 | 26783161.3074 | 71407005.2388 | 31622.7766 | 0.27667 | 96805.2843 | 258094.0825 | 1973.5067 | 5261.597
1 | 4800 | 707 | 0.015 | 15 | 15 | 7 | 4.217e-11 | 5spot_SharedNeighbor | CO2 | Porous | Wet | R600a | MinimizeLCOE_Brownfield | IgnoreSilica | 2019 | 42.7493 | 1.4565 | 0.082806 | 4 | 82503.4556 | 217227.0188 | 1681.9445 | 4428.4666 | 39.118 | 4.441 | 59.2286 | 768359.1431 | 0 | 585180.8095 | 0 | 0 | 0 | 537327.932 | 737438.475 | 1918663.6426 | 1309527.3606 | 5856497.3629 | 961560.8286 | 20509168.3242 | 20509168.3242 | 15798354.3283 | 8316321.2789 | 0 | 27327226.5156 | 71951070.447 | 42169.6503 | 0.33123 | 82503.4556 | 217227.0188 | 1681.9445 | 4428.4666
1 | 4800 | 707 | 0.015 | 15 | 15 | 7 | 5.6234e-11 | 5spot_SharedNeighbor | CO2 | Porous | Wet | R600a | MinimizeLCOE_Brownfield | IgnoreSilica | 2019 | 47.8749 | 1.663 | 0.096061 | 4 | 72324.7224 | 188458.8104 | 1474.4373 | 3841.9878 | 39.099 | 4.4133 | 62.9144 | 829785.198 | 0 | 643598.6754 | 0 | 0 | 0 | 567011.6333 | 795754.2476 | 2070389.3207 | 1413083.2536 | 6319622.3286 | 961560.8286 | 20509168.3242 | 20509168.3242 | 15798354.3283 | 8316321.2789 | 0 | 27790351.4814 | 72414195.4127 | 56234.1325 | 0.38424 | 72324.7224 | 188458.8104 | 1474.4373 | 3841.9878
1 | 4800 | 707 | 0.015 | 15 | 15 | 7 | 7.4989e-11 | 5spot_SharedNeighbor | CO2 | Porous | Wet | R600a | MinimizeLCOE_Brownfield | IgnoreSilica | 2019 | 52.2935 | 1.8424 | 0.10824 | 4 | 65053.067 | 168120.0135 | 1326.1948 | 3427.3539 | 39.0674 | 4.3853 | 57.7477 | 880215.521 | 0 | 693062.447 | 0 | 0 | 0 | 588196.0926 | 842974.8836 | 2193247.7293 | 1496936.642 | 6694633.3156 | 961560.8286 | 20509168.3242 | 20509168.3242 | 15798354.3283 | 8316321.2789 | 0 | 28165362.4683 | 72789206.3997 | 74989.4209 | 0.43296 | 65053.067 | 168120.0135 | 1326.1948 | 3427.3539
1 | 4800 | 707 | 0.015 | 15 | 15 | 7 | 1e-10 | 5spot_SharedNeighbor | CO2 | Porous | Wet | R600a | MinimizeLCOE_Brownfield | IgnoreSilica | 2019 | 55.9601 | 1.9923 | 0.11892 | 4 | 59829.1873 | 153639.3368 | 1219.6989 | 3132.1457 | 39.0319 | 4.3593 | 62.7732 | 920371.6847 | 0 | 733553.2496 | 0 | 0 | 0 | 602579.5408 | 880036.7453 | 2289675.091 | 1562750.2977 | 6988966.6091 | 961560.8286 | 20509168.3242 | 20509168.3242 | 15798354.3283 | 8316321.2789 | 0 | 28459695.7619 | 73083539.6933 | 100000 | 0.47568 | 59829.1873 | 153639.3368 | 1219.6989 | 3132.1457
1 | 4800 | 707 | 0.015 | 15 | 15 | 7 | 1.3335e-10 | 5spot_SharedNeighbor | CO2 | Porous | Wet | R600a | MinimizeLCOE_Brownfield | IgnoreSilica | 2019 | 58.9297 | 2.1144 | 0.12795 | 4 | 56052.0745 | 143242.9592 | 1142.6974 | 2920.2015 | 38.9972 | 4.3364 | 52.6792 | 951805.0952 | 0 | 766014.884 | 0 | 0 | 0 | 612125.7267 | 908678.8253 | 2364195.9078 | 1613612.2865 | 7216432.7256 | 961560.8286 | 20509168.3242 | 20509168.3242 | 15798354.3283 | 8316321.2789 | 0 | 28687161.8784 | 73311005.8097 | 133352.1432 | 0.51179 | 56052.0745 | 143242.9592 | 1142.6974 | 2920.2015
1 | 4800 | 707 | 0.015 | 15 | 15 | 7 | 1.7783e-10 | 5spot_SharedNeighbor | CO2 | Porous | Wet | R600a | MinimizeLCOE_Brownfield | IgnoreSilica | 2019 | 61.2756 | 2.2114 | 0.13536 | 4 | 53303.2864 | 135722.6929 | 1086.6596 | 2766.8907 | 38.9664 | 4.3172 | 65.0938 | 975959.8881 | 0 | 791463.6602 | 0 | 0 | 0 | 618221.8656 | 930401.7114 | 2420714.4015 | 1652187.3197 | 7388948.8465 | 961560.8286 | 20509168.3242 | 20509168.3242 | 15798354.3283 | 8316321.2789 | 0 | 28859677.9993 | 73483521.9306 | 177827.941 | 0.54142 | 53303.2864 | 135722.6929 | 1086.6596 | 2766.8907
1 | 4800 | 707 | 0.015 | 15 | 15 | 7 | 2.3714e-10 | 5spot_SharedNeighbor | CO2 | Porous | Wet | R600a | MinimizeLCOE_Brownfield | IgnoreSilica | 2019 | 63.1024 | 2.2872 | 0.1413 | 4 | 51290.9736 | 130243.4447 | 1045.6359 | 2655.1888 | 38.9403 | 4.3016 | 66.1091 | 994361.6937 | 0 | 811169.4918 | 0 | 0 | 0 | 622061.063 | 946760.9769 | 2463277.8545 | 1681237.751 | 7518868.8309 | 961560.8286 | 20509168.3242 | 20509168.3242 | 15798354.3283 | 8316321.2789 | 0 | 28989597.9837 | 73613441.9151 | 237137.3706 | 0.5652 | 51290.9736 | 130243.4447 | 1045.6359 | 2655.1888
1 | 4800 | 707 | 0.015 | 15 | 15 | 7 | 3.1623e-10 | 5spot_SharedNeighbor | CO2 | Porous | Wet | R600a | MinimizeLCOE_Brownfield | IgnoreSilica | 2019 | 64.523 | 2.3463 | 0.146 | 4 | 49810.2833 | 126223.4384 | 1015.45 | 2573.2355 | 38.9187 | 4.289 | 61.6735 | 1008426.9699 | 0 | 826429.3136 | 0 | 0 | 0 | 624593.1199 | 959185.2673 | 2495603.3096 | 1703300.5383 | 7617538.5185 | 961560.8286 | 20509168.3242 | 20509168.3242 | 15798354.3283 | 8316321.2789 | 0 | 29088267.6713 | 73712111.6026 | 316227.766 | 0.58398 | 49810.2833 | 126223.4384 | 1015.45 | 2573.2355
1 | 4800 | 707 | 0.015 | 15 | 15 | 7 | 4.217e-10 | 5spot_SharedNeighbor | CO2 | Porous | Wet | R600a | MinimizeLCOE_Brownfield | IgnoreSilica | 2019 | 65.6117 | 2.3917 | 0.14965 | 4 | 48716.1714 | 123261.0824 | 993.145 | 2512.8439 | 38.9015 | 4.2791 | 61.6411 | 1019061.3613 | 0 | 838086.5534 | 0 | 0 | 0 | 626211.7389 | 968510.2649 | 2519865.0405 | 1719859.6682 | 7691594.6273 | 961560.8286 | 20509168.3242 | 20509168.3242 | 15798354.3283 | 8316321.2789 | 0 | 29162323.7801 | 73786167.7115 | 421696.5034 | 0.59862 | 48716.1714 | 123261.0824 | 993.145 | 2512.8439
1 | 4800 | 707 | 0.015 | 15 | 15 | 7 | 5.6234e-10 | 5spot_SharedNeighbor | CO2 | Porous | Wet | R600a | MinimizeLCOE_Brownfield | IgnoreSilica | 2019 | 66.4204 | 2.4255 | 0.15247 | 4 | 47904.9672 | 121074.2104 | 976.6076 | 2468.2615 | 38.8883 | 4.2717 | 59.0101 | 1026879.5437 | 0 | 846725.078 | 0 | 0 | 0 | 627046.3298 | 975253.8711 | 2537410.5204 | 1731834.8188 | 7745150.1617 | 961560.8286 | 20509168.3242 | 20509168.3242 | 15798354.3283 | 8316321.2789 | 0 | 29215879.3145 | 73839723.2459 | 562341.3252 | 0.60987 | 47904.9672 | 121074.2104 | 976.6076 | 2468.2615
1 | 4800 | 707 | 0.015 | 15 | 15 | 7 | 7.4989e-10 | 5spot_SharedNeighbor | CO2 | Porous | Wet | R600a | MinimizeLCOE_Brownfield | IgnoreSilica | 2019 | 67.0466 | 2.4517 | 0.15463 | 4 | 47301.9106 | 119448.0644 | 964.3134 | 2435.1104 | 38.8778 | 4.2658 | 58.901 | 1032886.6287 | 0 | 853403.0336 | 0 | 0 | 0 | 627696.2214 | 980454.4946 | 2550941.4762 | 1741069.9741 | 7786451.8286 | 961560.8286 | 20509168.3242 | 20509168.3242 | 15798354.3283 | 8316321.2789 | 0 | 29257180.9814 | 73881024.9128 | 749894.2093 | 0.61852 | 47301.9106 | 119448.0644 | 964.3134 | 2435.1104
1 | 4800 | 707 | 0.015 | 15 | 15 | 7 | 1e-09 | 5spot_SharedNeighbor | CO2 | Porous | Wet | R600a | MinimizeLCOE_Brownfield | IgnoreSilica | 2019 | 67.5265 | 2.4718 | 0.15628 | 4 | 46852.661 | 118236.7169 | 955.1549 | 2410.4154 | 38.8697 | 4.2613 | 64.2421 | 1037462.2323 | 0 | 858513.8428 | 0 | 0 | 0 | 628184.5961 | 984422.6618 | 2561265.8331 | 1748116.5598 | 7817965.7258 | 961560.8286 | 20509168.3242 | 20509168.3242 | 15798354.3283 | 8316321.2789 | 0 | 29288694.8786 | 73912538.81 | 1000000 | 0.62512 | 46852.661 | 118236.7169 | 955.1549 | 2410.4154
1 | 4800 | 707 | 0.015 | 15 | 15 | 7 | 1.3335e-09 | 5spot_SharedNeighbor | CO2 | Porous | Wet | R600a | MinimizeLCOE_Brownfield | IgnoreSilica | 2019 | 67.8897 | 2.487 | 0.15753 | 4 | 46517.4564 | 117333.4935 | 948.3213 | 2392.002 | 38.8634 | 4.2579 | 60.3987 | 1040909.209 | 0 | 862378.0812 | 0 | 0 | 0 | 628525.6502 | 987407.0467 | 2569030.5906 | 1753416.1664 | 7841666.744 | 961560.8286 | 20509168.3242 | 20509168.3242 | 15798354.3283 | 8316321.2789 | 0 | 29312395.8968 | 73936239.8282 | 1333521.4322 | 0.63014 | 46517.4564 | 117333.4935 | 948.3213 | 2392.002
1 | 4800 | 707 | 0.015 | 15 | 15 | 7 | 1.7783e-09 | 5spot_SharedNeighbor | CO2 | Porous | Wet | R600a | MinimizeLCOE_Brownfield | IgnoreSilica | 2019 | 68.1527 | 2.4981 | 0.15848 | 4 | 46267.0386 | 116661.5729 | 943.2162 | 2378.304 | 38.8589 | 4.2553 | 59.2936 | 1043396.663 | 0 | 865174.259 | 0 | 0 | 0 | 628657.1115 | 989518.9331 | 2574525.2856 | 1757166.4086 | 7858438.6607 | 961560.8286 | 20509168.3242 | 20509168.3242 | 15798354.3283 | 8316321.2789 | 0 | 29329167.8135 | 73953011.7449 | 1778279.41 | 0.63391 | 46267.0386 | 116661.5729 | 943.2162 | 2378.304
1 | 4800 | 707 | 0.015 | 15 | 15 | 7 | 2.3714e-09 | 5spot_SharedNeighbor | CO2 | Porous | Wet | R600a | MinimizeLCOE_Brownfield | IgnoreSilica | 2019 | 68.3501 | 2.5064 | 0.15919 | 4 | 46079.7885 | 116159.5062 | 939.3988 | 2368.0687 | 38.8554 | 4.2534 | 58.9634 | 1045259.1625 | 0 | 867272.1387 | 0 | 0 | 0 | 628739.4293 | 991095.5849 | 2578627.4102 | 1759966.1929 | 7870959.9184 | 961560.8286 | 20509168.3242 | 20509168.3242 | 15798354.3283 | 8316321.2789 | 0 | 29341689.0712 | 73965533.0026 | 2371373.7057 | 0.63676 | 46079.7885 | 116159.5062 | 939.3988 | 2368.0687
1 | 4800 | 707 | 0.015 | 15 | 15 | 7 | 3.1623e-09 | 5spot_SharedNeighbor | CO2 | Porous | Wet | R600a | MinimizeLCOE_Brownfield | IgnoreSilica | 2019 | 68.5157 | 2.5133 | 0.15973 | 4 | 45939.6726 | 115780.2022 | 936.5424 | 2360.336 | 38.8525 | 4.2518 | 54.2411 | 1046818.1833 | 0 | 869030.9862 | 0 | 0 | 0 | 628961.2158 | 992476.0503 | 2582219.098 | 1762417.5937 | 7881923.1273 | 961560.8286 | 20509168.3242 | 20509168.3242 | 15798354.3283 | 8316321.2789 | 0 | 29352652.28 | 73976496.2114 | 3162277.6602 | 0.63894 | 45939.6726 | 115780.2022 | 936.5424 | 2360.336
1 | 4800 | 707 | 0.015 | 15 | 15 | 7 | 4.217e-09 | 5spot_SharedNeighbor | CO2 | Porous | Wet | R600a | MinimizeLCOE_Brownfield | IgnoreSilica | 2019 | 68.6324 | 2.5182 | 0.16014 | 4 | 45834.7709 | 115498.0098 | 934.4038 | 2354.5832 | 38.8504 | 4.2507 | 60.0175 | 1047915.0226 | 0 | 870269.9511 | 0 | 0 | 0 | 629048.6003 | 993421.0939 | 2584677.9076 | 1764095.7818 | 7889428.3573 | 961560.8286 | 20509168.3242 | 20509168.3242 | 15798354.3283 | 8316321.2789 | 0 | 29360157.5101 | 73984001.4414 | 4216965.0343 | 0.64057 | 45834.7709 | 115498.0098 | 934.4038 | 2354.5832
1 | 4800 | 707 | 0.015 | 15 | 15 | 7 | 5.6234e-09 | 5spot_SharedNeighbor | CO2 | Porous | Wet | R600a | MinimizeLCOE_Brownfield | IgnoreSilica | 2019 | 68.7056 | 2.5213 | 0.16044 | 4 | 45756.2003 | 115289.849 | 932.802 | 2350.3395 | 38.8491 | 4.25 | 56.6871 | 1048601.9886 | 0 | 871046.5832 | 0 | 0 | 0 | 628971.7969 | 993961.9438 | 2586085.0881 | 1765056.2113 | 7893723.6119 | 961560.8286 | 20509168.3242 | 20509168.3242 | 15798354.3283 | 8316321.2789 | 0 | 29364452.7646 | 73988296.696 | 5623413.2519 | 0.64176 | 45756.2003 | 115289.849 | 932.802 | 2350.3395
1 | 4800 | 707 | 0.015 | 15 | 15 | 7 | 7.4989e-09 | 5spot_SharedNeighbor | CO2 | Porous | Wet | R600a | MinimizeLCOE_Brownfield | IgnoreSilica | 2019 | 68.7787 | 2.5243 | 0.16067 | 4 | 45697.3355 | 115129.9533 | 931.602 | 2347.0798 | 38.8478 | 4.2493 | 52.9805 | 1049288.4076 | 0 | 871823.0973 | 0 | 0 | 0 | 629089.6068 | 994578.4335 | 2587689.068 | 1766150.9606 | 7898619.5738 | 961560.8286 | 20509168.3242 | 20509168.3242 | 15798354.3283 | 8316321.2789 | 0 | 29369348.7266 | 73993192.658 | 7498942.0933 | 0.64269 | 45697.3355 | 115129.9533 | 931.602 | 2347.0798
1 | 4800 | 707 | 0.015 | 15 | 15 | 7 | 1e-08 | 5spot_SharedNeighbor | CO2 | Porous | Wet | R600a | MinimizeLCOE_Brownfield | IgnoreSilica | 2019 | 68.8176 | 2.526 | 0.16084 | 4 | 45653.2231 | 115013.6216 | 930.7027 | 2344.7082 | 38.8472 | 4.2489 | 55.5448 | 1049653.1028 | 0 | 872235.8655 | 0 | 0 | 0 | 629022.3434 | 994855.4116 | 2588409.708 | 1766642.8122 | 7900819.2435 | 961560.8286 | 20509168.3242 | 20509168.3242 | 15798354.3283 | 8316321.2789 | 0 | 29371548.3962 | 73995392.3276 | 10000000 | 0.64336 | 45653.2231 | 115013.6216 | 930.7027 | 2344.7082
1 | 4900 | 707 | 0.015 | 15 | 15 | 7 | 1e-13 | 5spot_SharedNeighbor | CO2 | Porous | Wet | R600a | MinimizeLCOE_Brownfield | IgnoreSilica | 2019 | 0 | 0 | 0 | 0 |  |  |  |  | 15 |  | 16.8688 | [19 empty] | 100 | 0
1 | 4900 | 707 | 0.015 | 15 | 15 | 7 | 1.3335e-13 | 5spot_SharedNeighbor | CO2 | Porous | Wet | R600a | MinimizeLCOE_Brownfield | IgnoreSilica | 2019 | 0 | 0 | 0 | 0 |  |  |  |  | 15 |  | 17.8419 | [19 empty] | 133.3521 | 0
1 | 4900 | 707 | 0.015 | 15 | 15 | 7 | 1.7783e-13 | 5spot_SharedNeighbor | CO2 | Porous | Wet | R600a | MinimizeLCOE_Brownfield | IgnoreSilica | 2019 | 0 | 0 | 0 | 0 |  |  |  |  | 15 |  | 18.5449 | [19 empty] | 177.8279 | 0
1 | 4900 | 707 | 0.015 | 15 | 15 | 7 | 2.3714e-13 | 5spot_SharedNeighbor | CO2 | Porous | Wet | R600a | MinimizeLCOE_Brownfield | IgnoreSilica | 2019 | 0 | 0 | 0 | 0 |  |  |  |  | 15 |  | 20.3862 | [19 empty] | 237.1374 | 0
1 | 4900 | 707 | 0.015 | 15 | 15 | 7 | 3.1623e-13 | 5spot_SharedNeighbor | CO2 | Porous | Wet | R600a | MinimizeLCOE_Brownfield | IgnoreSilica | 2019 | 0 | 0 | 0 | 0 |  |  |  |  | 15 |  | 18.8606 | [19 empty] | 316.2278 | 0
1 | 4900 | 707 | 0.015 | 15 | 15 | 7 | 4.217e-13 | 5spot_SharedNeighbor | CO2 | Porous | Wet | R600a | MinimizeLCOE_Brownfield | IgnoreSilica | 2019 | 0 | 0 | 0 | 0 |  |  |  |  | 15 |  | 19.2702 | [19 empty] | 421.6965 | 0
1 | 4900 | 707 | 0.015 | 15 | 15 | 7 | 5.6234e-13 | 5spot_SharedNeighbor | CO2 | Porous | Wet | R600a | MinimizeLCOE_Brownfield | IgnoreSilica | 2019 | 0 | 0 | 0 | 0 |  |  |  |  | 15 |  | 20.1667 | [19 empty] | 562.3413 | 0
1 | 4900 | 707 | 0.015 | 15 | 15 | 7 | 7.4989e-13 | 5spot_SharedNeighbor | CO2 | Porous | Wet | R600a | MinimizeLCOE_Brownfield | IgnoreSilica | 2019 | 1.6 | -0.079905 | 0.00030194 | 4 | 18580731.5341 | 56456811.0876 | 378793.3446 | 1150948.4575 | 30.6049 | 3.5701 | 21.4638 | 59047.5972 | 0 | 12562.093 | 0 | 0 | 0 | 62560.7368 | 52326.4665 | 136142.7323 | 92920.2122 | 415559.8381 | 961560.8286 | 21064010.0986 | 21064010.0986 | 16170054.3665 | 8511284.8276 | 0 | 22441130.7653 | 68186480.0579 | 749.8942 | 0.0012078 | 18580731.5341 | 56456811.0876 | 378793.3446 | 1150948.4575
1 | 4900 | 707 | 0.015 | 15 | 15 | 7 | 1e-12 | 5spot_SharedNeighbor | CO2 | Porous | Wet | R600a | MinimizeLCOE_Brownfield | IgnoreSilica | 2019 | 1.6 | -0.076829 | 0.0010302 | 4 | 5441492.3652 | 16542958.1427 | 110932.182 | 337250.5777 | 30.6049 | 3.5701 | 20.2909 | 59047.8114 | 0 | 12562.0239 | 0 | 0 | 0 | 56555.591 | 49984.5162 | 130049.458 | 88761.4273 | 396960.8277 | 961560.8286 | 21064010.0986 | 21064010.0986 | 16170054.3665 | 8511284.8276 | 0 | 22422531.7549 | 68167881.0475 | 1000 | 0.0041207 | 5441492.3652 | 16542958.1427 | 110932.182 | 337250.5777
1 | 4900 | 707 | 0.015 | 15 | 15 | 7 | 1.3335e-12 | 5spot_SharedNeighbor | CO2 | Porous | Wet | R600a | MinimizeLCOE_Brownfield | IgnoreSilica | 2019 | 1.6 | -0.074516 | 0.0015745 | 4 | 3558014.2687 | 10821588.719 | 72534.9334 | 220612.7233 | 30.6049 | 3.5701 | 20.4549 | 59047.9424 | 0 | 12561.9815 | 0 | 0 | 0 | 51882.7619 | 48162.1475 | 125308.0284 | 85525.3042 | 382488.1659 | 961560.8286 | 21064010.0986 | 21064010.0986 | 16170054.3665 | 8511284.8276 | 0 | 22408059.0931 | 68153408.3857 | 1333.5214 | 0.0062979 | 3558014.2687 | 10821588.719 | 72534.9334 | 220612.7233
1 | 4900 | 707 | 0.015 | 15 | 15 | 7 | 1.7783e-12 | 5spot_SharedNeighbor | CO2 | Porous | Wet | R600a | MinimizeLCOE_Brownfield | IgnoreSilica | 2019 | 3.1297 | -0.054188 | 0.0030233 | 4 | 1884993.8842 | 5667756.0874 | 38428.15 | 115544.874 | 34.648 | 4.0952 | 36.3332 | 108182.8582 | 0 | 45048.5687 | 0 | 0 | 0 | 95331.4977 | 96939.5406 | 252216.7996 | 172143.1482 | 769862.4129 | 961560.8286 | 21064010.0986 | 21064010.0986 | 16170054.3665 | 8511284.8276 | 0 | 22795433.3401 | 68540782.6328 | 1778.2794 | 0.012093 | 1884993.8842 | 5667756.0874 | 38428.15 | 115544.874
1 | 4900 | 707 | 0.015 | 15 | 15 | 7 | 2.3714e-12 | 5spot_SharedNeighbor | CO2 | Porous | Wet | R600a | MinimizeLCOE_Brownfield | IgnoreSilica | 2019 | 4.2286 | -0.023541 | 0.0047354 | 4 | 1216051.1354 | 3631131.9809 | 24790.8472 | 74025.5369 | 36.0039 | 4.2694 | 43.7838 | 139658.186 | 0 | 66633.7351 | 0 | 0 | 0 | 119257.6946 | 126964.3501 | 330335.1951 | 225460.5584 | 1008309.7193 | 961560.8286 | 21064010.0986 | 21064010.0986 | 16170054.3665 | 8511284.8276 | 0 | 23033880.6465 | 68779229.9391 | 2371.3737 | 0.018942 | 1216051.1354 | 3631131.9809 | 24790.8472 | 74025.5369
1 | 4900 | 707 | 0.015 | 15 | 15 | 7 | 3.1623e-12 | 5spot_SharedNeighbor | CO2 | Porous | Wet | R600a | MinimizeLCOE_Brownfield | IgnoreSilica | 2019 | 5.6628 | 0.023279 | 0.0071134 | 4 | 819615.073 | 2427343.72 | 16708.9619 | 49484.685 | 37.0629 | 4.4045 | 56.9781 | 177383.0311 | 0 | 93180.457 | 0 | 0 | 0 | 147634.7907 | 163097.3287 | 424345.7935 | 289624.7235 | 1295266.1247 | 961560.8286 | 21064010.0986 | 21064010.0986 | 16170054.3665 | 8511284.8276 | 0 | 23320837.0518 | 69066186.3445 | 3162.2777 | 0.028453 | 819615.073 | 2427343.72 | 16708.9619 | 49484.685
1 | 4900 | 707 | 0.015 | 15 | 15 | 7 | 4.217e-12 | 5spot_SharedNeighbor | CO2 | Porous | Wet | R600a | MinimizeLCOE_Brownfield | IgnoreSilica | 2019 | 7.5265 | 0.089616 | 0.010348 | 4 | 571720.4082 | 1676910.8387 | 11655.2938 | 34186.0956 | 37.881 | 4.5079 | 53.8924 | 222326.6665 | 0 | 125632.2064 | 0 | 0 | 0 | 181129.7727 | 206344.5718 | 536866.2486 | 366422.2462 | 1638721.7121 | 961560.8286 | 21064010.0986 | 21064010.0986 | 16170054.3665 | 8511284.8276 | 0 | 23664292.6393 | 69409641.9319 | 4216.965 | 0.041391 | 571720.4082 | 1676910.8387 | 11655.2938 | 34186.0956
1 | 4900 | 707 | 0.015 | 15 | 15 | 7 | 5.6234e-12 | 5spot_SharedNeighbor | CO2 | Porous | Wet | R600a | MinimizeLCOE_Brownfield | IgnoreSilica | 2019 | 9.9165 | 0.17906 | 0.014674 | 4 | 410067.6654 | 1189412.0041 | 8359.784 | 24247.7725 | 38.5036 | 4.5851 | 45.4141 | 275191.5815 | 0 | 164804.5322 | 0 | 0 | 0 | 220028.2121 | 257409.487 | 669726.6833 | 457102.2229 | 2044262.7191 | 961560.8286 | 21064010.0986 | 21064010.0986 | 16170054.3665 | 8511284.8276 | 0 | 24069833.6462 | 69815182.9389 | 5623.4133 | 0.058697 | 410067.6654 | 1189412.0041 | 8359.784 | 24247.7725
1 | 4900 | 707 | 0.015 | 15 | 15 | 7 | 7.4989e-12 | 5spot_SharedNeighbor | CO2 | Porous | Wet | R600a | MinimizeLCOE_Brownfield | IgnoreSilica | 2019 | 12.9593 | 0.29633 | 0.020371 | 4 | 301231.8377 | 862624.2713 | 6141.0185 | 17585.7626 | 38.9735 | 4.6411 | 34.5553 | 337005.6545 | 0 | 211828.0553 | 0 | 0 | 0 | 264938.6193 | 317371.2083 | 825734.7823 | 563580.9561 | 2520459.2758 | 961560.8286 | 21064010.0986 | 21064010.0986 | 16170054.3665 | 8511284.8276 | 0 | 24546030.203 | 70291379.4956 | 7498.9421 | 0.081486 | 301231.8377 | 862624.2713 | 6141.0185 | 17585.7626
1 | 4900 | 707 | 0.015 | 15 | 15 | 7 | 1e-11 | 5spot_SharedNeighbor | CO2 | Porous | Wet | R600a | MinimizeLCOE_Brownfield | IgnoreSilica | 2019 | 16.7519 | 0.44523 | 0.027731 | 4 | 226228.7911 | 638635.8226 | 4611.9799 | 13019.4551 | 39.3197 | 4.6789 | 40.787 | 407902.0053 | 0 | 267240.0243 | 0 | 0 | 0 | 315530.3688 | 386362.2354 | 1005235.2827 | 686093.736 | 3068363.6526 | 961560.8286 | 21064010.0986 | 21064010.0986 | 16170054.3665 | 8511284.8276 | 0 | 25093934.5797 | 70839283.8724 | 10000 | 0.11092 | 226228.7911 | 638635.8226 | 4611.9799 | 13019.4551
1 | 4900 | 707 | 0.015 | 15 | 15 | 7 | 1.3335e-11 | 5spot_SharedNeighbor | CO2 | Porous | Wet | R600a | MinimizeLCOE_Brownfield | IgnoreSilica | 2019 | 21.3392 | 0.6276 | 0.036993 | 4 | 173722.635 | 482867.6825 | 3541.5709 | 9843.9108 | 39.5651 | 4.7002 | 43.246 | 487002.1019 | 0 | 330833.8523 | 0 | 0 | 0 | 370577.3323 | 463481.1817 | 1205882.9618 | 823039.8999 | 3680817.3299 | 961560.8286 | 21064010.0986 | 21064010.0986 | 16170054.3665 | 8511284.8276 | 0 | 25706388.2571 | 71451737.5497 | 13335.2143 | 0.14797 | 173722.635 | 482867.6825 | 3541.5709 | 9843.9108
1 | 4900 | 707 | 0.015 | 15 | 15 | 7 | 1.7783e-11 | 5spot_SharedNeighbor | CO2 | Porous | Wet | R600a | MinimizeLCOE_Brownfield | IgnoreSilica | 2019 | 26.6398 | 0.84041 | 0.048235 | 4 | 136628.5343 | 373726.2514 | 2785.3575 | 7618.9151 | 39.7268 | 4.7065 | 42.4149 | 571580.9821 | 0 | 400887.2518 | 0 | 0 | 0 | 427279.8122 | 545901.738 | 1420324.3424 | 969400.5485 | 4335374.6751 | 961560.8286 | 21064010.0986 | 21064010.0986 | 16170054.3665 | 8511284.8276 | 0 | 26360945.6022 | 72106294.8949 | 17782.7941 | 0.19294 | 136628.5343 | 373726.2514 | 2785.3575 | 7618.9151
1 | 4900 | 707 | 0.015 | 15 | 15 | 7 | 2.3714e-11 | 5spot_SharedNeighbor | CO2 | Porous | Wet | R600a | MinimizeLCOE_Brownfield | IgnoreSilica | 2019 | 32.4381 | 1.0752 | 0.061242 | 4 | 110318.1147 | 297059.0917 | 2248.984 | 6055.9514 | 39.8204 | 4.6992 | 48.6529 | 657537.6662 | 0 | 474361.1053 | 0 | 0 | 0 | 482018.2678 | 629427.6453 | 1637641.6197 | 1117724.0556 | 4998710.3598 | 961560.8286 | 21064010.0986 | 21064010.0986 | 16170054.3665 | 8511284.8276 | 0 | 27024281.287 | 72769630.5796 | 23713.7371 | 0.24497 | 110318.1147 | 297059.0917 | 2248.984 | 6055.9514
1 | 4900 | 707 | 0.015 | 15 | 15 | 7 | 3.1623e-11 | 5spot_SharedNeighbor | CO2 | Porous | Wet | R600a | MinimizeLCOE_Brownfield | IgnoreSilica | 2019 | 38.365 | 1.3174 | 0.075442 | 4 | 91637.7208 | 243228.4714 | 1868.1589 | 4958.5414 | 39.8605 | 4.6809 | 57.2937 | 739584.0651 | 0 | 546842.8844 | 0 | 0 | 0 | 530611.3109 | 708644.9216 | 1843748.7229 | 1258396.3887 | 5627828.2937 | 961560.8286 | 21064010.0986 | 21064010.0986 | 16170054.3665 | 8511284.8276 | 0 | 27653399.2209 | 73398748.5135 | 31622.7766 | 0.30177 | 91637.7208 | 243228.4714 | 1868.1589 | 4958.5414
1 | 4900 | 707 | 0.015 | 15 | 15 | 7 | 4.217e-11 | 5spot_SharedNeighbor | CO2 | Porous | Wet | R600a | MinimizeLCOE_Brownfield | IgnoreSilica | 2019 | 44.0381 | 1.5512 | 0.090005 | 4 | 78367.4952 | 205430.7358 | 1597.6274 | 4187.9834 | 39.8625 | 4.6551 | 63.6314 | 813372.6198 | 0 | 614249.1421 | 0 | 0 | 0 | 570380.6759 | 779220.9507 | 2027373.0736 | 1383723.7811 | 6188320.2433 | 961560.8286 | 21064010.0986 | 21064010.0986 | 16170054.3665 | 8511284.8276 | 0 | 28213891.1704 | 73959240.4631 | 42169.6503 | 0.36002 | 78367.4952 | 205430.7358 | 1597.6274 | 4187.9834
1 | 4900 | 707 | 0.015 | 15 | 15 | 7 | 5.6234e-11 | 5spot_SharedNeighbor | CO2 | Porous | Wet | R600a | MinimizeLCOE_Brownfield | IgnoreSilica | 2019 | 49.1466 | 1.7636 | 0.10405 | 4 | 68921.8002 | 178832.3942 | 1405.0641 | 3645.7402 | 39.8409 | 4.6259 | 52.9074 | 876244.6257 | 0 | 673588.6392 | 0 | 0 | 0 | 600469.6748 | 838618.1465 | 2181912.3929 | 1489200.042 | 6660033.5212 | 961560.8286 | 21064010.0986 | 21064010.0986 | 16170054.3665 | 8511284.8276 | 0 | 28685604.4484 | 74430953.741 | 56234.1325 | 0.41621 | 68921.8002 | 178832.3942 | 1405.0641 | 3645.7402
1 | 4900 | 707 | 0.015 | 15 | 15 | 7 | 7.4989e-11 | 5spot_SharedNeighbor | CO2 | Porous | Wet | R600a | MinimizeLCOE_Brownfield | IgnoreSilica | 2019 | 53.5434 | 1.9478 | 0.11689 | 4 | 62170.7321 | 160012.2827 | 1267.4345 | 3262.0668 | 39.8074 | 4.5966 | 67.1835 | 927832.1068 | 0 | 723782.23 | 0 | 0 | 0 | 622031.4702 | 886721.8647 | 2307068.4004 | 1574621.5888 | 7042057.661 | 961560.8286 | 21064010.0986 | 21064010.0986 | 16170054.3665 | 8511284.8276 | 0 | 29067628.5881 | 74812977.8808 | 74989.4209 | 0.46755 | 62170.7321 | 160012.2827 | 1267.4345 | 3262.0668
1 | 4900 | 707 | 0.015 | 15 | 15 | 7 | 1e-10 | 5spot_SharedNeighbor | CO2 | Porous | Wet | R600a | MinimizeLCOE_Brownfield | IgnoreSilica | 2019 | 57.1735 | 2.101 | 0.12809 | 4 | 57317.6105 | 146604.5745 | 1168.497 | 2988.7325 | 39.7704 | 4.5696 | 48.0748 | 968742.5116 | 0 | 764683.6501 | 0 | 0 | 0 | 636601.2974 | 924310.709 | 2404866.8628 | 1641371.0489 | 7340576.0798 | 961560.8286 | 21064010.0986 | 21064010.0986 | 16170054.3665 | 8511284.8276 | 0 | 29366147.007 | 75111496.2996 | 100000 | 0.51234 | 57317.6105 | 146604.5745 | 1168.497 | 2988.7325
1 | 4900 | 707 | 0.015 | 15 | 15 | 7 | 1.3335e-10 | 5spot_SharedNeighbor | CO2 | Porous | Wet | R600a | MinimizeLCOE_Brownfield | IgnoreSilica | 2019 | 60.1166 | 2.2259 | 0.13752 | 4 | 53805.9804 | 136967.2559 | 1096.9077 | 2792.2628 | 39.7347 | 4.546 | 56.99 | 1000826.3163 | 0 | 797519.977 | 0 | 0 | 0 | 646406.5298 | 953453.601 | 2480690.6895 | 1693122.3687 | 7572019.4823 | 961560.8286 | 21064010.0986 | 21064010.0986 | 16170054.3665 | 8511284.8276 | 0 | 29597590.4095 | 75342939.7021 | 133352.1432 | 0.55008 | 53805.9804 | 136967.2559 | 1096.9077 | 2792.2628
1 | 4900 | 707 | 0.015 | 15 | 15 | 7 | 1.7783e-10 | 5spot_SharedNeighbor | CO2 | Porous | Wet | R600a | MinimizeLCOE_Brownfield | IgnoreSilica | 2019 | 62.425 | 2.3243 | 0.14523 | 4 | 51248.5767 | 129993.8309 | 1044.7716 | 2650.1001 | 39.7032 | 4.5263 | 60.0609 | 1025324.6021 | 0 | 823087.2023 | 0 | 0 | 0 | 652571.4233 | 975383.4588 | 2537747.6812 | 1732064.9379 | 7746179.3057 | 961560.8286 | 21064010.0986 | 21064010.0986 | 16170054.3665 | 8511284.8276 | 0 | 29771750.2329 | 75517099.5255 | 177827.941 | 0.58093 | 51248.5767 | 129993.8309 | 1044.7716 | 2650.1001
1 | 4900 | 707 | 0.015 | 15 | 15 | 7 | 2.3714e-10 | 5spot_SharedNeighbor | CO2 | Porous | Wet | R600a | MinimizeLCOE_Brownfield | IgnoreSilica | 2019 | 64.2233 | 2.4013 | 0.15141 | 4 | 49375.184 | 124908.5312 | 1006.5799 | 2546.4294 | 39.6766 | 4.5103 | 61.452 | 1044006.7613 | 0 | 842895.4422 | 0 | 0 | 0 | 656505.7451 | 991929.1 | 2580796.0455 | 1761446.3311 | 7877579.4253 | 961560.8286 | 21064010.0986 | 21064010.0986 | 16170054.3665 | 8511284.8276 | 0 | 29903150.3525 | 75648499.6452 | 237137.3706 | 0.60563 | 49375.184 | 124908.5312 | 1006.5799 | 2546.4294
1 | 4900 | 707 | 0.015 | 15 | 15 | 7 | 3.1623e-10 | 5spot_SharedNeighbor | CO2 | Porous | Wet | R600a | MinimizeLCOE_Brownfield | IgnoreSilica | 2019 | 65.6265 | 2.4615 | 0.15628 | 4 | 47995.9745 | 121173.7897 | 978.4629 | 2470.2916 | 39.6546 | 4.4975 | 54.0845 | 1058342.2928 | 0 | 858289.1852 | 0 | 0 | 0 | 659185.023 | 1004568.4354 | 2613681.0036 | 1783890.9907 | 7977956.9307 | 961560.8286 | 21064010.0986 | 21064010.0986 | 16170054.3665 | 8511284.8276 | 0 | 30003527.8579 | 75748877.1505 | 316227.766 | 0.62513 | 47995.9745 | 121173.7897 | 978.4629 | 2470.2916
1 | 4900 | 707 | 0.015 | 15 | 15 | 7 | 4.217e-10 | 5spot_SharedNeighbor | CO2 | Porous | Wet | R600a | MinimizeLCOE_Brownfield | IgnoreSilica | 2019 | 66.6936 | 2.5075 | 0.16007 | 4 | 46976.4041 | 118422.0699 | 957.6775 | 2414.1941 | 39.6372 | 4.4875 | 51.5635 | 1069101.8182 | 0 | 869959.2596 | 0 | 0 | 0 | 660841.9256 | 1013962.1714 | 2638121.5777 | 1800572.1847 | 8052558.9373 | 961560.8286 | 21064010.0986 | 21064010.0986 | 16170054.3665 | 8511284.8276 | 0 | 30078129.8645 | 75823479.1571 | 421696.5034 | 0.64028 | 46976.4041 | 118422.0699 | 957.6775 | 2414.1941
1 | 4900 | 707 | 0.015 | 15 | 15 | 7 | 5.6234e-10 | 5spot_SharedNeighbor | CO2 | Porous | Wet | R600a | MinimizeLCOE_Brownfield | IgnoreSilica | 2019 | 67.505 | 2.5424 | 0.16299 | 4 | 46220.2046 | 116385.5871 | 942.2614 | 2372.6776 | 39.6235 | 4.4797 | 61.4953 | 1077202.343 | 0 | 878813.6836 | 0 | 0 | 0 | 661906.119 | 1020989.6368 | 2656405.6011 | 1813051.4064 | 8108368.7899 | 961560.8286 | 21064010.0986 | 21064010.0986 | 16170054.3665 | 8511284.8276 | 0 | 30133939.7171 | 75879289.0097 | 562341.3252 | 0.65196 | 46220.2046 | 116385.5871 | 942.2614 | 2372.6776
1 | 4900 | 707 | 0.015 | 15 | 15 | 7 | 7.4989e-10 | 5spot_SharedNeighbor | CO2 | Porous | Wet | R600a | MinimizeLCOE_Brownfield | IgnoreSilica | 2019 | 68.1092 | 2.5686 | 0.16522 | 4 | 45657.8855 | 114876.0694 | 930.7978 | 2341.9041 | 39.6131 | 4.4739 | 58.8373 | 1083188.0166 | 0 | 885395.289 | 0 | 0 | 0 | 662489.584 | 1026118.4269 | 2669749.661 | 1822159.0015 | 8149099.9791 | 961560.8286 | 21064010.0986 | 21064010.0986 | 16170054.3665 | 8511284.8276 | 0 | 30174670.9063 | 75920020.1989 | 749894.2093 | 0.66089 | 45657.8855 | 114876.0694 | 930.7978 | 2341.9041
1 | 4900 | 707 | 0.015 | 15 | 15 | 7 | 1e-09 | 5spot_SharedNeighbor | CO2 | Porous | Wet | R600a | MinimizeLCOE_Brownfield | IgnoreSilica | 2019 | 68.5741 | 2.5887 | 0.16692 | 4 | 45238.8964 | 113750.8664 | 922.2561 | 2318.9653 | 39.605 | 4.4693 | 55.9696 | 1087767.4417 | 0 | 890453.4411 | 0 | 0 | 0 | 662950.8717 | 1030056.9843 | 2679996.9793 | 1829153.0068 | 8180378.725 | 961560.8286 | 21064010.0986 | 21064010.0986 | 16170054.3665 | 8511284.8276 | 0 | 30205949.6522 | 75951298.9448 | 1000000 | 0.6677 | 45238.8964 | 113750.8664 | 922.2561 | 2318.9653
1 | 4900 | 707 | 0.015 | 15 | 15 | 7 | 1.3335e-09 | 5spot_SharedNeighbor | CO2 | Porous | Wet | R600a | MinimizeLCOE_Brownfield | IgnoreSilica | 2019 | 68.9297 | 2.604 | 0.16822 | 4 | 44926.2194 | 112910.8837 | 915.8817 | 2301.8411 | 39.5987 | 4.4658 | 54.6928 | 1091254.868 | 0 | 894318.9241 | 0 | 0 | 0 | 663311.701 | 1033065.3423 | 2687824.1099 | 1834495.1843 | 8204270.1298 | 961560.8286 | 21064010.0986 | 21064010.0986 | 16170054.3665 | 8511284.8276 | 0 | 30229841.057 | 75975190.3496 | 1333521.4322 | 0.67288 | 44926.2194 | 112910.8837 | 915.8817 | 2301.8411
1 | 4900 | 707 | 0.015 | 15 | 15 | 7 | 1.7783e-09 | 5spot_SharedNeighbor | CO2 | Porous | Wet | R600a | MinimizeLCOE_Brownfield | IgnoreSilica | 2019 | 69.1808 | 2.6149 | 0.16919 | 4 | 44692.6031 | 112287.2876 | 911.1192 | 2289.1282 | 39.5942 | 4.4633 | 50.5535 | 1093709.6529 | 0 | 897046.9055 | 0 | 0 | 0 | 663393.4645 | 1035118.5089 | 2693166.0282 | 1838141.1533 | 8220575.7132 | 961560.8286 | 21064010.0986 | 21064010.0986 | 16170054.3665 | 8511284.8276 | 0 | 30246146.6404 | 75991495.933 | 1778279.41 | 0.67676 | 44692.6031 | 112287.2876 | 911.1192 | 2289.1282
1 | 4900 | 707 | 0.015 | 15 | 15 | 7 | 2.3714e-09 | 5spot_SharedNeighbor | CO2 | Porous | Wet | R600a | MinimizeLCOE_Brownfield | IgnoreSilica | 2019 | 69.3971 | 2.6242 | 0.16994 | 4 | 44517.8991 | 111815.4135 | 907.5576 | 2279.5084 | 39.5903 | 4.4612 | 69.3624 | 1095817.7494 | 0 | 899394.3312 | 0 | 0 | 0 | 663718.0609 | 1036982.7552 | 2698016.4146 | 1841451.6417 | 8235380.953 | 961560.8286 | 21064010.0986 | 21064010.0986 | 16170054.3665 | 8511284.8276 | 0 | 30260951.8802 | 76006301.1728 | 2371373.7057 | 0.67975 | 44517.8991 | 111815.4135 | 907.5576 | 2279.5084
1 | 4900 | 707 | 0.015 | 15 | 15 | 7 | 3.1623e-09 | 5spot_SharedNeighbor | CO2 | Porous | Wet | R600a | MinimizeLCOE_Brownfield | IgnoreSilica | 2019 | 69.5286 | 2.63 | 0.17048 | 4 | 44387.1619 | 111468.9737 | 904.8923 | 2272.4458 | 39.588 | 4.4599 | 71.6485 | 1097097.4069 | 0 | 900821.4094 | 0 | 0 | 0 | 663642.8328 | 1038009.0432 | 2700686.6054 | 1843274.1017 | 8243531.3993 | 961560.8286 | 21064010.0986 | 21064010.0986 | 16170054.3665 | 8511284.8276 | 0 | 30269102.3265 | 76014451.6192 | 3162277.6602 | 0.68193 | 44387.1619 | 111468.9737 | 904.8923 | 2272.4458
1 | 4900 | 707 | 0.015 | 15 | 15 | 7 | 4.217e-09 | 5spot_SharedNeighbor | CO2 | Porous | Wet | R600a | MinimizeLCOE_Brownfield | IgnoreSilica | 2019 | 69.6406 | 2.6349 | 0.1709 | 4 | 44289.2765 | 111206.8738 | 902.8968 | 2267.1025 | 39.5859 | 4.4587 | 70.9126 | 1098186.3775 | 0 | 902037.1136 | 0 | 0 | 0 | 663715.945 | 1038936.3801 | 2703099.3459 | 1844920.8467 | 8250896.0088 | 961560.8286 | 21064010.0986 | 21064010.0986 | 16170054.3665 | 8511284.8276 | 0 | 30276466.936 | 76021816.2286 | 4216965.0343 | 0.68361 | 44289.2765 | 111206.8738 | 902.8968 | 2267.1025
1 | 4900 | 707 | 0.015 | 15 | 15 | 7 | 5.6234e-09 | 5spot_SharedNeighbor | CO2 | Porous | Wet | R600a | MinimizeLCOE_Brownfield | IgnoreSilica | 2019 | 69.7332 | 2.6389 | 0.17122 | 4 | 44215.9583 | 111008.8319 | 901.4021 | 2263.0652 | 39.5842 | 4.4578 | 70.8876 | 1099085.3511 | 0 | 903041.6 | 0 | 0 | 0 | 663853.469 | 1039732.3638 | 2705170.3323 | 1846334.3375 | 8257217.4537 | 961560.8286 | 21064010.0986 | 21064010.0986 | 16170054.3665 | 8511284.8276 | 0 | 30282788.3809 | 76028137.6735 | 5623413.2519 | 0.68488 | 44215.9583 | 111008.8319 | 901.4021 | 2263.0652
1 | 4900 | 707 | 0.015 | 15 | 15 | 7 | 7.4989e-09 | 5spot_SharedNeighbor | CO2 | Porous | Wet | R600a | MinimizeLCOE_Brownfield | IgnoreSilica | 2019 | 69.8038 | 2.6419 | 0.17146 | 4 | 44161.0272 | 110860.2672 | 900.2823 | 2260.0365 | 39.583 | 4.4571 | 75.9976 | 1099769.6721 | 0 | 903806.7822 | 0 | 0 | 0 | 663965.7794 | 1040341.4711 | 2706755.1045 | 1847415.9771 | 8262054.7864 | 961560.8286 | 21064010.0986 | 21064010.0986 | 16170054.3665 | 8511284.8276 | 0 | 30287625.7136 | 76032975.0062 | 7498942.0933 | 0.68585 | 44161.0272 | 110860.2672 | 900.2823 | 2260.0365
1 | 4900 | 707 | 0.015 | 15 | 15 | 7 | 1e-08 | 5spot_SharedNeighbor | CO2 | Porous | Wet | R600a | MinimizeLCOE_Brownfield | IgnoreSilica | 2019 | 69.8381 | 2.6434 | 0.17163 | 4 | 44119.8616 | 110752.8368 | 899.4431 | 2257.8464 | 39.5823 | 4.4568 | 68.6598 | 1100101.7934 | 0 | 904178.3182 | 0 | 0 | 0 | 663862.3043 | 1040575.5422 | 2707364.1095 | 1847831.6355 | 8263913.7031 | 961560.8286 | 21064010.0986 | 21064010.0986 | 16170054.3665 | 8511284.8276 | 0 | 30289484.6303 | 76034833.9229 | 10000000 | 0.68653 | 44119.8616 | 110752.8368 | 899.4431 | 2257.8464
1 | 5000 | 707 | 0.015 | 15 | 15 | 7 | 1e-13 | 5spot_SharedNeighbor | CO2 | Porous | Wet | R600a | MinimizeLCOE_Brownfield | IgnoreSilica | 2019 | 0 | 0 | 0 | 0 |  |  |  |  | 15 |  | 17.097 | [19 empty] | 100 | 0
1 | 5000 | 707 | 0.015 | 15 | 15 | 7 | 1.3335e-13 | 5spot_SharedNeighbor | CO2 | Porous | Wet | R600a | MinimizeLCOE_Brownfield | IgnoreSilica | 2019 | 0 | 0 | 0 | 0 |  |  |  |  | 15 |  | 18.5694 | [19 empty] | 133.3521 | 0
1 | 5000 | 707 | 0.015 | 15 | 15 | 7 | 1.7783e-13 | 5spot_SharedNeighbor | CO2 | Porous | Wet | R600a | MinimizeLCOE_Brownfield | IgnoreSilica | 2019 | 0 | 0 | 0 | 0 |  |  |  |  | 15 |  | 20.2605 | [19 empty] | 177.8279 | 0
1 | 5000 | 707 | 0.015 | 15 | 15 | 7 | 2.3714e-13 | 5spot_SharedNeighbor | CO2 | Porous | Wet | R600a | MinimizeLCOE_Brownfield | IgnoreSilica | 2019 | 0 | 0 | 0 | 0 |  |  |  |  | 15 |  | 18.8299 | [19 empty] | 237.1374 | 0
1 | 5000 | 707 | 0.015 | 15 | 15 | 7 | 3.1623e-13 | 5spot_SharedNeighbor | CO2 | Porous | Wet | R600a | MinimizeLCOE_Brownfield | IgnoreSilica | 2019 | 0 | 0 | 0 | 0 |  |  |  |  | 15 |  | 21.6984 | [19 empty] | 316.2278 | 0
1 | 5000 | 707 | 0.015 | 15 | 15 | 7 | 4.217e-13 | 5spot_SharedNeighbor | CO2 | Porous | Wet | R600a | MinimizeLCOE_Brownfield | IgnoreSilica | 2019 | 0 | 0 | 0 | 0 |  |  |  |  | 15 |  | 19.4918 | [19 empty] | 421.6965 | 0
1 | 5000 | 707 | 0.015 | 15 | 15 | 7 | 5.6234e-13 | 5spot_SharedNeighbor | CO2 | Porous | Wet | R600a | MinimizeLCOE_Brownfield | IgnoreSilica | 2019 | 0 | 0 | 0 | 0 |  |  |  |  | 15 |  | 19.9753 | [19 empty] | 562.3413 | 0
1 | 5000 | 707 | 0.015 | 15 | 15 | 7 | 7.4989e-13 | 5spot_SharedNeighbor | CO2 | Porous | Wet | R600a | MinimizeLCOE_Brownfield | IgnoreSilica | 2019 | 1.6 | -0.08159 | 0.00037888 | 4 | 15184349.2729 | 46118308.3239 | 309553.4983 | 940184.0948 | 30.8701 | 3.7307 | 20.2421 | 60819.0868 | 0 | 12570.0099 | 0 | 0 | 0 | 64059.1466 | 53604.8149 | 139468.7324 | 95190.2757 | 425712.0663 | 961560.8286 | 21624711.9638 | 21624711.9638 | 16547321.491 | 8708592.4126 | 0 | 23011984.8587 | 69892610.7261 | 749.8942 | 0.0015155 | 15184349.2729 | 46118308.3239 | 309553.4983 | 940184.0948
1 | 5000 | 707 | 0.015 | 15 | 15 | 7 | 1e-12 | 5spot_SharedNeighbor | CO2 | Porous | Wet | R600a | MinimizeLCOE_Brownfield | IgnoreSilica | 2019 | 1.6 | -0.078525 | 0.0011053 | 4 | 5200928.5267 | 15804853.8569 | 106027.9628 | 322203.3235 | 30.8701 | 3.7308 | 20.918 | 60819.3103 | 0 | 12569.9374 | 0 | 0 | 0 | 58134.3102 | 51294.1876 | 133456.9542 | 91087.1135 | 407361.8131 | 961560.8286 | 21624711.9638 | 21624711.9638 | 16547321.491 | 8708592.4126 | 0 | 22993634.6056 | 69874260.473 | 1000 | 0.0044211 | 5200928.5267 | 15804853.8569 | 106027.9628 | 322203.3235
1 | 5000 | 707 | 0.015 | 15 | 15 | 7 | 1.3335e-12 | 5spot_SharedNeighbor | CO2 | Porous | Wet | R600a | MinimizeLCOE_Brownfield | IgnoreSilica | 2019 | 1.6 | -0.076219 | 0.0016482 | 4 | 3485508.0711 | 10596353.0122 | 71056.7965 | 216020.9888 | 30.8701 | 3.7308 | 20.0064 | 60819.4483 | 0 | 12569.8925 | 0 | 0 | 0 | 53531.5082 | 49499.1312 | 128786.5856 | 87899.491 | 393106.0568 | 961560.8286 | 21624711.9638 | 21624711.9638 | 16547321.491 | 8708592.4126 | 0 | 22979378.8493 | 69860004.7167 | 1333.5214 | 0.0065928 | 3485508.0711 | 10596353.0122 | 71056.7965 | 216020.9888
1 | 5000 | 707 | 0.015 | 15 | 15 | 7 | 1.7783e-12 | 5spot_SharedNeighbor | CO2 | Porous | Wet | R600a | MinimizeLCOE_Brownfield | IgnoreSilica | 2019 | 3.2734 | -0.052773 | 0.0033148 | 4 | 1765836.3258 | 5301529.7545 | 35998.962 | 108078.8549 | 35.3232 | 4.3102 | 44.6084 | 115980.9452 | 0 | 48690.7834 | 0 | 0 | 0 | 102462.97 | 104182.5324 | 271061.5786 | 185005.0972 | 827383.9068 | 961560.8286 | 21624711.9638 | 21624711.9638 | 16547321.491 | 8708592.4126 | 0 | 23413656.6992 | 70294282.5666 | 1778.2794 | 0.013259 | 1765836.3258 | 5301529.7545 | 35998.962 | 108078.8549
1 | 5000 | 707 | 0.015 | 15 | 15 | 7 | 2.3714e-12 | 5spot_SharedNeighbor | CO2 | Porous | Wet | R600a | MinimizeLCOE_Brownfield | IgnoreSilica | 2019 | 4.4332 | -0.018847 | 0.0052064 | 4 | 1136616.8064 | 3387730.1669 | 23171.471 | 69063.4617 | 36.7151 | 4.4888 | 43.4204 | 149909.9412 | 0 | 71784.1568 | 0 | 0 | 0 | 128413.8545 | 136542.1015 | 355254.5394 | 242468.5229 | 1084373.1163 | 961560.8286 | 21624711.9638 | 21624711.9638 | 16547321.491 | 8708592.4126 | 0 | 23670645.9088 | 70551271.7762 | 2371.3737 | 0.020826 | 1136616.8064 | 3387730.1669 | 23171.471 | 69063.4617
1 | 5000 | 707 | 0.015 | 15 | 15 | 7 | 3.1623e-12 | 5spot_SharedNeighbor | CO2 | Porous | Wet | R600a | MinimizeLCOE_Brownfield | IgnoreSilica | 2019 | 5.9406 | 0.032363 | 0.007831 | 4 | 765491.1391 | 2262127.2669 | 15605.5723 | 46116.5241 | 37.7937 | 4.6262 | 53.7287 | 190377.8244 | 0 | 100054.0068 | 0 | 0 | 0 | 158988.746 | 175274.0251 | 456027.0597 | 311247.8387 | 1391969.5008 | 961560.8286 | 21624711.9638 | 21624711.9638 | 16547321.491 | 8708592.4126 | 0 | 23978242.2932 | 70858868.1607 | 3162.2777 | 0.031324 | 765491.1391 | 2262127.2669 | 15605.5723 | 46116.5241
1 | 5000 | 707 | 0.015 | 15 | 15 | 7 | 4.217e-12 | 5spot_SharedNeighbor | CO2 | Porous | Wet | R600a | MinimizeLCOE_Brownfield | IgnoreSilica | 2019 | 7.8897 | 0.10425 | 0.011397 | 4 | 534011.8578 | 1562376.1044 | 10886.554 | 31851.1502 | 38.6224 | 4.7306 | 49.8596 | 238348.1162 | 0 | 134441.4639 | 0 | 0 | 0 | 194819.5842 | 221367.5741 | 575953.019 | 393099.7701 | 1758029.5275 | 961560.8286 | 21624711.9638 | 21624711.9638 | 16547321.491 | 8708592.4126 | 0 | 24344302.32 | 71224928.1874 | 4216.965 | 0.045588 | 534011.8578 | 1562376.1044 | 10886.554 | 31851.1502
1 | 5000 | 707 | 0.015 | 15 | 15 | 7 | 5.6234e-12 | 5spot_SharedNeighbor | CO2 | Porous | Wet | R600a | MinimizeLCOE_Brownfield | IgnoreSilica | 2019 | 10.3964 | 0.20117 | 0.016162 | 4 | 383269.7738 | 1108425.733 | 7813.4728 | 22596.7578 | 39.2547 | 4.8085 | 54.7956 | 294939.1284 | 0 | 176075.2335 | 0 | 0 | 0 | 236626.9071 | 275980.0949 | 718043.5957 | 490079.5084 | 2191744.4681 | 961560.8286 | 21624711.9638 | 21624711.9638 | 16547321.491 | 8708592.4126 | 0 | 24778017.2605 | 71658643.1279 | 5623.4133 | 0.064649 | 383269.7738 | 1108425.733 | 7813.4728 | 22596.7578
1 | 5000 | 707 | 0.015 | 15 | 15 | 7 | 7.4989e-12 | 5spot_SharedNeighbor | CO2 | Porous | Wet | R600a | MinimizeLCOE_Brownfield | IgnoreSilica | 2019 | 13.5707 | 0.32742 | 0.022426 | 4 | 281861.4075 | 804471.8275 | 5746.126 | 16400.2463 | 39.7292 | 4.8644 | 44.5591 | 360766.6433 | 0 | 225798.3727 | 0 | 0 | 0 | 284538.4229 | 339730.3412 | 883908.6595 | 603285.8226 | 2698028.2623 | 961560.8286 | 21624711.9638 | 21624711.9638 | 16547321.491 | 8708592.4126 | 0 | 25284301.0547 | 72164926.9222 | 7498.9421 | 0.089705 | 281861.4075 | 804471.8275 | 5746.126 | 16400.2463
1 | 5000 | 707 | 0.015 | 15 | 15 | 7 | 1e-11 | 5spot_SharedNeighbor | CO2 | Porous | Wet | R600a | MinimizeLCOE_Brownfield | IgnoreSilica | 2019 | 17.507 | 0.48679 | 0.030497 | 4 | 212017.9802 | 596321.22 | 4322.2733 | 12156.8147 | 40.0773 | 4.9016 | 54.7957 | 435913.4427 | 0 | 284120.857 | 0 | 0 | 0 | 338164.5574 | 412697.5543 | 1073754.3803 | 732859.428 | 3277510.2198 | 961560.8286 | 21624711.9638 | 21624711.9638 | 16547321.491 | 8708592.4126 | 0 | 25863783.0122 | 72744408.8796 | 10000 | 0.12199 | 212017.9802 | 596321.22 | 4322.2733 | 12156.8147
1 | 5000 | 707 | 0.015 | 15 | 15 | 7 | 1.3335e-11 | 5spot_SharedNeighbor | CO2 | Porous | Wet | R600a | MinimizeLCOE_Brownfield | IgnoreSilica | 2019 | 22.2601 | 0.68155 | 0.040623 | 4 | 163151.9212 | 451662.932 | 3326.0726 | 9207.7598 | 40.3234 | 4.9219 | 50.0405 | 519650.733 | 0 | 350978.8949 | 0 | 0 | 0 | 396476.7001 | 494171.4679 | 1285732.791 | 877539.0491 | 3924549.636 | 961560.8286 | 21624711.9638 | 21624711.9638 | 16547321.491 | 8708592.4126 | 0 | 26510822.4285 | 73391448.2959 | 13335.2143 | 0.16249 | 163151.9212 | 451662.932 | 3326.0726 | 9207.7598
1 | 5000 | 707 | 0.015 | 15 | 15 | 7 | 1.7783e-11 | 5spot_SharedNeighbor | CO2 | Porous | Wet | R600a | MinimizeLCOE_Brownfield | IgnoreSilica | 2019 | 27.7117 | 0.90715 | 0.05285 | 4 | 128651.3796 | 350412.0789 | 2622.7324 | 7143.6242 | 40.4837 | 4.9265 | 51.9578 | 608568.4225 | 0 | 424131.3224 | 0 | 0 | 0 | 455996.2534 | 580591.4393 | 1510579.8295 | 1031001.7729 | 4610869.04 | 961560.8286 | 21624711.9638 | 21624711.9638 | 16547321.491 | 8708592.4126 | 0 | 27197141.8325 | 74077767.6999 | 17782.7941 | 0.2114 | 128651.3796 | 350412.0789 | 2622.7324 | 7143.6242
1 | 5000 | 707 | 0.015 | 15 | 15 | 7 | 2.3714e-11 | 5spot_SharedNeighbor | CO2 | Porous | Wet | R600a | MinimizeLCOE_Brownfield | IgnoreSilica | 2019 | 33.6165 | 1.1537 | 0.066907 | 4 | 104196.308 | 279367.9922 | 2124.1827 | 5695.2944 | 40.5744 | 4.9173 | 58.056 | 698112.4765 | 0 | 500166.3554 | 0 | 0 | 0 | 512735.3613 | 667295.5353 | 1736166.1018 | 1184969.0391 | 5299444.8694 | 961560.8286 | 21624711.9638 | 21624711.9638 | 16547321.491 | 8708592.4126 | 0 | 27885717.6618 | 74766343.5292 | 23713.7371 | 0.26763 | 104196.308 | 279367.9922 | 2124.1827 | 5695.2944
1 | 5000 | 707 | 0.015 | 15 | 15 | 7 | 3.1623e-11 | 5spot_SharedNeighbor | CO2 | Porous | Wet | R600a | MinimizeLCOE_Brownfield | IgnoreSilica | 2019 | 39.607 | 1.4061 | 0.082144 | 4 | 86841.7898 | 229519.7385 | 1770.3873 | 4679.0703 | 40.6114 | 4.8969 | 55.8168 | 783017.6428 | 0 | 574679.2069 | 0 | 0 | 0 | 562682.3808 | 748947.8999 | 1948608.8053 | 1329965.5495 | 5947901.4853 | 961560.8286 | 21624711.9638 | 21624711.9638 | 16547321.491 | 8708592.4126 | 0 | 28534174.2778 | 75414800.1452 | 31622.7766 | 0.32858 | 86841.7898 | 229519.7385 | 1770.3873 | 4679.0703
1 | 5000 | 707 | 0.015 | 15 | 15 | 7 | 4.217e-11 | 5spot_SharedNeighbor | CO2 | Porous | Wet | R600a | MinimizeLCOE_Brownfield | IgnoreSilica | 2019 | 45.3144 | 1.6486 | 0.097663 | 4 | 74515.7371 | 194521.4401 | 1519.1041 | 3965.5827 | 40.6104 | 4.8693 | 66.6163 | 859090.9828 | 0 | 643708.9406 | 0 | 0 | 0 | 603436.086 | 821432.0437 | 2137197.6788 | 1458681.3308 | 6523547.0626 | 961560.8286 | 21624711.9638 | 21624711.9638 | 16547321.491 | 8708592.4126 | 0 | 29109819.8551 | 75990445.7225 | 42169.6503 | 0.39065 | 74515.7371 | 194521.4401 | 1519.1041 | 3965.5827
1 | 5000 | 707 | 0.015 | 15 | 15 | 7 | 5.6234e-11 | 5spot_SharedNeighbor | CO2 | Porous | Wet | R600a | MinimizeLCOE_Brownfield | IgnoreSilica | 2019 | 50.4307 | 1.8679 | 0.11254 | 4 | 65740.4998 | 169886.7188 | 1340.209 | 3463.3706 | 40.5862 | 4.8384 | 53.6424 | 923672.8933 | 0 | 704245.1978 | 0 | 0 | 0 | 634186.4942 | 882220.7883 | 2295357.5227 | 1566628.6741 | 7006311.5704 | 961560.8286 | 21624711.9638 | 21624711.9638 | 16547321.491 | 8708592.4126 | 0 | 29592584.3628 | 76473210.2302 | 56234.1325 | 0.45014 | 65740.4998 | 169886.7188 | 1340.209 | 3463.3706
1 | 5000 | 707 | 0.015 | 15 | 15 | 7 | 7.4989e-11 | 5spot_SharedNeighbor | CO2 | Porous | Wet | R600a | MinimizeLCOE_Brownfield | IgnoreSilica | 2019 | 54.8003 | 2.0567 | 0.12604 | 4 | 59465.532 | 152451.8367 | 1212.2853 | 3107.9369 | 40.5507 | 4.8078 | 65.5474 | 976302.2573 | 0 | 755085.6483 | 0 | 0 | 0 | 655980.6332 | 931073.7301 | 2422462.8562 | 1653380.676 | 7394285.8009 | 961560.8286 | 21624711.9638 | 21624711.9638 | 16547321.491 | 8708592.4126 | 0 | 29980558.5933 | 76861184.4608 | 74989.4209 | 0.50417 | 59465.532 | 152451.8367 | 1212.2853 | 3107.9369
1 | 5000 | 707 | 0.015 | 15 | 15 | 7 | 1e-10 | 5spot_SharedNeighbor | CO2 | Porous | Wet | R600a | MinimizeLCOE_Brownfield | IgnoreSilica | 2019 | 58.4085 | 2.2137 | 0.13778 | 4 | 54951.6182 | 140017.4908 | 1120.2631 | 2854.4459 | 40.5121 | 4.7798 | 63.9962 | 1018081.1734 | 0 | 796539.285 | 0 | 0 | 0 | 670838.2489 | 969328.8958 | 2521994.9503 | 1721313.3754 | 7698095.9288 | 961560.8286 | 21624711.9638 | 21624711.9638 | 16547321.491 | 8708592.4126 | 0 | 30284368.7212 | 77164994.5886 | 100000 | 0.55111 | 54951.6182 | 140017.4908 | 1120.2631 | 2854.4459
1 | 5000 | 707 | 0.015 | 15 | 15 | 7 | 1.3335e-10 | 5spot_SharedNeighbor | CO2 | Porous | Wet | R600a | MinimizeLCOE_Brownfield | IgnoreSilica | 2019 | 61.2996 | 2.3402 | 0.14761 | 4 | 51683.0505 | 131079.995 | 1053.6289 | 2672.243 | 40.4755 | 4.7556 | 65.6213 | 1050490.284 | 0 | 829441.5655 | 0 | 0 | 0 | 680543.0358 | 998585.2053 | 2598113.8662 | 1773266.0996 | 7930440.0564 | 961560.8286 | 21624711.9638 | 21624711.9638 | 16547321.491 | 8708592.4126 | 0 | 30516712.8488 | 77397338.7162 | 133352.1432 | 0.59046 | 51683.0505 | 131079.995 | 1053.6289 | 2672.243
1 | 5000 | 707 | 0.015 | 15 | 15 | 7 | 1.7783e-10 | 5spot_SharedNeighbor | CO2 | Porous | Wet | R600a | MinimizeLCOE_Brownfield | IgnoreSilica | 2019 | 63.5823 | 2.4406 | 0.15564 | 4 | 49301.0045 | 124602.7073 | 1005.0677 | 2540.1947 | 40.4432 | 4.7354 | 73.3872 | 1075418.6683 | 0 | 855235.5891 | 0 | 0 | 0 | 686852.7077 | 1020827.7164 | 2655984.3175 | 1812763.8717 | 8107082.8707 | 961560.8286 | 21624711.9638 | 21624711.9638 | 16547321.491 | 8708592.4126 | 0 | 30693355.6632 | 77573981.5306 | 177827.941 | 0.62257 | 49301.0045 | 124602.7073 | 1005.0677 | 2540.1947
1 | 5000 | 707 | 0.015 | 15 | 15 | 7 | 2.3714e-10 | 5spot_SharedNeighbor | CO2 | Porous | Wet | R600a | MinimizeLCOE_Brownfield | IgnoreSilica | 2019 | 65.3487 | 2.5186 | 0.16205 | 4 | 47554.9973 | 119878.2439 | 969.4729 | 2443.8801 | 40.4161 | 4.7191 | 59.2073 | 1094314.943 | 0 | 875091.9039 | 0 | 0 | 0 | 690799.9413 | 1037480.6474 | 2699311.828 | 1842335.7879 | 8239335.0514 | 961560.8286 | 21624711.9638 | 21624711.9638 | 16547321.491 | 8708592.4126 | 0 | 30825607.8439 | 77706233.7113 | 237137.3706 | 0.64821 | 47554.9973 | 119878.2439 | 969.4729 | 2443.8801
1 | 5000 | 707 | 0.015 | 15 | 15 | 7 | 3.1623e-10 | 5spot_SharedNeighbor | CO2 | Porous | Wet | R600a | MinimizeLCOE_Brownfield | IgnoreSilica | 2019 | 66.7176 | 2.5792 | 0.1671 | 4 | 46268.9084 | 116408.2586 | 943.2543 | 2373.1398 | 40.394 | 4.706 | 55.1767 | 1108724.025 | 0 | 890420.112 | 0 | 0 | 0 | 693410.7577 | 1050096.4089 | 2732135.4517 | 1864738.5855 | 8339525.3409 | 961560.8286 | 21624711.9638 | 21624711.9638 | 16547321.491 | 8708592.4126 | 0 | 30925798.1333 | 77806424.0007 | 316227.766 | 0.66839 | 46268.9084 | 116408.2586 | 943.2543 | 2373.1398
1 | 5000 | 707 | 0.015 | 15 | 15 | 7 | 4.217e-10 | 5spot_SharedNeighbor | CO2 | Porous | Wet | R600a | MinimizeLCOE_Brownfield | IgnoreSilica | 2019 | 67.7628 | 2.6256 | 0.17102 | 4 | 45317.7781 | 113849.231 | 923.8642 | 2320.9706 | 40.3764 | 4.6959 | 63.4584 | 1119587.4318 | 0 | 902088.6846 | 0 | 0 | 0 | 695075.2204 | 1059533.0214 | 2756687.5815 | 1881495.9186 | 8414467.8583 | 961560.8286 | 21624711.9638 | 21624711.9638 | 16547321.491 | 8708592.4126 | 0 | 31000740.6508 | 77881366.5182 | 421696.5034 | 0.68407 | 45317.7781 | 113849.231 | 923.8642 | 2320.9706
1 | 5000 | 707 | 0.015 | 15 | 15 | 7 | 5.6234e-10 | 5spot_SharedNeighbor | CO2 | Porous | Wet | R600a | MinimizeLCOE_Brownfield | IgnoreSilica | 2019 | 68.5741 | 2.6616 | 0.17405 | 4 | 44612.1051 | 111950.9981 | 909.4781 | 2282.2725 | 40.3624 | 4.6878 | 55.0368 | 1127937.7638 | 0 | 911125.9743 | 0 | 0 | 0 | 696328.4776 | 1066802.9641 | 2775602.4813 | 1894405.7264 | 8472203.3875 | 961560.8286 | 21624711.9638 | 21624711.9638 | 16547321.491 | 8708592.4126 | 0 | 31058476.1799 | 77939102.0473 | 562341.3252 | 0.69619 | 44612.1051 | 111950.9981 | 909.4781 | 2282.2725
1 | 5000 | 707 | 0.015 | 15 | 15 | 7 | 7.4989e-10 | 5spot_SharedNeighbor | CO2 | Porous | Wet | R600a | MinimizeLCOE_Brownfield | IgnoreSilica | 2019 | 69.166 | 2.688 | 0.17635 | 4 | 44087.2218 | 110546.1616 | 898.7776 | 2253.633 | 40.3519 | 4.6819 | 57.8859 | 1133985.6414 | 0 | 917709.3967 | 0 | 0 | 0 | 696926.6208 | 1071962.447 | 2789026.3973 | 1903567.8249 | 8513178.3281 | 961560.8286 | 21624711.9638 | 21624711.9638 | 16547321.491 | 8708592.4126 | 0 | 31099451.1205 | 77980076.9879 | 749894.2093 | 0.70541 | 44087.2218 | 110546.1616 | 898.7776 | 2253.633
1 | 5000 | 707 | 0.015 | 15 | 15 | 7 | 1e-09 | 5spot_SharedNeighbor | CO2 | Porous | Wet | R600a | MinimizeLCOE_Brownfield | IgnoreSilica | 2019 | 69.6212 | 2.7083 | 0.17811 | 4 | 43696.048 | 109498.7796 | 890.803 | 2232.2807 | 40.3437 | 4.6773 | 71.2645 | 1138610.1172 | 0 | 922765.3876 | 0 | 0 | 0 | 697399.0816 | 1075922.0887 | 2799328.5729 | 1910599.2714 | 8544624.5194 | 961560.8286 | 21624711.9638 | 21624711.9638 | 16547321.491 | 8708592.4126 | 0 | 31130897.3119 | 78011523.1793 | 1000000 | 0.71244 | 43696.048 | 109498.7796 | 890.803 | 2232.2807
1 | 5000 | 707 | 0.015 | 15 | 15 | 7 | 1.3335e-09 | 5spot_SharedNeighbor | CO2 | Porous | Wet | R600a | MinimizeLCOE_Brownfield | IgnoreSilica | 2019 | 69.9696 | 2.7238 | 0.17945 | 4 | 43404.0833 | 108716.6846 | 884.8509 | 2216.3367 | 40.3374 | 4.6738 | 72.4694 | 1142134.6325 | 0 | 926631.8028 | 0 | 0 | 0 | 697772.7783 | 1078950.2933 | 2807207.3401 | 1915976.6919 | 8568673.539 | 961560.8286 | 21624711.9638 | 21624711.9638 | 16547321.491 | 8708592.4126 | 0 | 31154946.3314 | 78035572.1988 | 1333521.4322 | 0.71779 | 43404.0833 | 108716.6846 | 884.8509 | 2216.3367
1 | 5000 | 707 | 0.015 | 15 | 15 | 7 | 1.7783e-09 | 5spot_SharedNeighbor | CO2 | Porous | Wet | R600a | MinimizeLCOE_Brownfield | IgnoreSilica | 2019 | 70.2324 | 2.7355 | 0.18046 | 4 | 43185.9165 | 108132.5829 | 880.4033 | 2204.429 | 40.3325 | 4.6711 | 68.4389 | 1144784.9656 | 0 | 929546.7498 | 0 | 0 | 0 | 698038.2114 | 1081224.2715 | 2813123.7647 | 1920014.7733 | 8586732.7364 | 961560.8286 | 21624711.9638 | 21624711.9638 | 16547321.491 | 8708592.4126 | 0 | 31173005.5288 | 78053631.3962 | 1778279.41 | 0.72183 | 43185.9165 | 108132.5829 | 880.4033 | 2204.429
1 | 5000 | 707 | 0.015 | 15 | 15 | 7 | 2.3714e-09 | 5spot_SharedNeighbor | CO2 | Porous | Wet | R600a | MinimizeLCOE_Brownfield | IgnoreSilica | 2019 | 70.4176 | 2.7439 | 0.18121 | 4 | 43022.7515 | 107698.4992 | 877.077 | 2195.5796 | 40.3291 | 4.6692 | 66.1882 | 1146648.1398 | 0 | 931599.8457 | 0 | 0 | 0 | 698096.0267 | 1082774.1648 | 2817156.2692 | 1922767.0405 | 8599041.4867 | 961560.8286 | 21624711.9638 | 21624711.9638 | 16547321.491 | 8708592.4126 | 0 | 31185314.2791 | 78065940.1465 | 2371373.7057 | 0.72486 | 43022.7515 | 107698.4992 | 877.077 | 2195.5796
1 | 5000 | 707 | 0.015 | 15 | 15 | 7 | 3.1623e-09 | 5spot_SharedNeighbor | CO2 | Porous | Wet | R600a | MinimizeLCOE_Brownfield | IgnoreSilica | 2019 | 70.5614 | 2.7503 | 0.18179 | 4 | 42900.6417 | 107372.848 | 874.5876 | 2188.9407 | 40.3264 | 4.6677 | 67.844 | 1148091.3225 | 0 | 933192.3661 | 0 | 0 | 0 | 698179.8132 | 1083990.7657 | 2820321.6153 | 1924927.4543 | 8608703.3371 | 961560.8286 | 21624711.9638 | 21624711.9638 | 16547321.491 | 8708592.4126 | 0 | 31194976.1295 | 78075601.9969 | 3162277.6602 | 0.72714 | 42900.6417 | 107372.848 | 874.5876 | 2188.9407
1 | 5000 | 707 | 0.015 | 15 | 15 | 7 | 4.217e-09 | 5spot_SharedNeighbor | CO2 | Porous | Wet | R600a | MinimizeLCOE_Brownfield | IgnoreSilica | 2019 | 70.6734 | 2.7553 | 0.18222 | 4 | 42809.2105 | 107128.2595 | 872.7237 | 2183.9545 | 40.3243 | 4.6665 | 72.0002 | 1149215.0077 | 0 | 934433.6816 | 0 | 0 | 0 | 698281.4357 | 1084952.7487 | 2822824.4978 | 1926635.723 | 8616343.0946 | 961560.8286 | 21624711.9638 | 21624711.9638 | 16547321.491 | 8708592.4126 | 0 | 31202615.887 | 78083241.7544 | 4216965.0343 | 0.72888 | 42809.2105 | 107128.2595 | 872.7237 | 2183.9545
1 | 5000 | 707 | 0.015 | 15 | 15 | 7 | 5.6234e-09 | 5spot_SharedNeighbor | CO2 | Porous | Wet | R600a | MinimizeLCOE_Brownfield | IgnoreSilica | 2019 | 70.764 | 2.7593 | 0.18255 | 4 | 42740.7247 | 106943.804 | 871.3275 | 2180.1941 | 40.3227 | 4.6656 | 68.7607 | 1150122.3442 | 0 | 935436.8684 | 0 | 0 | 0 | 698422.1959 | 1085752.7493 | 2824905.9351 | 1928056.3467 | 8622696.4396 | 961560.8286 | 21624711.9638 | 21624711.9638 | 16547321.491 | 8708592.4126 | 0 | 31208969.2321 | 78089595.0995 | 5623413.2519 | 0.73019 | 42740.7247 | 106943.804 | 871.3275 | 2180.1941
1 | 5000 | 707 | 0.015 | 15 | 15 | 7 | 7.4989e-09 | 5spot_SharedNeighbor | CO2 | Porous | Wet | R600a | MinimizeLCOE_Brownfield | IgnoreSilica | 2019 | 70.8197 | 2.7618 | 0.18279 | 4 | 42689.412 | 106808.0758 | 870.2814 | 2177.4271 | 40.3216 | 4.665 | 61.0302 | 1150680.2564 | 0 | 936054.1052 | 0 | 0 | 0 | 698399.8788 | 1086202.3537 | 2826075.7137 | 1928854.7447 | 8626267.0525 | 961560.8286 | 21624711.9638 | 21624711.9638 | 16547321.491 | 8708592.4126 | 0 | 31212539.8449 | 78093165.7123 | 7498942.0933 | 0.73115 | 42689.412 | 106808.0758 | 870.2814 | 2177.4271
1 | 5000 | 707 | 0.015 | 15 | 15 | 7 | 1e-08 | 5spot_SharedNeighbor | CO2 | Porous | Wet | R600a | MinimizeLCOE_Brownfield | IgnoreSilica | 2019 | 70.8781 | 2.7644 | 0.18298 | 4 | 42650.9579 | 106703.0751 | 869.4975 | 2175.2865 | 40.3205 | 4.6644 | 66.7924 | 1151263.8645 | 0 | 936700.0848 | 0 | 0 | 0 | 698553.1396 | 1086741.6646 | 2827478.89 | 1929812.4413 | 8630550.0848 | 961560.8286 | 21624711.9638 | 21624711.9638 | 16547321.491 | 8708592.4126 | 0 | 31216822.8772 | 78097448.7446 | 10000000 | 0.73191 | 42650.9579 | 106703.0751 | 869.4975 | 2175.2865
1 | 5100 | 707 | 0.015 | 15 | 15 | 7 | 1e-13 | 5spot_SharedNeighbor | CO2 | Porous | Wet | R600a | MinimizeLCOE_Brownfield | IgnoreSilica | 2019 | 0 | 0 | 0 | 0 |  |  |  |  | 15 |  | 16.8675 | [19 empty] | 100 | 0
1 | 5100 | 707 | 0.015 | 15 | 15 | 7 | 1.3335e-13 | 5spot_SharedNeighbor | CO2 | Porous | Wet | R600a | MinimizeLCOE_Brownfield | IgnoreSilica | 2019 | 0 | 0 | 0 | 0 |  |  |  |  | 15 |  | 17.6715 | [19 empty] | 133.3521 | 0
1 | 5100 | 707 | 0.015 | 15 | 15 | 7 | 1.7783e-13 | 5spot_SharedNeighbor | CO2 | Porous | Wet | R600a | MinimizeLCOE_Brownfield | IgnoreSilica | 2019 | 0 | 0 | 0 | 0 |  |  |  |  | 15 |  | 19.9809 | [19 empty] | 177.8279 | 0
1 | 5100 | 707 | 0.015 | 15 | 15 | 7 | 2.3714e-13 | 5spot_SharedNeighbor | CO2 | Porous | Wet | R600a | MinimizeLCOE_Brownfield | IgnoreSilica | 2019 | 0 | 0 | 0 | 0 |  |  |  |  | 15 |  | 22.1696 | [19 empty] | 237.1374 | 0
1 | 5100 | 707 | 0.015 | 15 | 15 | 7 | 3.1623e-13 | 5spot_SharedNeighbor | CO2 | Porous | Wet | R600a | MinimizeLCOE_Brownfield | IgnoreSilica | 2019 | 0 | 0 | 0 | 0 |  |  |  |  | 15 |  | 20.4623 | [19 empty] | 316.2278 | 0
1 | 5100 | 707 | 0.015 | 15 | 15 | 7 | 4.217e-13 | 5spot_SharedNeighbor | CO2 | Porous | Wet | R600a | MinimizeLCOE_Brownfield | IgnoreSilica | 2019 | 0 | 0 | 0 | 0 |  |  |  |  | 15 |  | 19.8705 | [19 empty] | 421.6965 | 0
1 | 5100 | 707 | 0.015 | 15 | 15 | 7 | 5.6234e-13 | 5spot_SharedNeighbor | CO2 | Porous | Wet | R600a | MinimizeLCOE_Brownfield | IgnoreSilica | 2019 | 0 | 0 | 0 | 0 |  |  |  |  | 15 |  | 20.1577 | [19 empty] | 562.3413 | 0
1 | 5100 | 707 | 0.015 | 15 | 15 | 7 | 7.4989e-13 | 5spot_SharedNeighbor | CO2 | Porous | Wet | R600a | MinimizeLCOE_Brownfield | IgnoreSilica | 2019 | 1.6 | -0.083252 | 0.00045581 | 4 | 12937542.2984 | 39280350.8609 | 263749.2991 | 800783.0829 | 31.1283 | 3.8904 | 21.9562 | 62551.8477 | 0 | 12567.1122 | 0 | 0 | 0 | 65525.6116 | 54851.3829 | 142712.0468 | 97403.9044 | 435611.9058 | 961560.8286 | 22191273.92 | 22191273.92 | 16930155.7018 | 8908244.0339 | 0 | 23588446.6544 | 71618120.3101 | 749.8942 | 0.0018233 | 12937542.2984 | 39280350.8609 | 263749.2991 | 800783.0829
1 | 5100 | 707 | 0.015 | 15 | 15 | 7 | 1e-12 | 5spot_SharedNeighbor | CO2 | Porous | Wet | R600a | MinimizeLCOE_Brownfield | IgnoreSilica | 2019 | 1.6 | -0.080198 | 0.0011804 | 4 | 4992112.4743 | 15164626.2726 | 101770.9651 | 309151.4182 | 31.1283 | 3.8904 | 20.9675 | 62552.0804 | 0 | 12567.0364 | 0 | 0 | 0 | 59677.0108 | 52570.4897 | 136777.6306 | 93353.5434 | 417497.7911 | 961560.8286 | 22191273.92 | 22191273.92 | 16930155.7018 | 8908244.0339 | 0 | 23570332.5397 | 71600006.1954 | 1000 | 0.0047215 | 4992112.4743 | 15164626.2726 | 101770.9651 | 309151.4182
1 | 5100 | 707 | 0.015 | 15 | 15 | 7 | 1.3335e-12 | 5spot_SharedNeighbor | CO2 | Porous | Wet | R600a | MinimizeLCOE_Brownfield | IgnoreSilica | 2019 | 1.6 | -0.077901 | 0.001722 | 4 | 3419982.5042 | 10393096.875 | 69720.9692 | 211877.3375 | 31.1283 | 3.8904 | 21.855 | 62552.2253 | 0 | 12566.9891 | 0 | 0 | 0 | 55140.2327 | 50801.1844 | 132174.261 | 90211.649 | 403446.5415 | 961560.8286 | 22191273.92 | 22191273.92 | 16930155.7018 | 8908244.0339 | 0 | 23556281.2901 | 71585954.9458 | 1333.5214 | 0.0068878 | 3419982.5042 | 10393096.875 | 69720.9692 | 211877.3375
1 | 5100 | 707 | 0.015 | 15 | 15 | 7 | 1.7783e-12 | 5spot_SharedNeighbor | CO2 | Porous | Wet | R600a | MinimizeLCOE_Brownfield | IgnoreSilica | 2019 | 3.4392 | -0.050611 | 0.0036366 | 4 | 1652974.0358 | 4954816.8357 | 33698.1115 | 101010.6431 | 36.0318 | 4.5295 | 39.0016 | 124646.2613 | 0 | 52874.3653 | 0 | 0 | 0 | 110431.3786 | 112301.282 | 292184.8996 | 199422.1978 | 891860.3846 | 961560.8286 | 22191273.92 | 22191273.92 | 16930155.7018 | 8908244.0339 | 0 | 24044695.1332 | 72074368.7889 | 1778.2794 | 0.014546 | 1652974.0358 | 4954816.8357 | 33698.1115 | 101010.6431
1 | 5100 | 707 | 0.015 | 15 | 15 | 7 | 2.3714e-12 | 5spot_SharedNeighbor | CO2 | Porous | Wet | R600a | MinimizeLCOE_Brownfield | IgnoreSilica | 2019 | 4.665 | -0.012982 | 0.0057239 | 4 | 1062282.075 | 3160064.2077 | 21656.0569 | 64422.1832 | 37.4508 | 4.7114 | 45.083 | 161179.9203 | 0 | 77579.2673 | 0 | 0 | 0 | 138541.3012 | 147147.1906 | 382846.806 | 261300.8118 | 1168595.2973 | 961560.8286 | 22191273.92 | 22191273.92 | 16930155.7018 | 8908244.0339 | 0 | 24321430.0459 | 72351103.7016 | 2371.3737 | 0.022895 | 1062282.075 | 3160064.2077 | 21656.0569 | 64422.1832
1 | 5100 | 707 | 0.015 | 15 | 15 | 7 | 3.1623e-12 | 5spot_SharedNeighbor | CO2 | Porous | Wet | R600a | MinimizeLCOE_Brownfield | IgnoreSilica | 2019 | 6.2307 | 0.042418 | 0.0086152 | 4 | 715194.2977 | 2108940.9237 | 14580.2031 | 42993.6133 | 38.5321 | 4.8489 | 51.5398 | 204007.3811 | 0 | 107303.3955 | 0 | 0 | 0 | 170844.938 | 188040.7287 | 489243.4037 | 333918.676 | 1493358.523 | 961560.8286 | 22191273.92 | 22191273.92 | 16930155.7018 | 8908244.0339 | 0 | 24646193.2716 | 72675866.9273 | 3162.2777 | 0.034461 | 715194.2977 | 2108940.9237 | 14580.2031 | 42993.6133
1 | 5100 | 707 | 0.015 | 15 | 15 | 7 | 4.217e-12 | 5spot_SharedNeighbor | CO2 | Porous | Wet | R600a | MinimizeLCOE_Brownfield | IgnoreSilica | 2019 | 8.2723 | 0.12035 | 0.012541 | 4 | 499110.338 | 1456592.7033 | 10175.0393 | 29694.6124 | 39.3719 | 4.9542 | 51.9714 | 255225.3444 | 0 | 143778.1374 | 0 | 0 | 0 | 209202.7951 | 237200.448 | 617146.9092 | 421215.4466 | 1883769.0808 | 961560.8286 | 22191273.92 | 22191273.92 | 16930155.7018 | 8908244.0339 | 0 | 25036603.8294 | 73066277.4851 | 4216.965 | 0.050162 | 499110.338 | 1456592.7033 | 10175.0393 | 29694.6124
1 | 5100 | 707 | 0.015 | 15 | 15 | 7 | 5.6234e-12 | 5spot_SharedNeighbor | CO2 | Porous | Wet | R600a | MinimizeLCOE_Brownfield | IgnoreSilica | 2019 | 10.8787 | 0.22443 | 0.017778 | 4 | 358522.7742 | 1033927.6902 | 7308.9717 | 21078.0145 | 40.0086 | 5.0322 | 36.6481 | 315221.1506 | 0 | 187626.6221 | 0 | 0 | 0 | 253494.8824 | 294973.6355 | 767460.8922 | 523807.8286 | 2342585.0114 | 961560.8286 | 22191273.92 | 22191273.92 | 16930155.7018 | 8908244.0339 | 0 | 25495419.76 | 73525093.4157 | 5623.4133 | 0.071112 | 358522.7742 | 1033927.6902 | 7308.9717 | 21078.0145
1 | 5100 | 707 | 0.015 | 15 | 15 | 7 | 7.4989e-12 | 5spot_SharedNeighbor | CO2 | Porous | Wet | R600a | MinimizeLCOE_Brownfield | IgnoreSilica | 2019 | 14.1897 | 0.36018 | 0.024653 | 4 | 263993.8998 | 751045.7644 | 5381.8727 | 15311.0838 | 40.4887 | 5.0881 | 40.2425 | 385257.0785 | 0 | 240181.679 | 0 | 0 | 0 | 304549.9746 | 362695.6055 | 943659.5665 | 644067.0444 | 2880410.9485 | 961560.8286 | 22191273.92 | 22191273.92 | 16930155.7018 | 8908244.0339 | 0 | 26033245.6971 | 74062919.3528 | 7498.9421 | 0.098613 | 263993.8998 | 751045.7644 | 5381.8727 | 15311.0838
1 | 5100 | 707 | 0.015 | 15 | 15 | 7 | 1e-11 | 5spot_SharedNeighbor | CO2 | Porous | Wet | R600a | MinimizeLCOE_Brownfield | IgnoreSilica | 2019 | 18.277 | 0.53068 | 0.033489 | 4 | 198913.6434 | 557458.0879 | 4055.1237 | 11364.5371 | 40.8392 | 5.1246 | 54.8682 | 464870.1423 | 0 | 301571.7403 | 0 | 0 | 0 | 361368.6916 | 439846.1239 | 1144389.3897 | 781069.2733 | 3493115.3611 | 961560.8286 | 22191273.92 | 22191273.92 | 16930155.7018 | 8908244.0339 | 0 | 26645950.1097 | 74675623.7654 | 10000 | 0.13396 | 198913.6434 | 557458.0879 | 4055.1237 | 11364.5371
1 | 5100 | 707 | 0.015 | 15 | 15 | 7 | 1.3335e-11 | 5spot_SharedNeighbor | CO2 | Porous | Wet | R600a | MinimizeLCOE_Brownfield | IgnoreSilica | 2019 | 23.1808 | 0.73767 | 0.044533 | 4 | 153399.9435 | 423027.7003 | 3127.2653 | 8623.9919 | 41.0852 | 5.1437 | 48.6421 | 553060.1357 | 0 | 371538.1829 | 0 | 0 | 0 | 422659.3311 | 525430.4834 | 1367062.3371 | 933048.1354 | 4172798.6056 | 961560.8286 | 22191273.92 | 22191273.92 | 16930155.7018 | 8908244.0339 | 0 | 27325633.3542 | 75355307.0099 | 13335.2143 | 0.17813 | 153399.9435 | 423027.7003 | 3127.2653 | 8623.9919
1 | 5100 | 707 | 0.015 | 15 | 15 | 7 | 1.7783e-11 | 5spot_SharedNeighbor | CO2 | Porous | Wet | R600a | MinimizeLCOE_Brownfield | IgnoreSilica | 2019 | 28.7787 | 0.97627 | 0.057806 | 4 | 121283.3559 | 329003.8493 | 2472.5253 | 6707.1885 | 41.244 | 5.1467 | 41.3112 | 646315.1755 | 0 | 447783.1151 | 0 | 0 | 0 | 484919.5715 | 615816.9662 | 1602229.4247 | 1093554.5049 | 4890618.758 | 961560.8286 | 22191273.92 | 22191273.92 | 16930155.7018 | 8908244.0339 | 0 | 28043453.5066 | 76073127.1623 | 17782.7941 | 0.23122 | 121283.3559 | 329003.8493 | 2472.5253 | 6707.1885
1 | 5100 | 707 | 0.015 | 15 | 15 | 7 | 2.3714e-11 | 5spot_SharedNeighbor | CO2 | Porous | Wet | R600a | MinimizeLCOE_Brownfield | IgnoreSilica | 2019 | 34.8003 | 1.2353 | 0.072969 | 4 | 98530.7271 | 263085.3923 | 2008.6821 | 5363.3516 | 41.332 | 5.1355 | 58.7593 | 739635.9967 | 0 | 526546.5328 | 0 | 0 | 0 | 543804.6602 | 705895.004 | 1836594.0014 | 1253513.1442 | 5605989.3392 | 961560.8286 | 22191273.92 | 22191273.92 | 16930155.7018 | 8908244.0339 | 0 | 28758824.0878 | 76788497.7435 | 23713.7371 | 0.29188 | 98530.7271 | 263085.3923 | 2008.6821 | 5363.3516
1 | 5100 | 707 | 0.015 | 15 | 15 | 7 | 3.1623e-11 | 5spot_SharedNeighbor | CO2 | Porous | Wet | R600a | MinimizeLCOE_Brownfield | IgnoreSilica | 2019 | 40.8593 | 1.4982 | 0.089291 | 4 | 82390.9734 | 216865.9477 | 1679.6514 | 4421.1057 | 41.3658 | 5.113 | 42.012 | 827464.2455 | 0 | 603165.7454 | 0 | 0 | 0 | 595128.556 | 790045.8333 | 2055537.1977 | 1402946.3745 | 6274287.9525 | 961560.8286 | 22191273.92 | 22191273.92 | 16930155.7018 | 8908244.0339 | 0 | 29427122.701 | 77456796.3567 | 31622.7766 | 0.35716 | 82390.9734 | 216865.9477 | 1679.6514 | 4421.1057
1 | 5100 | 707 | 0.015 | 15 | 15 | 7 | 4.217e-11 | 5spot_SharedNeighbor | CO2 | Porous | Wet | R600a | MinimizeLCOE_Brownfield | IgnoreSilica | 2019 | 46.6009 | 1.7496 | 0.1058 | 4 | 70929.0038 | 184418.7961 | 1445.9837 | 3759.6266 | 41.3617 | 5.0833 | 52.9597 | 905796.1182 | 0 | 673819.476 | 0 | 0 | 0 | 636804.655 | 864403.8972 | 2249001.6269 | 1534989.8227 | 6864815.5961 | 961560.8286 | 22191273.92 | 22191273.92 | 16930155.7018 | 8908244.0339 | 0 | 30017650.3447 | 78047324.0004 | 42169.6503 | 0.42321 | 70929.0038 | 184418.7961 | 1445.9837 | 3759.6266
1 | 5100 | 707 | 0.015 | 15 | 15 | 7 | 5.6234e-11 | 5spot_SharedNeighbor | CO2 | Porous | Wet | R600a | MinimizeLCOE_Brownfield | IgnoreSilica | 2019 | 51.7017 | 1.9749 | 0.12151 | 4 | 62767.0059 | 161581.7744 | 1279.5903 | 3294.063 | 41.335 | 5.0509 | 61.1504 | 971757.1394 | 0 | 735265.7351 | 0 | 0 | 0 | 667838.6184 | 926195.9823 | 2409771.9569 | 1644718.8765 | 7355548.3086 | 961560.8286 | 22191273.92 | 22191273.92 | 16930155.7018 | 8908244.0339 | 0 | 30508383.0572 | 78538056.7129 | 56234.1325 | 0.48606 | 62767.0059 | 161581.7744 | 1279.5903 | 3294.063
1 | 5100 | 707 | 0.015 | 15 | 15 | 7 | 7.4989e-11 | 5spot_SharedNeighbor | CO2 | Porous | Wet | R600a | MinimizeLCOE_Brownfield | IgnoreSilica | 2019 | 56.0527 | 2.1686 | 0.13571 | 4 | 56927.5166 | 145404.9384 | 1160.5444 | 2964.2763 | 41.2974 | 5.019 | 61.1343 | 1025491.898 | 0 | 786835.1936 | 0 | 0 | 0 | 689914.8786 | 975874.3684 | 2539024.9272 | 1732936.6845 | 7750077.9503 | 961560.8286 | 22191273.92 | 22191273.92 | 16930155.7018 | 8908244.0339 | 0 | 30902912.6989 | 78932586.3546 | 74989.4209 | 0.54285 | 56927.5166 | 145404.9384 | 1160.5444 | 2964.2763
1 | 5100 | 707 | 0.015 | 15 | 15 | 7 | 1e-10 | 5spot_SharedNeighbor | CO2 | Porous | Wet | R600a | MinimizeLCOE_Brownfield | IgnoreSilica | 2019 | 59.6265 | 2.3289 | 0.14799 | 4 | 52724.0081 | 133861.234 | 1074.8502 | 2728.9423 | 41.2573 | 4.99 | 59.9743 | 1067956.5679 | 0 | 828677.8567 | 0 | 0 | 0 | 704851.6262 | 1014579.5598 | 2639727.8958 | 1801668.5299 | 8057462.0363 | 961560.8286 | 22191273.92 | 22191273.92 | 16930155.7018 | 8908244.0339 | 0 | 31210296.7849 | 79239970.4406 | 100000 | 0.59196 | 52724.0081 | 133861.234 | 1074.8502 | 2728.9423
1 | 5100 | 707 | 0.015 | 15 | 15 | 7 | 1.3335e-10 | 5spot_SharedNeighbor | CO2 | Porous | Wet | R600a | MinimizeLCOE_Brownfield | IgnoreSilica | 2019 | 62.4787 | 2.4575 | 0.15824 | 4 | 49678.0165 | 125558.2608 | 1012.7536 | 2559.675 | 41.2197 | 4.9651 | 54.0843 | 1100793.7491 | 0 | 861769.0967 | 0 | 0 | 0 | 714550.6052 | 1044074.2459 | 2716467.0188 | 1854044.5581 | 8291699.2739 | 961560.8286 | 22191273.92 | 22191273.92 | 16930155.7018 | 8908244.0339 | 0 | 31444534.0225 | 79474207.6782 | 133352.1432 | 0.63297 | 49678.0165 | 125558.2608 | 1012.7536 | 2559.675
1 | 5100 | 707 | 0.015 | 15 | 15 | 7 | 1.7783e-10 | 5spot_SharedNeighbor | CO2 | Porous | Wet | R600a | MinimizeLCOE_Brownfield | IgnoreSilica | 2019 | 64.7297 | 2.5595 | 0.16659 | 4 | 47456.675 | 119535.393 | 967.4685 | 2436.8907 | 41.1866 | 4.9444 | 56.9112 | 1126058.2497 | 0 | 887706.9335 | 0 | 0 | 0 | 720894.2354 | 1066517.1733 | 2774858.9121 | 1893898.2252 | 8469933.7293 | 961560.8286 | 22191273.92 | 22191273.92 | 16930155.7018 | 8908244.0339 | 0 | 31622768.4779 | 79652442.1336 | 177827.941 | 0.66635 | 47456.675 | 119535.393 | 967.4685 | 2436.8907
1 | 5100 | 707 | 0.015 | 15 | 15 | 7 | 2.3714e-10 | 5spot_SharedNeighbor | CO2 | Porous | Wet | R600a | MinimizeLCOE_Brownfield | IgnoreSilica | 2019 | 66.4741 | 2.6389 | 0.17324 | 4 | 45827.4955 | 115138.373 | 934.2555 | 2347.2515 | 41.1591 | 4.9277 | 51.7586 | 1145246.7121 | 0 | 907705.7446 | 0 | 0 | 0 | 724925.2884 | 1083372.3206 | 2818712.5479 | 1923829.2327 | 8603791.8463 | 961560.8286 | 22191273.92 | 22191273.92 | 16930155.7018 | 8908244.0339 | 0 | 31756626.5948 | 79786300.2506 | 237137.3706 | 0.69296 | 45827.4955 | 115138.373 | 934.2555 | 2347.2515
1 | 5100 | 707 | 0.015 | 15 | 15 | 7 | 3.1623e-10 | 5spot_SharedNeighbor | CO2 | Porous | Wet | R600a | MinimizeLCOE_Brownfield | IgnoreSilica | 2019 | 67.8313 | 2.7008 | 0.17847 | 4 | 44626.8668 | 111905.6467 | 909.779 | 2281.348 | 41.1364 | 4.9143 | 60.6329 | 1159942.7311 | 0 | 923207.522 | 0 | 0 | 0 | 727680.6423 | 1096224.0492 | 2852150.1096 | 1946651.0556 | 8705856.1098 | 961560.8286 | 22191273.92 | 22191273.92 | 16930155.7018 | 8908244.0339 | 0 | 31858690.8584 | 79888364.5141 | 316227.766 | 0.71389 | 44626.8668 | 111905.6467 | 909.779 | 2281.348
1 | 5100 | 707 | 0.015 | 15 | 15 | 7 | 4.217e-10 | 5spot_SharedNeighbor | CO2 | Porous | Wet | R600a | MinimizeLCOE_Brownfield | IgnoreSilica | 2019 | 68.8519 | 2.7474 | 0.18252 | 4 | 43738.5815 | 109523.7453 | 891.6701 | 2232.7897 | 41.1187 | 4.9041 | 47.2447 | 1170858.6694 | 0 | 934830.8208 | 0 | 0 | 0 | 729291.2146 | 1105642.4749 | 2876654.9212 | 1963376.093 | 8780654.1939 | 961560.8286 | 22191273.92 | 22191273.92 | 16930155.7018 | 8908244.0339 | 0 | 31933488.9425 | 79963162.5982 | 421696.5034 | 0.7301 | 43738.5815 | 109523.7453 | 891.6701 | 2232.7897
1 | 5100 | 707 | 0.015 | 15 | 15 | 7 | 5.6234e-10 | 5spot_SharedNeighbor | CO2 | Porous | Wet | R600a | MinimizeLCOE_Brownfield | IgnoreSilica | 2019 | 69.6406 | 2.7835 | 0.18565 | 4 | 43079.3263 | 107756.8461 | 878.2303 | 2196.7691 | 41.1046 | 4.896 | 70.0341 | 1179216.1752 | 0 | 943794.9158 | 0 | 0 | 0 | 730475.3591 | 1112859.7155 | 2895432.7009 | 1976192.3136 | 8837971.18 | 961560.8286 | 22191273.92 | 22191273.92 | 16930155.7018 | 8908244.0339 | 0 | 31990805.9286 | 80020479.5843 | 562341.3252 | 0.7426 | 43079.3263 | 107756.8461 | 878.2303 | 2196.7691
1 | 5100 | 707 | 0.015 | 15 | 15 | 7 | 7.4989e-10 | 5spot_SharedNeighbor | CO2 | Porous | Wet | R600a | MinimizeLCOE_Brownfield | IgnoreSilica | 2019 | 70.2324 | 2.8107 | 0.18804 | 4 | 42588.8476 | 106445.4796 | 868.2313 | 2170.0351 | 41.0938 | 4.8898 | 69.5923 | 1185441.715 | 0 | 950509.9767 | 0 | 0 | 0 | 731203.1266 | 1118190.3791 | 2909301.9941 | 1985658.3911 | 8880305.5826 | 961560.8286 | 22191273.92 | 22191273.92 | 16930155.7018 | 8908244.0339 | 0 | 32033140.3311 | 80062813.9869 | 749894.2093 | 0.75215 | 42588.8476 | 106445.4796 | 868.2313 | 2170.0351
1 | 5100 | 707 | 0.015 | 15 | 15 | 7 | 1e-09 | 5spot_SharedNeighbor | CO2 | Porous | Wet | R600a | MinimizeLCOE_Brownfield | IgnoreSilica | 2019 | 70.6734 | 2.831 | 0.18985 | 4 | 42223.2434 | 105470.3305 | 860.7779 | 2150.1553 | 41.0857 | 4.8852 | 70.2396 | 1190055.98 | 0 | 955508.2628 | 0 | 0 | 0 | 731625.6277 | 1122104.0495 | 2919484.5615 | 1992608.2027 | 8911386.6841 | 961560.8286 | 22191273.92 | 22191273.92 | 16930155.7018 | 8908244.0339 | 0 | 32064221.4327 | 80093895.0884 | 1000000 | 0.7594 | 42223.2434 | 105470.3305 | 860.7779 | 2150.1553
1 | 5100 | 707 | 0.015 | 15 | 15 | 7 | 1.3335e-09 | 5spot_SharedNeighbor | CO2 | Porous | Wet | R600a | MinimizeLCOE_Brownfield | IgnoreSilica | 2019 | 71.0218 | 2.8469 | 0.19123 | 4 | 41950.3243 | 104739.897 | 855.2141 | 2135.2645 | 41.0792 | 4.8816 | 73.6552 | 1193686.1433 | 0 | 959453.4336 | 0 | 0 | 0 | 732080.2403 | 1125235.7287 | 2927632.5485 | 1998169.3712 | 8936257.4655 | 961560.8286 | 22191273.92 | 22191273.92 | 16930155.7018 | 8908244.0339 | 0 | 32089092.2141 | 80118765.8698 | 1333521.4322 | 0.76493 | 41950.3243 | 104739.897 | 855.2141 | 2135.2645
1 | 5100 | 707 | 0.015 | 15 | 15 | 7 | 1.7783e-09 | 5spot_SharedNeighbor | CO2 | Porous | Wet | R600a | MinimizeLCOE_Brownfield | IgnoreSilica | 2019 | 71.2607 | 2.858 | 0.19226 | 4 | 41746.3652 | 104198.9764 | 851.0561 | 2124.2371 | 41.0746 | 4.879 | 65.4741 | 1196168.0661 | 0 | 962157.3385 | 0 | 0 | 0 | 732150.5178 | 1127285.6098 | 2932965.9185 | 2001809.5058 | 8952536.9565 | 961560.8286 | 22191273.92 | 22191273.92 | 16930155.7018 | 8908244.0339 | 0 | 32105371.7051 | 80135045.3608 | 1778279.41 | 0.76906 | 41746.3652 | 104198.9764 | 851.0561 | 2124.2371
1 | 5100 | 707 | 0.015 | 15 | 15 | 7 | 2.3714e-09 | 5spot_SharedNeighbor | CO2 | Porous | Wet | R600a | MinimizeLCOE_Brownfield | IgnoreSilica | 2019 | 71.4628 | 2.8672 | 0.19306 | 4 | 41593.8132 | 103790.2389 | 847.9461 | 2115.9044 | 41.0708 | 4.8769 | 74.5227 | 1198262.1526 | 0 | 964442.9334 | 0 | 0 | 0 | 732431.9395 | 1129103.44 | 2937695.5398 | 2005037.5695 | 8966973.5748 | 961560.8286 | 22191273.92 | 22191273.92 | 16930155.7018 | 8908244.0339 | 0 | 32119808.3234 | 80149481.9791 | 2371373.7057 | 0.77223 | 41593.8132 | 103790.2389 | 847.9461 | 2115.9044
1 | 5100 | 707 | 0.015 | 15 | 15 | 7 | 3.1623e-09 | 5spot_SharedNeighbor | CO2 | Porous | Wet | R600a | MinimizeLCOE_Brownfield | IgnoreSilica | 2019 | 71.6091 | 2.874 | 0.19365 | 4 | 41479.6387 | 103485.5252 | 845.6185 | 2109.6924 | 41.068 | 4.8753 | 67.7558 | 1199775.7582 | 0 | 966097.3804 | 0 | 0 | 0 | 732577.2391 | 1130395.6473 | 2941057.5983 | 2007332.2435 | 8977235.8669 | 961560.8286 | 22191273.92 | 22191273.92 | 16930155.7018 | 8908244.0339 | 0 | 32130070.6155 | 80159744.2712 | 3162277.6602 | 0.7746 | 41479.6387 | 103485.5252 | 845.6185 | 2109.6924
1 | 5100 | 707 | 0.015 | 15 | 15 | 7 | 4.217e-09 | 5spot_SharedNeighbor | CO2 | Porous | Wet | R600a | MinimizeLCOE_Brownfield | IgnoreSilica | 2019 | 71.7166 | 2.8789 | 0.19409 | 4 | 41394.1453 | 103257.902 | 843.8756 | 2105.052 | 41.066 | 4.8742 | 67.2693 | 1200885.5153 | 0 | 967311.6975 | 0 | 0 | 0 | 732656.0808 | 1131332.7845 | 2943495.837 | 2008996.3915 | 8984678.3066 | 961560.8286 | 22191273.92 | 22191273.92 | 16930155.7018 | 8908244.0339 | 0 | 32137513.0551 | 80167186.7109 | 4216965.0343 | 0.77638 | 41394.1453 | 103257.902 | 843.8756 | 2105.052
1 | 5100 | 707 | 0.015 | 15 | 15 | 7 | 5.6234e-09 | 5spot_SharedNeighbor | CO2 | Porous | Wet | R600a | MinimizeLCOE_Brownfield | IgnoreSilica | 2019 | 71.7944 | 2.8825 | 0.19443 | 4 | 41330.1047 | 103087.9836 | 842.5701 | 2101.588 | 41.0645 | 4.8733 | 65.5915 | 1201688.3397 | 0 | 968190.8497 | 0 | 0 | 0 | 732682.5971 | 1131999.0968 | 2945229.4448 | 2010179.6145 | 8989969.9427 | 961560.8286 | 22191273.92 | 22191273.92 | 16930155.7018 | 8908244.0339 | 0 | 32142804.6913 | 80172478.347 | 5623413.2519 | 0.77771 | 41330.1047 | 103087.9836 | 842.5701 | 2101.588
1 | 5100 | 707 | 0.015 | 15 | 15 | 7 | 7.4989e-09 | 5spot_SharedNeighbor | CO2 | Porous | Wet | R600a | MinimizeLCOE_Brownfield | IgnoreSilica | 2019 | 71.8527 | 2.8852 | 0.19468 | 4 | 41282.121 | 102960.697 | 841.5919 | 2098.9931 | 41.0633 | 4.8727 | 69.0589 | 1202290.0223 | 0 | 968850.1157 | 0 | 0 | 0 | 732700.869 | 1132497.9927 | 2946527.4698 | 2011065.5432 | 8993932.0127 | 961560.8286 | 22191273.92 | 22191273.92 | 16930155.7018 | 8908244.0339 | 0 | 32146766.7613 | 80176440.417 | 7498942.0933 | 0.77871 | 41282.121 | 102960.697 | 841.5919 | 2098.9931
1 | 5100 | 707 | 0.015 | 15 | 15 | 7 | 1e-08 | 5spot_SharedNeighbor | CO2 | Porous | Wet | R600a | MinimizeLCOE_Brownfield | IgnoreSilica | 2019 | 71.9038 | 2.8875 | 0.19487 | 4 | 41246.1609 | 102863.9131 | 840.8588 | 2097.02 | 41.0624 | 4.8722 | 75.8352 | 1202816.8192 | 0 | 969427.5959 | 0 | 0 | 0 | 732792.02 | 1132964.2097 | 2947740.4707 | 2011893.4412 | 8997634.5567 | 961560.8286 | 22191273.92 | 22191273.92 | 16930155.7018 | 8908244.0339 | 0 | 32150469.3053 | 80180142.961 | 10000000 | 0.77948 | 41246.1609 | 102863.9131 | 840.8588 | 2097.02
1 | 5200 | 707 | 0.015 | 15 | 15 | 7 | 1e-13 | 5spot_SharedNeighbor | CO2 | Porous | Wet | R600a | MinimizeLCOE_Brownfield | IgnoreSilica | 2019 | 0 | 0 | 0 | 0 |  |  |  |  | 15 |  | 17.4429 | [19 empty] | 100 | 0
1 | 5200 | 707 | 0.015 | 15 | 15 | 7 | 1.3335e-13 | 5spot_SharedNeighbor | CO2 | Porous | Wet | R600a | MinimizeLCOE_Brownfield | IgnoreSilica | 2019 | 0 | 0 | 0 | 0 |  |  |  |  | 15 |  | 20.2857 | [19 empty] | 133.3521 | 0
1 | 5200 | 707 | 0.015 | 15 | 15 | 7 | 1.7783e-13 | 5spot_SharedNeighbor | CO2 | Porous | Wet | R600a | MinimizeLCOE_Brownfield | IgnoreSilica | 2019 | 0 | 0 | 0 | 0 |  |  |  |  | 15 |  | 19.3902 | [19 empty] | 177.8279 | 0
1 | 5200 | 707 | 0.015 | 15 | 15 | 7 | 2.3714e-13 | 5spot_SharedNeighbor | CO2 | Porous | Wet | R600a | MinimizeLCOE_Brownfield | IgnoreSilica | 2019 | 0 | 0 | 0 | 0 |  |  |  |  | 15 |  | 19.178 | [19 empty] | 237.1374 | 0
1 | 5200 | 707 | 0.015 | 15 | 15 | 7 | 3.1623e-13 | 5spot_SharedNeighbor | CO2 | Porous | Wet | R600a | MinimizeLCOE_Brownfield | IgnoreSilica | 2019 | 0 | 0 | 0 | 0 |  |  |  |  | 15 |  | 18.0849 | [19 empty] | 316.2278 | 0
1 | 5200 | 707 | 0.015 | 15 | 15 | 7 | 4.217e-13 | 5spot_SharedNeighbor | CO2 | Porous | Wet | R600a | MinimizeLCOE_Brownfield | IgnoreSilica | 2019 | 0 | 0 | 0 | 0 |  |  |  |  | 15 |  | 18.8093 | [19 empty] | 421.6965 | 0
1 | 5200 | 707 | 0.015 | 15 | 15 | 7 | 5.6234e-13 | 5spot_SharedNeighbor | CO2 | Porous | Wet | R600a | MinimizeLCOE_Brownfield | IgnoreSilica | 2019 | 0 | 0 | 0 | 0 |  |  |  |  | 15 |  | 20.3893 | [19 empty] | 562.3413 | 0
1 | 5200 | 707 | 0.015 | 15 | 15 | 7 | 7.4989e-13 | 5spot_SharedNeighbor | CO2 | Porous | Wet | R600a | MinimizeLCOE_Brownfield | IgnoreSilica | 2019 | 1.6 | -0.084892 | 0.00053265 | 4 | 11344411.0818 | 34432853.1758 | 231271.1644 | 701960.2859 | 31.3797 | 4.049 | 22.619 | 64247.7204 | 0 | 12553.8152 | 0 | 0 | 0 | 66962.0197 | 56067.7865 | 145876.8795 | 99563.9677 | 445272.189 | 961560.8286 | 22763695.9669 | 22763695.9669 | 17318556.9989 | 9110239.6917 | 0 | 24170528.9846 | 73363021.6421 | 749.8942 | 0.0021306 | 11344411.0818 | 34432853.1758 | 231271.1644 | 701960.2859
1 | 5200 | 707 | 0.015 | 15 | 15 | 7 | 1e-12 | 5spot_SharedNeighbor | CO2 | Porous | Wet | R600a | MinimizeLCOE_Brownfield | IgnoreSilica | 2019 | 1.6 | -0.081849 | 0.0012554 | 4 | 4809734.3928 | 14605882.0664 | 98052.9412 | 297760.6618 | 31.3797 | 4.049 | 20.8013 | 64247.9619 | 0 | 12553.7361 | 0 | 0 | 0 | 61185.957 | 53815.1855 | 140016.0735 | 95563.8472 | 427382.7612 | 961560.8286 | 22763695.9669 | 22763695.9669 | 17318556.9989 | 9110239.6917 | 0 | 24152639.5568 | 73345132.2143 | 1000 | 0.0050216 | 4809734.3928 | 14605882.0664 | 98052.9412 | 297760.6618
1 | 5200 | 707 | 0.015 | 15 | 15 | 7 | 1.3335e-12 | 5spot_SharedNeighbor | CO2 | Porous | Wet | R600a | MinimizeLCOE_Brownfield | IgnoreSilica | 2019 | 1.6 | -0.079561 | 0.0017956 | 4 | 3360766.5099 | 10209682.2508 | 68513.7711 | 208138.1823 | 31.3797 | 4.049 | 20.8998 | 64248.1135 | 0 | 12553.6864 | 0 | 0 | 0 | 56711.6105 | 52070.2301 | 135476.0576 | 92465.1931 | 413524.8912 | 961560.8286 | 22763695.9669 | 22763695.9669 | 17318556.9989 | 9110239.6917 | 0 | 24138781.6867 | 73331274.3443 | 1333.5214 | 0.0071825 | 3360766.5099 | 10209682.2508 | 68513.7711 | 208138.1823
1 | 5200 | 707 | 0.015 | 15 | 15 | 7 | 1.7783e-12 | 5spot_SharedNeighbor | CO2 | Porous | Wet | R600a | MinimizeLCOE_Brownfield | IgnoreSilica | 2019 | 3.6024 | -0.048199 | 0.0039897 | 4 | 1546601.1732 | 4629038.3048 | 31529.5568 | 94369.2071 | 36.7352 | 4.7482 | 45.3363 | 133433.6919 | 0 | 57097.0194 | 0 | 0 | 0 | 118417.3039 | 120489.7259 | 313489.551 | 213963.0601 | 956890.3522 | 961560.8286 | 22763695.9669 | 22763695.9669 | 17318556.9989 | 9110239.6917 | 0 | 24682147.1478 | 73874639.8053 | 1778.2794 | 0.015959 | 1546601.1732 | 4629038.3048 | 31529.5568 | 94369.2071
1 | 5200 | 707 | 0.015 | 15 | 15 | 7 | 2.3714e-12 | 5spot_SharedNeighbor | CO2 | Porous | Wet | R600a | MinimizeLCOE_Brownfield | IgnoreSilica | 2019 | 4.8741 | -0.007325 | 0.0062879 | 4 | 992942.5695 | 2948784.4123 | 20242.4773 | 60114.9588 | 38.1663 | 4.9315 | 35.3367 | 172062.9774 | 0 | 83053.2453 | 0 | 0 | 0 | 148082.1351 | 157247.3596 | 409125.3737 | 279236.4742 | 1248807.5654 | 961560.8286 | 22763695.9669 | 22763695.9669 | 17318556.9989 | 9110239.6917 | 0 | 24974064.3609 | 74166557.0185 | 2371.3737 | 0.025152 | 992942.5695 | 2948784.4123 | 20242.4773 | 60114.9588
1 | 5200 | 707 | 0.015 | 15 | 15 | 7 | 3.1623e-12 | 5spot_SharedNeighbor | CO2 | Porous | Wet | R600a | MinimizeLCOE_Brownfield | IgnoreSilica | 2019 | 6.5324 | 0.053471 | 0.00947 | 4 | 668546.9427 | 1967181.3766 | 13629.2337 | 40103.6532 | 39.2776 | 5.0724 | 49.1833 | 218272.1366 | 0 | 114925.1878 | 0 | 0 | 0 | 183200.4311 | 201395.1247 | 523988.8025 | 357633.1246 | 1599414.8074 | 961560.8286 | 22763695.9669 | 22763695.9669 | 17318556.9989 | 9110239.6917 | 0 | 25324671.6029 | 74517164.2605 | 3162.2777 | 0.03788 | 668546.9427 | 1967181.3766 | 13629.2337 | 40103.6532
1 | 5200 | 707 | 0.015 | 15 | 15 | 7 | 4.217e-12 | 5spot_SharedNeighbor | CO2 | Porous | Wet | R600a | MinimizeLCOE_Brownfield | IgnoreSilica | 2019 | 8.6519 | 0.13717 | 0.013782 | 4 | 466845.5136 | 1359169.2449 | 9517.2772 | 27708.5035 | 40.1221 | 5.1779 | 48.5897 | 272427.3098 | 0 | 153255.824 | 0 | 0 | 0 | 223682.0231 | 253252.4112 | 658910.8246 | 449720.1771 | 2011248.5697 | 961560.8286 | 22763695.9669 | 22763695.9669 | 17318556.9989 | 9110239.6917 | 0 | 25736505.3652 | 74928998.0228 | 4216.965 | 0.055129 | 466845.5136 | 1359169.2449 | 9517.2772 | 27708.5035
1 | 5200 | 707 | 0.015 | 15 | 15 | 7 | 5.6234e-12 | 5spot_SharedNeighbor | CO2 | Porous | Wet | R600a | MinimizeLCOE_Brownfield | IgnoreSilica | 2019 | 11.3781 | 0.24941 | 0.019531 | 4 | 335686.594 | 965365.1039 | 6843.4253 | 19680.2734 | 40.7682 | 5.2565 | 46.3925 | 336364.1612 | 0 | 199698.754 | 0 | 0 | 0 | 270990.8309 | 314750.961 | 818917.4362 | 558927.9773 | 2499650.1206 | 961560.8286 | 22763695.9669 | 22763695.9669 | 17318556.9989 | 9110239.6917 | 0 | 26224906.9162 | 75417399.5737 | 5623.4133 | 0.078123 | 335686.594 | 965365.1039 | 6843.4253 | 19680.2734
1 | 5200 | 707 | 0.015 | 15 | 15 | 7 | 7.4989e-12 | 5spot_SharedNeighbor | CO2 | Porous | Wet | R600a | MinimizeLCOE_Brownfield | IgnoreSilica | 2019 | 14.8151 | 0.39461 | 0.027061 | 4 | 247519.0151 | 701974.9317 | 5046.0099 | 14310.7085 | 41.2517 | 5.3122 | 49.5952 | 410455.3997 | 0 | 254960.18 | 0 | 0 | 0 | 324942.7965 | 386239.7667 | 1004916.6444 | 685876.2588 | 3067391.0461 | 961560.8286 | 22763695.9669 | 22763695.9669 | 17318556.9989 | 9110239.6917 | 0 | 26792647.8417 | 75985140.4992 | 7498.9421 | 0.10824 | 247519.0151 | 701974.9317 | 5046.0099 | 14310.7085
1 | 5200 | 707 | 0.015 | 15 | 15 | 7 | 1e-11 | 5spot_SharedNeighbor | CO2 | Porous | Wet | R600a | MinimizeLCOE_Brownfield | IgnoreSilica | 2019 | 19.054 | 0.57665 | 0.036716 | 4 | 186831.5412 | 521780.0951 | 3808.8137 | 10637.193 | 41.6047 | 5.348 | 48.8898 | 494633.4488 | 0 | 319481.6615 | 0 | 0 | 0 | 384982.6812 | 467648.1387 | 1216724.529 | 830439.4923 | 3713909.9515 | 961560.8286 | 22763695.9669 | 22763695.9669 | 17318556.9989 | 9110239.6917 | 0 | 27439166.747 | 76631659.4046 | 10000 | 0.14687 | 186831.5412 | 521780.0951 | 3808.8137 | 10637.193
1 | 5200 | 707 | 0.015 | 15 | 15 | 7 | 1.3335e-11 | 5spot_SharedNeighbor | CO2 | Porous | Wet | R600a | MinimizeLCOE_Brownfield | IgnoreSilica | 2019 | 24.1165 | 0.79659 | 0.04874 | 4 | 144403.2659 | 396721.6804 | 2943.8559 | 8087.7081 | 41.8509 | 5.3659 | 46.669 | 587489.9388 | 0 | 392720.2595 | 0 | 0 | 0 | 449406.9855 | 557550.7017 | 1450632.5563 | 990086.5272 | 4427886.9689 | 961560.8286 | 22763695.9669 | 22763695.9669 | 17318556.9989 | 9110239.6917 | 0 | 28153143.7645 | 77345636.422 | 13335.2143 | 0.19496 | 144403.2659 | 396721.6804 | 2943.8559 | 8087.7081
1 | 5200 | 707 | 0.015 | 15 | 15 | 7 | 1.7783e-11 | 5spot_SharedNeighbor | CO2 | Porous | Wet | R600a | MinimizeLCOE_Brownfield | IgnoreSilica | 2019 | 29.8628 | 1.0487 | 0.06312 | 4 | 114477.1624 | 309315.6864 | 2333.7718 | 6305.8186 | 42.0081 | 5.3671 | 56.4084 | 685165.6101 | 0 | 472128.6863 | 0 | 0 | 0 | 514425.0063 | 651970.5281 | 1696293.5765 | 1157755.2213 | 5177738.6286 | 961560.8286 | 22763695.9669 | 22763695.9669 | 17318556.9989 | 9110239.6917 | 0 | 28902995.4241 | 78095488.0817 | 17782.7941 | 0.25248 | 114477.1624 | 309315.6864 | 2333.7718 | 6305.8186
1 | 5200 | 707 | 0.015 | 15 | 15 | 7 | 2.3714e-11 | 5spot_SharedNeighbor | CO2 | Porous | Wet | R600a | MinimizeLCOE_Brownfield | IgnoreSilica | 2019 | 35.9944 | 1.3201 | 0.079444 | 4 | 93286.4134 | 248088.3425 | 1901.7697 | 5057.6164 | 42.0932 | 5.3537 | 51.6914 | 782182.6823 | 0 | 553564.1372 | 0 | 0 | 0 | 575307.4743 | 745311.1746 | 1939146.792 | 1323507.531 | 5919019.7915 | 961560.8286 | 22763695.9669 | 22763695.9669 | 17318556.9989 | 9110239.6917 | 0 | 29644276.5871 | 78836769.2446 | 23713.7371 | 0.31778 | 93286.4134 | 248088.3425 | 1901.7697 | 5057.6164
1 | 5200 | 707 | 0.015 | 15 | 15 | 7 | 3.1623e-11 | 5spot_SharedNeighbor | CO2 | Porous | Wet | R600a | MinimizeLCOE_Brownfield | IgnoreSilica | 2019 | 42.124 | 1.594 | 0.096897 | 4 | 78259.6317 | 205178.9086 | 1595.4284 | 4182.8496 | 42.1237 | 5.329 | 50.5888 | 872957.8678 | 0 | 632329.5942 | 0 | 0 | 0 | 627990.0422 | 831978.2266 | 2164636.6835 | 1477409.0153 | 6607301.4297 | 961560.8286 | 22763695.9669 | 22763695.9669 | 17318556.9989 | 9110239.6917 | 0 | 30332558.2253 | 79525050.8829 | 31622.7766 | 0.38759 | 78259.6317 | 205178.9086 | 1595.4284 | 4182.8496
1 | 5200 | 707 | 0.015 | 15 | 15 | 7 | 4.217e-11 | 5spot_SharedNeighbor | CO2 | Porous | Wet | R600a | MinimizeLCOE_Brownfield | IgnoreSilica | 2019 | 47.8749 | 1.8533 | 0.11442 | 4 | 67588.5823 | 175068.7085 | 1377.8847 | 3569.0124 | 42.1165 | 5.2974 | 62.0133 | 953182.4687 | 0 | 704298.0327 | 0 | 0 | 0 | 670164.5998 | 907781.5895 | 2361861.4842 | 1612018.9943 | 7209307.1692 | 961560.8286 | 22763695.9669 | 22763695.9669 | 17318556.9989 | 9110239.6917 | 0 | 30934563.9647 | 80127056.6223 | 42169.6503 | 0.45769 | 67588.5823 | 175068.7085 | 1377.8847 | 3569.0124
1 | 5200 | 707 | 0.015 | 15 | 15 | 7 | 5.6234e-11 | 5spot_SharedNeighbor | CO2 | Porous | Wet | R600a | MinimizeLCOE_Brownfield | IgnoreSilica | 2019 | 52.9781 | 2.0854 | 0.13101 | 4 | 59987.6547 | 153861.8057 | 1222.9295 | 3136.681 | 42.087 | 5.2633 | 62.0442 | 1020718.4022 | 0 | 766857.8121 | 0 | 0 | 0 | 701671.6473 | 970806.666 | 2525839.8051 | 1723937.5678 | 7709831.9006 | 961560.8286 | 22763695.9669 | 22763695.9669 | 17318556.9989 | 9110239.6917 | 0 | 31435088.6961 | 80627581.3537 | 56234.1325 | 0.52403 | 59987.6547 | 153861.8057 | 1222.9295 | 3136.681
1 | 5200 | 707 | 0.015 | 15 | 15 | 7 | 7.4989e-11 | 5spot_SharedNeighbor | CO2 | Porous | Wet | R600a | MinimizeLCOE_Brownfield | IgnoreSilica | 2019 | 57.2977 | 2.2835 | 0.1459 | 4 | 54546.6297 | 138835.6846 | 1112.0068 | 2830.3532 | 42.0474 | 5.2301 | 58.8963 | 1075358.6092 | 0 | 818986.1978 | 0 | 0 | 0 | 723801.2985 | 1021076.9811 | 2656632.8532 | 1813206.5107 | 8109062.4505 | 961560.8286 | 22763695.9669 | 22763695.9669 | 17318556.9989 | 9110239.6917 | 0 | 31834319.2461 | 81026811.9036 | 74989.4209 | 0.58362 | 54546.6297 | 138835.6846 | 1112.0068 | 2830.3532
1 | 5200 | 707 | 0.015 | 15 | 15 | 7 | 1e-10 | 5spot_SharedNeighbor | CO2 | Porous | Wet | R600a | MinimizeLCOE_Brownfield | IgnoreSilica | 2019 | 60.8346 | 2.4468 | 0.15873 | 4 | 50627.2822 | 128104.685 | 1032.1056 | 2611.5873 | 42.0059 | 5.2002 | 58.9923 | 1118438.3366 | 0 | 861166.4502 | 0 | 0 | 0 | 738729.3323 | 1060150.3064 | 2758293.6306 | 1882592.0802 | 8419370.1363 | 961560.8286 | 22763695.9669 | 22763695.9669 | 17318556.9989 | 9110239.6917 | 0 | 32144626.9319 | 81337119.5894 | 100000 | 0.63493 | 50627.2822 | 128104.685 | 1032.1056 | 2611.5873
1 | 5200 | 707 | 0.015 | 15 | 15 | 7 | 1.3335e-10 | 5spot_SharedNeighbor | CO2 | Porous | Wet | R600a | MinimizeLCOE_Brownfield | IgnoreSilica | 2019 | 63.6554 | 2.5778 | 0.16941 | 4 | 47785.1935 | 120378.8588 | 974.1658 | 2454.0859 | 41.9672 | 5.1746 | 67.6843 | 1151752.8272 | 0 | 894512.606 | 0 | 0 | 0 | 748462.6447 | 1089943.9503 | 2835810.5806 | 1935498.9913 | 8655981.6 | 961560.8286 | 22763695.9669 | 22763695.9669 | 17318556.9989 | 9110239.6917 | 0 | 32381238.3956 | 81573731.0531 | 133352.1432 | 0.67764 | 47785.1935 | 120378.8588 | 974.1658 | 2454.0859
1 | 5200 | 707 | 0.015 | 15 | 15 | 7 | 1.7783e-10 | 5spot_SharedNeighbor | CO2 | Porous | Wet | R600a | MinimizeLCOE_Brownfield | IgnoreSilica | 2019 | 65.8823 | 2.6817 | 0.17808 | 4 | 45711.1865 | 114769.4532 | 931.8844 | 2339.7305 | 41.9334 | 5.1534 | 57.2403 | 1177407.7489 | 0 | 920664.5026 | 0 | 0 | 0 | 754886.4556 | 1112653.8958 | 2894897.2001 | 1975826.8232 | 8836336.6261 | 961560.8286 | 22763695.9669 | 22763695.9669 | 17318556.9989 | 9110239.6917 | 0 | 32561593.4217 | 81754086.0792 | 177827.941 | 0.71233 | 45711.1865 | 114769.4532 | 931.8844 | 2339.7305
1 | 5200 | 707 | 0.015 | 15 | 15 | 7 | 2.3714e-10 | 5spot_SharedNeighbor | CO2 | Porous | Wet | R600a | MinimizeLCOE_Brownfield | IgnoreSilica | 2019 | 67.5996 | 2.7621 | 0.18498 | 4 | 44189.1929 | 110673.0703 | 900.8565 | 2256.2202 | 41.9053 | 5.1363 | 57.6368 | 1196807.9313 | 0 | 940733.9882 | 0 | 0 | 0 | 758907.8107 | 1129615.3947 | 2939027.5411 | 2005946.6878 | 8971039.3538 | 961560.8286 | 22763695.9669 | 22763695.9669 | 17318556.9989 | 9110239.6917 | 0 | 32696296.1493 | 81888788.8069 | 237137.3706 | 0.73992 | 44189.1929 | 110673.0703 | 900.8565 | 2256.2202
1 | 5200 | 707 | 0.015 | 15 | 15 | 7 | 3.1623e-10 | 5spot_SharedNeighbor | CO2 | Porous | Wet | R600a | MinimizeLCOE_Brownfield | IgnoreSilica | 2019 | 68.9297 | 2.8246 | 0.19039 | 4 | 43067.0217 | 107660.7551 | 877.9795 | 2194.8101 | 41.8824 | 5.1227 | 55.8475 | 1211604.3955 | 0 | 956220.8896 | 0 | 0 | 0 | 761605.5783 | 1142478.0367 | 2972493.497 | 2028787.8904 | 9073190.2874 | 961560.8286 | 22763695.9669 | 22763695.9669 | 17318556.9989 | 9110239.6917 | 0 | 32798447.083 | 81990939.7406 | 316227.766 | 0.76157 | 43067.0217 | 107660.7551 | 877.9795 | 2194.8101
1 | 5200 | 707 | 0.015 | 15 | 15 | 7 | 4.217e-10 | 5spot_SharedNeighbor | CO2 | Porous | Wet | R600a | MinimizeLCOE_Brownfield | IgnoreSilica | 2019 | 69.9307 | 2.8717 | 0.19458 | 4 | 42236.4639 | 105439.9576 | 861.0474 | 2149.5362 | 41.8645 | 5.1123 | 68.6216 | 1222608.9385 | 0 | 967844.5529 | 0 | 0 | 0 | 763193.5773 | 1151922.3568 | 2997065.6805 | 2045558.9105 | 9148194.0164 | 961560.8286 | 22763695.9669 | 22763695.9669 | 17318556.9989 | 9110239.6917 | 0 | 32873450.812 | 82065943.4695 | 421696.5034 | 0.77832 | 42236.4639 | 105439.9576 | 861.0474 | 2149.5362
1 | 5200 | 707 | 0.015 | 15 | 15 | 7 | 5.6234e-10 | 5spot_SharedNeighbor | CO2 | Porous | Wet | R600a | MinimizeLCOE_Brownfield | IgnoreSilica | 2019 | 70.7077 | 2.9083 | 0.19781 | 4 | 41619.8644 | 103791.2287 | 848.4772 | 2115.9246 | 41.8502 | 5.104 | 62.7973 | 1231073.6343 | 0 | 976848.9633 | 0 | 0 | 0 | 764407.3641 | 1159208.685 | 3016023.2121 | 2058497.8153 | 9206059.6741 | 961560.8286 | 22763695.9669 | 22763695.9669 | 17318556.9989 | 9110239.6917 | 0 | 32931316.4697 | 82123809.1272 | 562341.3252 | 0.79124 | 41619.8644 | 103791.2287 | 848.4772 | 2115.9246
1 | 5200 | 707 | 0.015 | 15 | 15 | 7 | 7.4989e-10 | 5spot_SharedNeighbor | CO2 | Porous | Wet | R600a | MinimizeLCOE_Brownfield | IgnoreSilica | 2019 | 71.2802 | 2.9354 | 0.20027 | 4 | 41161.0128 | 102569.2432 | 839.1229 | 2091.0128 | 41.8395 | 5.0979 | 62.1899 | 1237267.3392 | 0 | 983473.5051 | 0 | 0 | 0 | 765043.3577 | 1164455.8388 | 3029675.2298 | 2067815.5979 | 9247730.8685 | 961560.8286 | 22763695.9669 | 22763695.9669 | 17318556.9989 | 9110239.6917 | 0 | 32972987.6641 | 82165480.3216 | 749894.2093 | 0.80107 | 41161.0128 | 102569.2432 | 839.1229 | 2091.0128
1 | 5200 | 707 | 0.015 | 15 | 15 | 7 | 1e-09 | 5spot_SharedNeighbor | CO2 | Porous | Wet | R600a | MinimizeLCOE_Brownfield | IgnoreSilica | 2019 | 71.7212 | 2.9562 | 0.20214 | 4 | 40818.921 | 101657.5799 | 832.1489 | 2072.4273 | 41.8311 | 5.0931 | 67.3407 | 1242013.376 | 0 | 988570.6467 | 0 | 0 | 0 | 765559.9814 | 1168496.1616 | 3040187.3209 | 2074990.3161 | 9279817.8027 | 961560.8286 | 22763695.9669 | 22763695.9669 | 17318556.9989 | 9110239.6917 | 0 | 33005074.5983 | 82197567.2558 | 1000000 | 0.80857 | 40818.921 | 101657.5799 | 832.1489 | 2072.4273
1 | 5200 | 707 | 0.015 | 15 | 15 | 7 | 1.3335e-09 | 5spot_SharedNeighbor | CO2 | Porous | Wet | R600a | MinimizeLCOE_Brownfield | IgnoreSilica | 2019 | 72.0501 | 2.9718 | 0.20356 | 4 | 40563.5175 | 100978.1932 | 826.9422 | 2058.5771 | 41.8248 | 5.0896 | 64.0748 | 1245539.3094 | 0 | 992369.3859 | 0 | 0 | 0 | 765875.6548 | 1171475.8966 | 3047939.9801 | 2080281.6653 | 9303481.8921 | 961560.8286 | 22763695.9669 | 22763695.9669 | 17318556.9989 | 9110239.6917 | 0 | 33028738.6877 | 82221231.3452 | 1333521.4322 | 0.81425 | 40563.5175 | 100978.1932 | 826.9422 | 2058.5771
1 | 5200 | 707 | 0.015 | 15 | 15 | 7 | 1.7783e-09 | 5spot_SharedNeighbor | CO2 | Porous | Wet | R600a | MinimizeLCOE_Brownfield | IgnoreSilica | 2019 | 72.3083 | 2.984 | 0.20464 | 4 | 40372.6279 | 100468.7656 | 823.0506 | 2048.1917 | 41.8198 | 5.0867 | 62.2522 | 1248298.5955 | 0 | 995349.3588 | 0 | 0 | 0 | 766210.4052 | 1173844.7602 | 3054103.2773 | 2084488.2423 | 9322294.6392 | 961560.8286 | 22763695.9669 | 22763695.9669 | 17318556.9989 | 9110239.6917 | 0 | 33047551.4348 | 82240044.0923 | 1778279.41 | 0.81856 | 40372.6279 | 100468.7656 | 823.0506 | 2048.1917
1 | 5200 | 707 | 0.015 | 15 | 15 | 7 | 2.3714e-09 | 5spot_SharedNeighbor | CO2 | Porous | Wet | R600a | MinimizeLCOE_Brownfield | IgnoreSilica | 2019 | 72.4936 | 2.9928 | 0.20545 | 4 | 40229.8402 | 100089.5764 | 820.1397 | 2040.4614 | 41.8162 | 5.0847 | 60.266 | 1250273.3284 | 0 | 997485.9458 | 0 | 0 | 0 | 766351.537 | 1175503.2164 | 3058418.2401 | 2087433.2931 | 9335465.5608 | 961560.8286 | 22763695.9669 | 22763695.9669 | 17318556.9989 | 9110239.6917 | 0 | 33060722.3564 | 82253215.0139 | 2371373.7057 | 0.8218 | 40229.8402 | 100089.5764 | 820.1397 | 2040.4614
1 | 5200 | 707 | 0.015 | 15 | 15 | 7 | 3.1623e-09 | 5spot_SharedNeighbor | CO2 | Porous | Wet | R600a | MinimizeLCOE_Brownfield | IgnoreSilica | 2019 | 72.6445 | 2.9999 | 0.20607 | 4 | 40122.9673 | 99803.6863 | 817.961 | 2034.6331 | 41.8132 | 5.083 | 51.9811 | 1251879.9187 | 0 | 999226.6416 | 0 | 0 | 0 | 766580.6955 | 1176898.0298 | 3062047.2584 | 2089910.1727 | 9346542.7166 | 961560.8286 | 22763695.9669 | 22763695.9669 | 17318556.9989 | 9110239.6917 | 0 | 33071799.5122 | 82264292.1697 | 3162277.6602 | 0.82426 | 40122.9673 | 99803.6863 | 817.961 | 2034.6331
1 | 5200 | 707 | 0.015 | 15 | 15 | 7 | 4.217e-09 | 5spot_SharedNeighbor | CO2 | Porous | Wet | R600a | MinimizeLCOE_Brownfield | IgnoreSilica | 2019 | 72.7493 | 3.0049 | 0.20652 | 4 | 40042.9371 | 99591.2494 | 816.3294 | 2030.3023 | 41.8111 | 5.0819 | 61.5772 | 1252994.0667 | 0 | 1000435.0755 | 0 | 0 | 0 | 766654.8639 | 1177832.7624 | 3064479.241 | 2091570.0507 | 9353966.0602 | 961560.8286 | 22763695.9669 | 22763695.9669 | 17318556.9989 | 9110239.6917 | 0 | 33079222.8558 | 82271715.5134 | 4216965.0343 | 0.82609 | 40042.9371 | 99591.2494 | 816.3294 | 2030.3023
1 | 5200 | 707 | 0.015 | 15 | 15 | 7 | 5.6234e-09 | 5spot_SharedNeighbor | CO2 | Porous | Wet | R600a | MinimizeLCOE_Brownfield | IgnoreSilica | 2019 | 72.8271 | 3.0086 | 0.20687 | 4 | 39982.987 | 99432.3149 | 815.1073 | 2027.0622 | 41.8096 | 5.081 | 60.6998 | 1253820.0972 | 0 | 1001331.6916 | 0 | 0 | 0 | 766698.5162 | 1178521.619 | 3066271.5046 | 2092793.3074 | 9359436.7361 | 961560.8286 | 22763695.9669 | 22763695.9669 | 17318556.9989 | 9110239.6917 | 0 | 33084693.5316 | 82277186.1892 | 5623413.2519 | 0.82747 | 39982.987 | 99432.3149 | 815.1073 | 2027.0622
1 | 5200 | 707 | 0.015 | 15 | 15 | 7 | 7.4989e-09 | 5spot_SharedNeighbor | CO2 | Porous | Wet | R600a | MinimizeLCOE_Brownfield | IgnoreSilica | 2019 | 72.8855 | 3.0113 | 0.20713 | 4 | 39938.0668 | 99313.253 | 814.1915 | 2024.635 | 41.8084 | 5.0804 | 63.8129 | 1254439.1778 | 0 | 1002004.0553 | 0 | 0 | 0 | 766729.6592 | 1179037.428 | 3067613.5338 | 2093709.27 | 9363533.1242 | 961560.8286 | 22763695.9669 | 22763695.9669 | 17318556.9989 | 9110239.6917 | 0 | 33088789.9197 | 82281282.5773 | 7498942.0933 | 0.8285 | 39938.0668 | 99313.253 | 814.1915 | 2024.635
1 | 5200 | 707 | 0.015 | 15 | 15 | 7 | 1e-08 | 5spot_SharedNeighbor | CO2 | Porous | Wet | R600a | MinimizeLCOE_Brownfield | IgnoreSilica | 2019 | 72.9197 | 3.013 | 0.20731 | 4 | 39904.4022 | 99225.7828 | 813.5052 | 2022.8518 | 41.8078 | 5.08 | 58.5063 | 1254802.5793 | 0 | 1002398.8876 | 0 | 0 | 0 | 766648.0223 | 1179301.3008 | 3068300.0767 | 2094177.8496 | 9365628.7162 | 961560.8286 | 22763695.9669 | 22763695.9669 | 17318556.9989 | 9110239.6917 | 0 | 33090885.5118 | 82283378.1693 | 10000000 | 0.82925 | 39904.4022 | 99225.7828 | 813.5052 | 2022.8518
1 | 5300 | 707 | 0.015 | 15 | 15 | 7 | 1e-13 | 5spot_SharedNeighbor | CO2 | Porous | Wet | R600a | MinimizeLCOE_Brownfield | IgnoreSilica | 2019 | 0 | 0 | 0 | 0 |  |  |  |  | 15 |  | 16.0045 | [19 empty] | 100 | 0
1 | 5300 | 707 | 0.015 | 15 | 15 | 7 | 1.3335e-13 | 5spot_SharedNeighbor | CO2 | Porous | Wet | R600a | MinimizeLCOE_Brownfield | IgnoreSilica | 2019 | 0 | 0 | 0 | 0 |  |  |  |  | 15 |  | 17.7242 | [19 empty] | 133.3521 | 0
1 | 5300 | 707 | 0.015 | 15 | 15 | 7 | 1.7783e-13 | 5spot_SharedNeighbor | CO2 | Porous | Wet | R600a | MinimizeLCOE_Brownfield | IgnoreSilica | 2019 | 0 | 0 | 0 | 0 |  |  |  |  | 15 |  | 19.6532 | [19 empty] | 177.8279 | 0
1 | 5300 | 707 | 0.015 | 15 | 15 | 7 | 2.3714e-13 | 5spot_SharedNeighbor | CO2 | Porous | Wet | R600a | MinimizeLCOE_Brownfield | IgnoreSilica | 2019 | 0 | 0 | 0 | 0 |  |  |  |  | 15 |  | 20.5859 | [19 empty] | 237.1374 | 0
1 | 5300 | 707 | 0.015 | 15 | 15 | 7 | 3.1623e-13 | 5spot_SharedNeighbor | CO2 | Porous | Wet | R600a | MinimizeLCOE_Brownfield | IgnoreSilica | 2019 | 0 | 0 | 0 | 0 |  |  |  |  | 15 |  | 19.2866 | [19 empty] | 316.2278 | 0
1 | 5300 | 707 | 0.015 | 15 | 15 | 7 | 4.217e-13 | 5spot_SharedNeighbor | CO2 | Porous | Wet | R600a | MinimizeLCOE_Brownfield | IgnoreSilica | 2019 | 0 | 0 | 0 | 0 |  |  |  |  | 15 |  | 20.0834 | [19 empty] | 421.6965 | 0
1 | 5300 | 707 | 0.015 | 15 | 15 | 7 | 5.6234e-13 | 5spot_SharedNeighbor | CO2 | Porous | Wet | R600a | MinimizeLCOE_Brownfield | IgnoreSilica | 2019 | 0 | 0 | 0 | 0 |  |  |  |  | 15 |  | 19.0724 | [19 empty] | 562.3413 | 0
1 | 5300 | 707 | 0.015 | 15 | 15 | 7 | 7.4989e-13 | 5spot_SharedNeighbor | CO2 | Porous | Wet | R600a | MinimizeLCOE_Brownfield | IgnoreSilica | 2019 | 1.6 | -0.086508 | 0.0006093 | 4 | 10158461.1623 | 30825208.7195 | 207093.9711 | 628413.5739 | 31.6244 | 4.2065 | 21.0907 | 65908.3892 | 0 | 12530.5206 | 0 | 0 | 0 | 68370.1049 | 57255.5157 | 148967.1072 | 101673.1116 | 454704.7492 | 961560.8286 | 23341978.1048 | 23341978.1048 | 17712525.3824 | 9314579.3857 | 0 | 24758243.6826 | 75127326.5555 | 749.8942 | 0.0024372 | 10158461.1623 | 30825208.7195 | 207093.9711 | 628413.5739
1 | 5300 | 707 | 0.015 | 15 | 15 | 7 | 1e-12 | 5spot_SharedNeighbor | CO2 | Porous | Wet | R600a | MinimizeLCOE_Brownfield | IgnoreSilica | 2019 | 1.6 | -0.083478 | 0.0013303 | 4 | 4649608.5553 | 14115701.4058 | 94788.5595 | 287767.6661 | 31.6244 | 4.2066 | 20.8469 | 65908.6394 | 0 | 12530.4383 | 0 | 0 | 0 | 62663.2112 | 55029.8927 | 143176.4926 | 97720.8982 | 437029.5724 | 961560.8286 | 23341978.1048 | 23341978.1048 | 17712525.3824 | 9314579.3857 | 0 | 24740568.5058 | 75109651.3787 | 1000 | 0.005321 | 4649608.5553 | 14115701.4058 | 94788.5595 | 287767.6661
1 | 5300 | 707 | 0.015 | 15 | 15 | 7 | 1.3335e-12 | 5spot_SharedNeighbor | CO2 | Porous | Wet | R600a | MinimizeLCOE_Brownfield | IgnoreSilica | 2019 | 2.7398 | -0.072481 | 0.0026024 | 4 | 2408045.6028 | 7246750.6638 | 49091.2667 | 147734.8142 | 35.5623 | 4.7245 | 44.6447 | 107935.1578 | 0 | 38985.7684 | 0 | 0 | 0 | 99523.7555 | 96113.4258 | 250067.4185 | 170676.1515 | 763301.6775 | 961560.8286 | 23341978.1048 | 23341978.1048 | 17712525.3824 | 9314579.3857 | 0 | 25066840.6109 | 75435923.4838 | 1333.5214 | 0.01041 | 2408045.6028 | 7246750.6638 | 49091.2667 | 147734.8142
1 | 5300 | 707 | 0.015 | 15 | 15 | 7 | 1.7783e-12 | 5spot_SharedNeighbor | CO2 | Porous | Wet | R600a | MinimizeLCOE_Brownfield | IgnoreSilica | 2019 | 3.783 | -0.045045 | 0.0043774 | 4 | 1446731.8178 | 4323412.1792 | 29493.585 | 88138.6051 | 37.4624 | 4.9701 | 41.8235 | 142982.957 | 0 | 61781.7618 | 0 | 0 | 0 | 127121.3849 | 129435.5804 | 336764.8294 | 229848.9159 | 1027935.4295 | 961560.8286 | 23341978.1048 | 23341978.1048 | 17712525.3824 | 9314579.3857 | 0 | 25331474.3629 | 75700557.2358 | 1778.2794 | 0.017509 | 1446731.8178 | 4323412.1792 | 29493.585 | 88138.6051
1 | 5300 | 707 | 0.015 | 15 | 15 | 7 | 2.3714e-12 | 5spot_SharedNeighbor | CO2 | Porous | Wet | R600a | MinimizeLCOE_Brownfield | IgnoreSilica | 2019 | 5.1176 | -0.00018769 | 0.006905 | 4 | 928418.1321 | 2752070.0313 | 18927.0594 | 56104.67 | 38.9116 | 5.1554 | 36.9376 | 184211.6434 | 0 | 89332.6544 | 0 | 0 | 0 | 158863.6012 | 168639.0806 | 438764.2951 | 299465.6471 | 1339276.9218 | 961560.8286 | 23341978.1048 | 23341978.1048 | 17712525.3824 | 9314579.3857 | 0 | 25642815.8553 | 76011898.7282 | 2371.3737 | 0.02762 | 928418.1321 | 2752070.0313 | 18927.0594 | 56104.67
1 | 5300 | 707 | 0.015 | 15 | 15 | 7 | 3.1623e-12 | 5spot_SharedNeighbor | CO2 | Porous | Wet | R600a | MinimizeLCOE_Brownfield | IgnoreSilica | 2019 | 6.8297 | 0.065 | 0.010398 | 4 | 625346.5104 | 1836349.6341 | 12748.5345 | 37436.4711 | 40.0217 | 5.2958 | 43.611 | 232746.3675 | 0 | 122620.3784 | 0 | 0 | 0 | 195576.4058 | 214867.8292 | 559042.0161 | 381557.6632 | 1706410.6602 | 961560.8286 | 23341978.1048 | 23341978.1048 | 17712525.3824 | 9314579.3857 | 0 | 26009949.5937 | 76379032.4666 | 3162.2777 | 0.041593 | 625346.5104 | 1836349.6341 | 12748.5345 | 37436.4711
1 | 5300 | 707 | 0.015 | 15 | 15 | 7 | 4.217e-12 | 5spot_SharedNeighbor | CO2 | Porous | Wet | R600a | MinimizeLCOE_Brownfield | IgnoreSilica | 2019 | 9.0493 | 0.15547 | 0.015129 | 4 | 437044.1128 | 1269359.1706 | 8909.7354 | 25877.6036 | 40.8797 | 5.4025 | 45.5798 | 290471.636 | 0 | 163244.7863 | 0 | 0 | 0 | 238830.26 | 270093.2061 | 702727.1186 | 479625.6981 | 2144992.7053 | 961560.8286 | 23341978.1048 | 23341978.1048 | 17712525.3824 | 9314579.3857 | 0 | 26448531.6387 | 76817614.5116 | 4216.965 | 0.060517 | 437044.1128 | 1269359.1706 | 8909.7354 | 25877.6036
1 | 5300 | 707 | 0.015 | 15 | 15 | 7 | 5.6234e-12 | 5spot_SharedNeighbor | CO2 | Porous | Wet | R600a | MinimizeLCOE_Brownfield | IgnoreSilica | 2019 | 11.8728 | 0.27533 | 0.021424 | 4 | 314622.2019 | 902379.304 | 6413.9991 | 18396.2227 | 41.5295 | 5.481 | 41.3483 | 357888.2619 | 0 | 211936.1059 | 0 | 0 | 0 | 288572.6814 | 334774.8492 | 871015.4859 | 594485.9667 | 2658673.351 | 961560.8286 | 23341978.1048 | 23341978.1048 | 17712525.3824 | 9314579.3857 | 0 | 26962212.2844 | 77331295.1573 | 5623.4133 | 0.085697 | 314622.2019 | 902379.304 | 6413.9991 | 18396.2227
1 | 5300 | 707 | 0.015 | 15 | 15 | 7 | 7.4989e-12 | 5spot_SharedNeighbor | CO2 | Porous | Wet | R600a | MinimizeLCOE_Brownfield | IgnoreSilica | 2019 | 15.4607 | 0.43129 | 0.029662 | 4 | 232330.2081 | 656861.9692 | 4736.3655 | 13391.0197 | 42.0199 | 5.5367 | 47.7554 | 436655.9221 | 0 | 270353.796 | 0 | 0 | 0 | 346038.9693 | 410688.9881 | 1068528.5031 | 729292.6594 | 3261558.838 | 961560.8286 | 23341978.1048 | 23341978.1048 | 17712525.3824 | 9314579.3857 | 0 | 27565097.7715 | 77934180.6444 | 7498.9421 | 0.11865 | 232330.2081 | 656861.9692 | 4736.3655 | 13391.0197
1 | 5300 | 707 | 0.015 | 15 | 15 | 7 | 1e-11 | 5spot_SharedNeighbor | CO2 | Porous | Wet | R600a | MinimizeLCOE_Brownfield | IgnoreSilica | 2019 | 19.8434 | 0.62495 | 0.04019 | 4 | 175690.9806 | 489006.5656 | 3581.6983 | 9969.0603 | 42.3742 | 5.5717 | 52.7744 | 525308.0552 | 0 | 337930.2863 | 0 | 0 | 0 | 409116.7312 | 496218.4784 | 1291058.6923 | 881174.0861 | 3940806.3296 | 961560.8286 | 23341978.1048 | 23341978.1048 | 17712525.3824 | 9314579.3857 | 0 | 28244345.263 | 78613428.1359 | 10000 | 0.16076 | 175690.9806 | 489006.5656 | 3581.6983 | 9969.0603
1 | 5300 | 707 | 0.015 | 15 | 15 | 7 | 1.3335e-11 | 5spot_SharedNeighbor | CO2 | Porous | Wet | R600a | MinimizeLCOE_Brownfield | IgnoreSilica | 2019 | 25.0586 | 0.858 | 0.053254 | 4 | 136101.4743 | 372556.4884 | 2774.6126 | 7595.0679 | 42.6202 | 5.5882 | 54.662 | 622793.4746 | 0 | 414405.3834 | 0 | 0 | 0 | 476552.6593 | 590363.0917 | 1536003.6646 | 1048354.0628 | 4688472.3364 | 961560.8286 | 23341978.1048 | 23341978.1048 | 17712525.3824 | 9314579.3857 | 0 | 28992011.2699 | 79361094.1428 | 13335.2143 | 0.21302 | 136101.4743 | 372556.4884 | 2774.6126 | 7595.0679
1 | 5300 | 707 | 0.015 | 15 | 15 | 7 | 1.7783e-11 | 5spot_SharedNeighbor | CO2 | Porous | Wet | R600a | MinimizeLCOE_Brownfield | IgnoreSilica | 2019 | 30.9519 | 1.1239 | 0.068802 | 4 | 108187.858 | 291210.6478 | 2205.5558 | 5936.7229 | 42.7758 | 5.5875 | 38.6379 | 724927.921 | 0 | 497007.2363 | 0 | 0 | 0 | 544299.1281 | 688831.3713 | 1792197.9294 | 1223211.9128 | 5470475.4989 | 961560.8286 | 23341978.1048 | 23341978.1048 | 17712525.3824 | 9314579.3857 | 0 | 29774014.4323 | 80143097.3053 | 17782.7941 | 0.27521 | 108187.858 | 291210.6478 | 2205.5558 | 5936.7229
1 | 5300 | 707 | 0.015 | 15 | 15 | 7 | 2.3714e-11 | 5spot_SharedNeighbor | CO2 | Porous | Wet | R600a | MinimizeLCOE_Brownfield | IgnoreSilica | 2019 | 37.1929 | 1.4081 | 0.086343 | 4 | 88430.1655 | 234270.5233 | 1802.7685 | 4775.9215 | 42.8579 | 5.5719 | 47.4077 | 825662.1714 | 0 | 581140.439 | 0 | 0 | 0 | 607145.3769 | 785439.715 | 2043553.0227 | 1394766.9288 | 6237707.6539 | 961560.8286 | 23341978.1048 | 23341978.1048 | 17712525.3824 | 9314579.3857 | 0 | 30541246.5873 | 80910329.4602 | 23713.7371 | 0.34537 | 88430.1655 | 234270.5233 | 1802.7685 | 4775.9215
1 | 5300 | 707 | 0.015 | 15 | 15 | 7 | 3.1623e-11 | 5spot_SharedNeighbor | CO2 | Porous | Wet | R600a | MinimizeLCOE_Brownfield | IgnoreSilica | 2019 | 43.3802 | 1.6926 | 0.10497 | 4 | 74423.3485 | 194388.4302 | 1517.2206 | 3962.8711 | 42.8849 | 5.5451 | 60.4492 | 919197.8128 | 0 | 661903.6788 | 0 | 0 | 0 | 660944.6296 | 874397.9873 | 2275004.1992 | 1552737.1126 | 6944185.4202 | 961560.8286 | 23341978.1048 | 23341978.1048 | 17712525.3824 | 9314579.3857 | 0 | 31247724.3536 | 81616807.2265 | 31622.7766 | 0.41986 | 74423.3485 | 194388.4302 | 1517.2206 | 3962.8711
1 | 5300 | 707 | 0.015 | 15 | 15 | 7 | 4.217e-11 | 5spot_SharedNeighbor | CO2 | Porous | Wet | R600a | MinimizeLCOE_Brownfield | IgnoreSilica | 2019 | 49.164 | 1.9609 | 0.12355 | 4 | 64476.5187 | 166397.9474 | 1314.441 | 3392.2472 | 42.8745 | 5.5114 | 53.1564 | 1001618.6524 | 0 | 735479.9613 | 0 | 0 | 0 | 703918.3055 | 951996.5985 | 2476899.868 | 1690535.0551 | 7560448.4408 | 961560.8286 | 23341978.1048 | 23341978.1048 | 17712525.3824 | 9314579.3857 | 0 | 31863987.3742 | 82233070.2471 | 42169.6503 | 0.4942 | 64476.5187 | 166397.9474 | 1314.441 | 3392.2472
1 | 5300 | 707 | 0.015 | 15 | 15 | 7 | 5.6234e-11 | 5spot_SharedNeighbor | CO2 | Porous | Wet | R600a | MinimizeLCOE_Brownfield | IgnoreSilica | 2019 | 54.2427 | 2.1986 | 0.14101 | 4 | 57389.1708 | 146687.3772 | 1169.9559 | 2990.4206 | 42.8424 | 5.4756 | 62.5121 | 1070333.2777 | 0 | 798808.3892 | 0 | 0 | 0 | 735455.799 | 1015793.0117 | 2642885.0487 | 1803823.3516 | 8067098.8779 | 961560.8286 | 23341978.1048 | 23341978.1048 | 17712525.3824 | 9314579.3857 | 0 | 32370637.8113 | 82739720.6842 | 56234.1325 | 0.56405 | 57389.1708 | 146687.3772 | 1169.9559 | 2990.4206
1 | 5300 | 707 | 0.015 | 15 | 15 | 7 | 7.4989e-11 | 5spot_SharedNeighbor | CO2 | Porous | Wet | R600a | MinimizeLCOE_Brownfield | IgnoreSilica | 2019 | 58.5204 | 2.4005 | 0.15662 | 4 | 52312.9438 | 132713.2635 | 1066.4701 | 2705.5394 | 42.801 | 5.4413 | 53.7288 | 1125703.5124 | 0 | 851344.7153 | 0 | 0 | 0 | 757439.8072 | 1066450.3336 | 2774685.0091 | 1893779.5328 | 8469402.9104 | 961560.8286 | 23341978.1048 | 23341978.1048 | 17712525.3824 | 9314579.3857 | 0 | 32772941.8438 | 83142024.7167 | 74989.4209 | 0.62648 | 52312.9438 | 132713.2635 | 1066.4701 | 2705.5394
1 | 5300 | 707 | 0.015 | 15 | 15 | 7 | 1e-10 | 5spot_SharedNeighbor | CO2 | Porous | Wet | R600a | MinimizeLCOE_Brownfield | IgnoreSilica | 2019 | 62.0307 | 2.5673 | 0.17001 | 4 | 48653.8821 | 122720.6289 | 991.8752 | 2501.826 | 42.7579 | 5.4104 | 64.5057 | 1169492.2654 | 0 | 893968.1996 | 0 | 0 | 0 | 772448.1521 | 1106004.3606 | 2877596.4737 | 1964018.722 | 8783528.1734 | 961560.8286 | 23341978.1048 | 23341978.1048 | 17712525.3824 | 9314579.3857 | 0 | 33087067.1068 | 83456149.9797 | 100000 | 0.68005 | 48653.8821 | 122720.6289 | 991.8752 | 2501.826
1 | 5300 | 707 | 0.015 | 15 | 15 | 7 | 1.3335e-10 | 5spot_SharedNeighbor | CO2 | Porous | Wet | R600a | MinimizeLCOE_Brownfield | IgnoreSilica | 2019 | 64.8345 | 2.7012 | 0.18113 | 4 | 45998.6985 | 115518.4581 | 937.7457 | 2355 | 42.718 | 5.384 | 57.6461 | 1203424.3959 | 0 | 927723.4081 | 0 | 0 | 0 | 782353.6213 | 1136265.5559 | 2956329.8962 | 2017755.9007 | 9023852.7781 | 961560.8286 | 23341978.1048 | 23341978.1048 | 17712525.3824 | 9314579.3857 | 0 | 33327391.7115 | 83696474.5844 | 133352.1432 | 0.72453 | 45998.6985 | 115518.4581 | 937.7457 | 2355
1 | 5300 | 707 | 0.015 | 15 | 15 | 7 | 1.7783e-10 | 5spot_SharedNeighbor | CO2 | Porous | Wet | R600a | MinimizeLCOE_Brownfield | IgnoreSilica | 2019 | 67.0077 | 2.8056 | 0.19012 | 4 | 44059.8438 | 110293.7269 | 898.2195 | 2248.4868 | 42.6838 | 5.3624 | 52.5085 | 1229095.6487 | 0 | 953720.5209 | 0 | 0 | 0 | 788456.3965 | 1158796.3008 | 3014950.2728 | 2057765.5122 | 9202784.6519 | 961560.8286 | 23341978.1048 | 23341978.1048 | 17712525.3824 | 9314579.3857 | 0 | 33506323.5853 | 83875406.4582 | 177827.941 | 0.76047 | 44059.8438 | 110293.7269 | 898.2195 | 2248.4868
1 | 5300 | 707 | 0.015 | 15 | 15 | 7 | 2.3714e-10 | 5spot_SharedNeighbor | CO2 | Porous | Wet | R600a | MinimizeLCOE_Brownfield | IgnoreSilica | 2019 | 68.7056 | 2.8874 | 0.19726 | 4 | 42636.2452 | 106470.6241 | 869.1975 | 2170.5477 | 42.6552 | 5.345 | 52.9657 | 1248774.311 | 0 | 973936.722 | 0 | 0 | 0 | 792530.7425 | 1175944.2925 | 3059565.8296 | 2088216.5465 | 9338968.4442 | 961560.8286 | 23341978.1048 | 23341978.1048 | 17712525.3824 | 9314579.3857 | 0 | 33642507.3776 | 84011590.2505 | 237137.3706 | 0.78906 | 42636.2452 | 106470.6241 | 869.1975 | 2170.5477
1 | 5300 | 707 | 0.015 | 15 | 15 | 7 | 3.1623e-10 | 5spot_SharedNeighbor | CO2 | Porous | Wet | R600a | MinimizeLCOE_Brownfield | IgnoreSilica | 2019 | 70.0233 | 2.9511 | 0.20287 | 4 | 41586.1394 | 103657.0668 | 847.7897 | 2113.1895 | 42.6318 | 5.3311 | 63.8445 | 1263819.2815 | 0 | 989570.8168 | 0 | 0 | 0 | 795318.974 | 1188996.5382 | 3093525.0957 | 2111394.4434 | 9442625.1497 | 961560.8286 | 23341978.1048 | 23341978.1048 | 17712525.3824 | 9314579.3857 | 0 | 33746164.0831 | 84115246.956 | 316227.766 | 0.81148 | 41586.1394 | 103657.0668 | 847.7897 | 2113.1895
1 | 5300 | 707 | 0.015 | 15 | 15 | 7 | 4.217e-10 | 5spot_SharedNeighbor | CO2 | Porous | Wet | R600a | MinimizeLCOE_Brownfield | IgnoreSilica | 2019 | 71.0218 | 2.9994 | 0.20721 | 4 | 40808.6349 | 101580.592 | 831.9392 | 2070.8578 | 42.6134 | 5.3203 | 69.4482 | 1275087.9791 | 0 | 1001386.451 | 0 | 0 | 0 | 797061.5857 | 1198679.0462 | 3118716.9953 | 2128588.4325 | 9519520.4897 | 961560.8286 | 23341978.1048 | 23341978.1048 | 17712525.3824 | 9314579.3857 | 0 | 33823059.4232 | 84192142.2961 | 421696.5034 | 0.82882 | 40808.6349 | 101580.592 | 831.9392 | 2070.8578
1 | 5300 | 707 | 0.015 | 15 | 15 | 7 | 5.6234e-10 | 5spot_SharedNeighbor | CO2 | Porous | Wet | R600a | MinimizeLCOE_Brownfield | IgnoreSilica | 2019 | 71.7749 | 3.036 | 0.21053 | 4 | 40231.253 | 100042.5807 | 820.1685 | 2039.5033 | 42.5992 | 5.312 | 57.716 | 1283512.0259 | 0 | 1010280.5469 | 0 | 0 | 0 | 798146.7319 | 1205856.3288 | 3137390.8125 | 2141333.6964 | 9576520.1424 | 961560.8286 | 23341978.1048 | 23341978.1048 | 17712525.3824 | 9314579.3857 | 0 | 33880059.0758 | 84249141.9487 | 562341.3252 | 0.84213 | 40231.253 | 100042.5807 | 820.1685 | 2039.5033
1 | 5300 | 707 | 0.015 | 15 | 15 | 7 | 7.4989e-10 | 5spot_SharedNeighbor | CO2 | Porous | Wet | R600a | MinimizeLCOE_Brownfield | IgnoreSilica | 2019 | 72.3324 | 3.0631 | 0.21307 | 4 | 39801.4895 | 98901.7952 | 811.4072 | 2016.2469 | 42.5884 | 5.3059 | 63.0566 | 1289706.849 | 0 | 1016855.309 | 0 | 0 | 0 | 798721.5224 | 1211060.6354 | 3150931.3505 | 2150575.3919 | 9617851.0582 | 961560.8286 | 23341978.1048 | 23341978.1048 | 17712525.3824 | 9314579.3857 | 0 | 33921389.9916 | 84290472.8645 | 749894.2093 | 0.85226 | 39801.4895 | 98901.7952 | 811.4072 | 2016.2469
1 | 5300 | 707 | 0.015 | 15 | 15 | 7 | 1e-09 | 5spot_SharedNeighbor | CO2 | Porous | Wet | R600a | MinimizeLCOE_Brownfield | IgnoreSilica | 2019 | 72.7734 | 3.0845 | 0.215 | 4 | 39481.027 | 98048.3965 | 804.8741 | 1998.8492 | 42.5798 | 5.3009 | 64.9896 | 1294582.0849 | 0 | 1022050.3867 | 0 | 0 | 0 | 799326.8546 | 1215224.1372 | 3161763.9283 | 2157968.8488 | 9650916.2407 | 961560.8286 | 23341978.1048 | 23341978.1048 | 17712525.3824 | 9314579.3857 | 0 | 33954455.1741 | 84323538.047 | 1000000 | 0.86002 | 39481.027 | 98048.3965 | 804.8741 | 1998.8492
1 | 5300 | 707 | 0.015 | 15 | 15 | 7 | 1.3335e-09 | 5spot_SharedNeighbor | CO2 | Porous | Wet | R600a | MinimizeLCOE_Brownfield | IgnoreSilica | 2019 | 73.1024 | 3.1005 | 0.21647 | 4 | 39241.7402 | 97412.3525 | 799.996 | 1985.8826 | 42.5733 | 5.2972 | 70.0134 | 1298204.1803 | 0 | 1025922.1747 | 0 | 0 | 0 | 799708.9854 | 1218295.7827 | 3169755.7199 | 2163423.4108 | 9675310.2537 | 961560.8286 | 23341978.1048 | 23341978.1048 | 17712525.3824 | 9314579.3857 | 0 | 33978849.1872 | 84347932.0601 | 1333521.4322 | 0.86589 | 39241.7402 | 97412.3525 | 799.996 | 1985.8826
1 | 5300 | 707 | 0.015 | 15 | 15 | 7 | 1.7783e-09 | 5spot_SharedNeighbor | CO2 | Porous | Wet | R600a | MinimizeLCOE_Brownfield | IgnoreSilica | 2019 | 73.3413 | 3.1122 | 0.21757 | 4 | 39062.879 | 96938.7927 | 796.3496 | 1976.2284 | 42.5685 | 5.2945 | 61.1271 | 1300827.4788 | 0 | 1028732.8096 | 0 | 0 | 0 | 799878.4387 | 1220481.1036 | 3175441.4764 | 2167304.0564 | 9692665.3636 | 961560.8286 | 23341978.1048 | 23341978.1048 | 17712525.3824 | 9314579.3857 | 0 | 33996204.297 | 84365287.1699 | 1778279.41 | 0.87029 | 39062.879 | 96938.7927 | 796.3496 | 1976.2284
1 | 5300 | 707 | 0.015 | 15 | 15 | 7 | 2.3714e-09 | 5spot_SharedNeighbor | CO2 | Porous | Wet | R600a | MinimizeLCOE_Brownfield | IgnoreSilica | 2019 | 73.5239 | 3.1211 | 0.21841 | 4 | 38929.0781 | 96584.1761 | 793.6219 | 1968.9991 | 42.5649 | 5.2925 | 67.5665 | 1302828.1252 | 0 | 1030880.0269 | 0 | 0 | 0 | 800028.3861 | 1222157.2499 | 3179802.4653 | 2170280.521 | 9705976.7743 | 961560.8286 | 23341978.1048 | 23341978.1048 | 17712525.3824 | 9314579.3857 | 0 | 34009515.7077 | 84378598.5806 | 2371373.7057 | 0.87363 | 38929.0781 | 96584.1761 | 793.6219 | 1968.9991
1 | 5300 | 707 | 0.015 | 15 | 15 | 7 | 3.1623e-09 | 5spot_SharedNeighbor | CO2 | Porous | Wet | R600a | MinimizeLCOE_Brownfield | IgnoreSilica | 2019 | 73.6749 | 3.1284 | 0.21904 | 4 | 38828.9249 | 96316.3903 | 791.5802 | 1963.5399 | 42.5618 | 5.2907 | 71.481 | 1304479.0496 | 0 | 1032654.3267 | 0 | 0 | 0 | 800290.142 | 1223595.1721 | 3183543.644 | 2172833.9523 | 9717396.2868 | 961560.8286 | 23341978.1048 | 23341978.1048 | 17712525.3824 | 9314579.3857 | 0 | 34020935.2202 | 84390018.0931 | 3162277.6602 | 0.87618 | 38828.9249 | 96316.3903 | 791.5802 | 1963.5399
1 | 5300 | 707 | 0.015 | 15 | 15 | 7 | 4.217e-09 | 5spot_SharedNeighbor | CO2 | Porous | Wet | R600a | MinimizeLCOE_Brownfield | IgnoreSilica | 2019 | 73.7823 | 3.1336 | 0.21952 | 4 | 38753.9245 | 96116.9743 | 790.0512 | 1959.4745 | 42.5597 | 5.2895 | 61.0161 | 1305652.3663 | 0 | 1033916.668 | 0 | 0 | 0 | 800415.631 | 1224594.0195 | 3186142.4399 | 2174607.6839 | 9725328.8086 | 961560.8286 | 23341978.1048 | 23341978.1048 | 17712525.3824 | 9314579.3857 | 0 | 34028867.742 | 84397950.6149 | 4216965.0343 | 0.87808 | 38753.9245 | 96116.9743 | 790.0512 | 1959.4745
1 | 5300 | 707 | 0.015 | 15 | 15 | 7 | 5.6234e-09 | 5spot_SharedNeighbor | CO2 | Porous | Wet | R600a | MinimizeLCOE_Brownfield | IgnoreSilica | 2019 | 73.8601 | 3.1374 | 0.21987 | 4 | 38697.74 | 95968.1257 | 788.9058 | 1956.44 | 42.5581 | 5.2886 | 70.1358 | 1306501.1925 | 0 | 1034830.5956 | 0 | 0 | 0 | 800475.4638 | 1225304.8282 | 3187991.8184 | 2175869.9227 | 9730973.8211 | 961560.8286 | 23341978.1048 | 23341978.1048 | 17712525.3824 | 9314579.3857 | 0 | 34034512.7545 | 84403595.6274 | 5623413.2519 | 0.8795 | 38697.74 | 95968.1257 | 788.9058 | 1956.44
1 | 5300 | 707 | 0.015 | 15 | 15 | 7 | 7.4989e-09 | 5spot_SharedNeighbor | CO2 | Porous | Wet | R600a | MinimizeLCOE_Brownfield | IgnoreSilica | 2019 | 73.9092 | 3.1399 | 0.22013 | 4 | 38655.6398 | 95858.2508 | 788.0475 | 1954.2001 | 42.5571 | 5.2881 | 64.0552 | 1307036.4002 | 0 | 1035407.154 | 0 | 0 | 0 | 800414.2614 | 1225714.5481 | 3189057.8255 | 2176597.4945 | 9734227.6838 | 961560.8286 | 23341978.1048 | 23341978.1048 | 17712525.3824 | 9314579.3857 | 0 | 34037766.6172 | 84406849.4901 | 7498942.0933 | 0.88054 | 38655.6398 | 95858.2508 | 788.0475 | 1954.2001
1 | 5300 | 707 | 0.015 | 15 | 15 | 7 | 1e-08 | 5spot_SharedNeighbor | CO2 | Porous | Wet | R600a | MinimizeLCOE_Brownfield | IgnoreSilica | 2019 | 73.9527 | 3.142 | 0.22033 | 4 | 38624.0879 | 95774.7318 | 787.4043 | 1952.4975 | 42.5562 | 5.2876 | 65.9317 | 1307510.7984 | 0 | 1035918.3996 | 0 | 0 | 0 | 800443.3066 | 1226110.2768 | 3190087.4304 | 2177300.221 | 9737370.4329 | 961560.8286 | 23341978.1048 | 23341978.1048 | 17712525.3824 | 9314579.3857 | 0 | 34040909.3663 | 84409992.2392 | 10000000 | 0.88134 | 38624.0879 | 95774.7318 | 787.4043 | 1952.4975
1 | 5400 | 707 | 0.015 | 15 | 15 | 7 | 1e-13 | 5spot_SharedNeighbor | CO2 | Porous | Wet | R600a | MinimizeLCOE_Brownfield | IgnoreSilica | 2019 | 0 | 0 | 0 | 0 |  |  |  |  | 15 |  | 18.558 | [19 empty] | 100 | 0
1 | 5400 | 707 | 0.015 | 15 | 15 | 7 | 1.3335e-13 | 5spot_SharedNeighbor | CO2 | Porous | Wet | R600a | MinimizeLCOE_Brownfield | IgnoreSilica | 2019 | 0 | 0 | 0 | 0 |  |  |  |  | 15 |  | 18.4589 | [19 empty] | 133.3521 | 0
1 | 5400 | 707 | 0.015 | 15 | 15 | 7 | 1.7783e-13 | 5spot_SharedNeighbor | CO2 | Porous | Wet | R600a | MinimizeLCOE_Brownfield | IgnoreSilica | 2019 | 0 | 0 | 0 | 0 |  |  |  |  | 15 |  | 19.1673 | [19 empty] | 177.8279 | 0
1 | 5400 | 707 | 0.015 | 15 | 15 | 7 | 2.3714e-13 | 5spot_SharedNeighbor | CO2 | Porous | Wet | R600a | MinimizeLCOE_Brownfield | IgnoreSilica | 2019 | 0 | 0 | 0 | 0 |  |  |  |  | 15 |  | 20.8131 | [19 empty] | 237.1374 | 0
1 | 5400 | 707 | 0.015 | 15 | 15 | 7 | 3.1623e-13 | 5spot_SharedNeighbor | CO2 | Porous | Wet | R600a | MinimizeLCOE_Brownfield | IgnoreSilica | 2019 | 0 | 0 | 0 | 0 |  |  |  |  | 15 |  | 19.8688 | [19 empty] | 316.2278 | 0
1 | 5400 | 707 | 0.015 | 15 | 15 | 7 | 4.217e-13 | 5spot_SharedNeighbor | CO2 | Porous | Wet | R600a | MinimizeLCOE_Brownfield | IgnoreSilica | 2019 | 0 | 0 | 0 | 0 |  |  |  |  | 15 |  | 20.3166 | [19 empty] | 421.6965 | 0
1 | 5400 | 707 | 0.015 | 15 | 15 | 7 | 5.6234e-13 | 5spot_SharedNeighbor | CO2 | Porous | Wet | R600a | MinimizeLCOE_Brownfield | IgnoreSilica | 2019 | 0 | 0 | 0 | 0 |  |  |  |  | 15 |  | 18.3925 | [19 empty] | 562.3413 | 0
1 | 5400 | 707 | 0.015 | 15 | 15 | 7 | 7.4989e-13 | 5spot_SharedNeighbor | CO2 | Porous | Wet | R600a | MinimizeLCOE_Brownfield | IgnoreSilica | 2019 | 1.6 | -0.088102 | 0.00068567 | 4 | 9243324.3296 | 28042162.8193 | 188437.669 | 571677.4189 | 31.8626 | 4.3631 | 19.8916 | 67535.4037 | 0 | 12497.6196 | 0 | 0 | 0 | 69751.4645 | 58415.9503 | 151986.3199 | 103733.7863 | 463920.5444 | 961560.8286 | 23926120.3335 | 23926120.3335 | 18112060.8521 | 9521263.1161 | 0 | 25351601.7065 | 76911046.0083 | 749.8942 | 0.0027427 | 9243324.3296 | 28042162.8193 | 188437.669 | 571677.4189
1 | 5400 | 707 | 0.015 | 15 | 15 | 7 | 1e-12 | 5spot_SharedNeighbor | CO2 | Porous | Wet | R600a | MinimizeLCOE_Brownfield | IgnoreSilica | 2019 | 1.6 | -0.085084 | 0.0014048 | 4 | 4508391.6307 | 13683767.1361 | 91909.6614 | 278962.1017 | 31.8627 | 4.3631 | 20.9983 | 67535.6624 | 0 | 12497.5342 | 0 | 0 | 0 | 64110.6577 | 56216.1032 | 146262.769 | 99827.3452 | 446450.0717 | 961560.8286 | 23926120.3335 | 23926120.3335 | 18112060.8521 | 9521263.1161 | 0 | 25334131.2339 | 76893575.5357 | 1000 | 0.0056193 | 4508391.6307 | 13683767.1361 | 91909.6614 | 278962.1017
1 | 5400 | 707 | 0.015 | 15 | 15 | 7 | 1.3335e-12 | 5spot_SharedNeighbor | CO2 | Porous | Wet | R600a | MinimizeLCOE_Brownfield | IgnoreSilica | 2019 | 2.8861 | -0.071726 | 0.0028495 | 4 | 2255768.4973 | 6779375.4074 | 45986.892 | 138206.7375 | 36.2944 | 4.9472 | 37.923 | 115955.6454 | 0 | 42756.0219 | 0 | 0 | 0 | 107090.0667 | 103662.6762 | 269709.0195 | 184081.9477 | 823255.3774 | 961560.8286 | 23926120.3335 | 23926120.3335 | 18112060.8521 | 9521263.1161 | 0 | 25710936.5396 | 77270380.8413 | 1333.5214 | 0.011398 | 2255768.4973 | 6779375.4074 | 45986.892 | 138206.7375
1 | 5400 | 707 | 0.015 | 15 | 15 | 7 | 1.7783e-12 | 5spot_SharedNeighbor | CO2 | Porous | Wet | R600a | MinimizeLCOE_Brownfield | IgnoreSilica | 2019 | 3.9534 | -0.041809 | 0.0048003 | 4 | 1353312.2811 | 4038540.52 | 27589.1013 | 82331.111 | 38.1741 | 5.19 | 38.1683 | 152414.2202 | 0 | 66346.108 | 0 | 0 | 0 | 135572.2624 | 138189.7103 | 359541.2797 | 245394.3112 | 1097457.8919 | 961560.8286 | 23926120.3335 | 23926120.3335 | 18112060.8521 | 9521263.1161 | 0 | 25985139.0541 | 77544583.3559 | 1778.2794 | 0.019201 | 1353312.2811 | 4038540.52 | 27589.1013 | 82331.111
1 | 5400 | 707 | 0.015 | 15 | 15 | 7 | 2.3714e-12 | 5spot_SharedNeighbor | CO2 | Porous | Wet | R600a | MinimizeLCOE_Brownfield | IgnoreSilica | 2019 | 5.3493 | 0.0070632 | 0.0075752 | 4 | 868494.9705 | 2570085.3152 | 17705.4447 | 52394.6654 | 39.6468 | 5.378 | 42.0272 | 196279.5893 | 0 | 95500.2775 | 0 | 0 | 0 | 169389.3273 | 179855.9857 | 467948.3813 | 319384.3856 | 1428357.9468 | 961560.8286 | 23926120.3335 | 23926120.3335 | 18112060.8521 | 9521263.1161 | 0 | 26316039.1089 | 77875483.4107 | 2371.3737 | 0.030301 | 868494.9705 | 2570085.3152 | 17705.4447 | 52394.6654
1 | 5400 | 707 | 0.015 | 15 | 15 | 7 | 3.1623e-12 | 5spot_SharedNeighbor | CO2 | Porous | Wet | R600a | MinimizeLCOE_Brownfield | IgnoreSilica | 2019 | 7.1392 | 0.077594 | 0.011405 | 4 | 585382.7015 | 1715543.3845 | 11933.8182 | 34973.6723 | 40.7731 | 5.5201 | 45.1795 | 247881.6522 | 0 | 130702.6029 | 0 | 0 | 0 | 208471.9198 | 228951.9082 | 595685.9007 | 406567.8673 | 1818261.8511 | 961560.8286 | 23926120.3335 | 23926120.3335 | 18112060.8521 | 9521263.1161 | 0 | 26705943.0132 | 78265387.315 | 3162.2777 | 0.045621 | 585382.7015 | 1715543.3845 | 11933.8182 | 34973.6723
1 | 5400 | 707 | 0.015 | 15 | 15 | 7 | 4.217e-12 | 5spot_SharedNeighbor | CO2 | Porous | Wet | R600a | MinimizeLCOE_Brownfield | IgnoreSilica | 2019 | 9.4561 | 0.17501 | 0.016587 | 4 | 409531.8346 | 1186658.7773 | 8348.8604 | 24191.6443 | 41.6419 | 5.6277 | 47.6064 | 309157.394 | 0 | 173597.7048 | 0 | 0 | 0 | 254418.2728 | 287497.6149 | 748009.8201 | 510532.0723 | 2283212.8788 | 961560.8286 | 23926120.3335 | 23926120.3335 | 18112060.8521 | 9521263.1161 | 0 | 27170894.041 | 78730338.3428 | 4216.965 | 0.066346 | 409531.8346 | 1186658.7773 | 8348.8604 | 24191.6443
1 | 5400 | 707 | 0.015 | 15 | 15 | 7 | 5.6234e-12 | 5spot_SharedNeighbor | CO2 | Porous | Wet | R600a | MinimizeLCOE_Brownfield | IgnoreSilica | 2019 | 12.4038 | 0.30382 | 0.023472 | 4 | 295194.5963 | 844345.4216 | 6017.9411 | 17213.1235 | 42.2996 | 5.7065 | 56.2481 | 380737.6011 | 0 | 225027.2382 | 0 | 0 | 0 | 307290.4785 | 356091.5739 | 926477.231 | 632339.7473 | 2827963.87 | 961560.8286 | 23926120.3335 | 23926120.3335 | 18112060.8521 | 9521263.1161 | 0 | 27715645.0322 | 79275089.3339 | 5623.4133 | 0.093889 | 295194.5963 | 844345.4216 | 6017.9411 | 17213.1235
1 | 5400 | 707 | 0.015 | 15 | 15 | 7 | 7.4989e-12 | 5spot_SharedNeighbor | CO2 | Porous | Wet | R600a | MinimizeLCOE_Brownfield | IgnoreSilica | 2019 | 16.1038 | 0.46935 | 0.032459 | 4 | 218325.3362 | 615439.1938 | 4450.8573 | 12546.5604 | 42.7908 | 5.7615 | 62.9433 | 463385.0868 | 0 | 286003.7009 | 0 | 0 | 0 | 367303.9012 | 435510.1487 | 1133108.0714 | 773369.5418 | 3458680.4508 | 961560.8286 | 23926120.3335 | 23926120.3335 | 18112060.8521 | 9521263.1161 | 0 | 28346361.6129 | 79905805.9147 | 7498.9421 | 0.12984 | 218325.3362 | 615439.1938 | 4450.8573 | 12546.5604
1 | 5400 | 707 | 0.015 | 15 | 15 | 7 | 1e-11 | 5spot_SharedNeighbor | CO2 | Porous | Wet | R600a | MinimizeLCOE_Brownfield | IgnoreSilica | 2019 | 20.6593 | 0.67622 | 0.043926 | 4 | 165415.4615 | 458861.8261 | 3372.2179 | 9354.519 | 43.1486 | 5.7958 | 50.5076 | 557180.3014 | 0 | 357135.256 | 0 | 0 | 0 | 434083.2065 | 525875.518 | 1368220.2258 | 933838.4182 | 4176332.926 | 961560.8286 | 23926120.3335 | 23926120.3335 | 18112060.8521 | 9521263.1161 | 0 | 29064014.0881 | 80623458.3899 | 10000 | 0.1757 | 165415.4615 | 458861.8261 | 3372.2179 | 9354.519
1 | 5400 | 707 | 0.015 | 15 | 15 | 7 | 1.3335e-11 | 5spot_SharedNeighbor | CO2 | Porous | Wet | R600a | MinimizeLCOE_Brownfield | IgnoreSilica | 2019 | 26.0332 | 0.92306 | 0.058095 | 4 | 128437.6343 | 350311.9758 | 2618.3749 | 7141.5835 | 43.3941 | 5.8108 | 53.8276 | 659448.1382 | 0 | 436970.7802 | 0 | 0 | 0 | 504619.2381 | 624404.8811 | 1624573.4174 | 1108804.7391 | 4958821.1941 | 961560.8286 | 23926120.3335 | 23926120.3335 | 18112060.8521 | 9521263.1161 | 0 | 29846502.3562 | 81405946.658 | 13335.2143 | 0.23238 | 128437.6343 | 350311.9758 | 2618.3749 | 7141.5835
1 | 5400 | 707 | 0.015 | 15 | 15 | 7 | 1.7783e-11 | 5spot_SharedNeighbor | CO2 | Porous | Wet | R600a | MinimizeLCOE_Brownfield | IgnoreSilica | 2019 | 32.0554 | 1.2024 | 0.074868 | 4 | 102373.2562 | 274541.1246 | 2087.0173 | 5596.8922 | 43.5471 | 5.8081 | 53.2904 | 765758.9509 | 0 | 522546.3641 | 0 | 0 | 0 | 574711.5628 | 726576.5823 | 1890403.2259 | 1290239.0455 | 5770235.7315 | 961560.8286 | 23926120.3335 | 23926120.3335 | 18112060.8521 | 9521263.1161 | 0 | 30657916.8936 | 82217361.1954 | 17782.7941 | 0.29947 | 102373.2562 | 274541.1246 | 2087.0173 | 5596.8922
1 | 5400 | 707 | 0.015 | 15 | 15 | 7 | 2.3714e-11 | 5spot_SharedNeighbor | CO2 | Porous | Wet | R600a | MinimizeLCOE_Brownfield | IgnoreSilica | 2019 | 38.389 | 1.499 | 0.093675 | 4 | 83930.7876 | 221533.4341 | 1711.0426 | 4516.2587 | 43.626 | 5.7902 | 60.1824 | 869961.2622 | 0 | 609178.9421 | 0 | 0 | 0 | 639195.185 | 826150.8018 | 2149474.9196 | 1467060.7999 | 6561021.9107 | 961560.8286 | 23926120.3335 | 23926120.3335 | 18112060.8521 | 9521263.1161 | 0 | 31448703.0728 | 83008147.3746 | 23713.7371 | 0.3747 | 83930.7876 | 221533.4341 | 1711.0426 | 4516.2587
1 | 5400 | 707 | 0.015 | 15 | 15 | 7 | 3.1623e-11 | 5spot_SharedNeighbor | CO2 | Porous | Wet | R600a | MinimizeLCOE_Brownfield | IgnoreSilica | 2019 | 44.6519 | 1.7949 | 0.11352 | 4 | 70859.0922 | 184405.8817 | 1444.5584 | 3759.3633 | 43.6496 | 5.761 | 47.9381 | 966526.5907 | 0 | 692188.4353 | 0 | 0 | 0 | 694366.1559 | 917701.6609 | 2387671.4752 | 1629634.8436 | 7288089.1616 | 961560.8286 | 23926120.3335 | 23926120.3335 | 18112060.8521 | 9521263.1161 | 0 | 32175770.3238 | 83735214.6255 | 31622.7766 | 0.45408 | 70859.0922 | 184405.8817 | 1444.5584 | 3759.3633
1 | 5400 | 707 | 0.015 | 15 | 15 | 7 | 4.217e-11 | 5spot_SharedNeighbor | CO2 | Porous | Wet | R600a | MinimizeLCOE_Brownfield | IgnoreSilica | 2019 | 50.4307 | 2.0707 | 0.13317 | 4 | 61575.7669 | 158365.6361 | 1255.3053 | 3228.4977 | 43.6359 | 5.7253 | 53.9279 | 1050579.4356 | 0 | 766886.512 | 0 | 0 | 0 | 737507.161 | 996439.5123 | 2592531.2133 | 1769455.8242 | 7913399.6584 | 961560.8286 | 23926120.3335 | 23926120.3335 | 18112060.8521 | 9521263.1161 | 0 | 32801080.8206 | 84360525.1224 | 42169.6503 | 0.53269 | 61575.7669 | 158365.6361 | 1255.3053 | 3228.4977
1 | 5400 | 707 | 0.015 | 15 | 15 | 7 | 5.6234e-11 | 5spot_SharedNeighbor | CO2 | Porous | Wet | R600a | MinimizeLCOE_Brownfield | IgnoreSilica | 2019 | 55.4996 | 2.3147 | 0.15155 | 4 | 54958.8346 | 140013.9662 | 1120.4102 | 2854.3741 | 43.6012 | 5.6879 | 59.3953 | 1120640.5417 | 0 | 831153.1974 | 0 | 0 | 0 | 769240.6037 | 1061203.3937 | 2761033.5476 | 1884462.1298 | 8427733.4137 | 961560.8286 | 23926120.3335 | 23926120.3335 | 18112060.8521 | 9521263.1161 | 0 | 33315414.5759 | 84874858.8777 | 56234.1325 | 0.60619 | 54958.8346 | 140013.9662 | 1120.4102 | 2854.3741
1 | 5400 | 707 | 0.015 | 15 | 15 | 7 | 7.4989e-11 | 5spot_SharedNeighbor | CO2 | Porous | Wet | R600a | MinimizeLCOE_Brownfield | IgnoreSilica | 2019 | 59.7682 | 2.5218 | 0.16789 | 4 | 50216.8155 | 126990.6826 | 1023.7377 | 2588.8768 | 43.5575 | 5.6522 | 50.1084 | 1177122.0942 | 0 | 884481.3109 | 0 | 0 | 0 | 791472.3857 | 1112699.5584 | 2895016.005 | 1975907.91 | 8836699.2643 | 961560.8286 | 23926120.3335 | 23926120.3335 | 18112060.8521 | 9521263.1161 | 0 | 33724380.4264 | 85283824.7282 | 74989.4209 | 0.67158 | 50216.8155 | 126990.6826 | 1023.7377 | 2588.8768
1 | 5400 | 707 | 0.015 | 15 | 15 | 7 | 1e-10 | 5spot_SharedNeighbor | CO2 | Porous | Wet | R600a | MinimizeLCOE_Brownfield | IgnoreSilica | 2019 | 63.2339 | 2.6912 | 0.18185 | 4 | 46796.3457 | 117677.9173 | 954.0068 | 2399.0235 | 43.5132 | 5.6204 | 69.6101 | 1221346.0095 | 0 | 927303.7764 | 0 | 0 | 0 | 806260.1947 | 1152414.8924 | 2998347.1573 | 2046433.5448 | 9152105.5751 | 961560.8286 | 23926120.3335 | 23926120.3335 | 18112060.8521 | 9521263.1161 | 0 | 34039786.7373 | 85599231.0391 | 100000 | 0.7274 | 46796.3457 | 117677.9173 | 954.0068 | 2399.0235
1 | 5400 | 707 | 0.015 | 15 | 15 | 7 | 1.3335e-10 | 5spot_SharedNeighbor | CO2 | Porous | Wet | R600a | MinimizeLCOE_Brownfield | IgnoreSilica | 2019 | 65.9944 | 2.8269 | 0.1934 | 4 | 44312.6066 | 110960.7342 | 903.3724 | 2262.0847 | 43.4724 | 5.5934 | 57.0168 | 1255545.7129 | 0 | 961132.8942 | 0 | 0 | 0 | 815960.5044 | 1182729.2535 | 3077218.9064 | 2100265.1341 | 9392852.4055 | 961560.8286 | 23926120.3335 | 23926120.3335 | 18112060.8521 | 9521263.1161 | 0 | 34280533.5676 | 85839977.8694 | 133352.1432 | 0.77361 | 44312.6066 | 110960.7342 | 903.3724 | 2262.0847
1 | 5400 | 707 | 0.015 | 15 | 15 | 7 | 1.7783e-10 | 5spot_SharedNeighbor | CO2 | Porous | Wet | R600a | MinimizeLCOE_Brownfield | IgnoreSilica | 2019 | 68.1527 | 2.9334 | 0.20273 | 4 | 42497.8187 | 106079.6408 | 866.3755 | 2162.577 | 43.4372 | 5.5712 | 62.4263 | 1281660.7364 | 0 | 987421.2528 | 0 | 0 | 0 | 822182.979 | 1205593.3376 | 3136706.5633 | 2140866.6823 | 9574431.5514 | 961560.8286 | 23926120.3335 | 23926120.3335 | 18112060.8521 | 9521263.1161 | 0 | 34462112.7136 | 86021557.0154 | 177827.941 | 0.81091 | 42497.8187 | 106079.6408 | 866.3755 | 2162.577
1 | 5400 | 707 | 0.015 | 15 | 15 | 7 | 2.3714e-10 | 5spot_SharedNeighbor | CO2 | Porous | Wet | R600a | MinimizeLCOE_Brownfield | IgnoreSilica | 2019 | 69.8233 | 3.0162 | 0.21012 | 4 | 41164.606 | 102508.6928 | 839.1962 | 2089.7784 | 43.4081 | 5.5534 | 80.7933 | 1301500.652 | 0 | 1007675.9008 | 0 | 0 | 0 | 826180.3053 | 1222789.1747 | 3181446.6039 | 2171402.6794 | 9710995.3161 | 961560.8286 | 23926120.3335 | 23926120.3335 | 18112060.8521 | 9521263.1161 | 0 | 34598676.4783 | 86158120.78 | 237137.3706 | 0.8405 | 41164.606 | 102508.6928 | 839.1962 | 2089.7784
1 | 5400 | 707 | 0.015 | 15 | 15 | 7 | 3.1623e-10 | 5spot_SharedNeighbor | CO2 | Porous | Wet | R600a | MinimizeLCOE_Brownfield | IgnoreSilica | 2019 | 71.1144 | 3.0804 | 0.21591 | 4 | 40180.7411 | 99880.1735 | 819.1388 | 2036.1924 | 43.3845 | 5.5393 | 68.6731 | 1316612.9462 | 0 | 1023277.3293 | 0 | 0 | 0 | 828864.0382 | 1235814.1823 | 3215335.0021 | 2194532.2074 | 9814435.7055 | 961560.8286 | 23926120.3335 | 23926120.3335 | 18112060.8521 | 9521263.1161 | 0 | 34702116.8676 | 86261561.1694 | 316227.766 | 0.86365 | 40180.7411 | 99880.1735 | 819.1388 | 2036.1924
1 | 5400 | 707 | 0.015 | 15 | 15 | 7 | 4.217e-10 | 5spot_SharedNeighbor | CO2 | Porous | Wet | R600a | MinimizeLCOE_Brownfield | IgnoreSilica | 2019 | 72.089 | 3.1289 | 0.22038 | 4 | 39452.0236 | 97940.0425 | 804.2829 | 1996.6402 | 43.3661 | 5.5284 | 71.6248 | 1327892.5622 | 0 | 1035023.9326 | 0 | 0 | 0 | 830493.0349 | 1245429.7166 | 3240352.6498 | 2211607.266 | 9890799.1621 | 961560.8286 | 23926120.3335 | 23926120.3335 | 18112060.8521 | 9521263.1161 | 0 | 34778480.3242 | 86337924.626 | 421696.5034 | 0.88154 | 39452.0236 | 97940.0425 | 804.2829 | 1996.6402
1 | 5400 | 707 | 0.015 | 15 | 15 | 7 | 5.6234e-10 | 5spot_SharedNeighbor | CO2 | Porous | Wet | R600a | MinimizeLCOE_Brownfield | IgnoreSilica | 2019 | 72.8271 | 3.1658 | 0.22382 | 4 | 38910.7221 | 96501.9289 | 793.2477 | 1967.3224 | 43.3517 | 5.5201 | 60.5611 | 1336362.1038 | 0 | 1043903.3077 | 0 | 0 | 0 | 831535.5155 | 1252602.3616 | 3259014.4007 | 2224344.2945 | 9947761.9838 | 961560.8286 | 23926120.3335 | 23926120.3335 | 18112060.8521 | 9521263.1161 | 0 | 34835443.146 | 86394887.4478 | 562341.3252 | 0.89527 | 38910.7221 | 96501.9289 | 793.2477 | 1967.3224
1 | 5400 | 707 | 0.015 | 15 | 15 | 7 | 7.4989e-10 | 5spot_SharedNeighbor | CO2 | Porous | Wet | R600a | MinimizeLCOE_Brownfield | IgnoreSilica | 2019 | 73.3996 | 3.1943 | 0.22645 | 4 | 38507.7263 | 95430.308 | 785.0321 | 1945.4759 | 43.3404 | 5.5135 | 66.0482 | 1342888.2889 | 0 | 1050780.8094 | 0 | 0 | 0 | 832389.0949 | 1258162.6953 | 3273481.2486 | 2234218.2155 | 9991920.3526 | 961560.8286 | 23926120.3335 | 23926120.3335 | 18112060.8521 | 9521263.1161 | 0 | 34879601.5147 | 86439045.8165 | 749894.2093 | 0.90578 | 38507.7263 | 95430.308 | 785.0321 | 1945.4759
1 | 5400 | 707 | 0.015 | 15 | 15 | 7 | 1e-09 | 5spot_SharedNeighbor | CO2 | Porous | Wet | R600a | MinimizeLCOE_Brownfield | IgnoreSilica | 2019 | 73.8212 | 3.2154 | 0.22844 | 4 | 38207.1749 | 94633.8684 | 778.9049 | 1929.2394 | 43.3319 | 5.5087 | 63.7385 | 1347669.5992 | 0 | 1055839.515 | 0 | 0 | 0 | 832849.1728 | 1262179.7319 | 3283932.7538 | 2241351.5825 | 10023822.3551 | 961560.8286 | 23926120.3335 | 23926120.3335 | 18112060.8521 | 9521263.1161 | 0 | 34911503.5172 | 86470947.819 | 1000000 | 0.91374 | 38207.1749 | 94633.8684 | 778.9049 | 1929.2394
1 | 5400 | 707 | 0.015 | 15 | 15 | 7 | 1.3335e-09 | 5spot_SharedNeighbor | CO2 | Porous | Wet | R600a | MinimizeLCOE_Brownfield | IgnoreSilica | 2019 | 74.1501 | 3.2318 | 0.22995 | 4 | 37982.7272 | 94037.6298 | 774.3293 | 1917.0843 | 43.3252 | 5.5048 | 66.7934 | 1351386.3442 | 0 | 1059783.7569 | 0 | 0 | 0 | 833294.4377 | 1265341.1702 | 3292158.1676 | 2246965.5965 | 10048929.4731 | 961560.8286 | 23926120.3335 | 23926120.3335 | 18112060.8521 | 9521263.1161 | 0 | 34936610.6352 | 86496054.937 | 1333521.4322 | 0.9198 | 37982.7272 | 94037.6298 | 774.3293 | 1917.0843
1 | 5400 | 707 | 0.015 | 15 | 15 | 7 | 1.7783e-09 | 5spot_SharedNeighbor | CO2 | Porous | Wet | R600a | MinimizeLCOE_Brownfield | IgnoreSilica | 2019 | 74.3741 | 3.2431 | 0.23108 | 4 | 37814.941 | 93596.2791 | 770.9087 | 1908.0867 | 43.3206 | 5.5022 | 59.2009 | 1353909.5541 | 0 | 1062467.3907 | 0 | 0 | 0 | 833334.2392 | 1267387.3617 | 3297481.9384 | 2250599.1794 | 10065179.6635 | 961560.8286 | 23926120.3335 | 23926120.3335 | 18112060.8521 | 9521263.1161 | 0 | 34952860.8256 | 86512305.1274 | 1778279.41 | 0.92431 | 37814.941 | 93596.2791 | 770.9087 | 1908.0867
1 | 5400 | 707 | 0.015 | 15 | 15 | 7 | 2.3714e-09 | 5spot_SharedNeighbor | CO2 | Porous | Wet | R600a | MinimizeLCOE_Brownfield | IgnoreSilica | 2019 | 74.5593 | 3.2524 | 0.23194 | 4 | 37689.4154 | 93263.3448 | 768.3497 | 1901.2994 | 43.3168 | 5.5001 | 56.2014 | 1355992.1447 | 0 | 1064686.0634 | 0 | 0 | 0 | 833549.971 | 1269148.9898 | 3302065.3333 | 2253727.4407 | 10079169.9429 | 961560.8286 | 23926120.3335 | 23926120.3335 | 18112060.8521 | 9521263.1161 | 0 | 34966851.1051 | 86526295.4068 | 2371373.7057 | 0.92776 | 37689.4154 | 93263.3448 | 768.3497 | 1901.2994
1 | 5400 | 707 | 0.015 | 15 | 15 | 7 | 3.1623e-09 | 5spot_SharedNeighbor | CO2 | Porous | Wet | R600a | MinimizeLCOE_Brownfield | IgnoreSilica | 2019 | 74.7102 | 3.2599 | 0.2326 | 4 | 37595.4524 | 93012.2043 | 766.4341 | 1896.1796 | 43.3137 | 5.4983 | 59.328 | 1357686.5576 | 0 | 1066493.6595 | 0 | 0 | 0 | 833842.6491 | 1270628.9178 | 3305915.8024 | 2256355.4649 | 10090923.0514 | 961560.8286 | 23926120.3335 | 23926120.3335 | 18112060.8521 | 9521263.1161 | 0 | 34978604.2135 | 86538048.5153 | 3162277.6602 | 0.93039 | 37595.4524 | 93012.2043 | 766.4341 | 1896.1796
1 | 5400 | 707 | 0.015 | 15 | 15 | 7 | 4.217e-09 | 5spot_SharedNeighbor | CO2 | Porous | Wet | R600a | MinimizeLCOE_Brownfield | IgnoreSilica | 2019 | 74.7956 | 3.2643 | 0.23307 | 4 | 37525.0834 | 92828.9508 | 764.9996 | 1892.4437 | 43.3119 | 5.4973 | 59.8427 | 1358643.7094 | 0 | 1067515.7324 | 0 | 0 | 0 | 833733.6846 | 1271358.3193 | 3307813.5553 | 2257650.7203 | 10096715.7213 | 961560.8286 | 23926120.3335 | 23926120.3335 | 18112060.8521 | 9521263.1161 | 0 | 34984396.8834 | 86543841.1852 | 4216965.0343 | 0.93229 | 37525.0834 | 92828.9508 | 764.9996 | 1892.4437
1 | 5400 | 707 | 0.015 | 15 | 15 | 7 | 5.6234e-09 | 5spot_SharedNeighbor | CO2 | Porous | Wet | R600a | MinimizeLCOE_Brownfield | IgnoreSilica | 2019 | 74.8734 | 3.2682 | 0.23344 | 4 | 37472.3672 | 92689.3622 | 763.9249 | 1889.598 | 43.3103 | 5.4964 | 68.4285 | 1359515.1147 | 0 | 1068446.8606 | 0 | 0 | 0 | 833809.0468 | 1272090.6986 | 3309719.0561 | 2258951.2637 | 10102532.0405 | 961560.8286 | 23926120.3335 | 23926120.3335 | 18112060.8521 | 9521263.1161 | 0 | 34990213.2026 | 86549657.5044 | 5623413.2519 | 0.93376 | 37472.3672 | 92689.3622 | 763.9249 | 1889.598
1 | 5400 | 707 | 0.015 | 15 | 15 | 7 | 7.4989e-09 | 5spot_SharedNeighbor | CO2 | Porous | Wet | R600a | MinimizeLCOE_Brownfield | IgnoreSilica | 2019 | 74.942 | 3.2715 | 0.23372 | 4 | 37432.8653 | 92583.0594 | 763.1196 | 1887.4309 | 43.3089 | 5.4956 | 62.5423 | 1360282.2173 | 0 | 1069267.0264 | 0 | 0 | 0 | 833982.0517 | 1272777.2052 | 3311505.2054 | 2260170.3473 | 10107984.0533 | 961560.8286 | 23926120.3335 | 23926120.3335 | 18112060.8521 | 9521263.1161 | 0 | 34995665.2154 | 86555109.5172 | 7498942.0933 | 0.93489 | 37432.8653 | 92583.0594 | 763.1196 | 1887.4309
1 | 5400 | 707 | 0.015 | 15 | 15 | 7 | 1e-08 | 5spot_SharedNeighbor | CO2 | Porous | Wet | R600a | MinimizeLCOE_Brownfield | IgnoreSilica | 2019 | 74.9855 | 3.2737 | 0.23393 | 4 | 37403.2599 | 92504.7382 | 762.516 | 1885.8342 | 43.308 | 5.4951 | 65.3485 | 1360769.1443 | 0 | 1069787.8751 | 0 | 0 | 0 | 834019.665 | 1273184.9069 | 3312565.9617 | 2260894.3353 | 10111221.8883 | 961560.8286 | 23926120.3335 | 23926120.3335 | 18112060.8521 | 9521263.1161 | 0 | 34998903.0504 | 86558347.3522 | 10000000 | 0.93572 | 37403.2599 | 92504.7382 | 762.516 | 1885.8342
1 | 5500 | 707 | 0.015 | 15 | 15 | 7 | 1e-13 | 5spot_SharedNeighbor | CO2 | Porous | Wet | R600a | MinimizeLCOE_Brownfield | IgnoreSilica | 2019 | 0 | 0 | 0 | 0 |  |  |  |  | 15 |  | 18.4014 | [19 empty] | 100 | 0
1 | 5500 | 707 | 0.015 | 15 | 15 | 7 | 1.3335e-13 | 5spot_SharedNeighbor | CO2 | Porous | Wet | R600a | MinimizeLCOE_Brownfield | IgnoreSilica | 2019 | 0 | 0 | 0 | 0 |  |  |  |  | 15 |  | 18.9029 | [19 empty] | 133.3521 | 0
1 | 5500 | 707 | 0.015 | 15 | 15 | 7 | 1.7783e-13 | 5spot_SharedNeighbor | CO2 | Porous | Wet | R600a | MinimizeLCOE_Brownfield | IgnoreSilica | 2019 | 0 | 0 | 0 | 0 |  |  |  |  | 15 |  | 22.7104 | [19 empty] | 177.8279 | 0
1 | 5500 | 707 | 0.015 | 15 | 15 | 7 | 2.3714e-13 | 5spot_SharedNeighbor | CO2 | Porous | Wet | R600a | MinimizeLCOE_Brownfield | IgnoreSilica | 2019 | 0 | 0 | 0 | 0 |  |  |  |  | 15 |  | 20.5591 | [19 empty] | 237.1374 | 0
1 | 5500 | 707 | 0.015 | 15 | 15 | 7 | 3.1623e-13 | 5spot_SharedNeighbor | CO2 | Porous | Wet | R600a | MinimizeLCOE_Brownfield | IgnoreSilica | 2019 | 0 | 0 | 0 | 0 |  |  |  |  | 15 |  | 19.3541 | [19 empty] | 316.2278 | 0
1 | 5500 | 707 | 0.015 | 15 | 15 | 7 | 4.217e-13 | 5spot_SharedNeighbor | CO2 | Porous | Wet | R600a | MinimizeLCOE_Brownfield | IgnoreSilica | 2019 | 0 | 0 | 0 | 0 |  |  |  |  | 15 |  | 20.0111 | [19 empty] | 421.6965 | 0
1 | 5500 | 707 | 0.015 | 15 | 15 | 7 | 5.6234e-13 | 5spot_SharedNeighbor | CO2 | Porous | Wet | R600a | MinimizeLCOE_Brownfield | IgnoreSilica | 2019 | 0 | 0 | 0 | 0 |  |  |  |  | 15 |  | 18.3702 | [19 empty] | 562.3413 | 0
1 | 5500 | 707 | 0.015 | 15 | 15 | 7 | 7.4989e-13 | 5spot_SharedNeighbor | CO2 | Porous | Wet | R600a | MinimizeLCOE_Brownfield | IgnoreSilica | 2019 | 1.6 | -0.089674 | 0.00076169 | 4 | 8517438.0537 | 25835352.4404 | 173639.4954 | 526688.6044 | 32.0945 | 4.5186 | 20.5425 | 69130.195 | 0 | 12455.4898 | 0 | 0 | 0 | 71107.5732 | 59550.3706 | 154937.8489 | 105748.2656 | 472929.7432 | 961560.8286 | 24516122.6531 | 24516122.6531 | 18517163.4082 | 9730290.8829 | 0 | 25950613.2249 | 78714190.1691 | 749.8942 | 0.0030468 | 8517438.0537 | 25835352.4404 | 173639.4954 | 526688.6044
1 | 5500 | 707 | 0.015 | 15 | 15 | 7 | 1e-12 | 5spot_SharedNeighbor | CO2 | Porous | Wet | R600a | MinimizeLCOE_Brownfield | IgnoreSilica | 2019 | 1.6 | -0.086668 | 0.0014791 | 4 | 4383381.6094 | 13301743.2433 | 89361.1631 | 271174.028 | 32.0945 | 4.5186 | 19.8204 | 69130.4619 | 0 | 12455.4014 | 0 | 0 | 0 | 65530.0234 | 57375.1958 | 149278.4902 | 101885.6369 | 455655.2096 | 961560.8286 | 24516122.6531 | 24516122.6531 | 18517163.4082 | 9730290.8829 | 0 | 25933338.6913 | 78696915.6355 | 1000 | 0.0059163 | 4383381.6094 | 13301743.2433 | 89361.1631 | 271174.028
1 | 5500 | 707 | 0.015 | 15 | 15 | 7 | 1.3335e-12 | 5spot_SharedNeighbor | CO2 | Porous | Wet | R600a | MinimizeLCOE_Brownfield | IgnoreSilica | 2019 | 3.0176 | -0.070967 | 0.00312 | 4 | 2111974.5854 | 6339815.0306 | 43055.4586 | 129245.7046 | 36.9896 | 5.1652 | 39.9781 | 123620.6906 | 0 | 46266.5732 | 0 | 0 | 0 | 114178.3931 | 110785.6062 | 288241.4221 | 196730.6933 | 879823.3786 | 961560.8286 | 24516122.6531 | 24516122.6531 | 18517163.4082 | 9730290.8829 | 0 | 26357506.8603 | 79121083.8045 | 1333.5214 | 0.01248 | 2111974.5854 | 6339815.0306 | 43055.4586 | 129245.7046
1 | 5500 | 707 | 0.015 | 15 | 15 | 7 | 1.7783e-12 | 5spot_SharedNeighbor | CO2 | Porous | Wet | R600a | MinimizeLCOE_Brownfield | IgnoreSilica | 2019 | 4.136 | -0.037912 | 0.0052619 | 4 | 1266154.2093 | 3773037.0613 | 25812.2662 | 76918.4639 | 38.9017 | 5.412 | 46.7326 | 162456.2957 | 0 | 71269.1496 | 0 | 0 | 0 | 144570.0532 | 147535.2444 | 383856.4423 | 261989.9093 | 1171677.0945 | 961560.8286 | 24516122.6531 | 24516122.6531 | 18517163.4082 | 9730290.8829 | 0 | 26649360.5762 | 79412937.5204 | 1778.2794 | 0.021047 | 1266154.2093 | 3773037.0613 | 25812.2662 | 76918.4639
1 | 5500 | 707 | 0.015 | 15 | 15 | 7 | 2.3714e-12 | 5spot_SharedNeighbor | CO2 | Porous | Wet | R600a | MinimizeLCOE_Brownfield | IgnoreSilica | 2019 | 5.5922 | 0.015157 | 0.0083032 | 4 | 812929.9365 | 2401583.7999 | 16572.6763 | 48959.5341 | 40.3913 | 5.6019 | 50.8476 | 208953.2277 | 0 | 102019.8641 | 0 | 0 | 0 | 180417.7629 | 191642.4334 | 498614.3003 | 340314.5055 | 1521962.0939 | 961560.8286 | 24516122.6531 | 24516122.6531 | 18517163.4082 | 9730290.8829 | 0 | 26999645.5756 | 79763222.5198 | 2371.3737 | 0.033213 | 812929.9365 | 2401583.7999 | 16572.6763 | 48959.5341
1 | 5500 | 707 | 0.015 | 15 | 15 | 7 | 3.1623e-12 | 5spot_SharedNeighbor | CO2 | Porous | Wet | R600a | MinimizeLCOE_Brownfield | IgnoreSilica | 2019 | 7.4681 | 0.091568 | 0.012497 | 4 | 548440.272 | 1604000.4405 | 11180.6968 | 32699.7186 | 41.5349 | 5.7456 | 47.6745 | 263894.8857 | 0 | 139317.6008 | 0 | 0 | 0 | 222126.0106 | 243882.0139 | 634530.973 | 433080.4274 | 1936831.9114 | 961560.8286 | 24516122.6531 | 24516122.6531 | 18517163.4082 | 9730290.8829 | 0 | 27414515.3932 | 80178092.3373 | 3162.2777 | 0.049986 | 548440.272 | 1604000.4405 | 11180.6968 | 32699.7186
1 | 5500 | 707 | 0.015 | 15 | 15 | 7 | 4.217e-12 | 5spot_SharedNeighbor | CO2 | Porous | Wet | R600a | MinimizeLCOE_Brownfield | IgnoreSilica | 2019 | 9.8628 | 0.19543 | 0.018159 | 4 | 384138.5476 | 1110568.6057 | 7831.1839 | 22640.4432 | 42.406 | 5.853 | 56.0486 | 328253.6995 | 0 | 184149.4338 | 0 | 0 | 0 | 270182.2683 | 305208.3066 | 794089.407 | 541982.3372 | 2423865.4524 | 961560.8286 | 24516122.6531 | 24516122.6531 | 18517163.4082 | 9730290.8829 | 0 | 27901548.9341 | 80665125.8783 | 4216.965 | 0.072634 | 384138.5476 | 1110568.6057 | 7831.1839 | 22640.4432
1 | 5500 | 707 | 0.015 | 15 | 15 | 7 | 5.6234e-12 | 5spot_SharedNeighbor | CO2 | Porous | Wet | R600a | MinimizeLCOE_Brownfield | IgnoreSilica | 2019 | 12.925 | 0.33311 | 0.025675 | 4 | 277275.3354 | 791044.8358 | 5652.6328 | 16126.5189 | 43.0706 | 5.932 | 41.342 | 403858.2056 | 0 | 238199.8865 | 0 | 0 | 0 | 325959.585 | 377526.8941 | 982247.5371 | 670404.1272 | 2998196.2356 | 961560.8286 | 24516122.6531 | 24516122.6531 | 18517163.4082 | 9730290.8829 | 0 | 28475879.7173 | 81239456.6615 | 5623.4133 | 0.1027 | 277275.3354 | 791044.8358 | 5652.6328 | 16126.5189
1 | 5500 | 707 | 0.015 | 15 | 15 | 7 | 7.4989e-12 | 5spot_SharedNeighbor | CO2 | Porous | Wet | R600a | MinimizeLCOE_Brownfield | IgnoreSilica | 2019 | 16.7862 | 0.51057 | 0.035471 | 4 | 205407.987 | 577281.8505 | 4187.5197 | 11768.6714 | 43.5686 | 5.987 | 43.8798 | 491549.1616 | 0 | 302584.9908 | 0 | 0 | 0 | 389743.3842 | 461712.2393 | 1201280.5364 | 819898.6499 | 3666768.9622 | 961560.8286 | 24516122.6531 | 24516122.6531 | 18517163.4082 | 9730290.8829 | 0 | 29144452.4439 | 81908029.3881 | 7498.9421 | 0.14189 | 205407.987 | 577281.8505 | 4187.5197 | 11768.6714
1 | 5500 | 707 | 0.015 | 15 | 15 | 7 | 1e-11 | 5spot_SharedNeighbor | CO2 | Porous | Wet | R600a | MinimizeLCOE_Brownfield | IgnoreSilica | 2019 | 21.4855 | 0.72986 | 0.04793 | 4 | 155933.4487 | 431146.2993 | 3178.9143 | 8789.5005 | 43.9267 | 6.0201 | 38.034 | 589946.1855 | 0 | 376858.3793 | 0 | 0 | 0 | 459538.62 | 556273.8421 | 1447310.4296 | 987819.1074 | 4417746.5638 | 961560.8286 | 24516122.6531 | 24516122.6531 | 18517163.4082 | 9730290.8829 | 0 | 29895430.0456 | 82659006.9898 | 10000 | 0.19172 | 155933.4487 | 431146.2993 | 3178.9143 | 8789.5005
1 | 5500 | 707 | 0.015 | 15 | 15 | 7 | 1.3335e-11 | 5spot_SharedNeighbor | CO2 | Porous | Wet | R600a | MinimizeLCOE_Brownfield | IgnoreSilica | 2019 | 27.0077 | 0.99044 | 0.063266 | 4 | 121358.6607 | 329858.7136 | 2474.0604 | 6724.616 | 44.1713 | 6.0335 | 45.2205 | 696869.4598 | 0 | 459949.248 | 0 | 0 | 0 | 532956.1983 | 659012.2134 | 1714614.5972 | 1170259.6944 | 5233661.411 | 961560.8286 | 24516122.6531 | 24516122.6531 | 18517163.4082 | 9730290.8829 | 0 | 30711344.8927 | 83474921.8369 | 13335.2143 | 0.25306 | 121358.6607 | 329858.7136 | 2474.0604 | 6724.616
1 | 5500 | 707 | 0.015 | 15 | 15 | 7 | 1.7783e-11 | 5spot_SharedNeighbor | CO2 | Porous | Wet | R600a | MinimizeLCOE_Brownfield | IgnoreSilica | 2019 | 33.1614 | 1.2837 | 0.081327 | 4 | 96994.0186 | 259190.1045 | 1977.3543 | 5283.9409 | 44.3219 | 6.0287 | 47.5278 | 807456.7173 | 0 | 548579.19 | 0 | 0 | 0 | 605438.1227 | 764974.8717 | 1990307.6982 | 1358425.9008 | 6075182.5007 | 961560.8286 | 24516122.6531 | 24516122.6531 | 18517163.4082 | 9730290.8829 | 0 | 31552865.9824 | 84316442.9266 | 17782.7941 | 0.32531 | 96994.0186 | 259190.1045 | 1977.3543 | 5283.9409
1 | 5500 | 707 | 0.015 | 15 | 15 | 7 | 2.3714e-11 | 5spot_SharedNeighbor | CO2 | Porous | Wet | R600a | MinimizeLCOE_Brownfield | IgnoreSilica | 2019 | 39.605 | 1.5936 | 0.10146 | 4 | 79759.192 | 209768.4992 | 1625.999 | 4276.4146 | 44.3976 | 6.0084 | 56.9091 | 915431.2293 | 0 | 637975.8071 | 0 | 0 | 0 | 671840.178 | 867846.4136 | 2257958.3485 | 1541102.9693 | 6892154.946 | 961560.8286 | 24516122.6531 | 24516122.6531 | 18517163.4082 | 9730290.8829 | 0 | 32369838.4277 | 85133415.3719 | 23713.7371 | 0.40584 | 79759.192 | 209768.4992 | 1625.999 | 4276.4146
1 | 5500 | 707 | 0.015 | 15 | 15 | 7 | 3.1623e-11 | 5spot_SharedNeighbor | CO2 | Porous | Wet | R600a | MinimizeLCOE_Brownfield | IgnoreSilica | 2019 | 45.9017 | 1.8995 | 0.12255 | 4 | 67545.3313 | 175179.4688 | 1377.0029 | 3571.2704 | 44.4175 | 5.9769 | 55.0044 | 1014381.6671 | 0 | 722690.9158 | 0 | 0 | 0 | 727649.0639 | 961241.4422 | 2500953.055 | 1706951.8495 | 7633867.9934 | 961560.8286 | 24516122.6531 | 24516122.6531 | 18517163.4082 | 9730290.8829 | 0 | 33111551.4752 | 85875128.4194 | 31622.7766 | 0.49021 | 67545.3313 | 175179.4688 | 1377.0029 | 3571.2704
1 | 5500 | 707 | 0.015 | 15 | 15 | 7 | 4.217e-11 | 5spot_SharedNeighbor | CO2 | Porous | Wet | R600a | MinimizeLCOE_Brownfield | IgnoreSilica | 2019 | 51.7017 | 2.1839 | 0.14332 | 4 | 58870.309 | 150908.2706 | 1200.1509 | 3076.4692 | 44.4006 | 5.9392 | 62.2024 | 1100426.9672 | 0 | 798845.928 | 0 | 0 | 0 | 771325.9752 | 1041533.5594 | 2709856.6738 | 1849532.8618 | 8271521.9654 | 961560.8286 | 24516122.6531 | 24516122.6531 | 18517163.4082 | 9730290.8829 | 0 | 33749205.4471 | 86512782.3913 | 42169.6503 | 0.57328 | 58870.309 | 150908.2706 | 1200.1509 | 3076.4692
1 | 5500 | 707 | 0.015 | 15 | 15 | 7 | 5.6234e-11 | 5spot_SharedNeighbor | CO2 | Porous | Wet | R600a | MinimizeLCOE_Brownfield | IgnoreSilica | 2019 | 56.7519 | 2.4338 | 0.16262 | 4 | 52684.5824 | 133800.6623 | 1074.0465 | 2727.7075 | 44.3633 | 5.9001 | 43.2897 | 1171672.647 | 0 | 863921.3179 | 0 | 0 | 0 | 803068.3551 | 1107078.3048 | 2880390.6561 | 1965925.8089 | 8792057.0898 | 961560.8286 | 24516122.6531 | 24516122.6531 | 18517163.4082 | 9730290.8829 | 0 | 34269740.5715 | 87033317.5157 | 56234.1325 | 0.65047 | 52684.5824 | 133800.6623 | 1074.0465 | 2727.7075
1 | 5500 | 707 | 0.015 | 15 | 15 | 7 | 7.4989e-11 | 5spot_SharedNeighbor | CO2 | Porous | Wet | R600a | MinimizeLCOE_Brownfield | IgnoreSilica | 2019 | 60.9829 | 2.6448 | 0.1797 | 4 | 48248.9967 | 121653.5916 | 983.6211 | 2480.073 | 44.3177 | 5.8632 | 67.4098 | 1228861.4733 | 0 | 917670.8972 | 0 | 0 | 0 | 825109.394 | 1158940.2882 | 3015324.8984 | 2058021.2019 | 9203928.153 | 961560.8286 | 24516122.6531 | 24516122.6531 | 18517163.4082 | 9730290.8829 | 0 | 34681611.6348 | 87445188.579 | 74989.4209 | 0.7188 | 48248.9967 | 121653.5916 | 983.6211 | 2480.073
1 | 5500 | 707 | 0.015 | 15 | 15 | 7 | 1e-10 | 5spot_SharedNeighbor | CO2 | Porous | Wet | R600a | MinimizeLCOE_Brownfield | IgnoreSilica | 2019 | 64.413 | 2.8171 | 0.19423 | 4 | 45047.4156 | 112959.5322 | 918.3525 | 2302.8329 | 44.2719 | 5.8305 | 58.8882 | 1273604.9163 | 0 | 960782.9017 | 0 | 0 | 0 | 839759.5276 | 1198917.4647 | 3119337.3115 | 2129011.8111 | 9521413.9328 | 961560.8286 | 24516122.6531 | 24516122.6531 | 18517163.4082 | 9730290.8829 | 0 | 34999097.4145 | 87762674.3587 | 100000 | 0.77694 | 45047.4156 | 112959.5322 | 918.3525 | 2302.8329
1 | 5500 | 707 | 0.015 | 15 | 15 | 7 | 1.3335e-10 | 5spot_SharedNeighbor | CO2 | Porous | Wet | R600a | MinimizeLCOE_Brownfield | IgnoreSilica | 2019 | 67.1392 | 2.9548 | 0.20623 | 4 | 42721.0752 | 106683.892 | 870.9269 | 2174.8954 | 44.2302 | 5.8028 | 54.0648 | 1308154.0027 | 0 | 994776.9019 | 0 | 0 | 0 | 849334.4626 | 1229383.4932 | 3198603.6681 | 2183112.7282 | 9763365.2567 | 961560.8286 | 24516122.6531 | 24516122.6531 | 18517163.4082 | 9730290.8829 | 0 | 35241048.7384 | 88004625.6826 | 133352.1432 | 0.82491 | 42721.0752 | 106683.892 | 870.9269 | 2174.8954
1 | 5500 | 707 | 0.015 | 15 | 15 | 7 | 1.7783e-10 | 5spot_SharedNeighbor | CO2 | Porous | Wet | R600a | MinimizeLCOE_Brownfield | IgnoreSilica | 2019 | 69.2728 | 3.0631 | 0.21589 | 4 | 41020.271 | 102119.4648 | 836.2537 | 2081.8434 | 44.1943 | 5.7801 | 62.689 | 1334575.1342 | 0 | 1021224.2574 | 0 | 0 | 0 | 855526.3244 | 1252417.0292 | 3258532.204 | 2224015.1854 | 9946290.1345 | 961560.8286 | 24516122.6531 | 24516122.6531 | 18517163.4082 | 9730290.8829 | 0 | 35423973.6162 | 88187550.5604 | 177827.941 | 0.86357 | 41020.271 | 102119.4648 | 836.2537 | 2081.8434
1 | 5500 | 707 | 0.015 | 15 | 15 | 7 | 2.3714e-10 | 5spot_SharedNeighbor | CO2 | Porous | Wet | R600a | MinimizeLCOE_Brownfield | IgnoreSilica | 2019 | 70.9318 | 3.1475 | 0.22355 | 4 | 39770.1528 | 98776.4934 | 810.7684 | 2013.6924 | 44.1645 | 5.7618 | 58.5377 | 1354747.1853 | 0 | 1041697.7777 | 0 | 0 | 0 | 859620.1603 | 1269865.3981 | 3303929.2807 | 2254999.623 | 10084859.4251 | 961560.8286 | 24516122.6531 | 24516122.6531 | 18517163.4082 | 9730290.8829 | 0 | 35562542.9068 | 88326119.851 | 237137.3706 | 0.8942 | 39770.1528 | 98776.4934 | 810.7684 | 2013.6924
1 | 5500 | 707 | 0.015 | 15 | 15 | 7 | 3.1623e-10 | 5spot_SharedNeighbor | CO2 | Porous | Wet | R600a | MinimizeLCOE_Brownfield | IgnoreSilica | 2019 | 72.2035 | 3.2125 | 0.22953 | 4 | 38847.2204 | 96316.4092 | 791.9531 | 1963.5403 | 44.1406 | 5.7475 | 50.4235 | 1369991.0685 | 0 | 1057340.0854 | 0 | 0 | 0 | 862261.6033 | 1282941.1753 | 3337949.7707 | 2278219.3065 | 10188703.0098 | 961560.8286 | 24516122.6531 | 24516122.6531 | 18517163.4082 | 9730290.8829 | 0 | 35666386.4915 | 88429963.4357 | 316227.766 | 0.91812 | 38847.2204 | 96316.4092 | 791.9531 | 1963.5403
1 | 5500 | 707 | 0.015 | 15 | 15 | 7 | 4.217e-10 | 5spot_SharedNeighbor | CO2 | Porous | Wet | R600a | MinimizeLCOE_Brownfield | IgnoreSilica | 2019 | 73.1561 | 3.2613 | 0.23414 | 4 | 38163.4023 | 94501.1271 | 778.0126 | 1926.5333 | 44.122 | 5.7365 | 63.1566 | 1381285.1623 | 0 | 1069028.1408 | 0 | 0 | 0 | 863776.5365 | 1292495.0374 | 3362806.9602 | 2295184.8491 | 10264576.6864 | 961560.8286 | 24516122.6531 | 24516122.6531 | 18517163.4082 | 9730290.8829 | 0 | 35742260.1681 | 88505837.1123 | 421696.5034 | 0.93656 | 38163.4023 | 94501.1271 | 778.0126 | 1926.5333
1 | 5500 | 707 | 0.015 | 15 | 15 | 7 | 5.6234e-10 | 5spot_SharedNeighbor | CO2 | Porous | Wet | R600a | MinimizeLCOE_Brownfield | IgnoreSilica | 2019 | 73.8944 | 3.2991 | 0.23769 | 4 | 37655.3177 | 93152.1457 | 767.6546 | 1899.0325 | 44.1072 | 5.7279 | 61.6415 | 1389965.6671 | 0 | 1078070.459 | 0 | 0 | 0 | 864945.0412 | 1299862.6552 | 3381975.9904 | 2308268.1061 | 10323087.9189 | 961560.8286 | 24516122.6531 | 24516122.6531 | 18517163.4082 | 9730290.8829 | 0 | 35800771.4007 | 88564348.3449 | 562341.3252 | 0.95075 | 37655.3177 | 93152.1457 | 767.6546 | 1899.0325
1 | 5500 | 707 | 0.015 | 15 | 15 | 7 | 7.4989e-10 | 5spot_SharedNeighbor | CO2 | Porous | Wet | R600a | MinimizeLCOE_Brownfield | IgnoreSilica | 2019 | 74.4519 | 3.3277 | 0.24039 | 4 | 37276.9742 | 92149.2421 | 759.9415 | 1878.5869 | 44.0959 | 5.7213 | 66.0827 | 1396478.6387 | 0 | 1084889.4276 | 0 | 0 | 0 | 865716.857 | 1305363.1201 | 3396287.0718 | 2318035.7132 | 10366770.8285 | 961560.8286 | 24516122.6531 | 24516122.6531 | 18517163.4082 | 9730290.8829 | 0 | 35844454.3102 | 88608031.2544 | 749894.2093 | 0.96157 | 37276.9742 | 92149.2421 | 759.9415 | 1878.5869
1 | 5500 | 707 | 0.015 | 15 | 15 | 7 | 1e-09 | 5spot_SharedNeighbor | CO2 | Porous | Wet | R600a | MinimizeLCOE_Brownfield | IgnoreSilica | 2019 | 74.8734 | 3.3493 | 0.24245 | 4 | 36994.764 | 91401.85 | 754.1883 | 1863.3503 | 44.0872 | 5.7162 | 66.3496 | 1401379.221 | 0 | 1090040.1455 | 0 | 0 | 0 | 866250.9331 | 1309491.4169 | 3407028.0531 | 2325366.6536 | 10399556.4233 | 961560.8286 | 24516122.6531 | 24516122.6531 | 18517163.4082 | 9730290.8829 | 0 | 35877239.905 | 88640816.8492 | 1000000 | 0.96979 | 36994.764 | 91401.85 | 754.1883 | 1863.3503
1 | 5500 | 707 | 0.015 | 15 | 15 | 7 | 1.3335e-09 | 5spot_SharedNeighbor | CO2 | Porous | Wet | R600a | MinimizeLCOE_Brownfield | IgnoreSilica | 2019 | 75.1855 | 3.3654 | 0.244 | 4 | 36783.9863 | 90845.0206 | 749.8913 | 1851.9986 | 44.0806 | 5.7125 | 52.128 | 1404994.0233 | 0 | 1093850.5617 | 0 | 0 | 0 | 866553.775 | 1312505.3604 | 3414869.7159 | 2330718.7497 | 10423492.186 | 961560.8286 | 24516122.6531 | 24516122.6531 | 18517163.4082 | 9730290.8829 | 0 | 35901175.6678 | 88664752.612 | 1333521.4322 | 0.976 | 36783.9863 | 90845.0206 | 749.8913 | 1851.9986
1 | 5500 | 707 | 0.015 | 15 | 15 | 7 | 1.7783e-09 | 5spot_SharedNeighbor | CO2 | Porous | Wet | R600a | MinimizeLCOE_Brownfield | IgnoreSilica | 2019 | 75.407 | 3.3769 | 0.24516 | 4 | 36626.4058 | 90431.1916 | 746.6788 | 1843.5622 | 44.076 | 5.7098 | 64.6582 | 1407552.7843 | 0 | 1096553.5518 | 0 | 0 | 0 | 866603.3098 | 1314576.7619 | 3420259.0777 | 2334397.0998 | 10439942.5853 | 961560.8286 | 24516122.6531 | 24516122.6531 | 18517163.4082 | 9730290.8829 | 0 | 35917626.067 | 88681203.0112 | 1778279.41 | 0.98065 | 36626.4058 | 90431.1916 | 746.6788 | 1843.5622
1 | 5500 | 707 | 0.015 | 15 | 15 | 7 | 2.3714e-09 | 5spot_SharedNeighbor | CO2 | Porous | Wet | R600a | MinimizeLCOE_Brownfield | IgnoreSilica | 2019 | 75.5922 | 3.3864 | 0.24605 | 4 | 36508.5065 | 90118.6251 | 744.2753 | 1837.1901 | 44.0721 | 5.7076 | 60.5052 | 1409687.9408 | 0 | 1098812.7433 | 0 | 0 | 0 | 866853.4906 | 1316388.1281 | 3424971.8811 | 2337613.685 | 10454327.8689 | 961560.8286 | 24516122.6531 | 24516122.6531 | 18517163.4082 | 9730290.8829 | 0 | 35932011.3506 | 88695588.2948 | 2371373.7057 | 0.98421 | 36508.5065 | 90118.6251 | 744.2753 | 1837.1901
1 | 5500 | 707 | 0.015 | 15 | 15 | 7 | 3.1623e-09 | 5spot_SharedNeighbor | CO2 | Porous | Wet | R600a | MinimizeLCOE_Brownfield | IgnoreSilica | 2019 | 75.7313 | 3.3935 | 0.24672 | 4 | 36420.2472 | 89884.7372 | 742.476 | 1832.4219 | 44.0691 | 5.7059 | 67.6399 | 1411288.7178 | 0 | 1100508.7247 | 0 | 0 | 0 | 867034.2753 | 1317744.37 | 3428500.5441 | 2340022.07 | 10465098.7019 | 961560.8286 | 24516122.6531 | 24516122.6531 | 18517163.4082 | 9730290.8829 | 0 | 35942782.1836 | 88706359.1278 | 3162277.6602 | 0.98689 | 36420.2472 | 89884.7372 | 742.476 | 1832.4219
1 | 5500 | 707 | 0.015 | 15 | 15 | 7 | 4.217e-09 | 5spot_SharedNeighbor | CO2 | Porous | Wet | R600a | MinimizeLCOE_Brownfield | IgnoreSilica | 2019 | 75.8286 | 3.3985 | 0.24722 | 4 | 36354.1478 | 89710.8022 | 741.1285 | 1828.876 | 44.0671 | 5.7047 | 65.3318 | 1412406.4961 | 0 | 1101694.1118 | 0 | 0 | 0 | 867080.574 | 1318660.6609 | 3430884.5453 | 2341649.1998 | 10472375.5879 | 961560.8286 | 24516122.6531 | 24516122.6531 | 18517163.4082 | 9730290.8829 | 0 | 35950059.0696 | 88713636.0138 | 4216965.0343 | 0.98888 | 36354.1478 | 89710.8022 | 741.1285 | 1828.876
1 | 5500 | 707 | 0.015 | 15 | 15 | 7 | 5.6234e-09 | 5spot_SharedNeighbor | CO2 | Porous | Wet | R600a | MinimizeLCOE_Brownfield | IgnoreSilica | 2019 | 75.9017 | 3.4023 | 0.2476 | 4 | 36304.6286 | 89580.4947 | 740.119 | 1826.2196 | 44.0655 | 5.7038 | 63.4292 | 1413246.7664 | 0 | 1102585.8196 | 0 | 0 | 0 | 867115.3889 | 1319349.7102 | 3432677.3101 | 2342872.7986 | 10477847.7936 | 961560.8286 | 24516122.6531 | 24516122.6531 | 18517163.4082 | 9730290.8829 | 0 | 35955531.2754 | 88719108.2196 | 5623413.2519 | 0.99038 | 36304.6286 | 89580.4947 | 740.119 | 1826.2196
1 | 5500 | 707 | 0.015 | 15 | 15 | 7 | 7.4989e-09 | 5spot_SharedNeighbor | CO2 | Porous | Wet | R600a | MinimizeLCOE_Brownfield | IgnoreSilica | 2019 | 75.9601 | 3.4053 | 0.24788 | 4 | 36267.5215 | 89482.3029 | 739.3625 | 1824.2178 | 44.0642 | 5.7031 | 68.7566 | 1413916.4135 | 0 | 1103296.8371 | 0 | 0 | 0 | 867181.3012 | 1319913.8752 | 3434145.1518 | 2343874.6307 | 10482328.2096 | 961560.8286 | 24516122.6531 | 24516122.6531 | 18517163.4082 | 9730290.8829 | 0 | 35960011.6913 | 88723588.6355 | 7498942.0933 | 0.99152 | 36267.5215 | 89482.3029 | 739.3625 | 1824.2178
1 | 5500 | 707 | 0.015 | 15 | 15 | 7 | 1e-08 | 5spot_SharedNeighbor | CO2 | Porous | Wet | R600a | MinimizeLCOE_Brownfield | IgnoreSilica | 2019 | 76.0092 | 3.4078 | 0.2481 | 4 | 36239.7105 | 89407.8557 | 738.7955 | 1822.7001 | 44.0632 | 5.7025 | 59.9815 | 1414479.467 | 0 | 1103894.9354 | 0 | 0 | 0 | 867293.1513 | 1320410.3459 | 3435436.8667 | 2344756.2527 | 10486271.019 | 961560.8286 | 24516122.6531 | 24516122.6531 | 18517163.4082 | 9730290.8829 | 0 | 35963954.5007 | 88727531.4449 | 10000000 | 0.99239 | 36239.7105 | 89407.8557 | 738.7955 | 1822.7001
1 | 5600 | 707 | 0.015 | 15 | 15 | 7 | 1e-13 | 5spot_SharedNeighbor | CO2 | Porous | Wet | R600a | MinimizeLCOE_Brownfield | IgnoreSilica | 2019 | 0 | 0 | 0 | 0 |  |  |  |  | 15 |  | 18.6167 | [19 empty] | 100 | 0
1 | 5600 | 707 | 0.015 | 15 | 15 | 7 | 1.3335e-13 | 5spot_SharedNeighbor | CO2 | Porous | Wet | R600a | MinimizeLCOE_Brownfield | IgnoreSilica | 2019 | 0 | 0 | 0 | 0 |  |  |  |  | 15 |  | 18.2853 | [19 empty] | 133.3521 | 0
1 | 5600 | 707 | 0.015 | 15 | 15 | 7 | 1.7783e-13 | 5spot_SharedNeighbor | CO2 | Porous | Wet | R600a | MinimizeLCOE_Brownfield | IgnoreSilica | 2019 | 0 | 0 | 0 | 0 |  |  |  |  | 15 |  | 22.0952 | [19 empty] | 177.8279 | 0
1 | 5600 | 707 | 0.015 | 15 | 15 | 7 | 2.3714e-13 | 5spot_SharedNeighbor | CO2 | Porous | Wet | R600a | MinimizeLCOE_Brownfield | IgnoreSilica | 2019 | 0 | 0 | 0 | 0 |  |  |  |  | 15 |  | 21.6404 | [19 empty] | 237.1374 | 0
1 | 5600 | 707 | 0.015 | 15 | 15 | 7 | 3.1623e-13 | 5spot_SharedNeighbor | CO2 | Porous | Wet | R600a | MinimizeLCOE_Brownfield | IgnoreSilica | 2019 | 0 | 0 | 0 | 0 |  |  |  |  | 15 |  | 20.7764 | [19 empty] | 316.2278 | 0
1 | 5600 | 707 | 0.015 | 15 | 15 | 7 | 4.217e-13 | 5spot_SharedNeighbor | CO2 | Porous | Wet | R600a | MinimizeLCOE_Brownfield | IgnoreSilica | 2019 | 0 | 0 | 0 | 0 |  |  |  |  | 15 |  | 18.4063 | [19 empty] | 421.6965 | 0
1 | 5600 | 707 | 0.015 | 15 | 15 | 7 | 5.6234e-13 | 5spot_SharedNeighbor | CO2 | Porous | Wet | R600a | MinimizeLCOE_Brownfield | IgnoreSilica | 2019 | 0 | 0 | 0 | 0 |  |  |  |  | 15 |  | 20.0503 | [19 empty] | 562.3413 | 0
1 | 5600 | 707 | 0.015 | 15 | 15 | 7 | 7.4989e-13 | 5spot_SharedNeighbor | CO2 | Porous | Wet | R600a | MinimizeLCOE_Brownfield | IgnoreSilica | 2019 | 1.6 | -0.091222 | 0.00083728 | 4 | 7929027.6908 | 24047122.9172 | 161643.9543 | 490233.1268 | 32.3202 | 4.6732 | 22.1043 | 70694.0904 | 0 | 12404.4978 | 0 | 0 | 0 | 72439.7947 | 60659.9693 | 157824.7972 | 107718.667 | 481741.8165 | 961560.8286 | 25111985.0635 | 25111985.0635 | 18927833.0506 | 9941662.686 | 0 | 26555287.7087 | 80536768.5088 | 749.8942 | 0.0033491 | 7929027.6908 | 24047122.9172 | 161643.9543 | 490233.1268
1 | 5600 | 707 | 0.015 | 15 | 15 | 7 | 1e-12 | 5spot_SharedNeighbor | CO2 | Porous | Wet | R600a | MinimizeLCOE_Brownfield | IgnoreSilica | 2019 | 1.6 | -0.08823 | 0.0015529 | 4 | 4272371.5988 | 12962822.963 | 87098.0739 | 264264.6796 | 32.3202 | 4.6732 | 21.4034 | 70694.3653 | 0 | 12404.4064 | 0 | 0 | 0 | 66922.8952 | 58508.4501 | 152226.9853 | 103898.0455 | 464655.1477 | 961560.8286 | 25111985.0635 | 25111985.0635 | 18927833.0506 | 9941662.686 | 0 | 26538201.0399 | 80519681.84 | 1000 | 0.0062116 | 4272371.5988 | 12962822.963 | 87098.0739 | 264264.6796
1 | 5600 | 707 | 0.015 | 15 | 15 | 7 | 1.3335e-12 | 5spot_SharedNeighbor | CO2 | Porous | Wet | R600a | MinimizeLCOE_Brownfield | IgnoreSilica | 2019 | 3.1567 | -0.069817 | 0.0034164 | 4 | 1976761.3207 | 5926985.7373 | 40298.9533 | 120829.6211 | 37.6993 | 5.3851 | 44.0573 | 131726.3284 | 0 | 50025.5769 | 0 | 0 | 0 | 121655.7083 | 118328.9693 | 307867.7054 | 210126.035 | 939730.3232 | 961560.8286 | 25111985.0635 | 25111985.0635 | 18927833.0506 | 9941662.686 | 0 | 27013276.2153 | 80994757.0154 | 1333.5214 | 0.013665 | 1976761.3207 | 5926985.7373 | 40298.9533 | 120829.6211
1 | 5600 | 707 | 0.015 | 15 | 15 | 7 | 1.7783e-12 | 5spot_SharedNeighbor | CO2 | Porous | Wet | R600a | MinimizeLCOE_Brownfield | IgnoreSilica | 2019 | 4.3212 | -0.033584 | 0.0057639 | 4 | 1185029.0798 | 3526395.7122 | 24158.4207 | 71890.3464 | 39.6317 | 5.6343 | 43.7538 | 172800.7016 | 0 | 76346.9943 | 0 | 0 | 0 | 153771.8094 | 157138.6071 | 408842.4221 | 279043.354 | 1247943.8886 | 961560.8286 | 25111985.0635 | 25111985.0635 | 18927833.0506 | 9941662.686 | 0 | 27321489.7807 | 81302970.5809 | 1778.2794 | 0.023056 | 1185029.0798 | 3526395.7122 | 24158.4207 | 71890.3464
1 | 5600 | 707 | 0.015 | 15 | 15 | 7 | 2.3714e-12 | 5spot_SharedNeighbor | CO2 | Porous | Wet | R600a | MinimizeLCOE_Brownfield | IgnoreSilica | 2019 | 5.846 | 0.024124 | 0.0090922 | 4 | 761463.1037 | 2245735.6216 | 15523.4553 | 45782.3582 | 41.1444 | 5.8268 | 54.2202 | 222234.9605 | 0 | 108889.9156 | 0 | 0 | 0 | 191948.9135 | 203998.7779 | 530762.9743 | 362256.636 | 1620092.1778 | 961560.8286 | 25111985.0635 | 25111985.0635 | 18927833.0506 | 9941662.686 | 0 | 27693638.07 | 81675118.8701 | 2371.3737 | 0.036369 | 761463.1037 | 2245735.6216 | 15523.4553 | 45782.3582
1 | 5600 | 707 | 0.015 | 15 | 15 | 7 | 3.1623e-12 | 5spot_SharedNeighbor | CO2 | Porous | Wet | R600a | MinimizeLCOE_Brownfield | IgnoreSilica | 2019 | 7.7776 | 0.1055 | 0.013672 | 4 | 514304.1407 | 1501387.3699 | 10484.7856 | 30607.8123 | 42.2888 | 5.9702 | 47.288 | 279698.8776 | 0 | 147716.3865 | 0 | 0 | 0 | 235317.9606 | 258465.9577 | 672475.4032 | 458978.2807 | 2052652.8663 | 961560.8286 | 25111985.0635 | 25111985.0635 | 18927833.0506 | 9941662.686 | 0 | 28126198.7584 | 82107679.5586 | 3162.2777 | 0.054688 | 514304.1407 | 1501387.3699 | 10484.7856 | 30607.8123
1 | 5600 | 707 | 0.015 | 15 | 15 | 7 | 4.217e-12 | 5spot_SharedNeighbor | CO2 | Porous | Wet | R600a | MinimizeLCOE_Brownfield | IgnoreSilica | 2019 | 10.2844 | 0.21736 | 0.019853 | 4 | 360701.3788 | 1040470.291 | 7353.3855 | 21211.3942 | 43.1762 | 6.079 | 57.265 | 348145.2339 | 0 | 195170.1731 | 0 | 0 | 0 | 286548.1601 | 323646.7912 | 842062.5616 | 574725.0009 | 2570297.9208 | 961560.8286 | 25111985.0635 | 25111985.0635 | 18927833.0506 | 9941662.686 | 0 | 28643843.8129 | 82625324.6131 | 4216.965 | 0.079412 | 360701.3788 | 1040470.291 | 7353.3855 | 21211.3942
1 | 5600 | 707 | 0.015 | 15 | 15 | 7 | 5.6234e-12 | 5spot_SharedNeighbor | CO2 | Porous | Wet | R600a | MinimizeLCOE_Brownfield | IgnoreSilica | 2019 | 13.4781 | 0.36493 | 0.028046 | 4 | 260742.2072 | 741921.2144 | 5315.5826 | 15125.0675 | 43.8493 | 6.1584 | 43.7129 | 428236.9344 | 0 | 252167.9019 | 0 | 0 | 0 | 345679.3369 | 400172.8275 | 1041167.6105 | 710618.288 | 3178042.8991 | 961560.8286 | 25111985.0635 | 25111985.0635 | 18927833.0506 | 9941662.686 | 0 | 29251588.7913 | 83233069.5914 | 5623.4133 | 0.11219 | 260742.2072 | 741921.2144 | 5315.5826 | 15125.0675
1 | 5600 | 707 | 0.015 | 15 | 15 | 7 | 7.4989e-12 | 5spot_SharedNeighbor | CO2 | Porous | Wet | R600a | MinimizeLCOE_Brownfield | IgnoreSilica | 2019 | 17.4681 | 0.55335 | 0.0387 | 4 | 193488.1094 | 542206.7937 | 3944.5168 | 11053.6189 | 44.3492 | 6.2126 | 50.113 | 520305.0245 | 0 | 319464.5102 | 0 | 0 | 0 | 412410.2239 | 488350.1059 | 1270586.8011 | 867201.5997 | 3878318.2653 | 961560.8286 | 25111985.0635 | 25111985.0635 | 18927833.0506 | 9941662.686 | 0 | 29951864.1574 | 83933344.9576 | 7498.9421 | 0.1548 | 193488.1094 | 542206.7937 | 3944.5168 | 11053.6189
1 | 5600 | 707 | 0.015 | 15 | 15 | 7 | 1e-11 | 5spot_SharedNeighbor | CO2 | Porous | Wet | R600a | MinimizeLCOE_Brownfield | IgnoreSilica | 2019 | 22.3138 | 0.78555 | 0.052211 | 4 | 147178.3011 | 405657.6419 | 3000.4287 | 8269.8797 | 44.7082 | 6.2447 | 43.9792 | 623439.4401 | 0 | 396971.0172 | 0 | 0 | 0 | 485292.4102 | 587224.1183 | 1527836.6997 | 1042779.9414 | 4663543.6269 | 961560.8286 | 25111985.0635 | 25111985.0635 | 18927833.0506 | 9941662.686 | 0 | 30737089.519 | 84718570.3192 | 10000 | 0.20884 | 147178.3011 | 405657.6419 | 3000.4287 | 8269.8797
1 | 5600 | 707 | 0.015 | 15 | 15 | 7 | 1.3335e-11 | 5spot_SharedNeighbor | CO2 | Porous | Wet | R600a | MinimizeLCOE_Brownfield | IgnoreSilica | 2019 | 28.0017 | 1.0611 | 0.068784 | 4 | 114815.3133 | 311014.5857 | 2340.6655 | 6340.453 | 44.9524 | 6.2564 | 51.3362 | 735425.7685 | 0 | 483630.4282 | 0 | 0 | 0 | 561966.4631 | 694598.8373 | 1807203.6929 | 1233453.6547 | 5516278.8447 | 961560.8286 | 25111985.0635 | 25111985.0635 | 18927833.0506 | 9941662.686 | 0 | 31589824.7368 | 85571305.537 | 13335.2143 | 0.27514 | 114815.3133 | 311014.5857 | 2340.6655 | 6340.453
1 | 5600 | 707 | 0.015 | 15 | 15 | 7 | 1.7783e-11 | 5spot_SharedNeighbor | CO2 | Porous | Wet | R600a | MinimizeLCOE_Brownfield | IgnoreSilica | 2019 | 34.2692 | 1.3678 | 0.08819 | 4 | 92013.7406 | 245039.9903 | 1875.8246 | 4995.4716 | 45.1002 | 6.2494 | 49.9287 | 850007.5762 | 0 | 575094.4043 | 0 | 0 | 0 | 636461.7598 | 804009.8587 | 2091868.7273 | 1427743.39 | 6385185.7164 | 961560.8286 | 25111985.0635 | 25111985.0635 | 18927833.0506 | 9941662.686 | 0 | 32458731.6086 | 86440212.4087 | 17782.7941 | 0.35276 | 92013.7406 | 245039.9903 | 1875.8246 | 4995.4716
1 | 5600 | 707 | 0.015 | 15 | 15 | 7 | 2.3714e-11 | 5spot_SharedNeighbor | CO2 | Porous | Wet | R600a | MinimizeLCOE_Brownfield | IgnoreSilica | 2019 | 40.8056 | 1.6906 | 0.1097 | 4 | 75888.4242 | 198910.511 | 1547.0882 | 4055.0598 | 45.1724 | 6.2267 | 44.7791 | 961500.9483 | 0 | 667048.7915 | 0 | 0 | 0 | 704458.393 | 909873.1718 | 2367303.3524 | 1615733.1812 | 7225917.8383 | 961560.8286 | 25111985.0635 | 25111985.0635 | 18927833.0506 | 9941662.686 | 0 | 33299463.7305 | 87280944.5306 | 23713.7371 | 0.4388 | 75888.4242 | 198910.511 | 1547.0882 | 4055.0598
1 | 5600 | 707 | 0.015 | 15 | 15 | 7 | 3.1623e-11 | 5spot_SharedNeighbor | CO2 | Porous | Wet | R600a | MinimizeLCOE_Brownfield | IgnoreSilica | 2019 | 47.1586 | 2.0075 | 0.13209 | 4 | 64462.0593 | 166630.7024 | 1314.1463 | 3396.9923 | 45.1887 | 6.1928 | 53.9283 | 1063186.6677 | 0 | 753781.5466 | 0 | 0 | 0 | 761254.9836 | 1005507.0472 | 2616123.0789 | 1785557.7573 | 7985411.0812 | 961560.8286 | 25111985.0635 | 25111985.0635 | 18927833.0506 | 9941662.686 | 0 | 34058956.9733 | 88040437.7734 | 31622.7766 | 0.52836 | 64462.0593 | 166630.7024 | 1314.1463 | 3396.9923
1 | 5600 | 707 | 0.015 | 15 | 15 | 7 | 4.217e-11 | 5spot_SharedNeighbor | CO2 | Porous | Wet | R600a | MinimizeLCOE_Brownfield | IgnoreSilica | 2019 | 52.9586 | 2.2997 | 0.15399 | 4 | 56345.175 | 143984.473 | 1148.6726 | 2935.3182 | 45.1686 | 6.153 | 58.3023 | 1150886.6975 | 0 | 831110.1842 | 0 | 0 | 0 | 805085.254 | 1086962.0329 | 2828052.2431 | 1930203.7666 | 8632300.1783 | 961560.8286 | 25111985.0635 | 25111985.0635 | 18927833.0506 | 9941662.686 | 0 | 34705846.0705 | 88687326.8706 | 42169.6503 | 0.61595 | 56345.175 | 143984.473 | 1148.6726 | 2935.3182
1 | 5600 | 707 | 0.015 | 15 | 15 | 7 | 5.6234e-11 | 5spot_SharedNeighbor | CO2 | Porous | Wet | R600a | MinimizeLCOE_Brownfield | IgnoreSilica | 2019 | 58.0017 | 2.556 | 0.17424 | 4 | 50555.0591 | 128010.0382 | 1030.6333 | 2609.6578 | 45.1286 | 6.1122 | 56.5203 | 1223452.6645 | 0 | 897132.7145 | 0 | 0 | 0 | 836970.9326 | 1153446.9615 | 3001032.3894 | 2048266.2708 | 9160301.9335 | 961560.8286 | 25111985.0635 | 25111985.0635 | 18927833.0506 | 9941662.686 | 0 | 35233847.8257 | 89215328.6258 | 56234.1325 | 0.69694 | 50555.0591 | 128010.0382 | 1030.6333 | 2609.6578
1 | 5600 | 707 | 0.015 | 15 | 15 | 7 | 7.4989e-11 | 5spot_SharedNeighbor | CO2 | Porous | Wet | R600a | MinimizeLCOE_Brownfield | IgnoreSilica | 2019 | 62.2035 | 2.7713 | 0.19207 | 4 | 46400.7006 | 116662.3534 | 945.941 | 2378.3199 | 45.081 | 6.074 | 50.5175 | 1281417.9238 | 0 | 951386.8465 | 0 | 0 | 0 | 858886.2352 | 1205759.4921 | 3137138.8633 | 2141161.7359 | 9575751.0969 | 961560.8286 | 25111985.0635 | 25111985.0635 | 18927833.0506 | 9941662.686 | 0 | 35649296.989 | 89630777.7892 | 74989.4209 | 0.76829 | 46400.7006 | 116662.3534 | 945.941 | 2378.3199
1 | 5600 | 707 | 0.015 | 15 | 15 | 7 | 1e-10 | 5spot_SharedNeighbor | CO2 | Porous | Wet | R600a | MinimizeLCOE_Brownfield | IgnoreSilica | 2019 | 65.6117 | 2.9471 | 0.2072 | 4 | 43400.1186 | 108531.8821 | 884.7701 | 2212.5692 | 45.0336 | 6.0402 | 60.2758 | 1326820.5909 | 0 | 994941.2411 | 0 | 0 | 0 | 873538.6037 | 1246167.1699 | 3242271.3521 | 2212916.8198 | 9896655.7774 | 961560.8286 | 25111985.0635 | 25111985.0635 | 18927833.0506 | 9941662.686 | 0 | 35970201.6696 | 89951682.4697 | 100000 | 0.8288 | 43400.1186 | 108531.8821 | 884.7701 | 2212.5692
1 | 5600 | 707 | 0.015 | 15 | 15 | 7 | 1.3335e-10 | 5spot_SharedNeighbor | CO2 | Porous | Wet | R600a | MinimizeLCOE_Brownfield | IgnoreSilica | 2019 | 68.2964 | 3.0864 | 0.21964 | 4 | 41218.4132 | 102662.7451 | 840.2931 | 2092.9189 | 44.991 | 6.012 | 63.6098 | 1361586.748 | 0 | 1028987.2581 | 0 | 0 | 0 | 882841.4583 | 1276632.0311 | 3321534.6718 | 2267015.6642 | 10138597.8316 | 961560.8286 | 25111985.0635 | 25111985.0635 | 18927833.0506 | 9941662.686 | 0 | 36212143.7237 | 90193624.5239 | 133352.1432 | 0.87854 | 41218.4132 | 102662.7451 | 840.2931 | 2092.9189
1 | 5600 | 707 | 0.015 | 15 | 15 | 7 | 1.7783e-10 | 5spot_SharedNeighbor | CO2 | Porous | Wet | R600a | MinimizeLCOE_Brownfield | IgnoreSilica | 2019 | 70.3982 | 3.196 | 0.22964 | 4 | 39622.4252 | 98390.3293 | 807.7567 | 2005.8199 | 44.9545 | 5.9888 | 62.0731 | 1388197.0834 | 0 | 1055488.8315 | 0 | 0 | 0 | 888873.8514 | 1299698.3089 | 3381548.3949 | 2307976.2634 | 10321782.7335 | 961560.8286 | 25111985.0635 | 25111985.0635 | 18927833.0506 | 9941662.686 | 0 | 36395328.6257 | 90376809.4258 | 177827.941 | 0.91855 | 39622.4252 | 98390.3293 | 807.7567 | 2005.8199
1 | 5600 | 707 | 0.015 | 15 | 15 | 7 | 2.3714e-10 | 5spot_SharedNeighbor | CO2 | Porous | Wet | R600a | MinimizeLCOE_Brownfield | IgnoreSilica | 2019 | 72.0307 | 3.2813 | 0.23755 | 4 | 38448.7683 | 95259.43 | 783.8301 | 1941.9923 | 44.9243 | 5.9702 | 66.9515 | 1408501.0459 | 0 | 1075985.5621 | 0 | 0 | 0 | 892849.6969 | 1317161.1589 | 3426983.1486 | 2338986.4164 | 10460467.0288 | 961560.8286 | 25111985.0635 | 25111985.0635 | 18927833.0506 | 9941662.686 | 0 | 36534012.921 | 90515493.7211 | 237137.3706 | 0.9502 | 38448.7683 | 95259.43 | 783.8301 | 1941.9923
1 | 5600 | 707 | 0.015 | 15 | 15 | 7 | 3.1623e-10 | 5spot_SharedNeighbor | CO2 | Porous | Wet | R600a | MinimizeLCOE_Brownfield | IgnoreSilica | 2019 | 73.283 | 3.347 | 0.24372 | 4 | 37581.934 | 92954.0085 | 766.1586 | 1894.9932 | 44.9 | 5.9556 | 60.7805 | 1423860.8153 | 0 | 1091658.3041 | 0 | 0 | 0 | 895428.3952 | 1330269.5307 | 3461088.4431 | 2362263.9806 | 10564569.469 | 961560.8286 | 25111985.0635 | 25111985.0635 | 18927833.0506 | 9941662.686 | 0 | 36638115.3612 | 90619596.1613 | 316227.766 | 0.97489 | 37581.934 | 92954.0085 | 766.1586 | 1894.9932
1 | 5600 | 707 | 0.015 | 15 | 15 | 7 | 4.217e-10 | 5spot_SharedNeighbor | CO2 | Porous | Wet | R600a | MinimizeLCOE_Brownfield | IgnoreSilica | 2019 | 74.2233 | 3.3965 | 0.24848 | 4 | 36939.4728 | 91251.7543 | 753.0611 | 1860.2904 | 44.8811 | 5.9444 | 62.9176 | 1435272.2805 | 0 | 1103399.4072 | 0 | 0 | 0 | 896933.0019 | 1339885.8289 | 3486108.0785 | 2379340.3959 | 10640938.9929 | 961560.8286 | 25111985.0635 | 25111985.0635 | 18927833.0506 | 9941662.686 | 0 | 36714484.8851 | 90695965.6852 | 421696.5034 | 0.99391 | 36939.4728 | 91251.7543 | 753.0611 | 1860.2904
1 | 5600 | 707 | 0.015 | 15 | 15 | 7 | 5.6234e-10 | 5spot_SharedNeighbor | CO2 | Porous | Wet | R600a | MinimizeLCOE_Brownfield | IgnoreSilica | 2019 | 74.9466 | 3.4345 | 0.25213 | 4 | 36461.9953 | 89987.2589 | 743.3271 | 1834.512 | 44.8663 | 5.9357 | 57.2925 | 1443978.3935 | 0 | 1112414.4753 | 0 | 0 | 0 | 898031.9276 | 1347225.6706 | 3505204.8409 | 2392374.3287 | 10699229.6365 | 961560.8286 | 25111985.0635 | 25111985.0635 | 18927833.0506 | 9941662.686 | 0 | 36772775.5286 | 90754256.3288 | 562341.3252 | 1.0085 | 36461.9953 | 89987.2589 | 743.3271 | 1834.512
1 | 5600 | 707 | 0.015 | 15 | 15 | 7 | 7.4989e-10 | 5spot_SharedNeighbor | CO2 | Porous | Wet | R600a | MinimizeLCOE_Brownfield | IgnoreSilica | 2019 | 75.4996 | 3.4637 | 0.25492 | 4 | 36106.3736 | 89045.7976 | 736.0773 | 1815.319 | 44.8547 | 5.9289 | 62.5195 | 1450593.7487 | 0 | 1119298.662 | 0 | 0 | 0 | 898839.9354 | 1352805.615 | 3519722.7116 | 2402283.0737 | 10743543.7463 | 961560.8286 | 25111985.0635 | 25111985.0635 | 18927833.0506 | 9941662.686 | 0 | 36817089.6385 | 90798570.4386 | 749894.2093 | 1.0197 | 36106.3736 | 89045.7976 | 736.0773 | 1815.319
1 | 5600 | 707 | 0.015 | 15 | 15 | 7 | 1e-09 | 5spot_SharedNeighbor | CO2 | Porous | Wet | R600a | MinimizeLCOE_Brownfield | IgnoreSilica | 2019 | 75.9017 | 3.4849 | 0.25703 | 4 | 35841.0708 | 88346.6644 | 730.6687 | 1801.0663 | 44.8462 | 5.924 | 59.9109 | 1455380.7684 | 0 | 1124298.9064 | 0 | 0 | 0 | 899204.5115 | 1356764.8326 | 3530023.7838 | 2409313.7672 | 10774986.5699 | 961560.8286 | 25111985.0635 | 25111985.0635 | 18927833.0506 | 9941662.686 | 0 | 36848532.4621 | 90830013.2622 | 1000000 | 1.0281 | 35841.0708 | 88346.6644 | 730.6687 | 1801.0663
1 | 5600 | 707 | 0.015 | 15 | 15 | 7 | 1.3335e-09 | 5spot_SharedNeighbor | CO2 | Porous | Wet | R600a | MinimizeLCOE_Brownfield | IgnoreSilica | 2019 | 76.2159 | 3.5015 | 0.25863 | 4 | 35642.8988 | 87823.0463 | 726.6287 | 1790.3916 | 44.8395 | 5.9201 | 69.6516 | 1459107.1273 | 0 | 1128202.2634 | 0 | 0 | 0 | 899585.1859 | 1359888.8848 | 3538151.9268 | 2414861.3918 | 10799796.7799 | 961560.8286 | 25111985.0635 | 25111985.0635 | 18927833.0506 | 9941662.686 | 0 | 36873342.6721 | 90854823.4722 | 1333521.4322 | 1.0345 | 35642.8988 | 87823.0463 | 726.6287 | 1790.3916
1 | 5600 | 707 | 0.015 | 15 | 15 | 7 | 1.7783e-09 | 5spot_SharedNeighbor | CO2 | Porous | Wet | R600a | MinimizeLCOE_Brownfield | IgnoreSilica | 2019 | 76.4398 | 3.5134 | 0.25983 | 4 | 35494.7293 | 87433.7652 | 723.6081 | 1782.4556 | 44.8346 | 5.9173 | 62.3524 | 1461756.5559 | 0 | 1130983.4652 | 0 | 0 | 0 | 899700.5953 | 1362051.8404 | 3543779.4934 | 2418702.3216 | 10816974.2718 | 961560.8286 | 25111985.0635 | 25111985.0635 | 18927833.0506 | 9941662.686 | 0 | 36890520.164 | 90872000.9641 | 1778279.41 | 1.0393 | 35494.7293 | 87433.7652 | 723.6081 | 1782.4556
1 | 5600 | 707 | 0.015 | 15 | 15 | 7 | 2.3714e-09 | 5spot_SharedNeighbor | CO2 | Porous | Wet | R600a | MinimizeLCOE_Brownfield | IgnoreSilica | 2019 | 76.623 | 3.523 | 0.26075 | 4 | 35383.8642 | 87140.2696 | 721.3479 | 1776.4723 | 44.8306 | 5.915 | 60.0041 | 1463919.491 | 0 | 1133257.6566 | 0 | 0 | 0 | 899958.7377 | 1363882.9953 | 3548543.7829 | 2421954.0471 | 10831516.7108 | 961560.8286 | 25111985.0635 | 25111985.0635 | 18927833.0506 | 9941662.686 | 0 | 36905062.6029 | 90886543.403 | 2371373.7057 | 1.043 | 35383.8642 | 87140.2696 | 721.3479 | 1776.4723
1 | 5600 | 707 | 0.015 | 15 | 15 | 7 | 3.1623e-09 | 5spot_SharedNeighbor | CO2 | Porous | Wet | R600a | MinimizeLCOE_Brownfield | IgnoreSilica | 2019 | 76.7519 | 3.5298 | 0.26143 | 4 | 35300.8663 | 86922.0047 | 719.6559 | 1772.0226 | 44.8278 | 5.9134 | 51.7165 | 1465439.077 | 0 | 1134857.3992 | 0 | 0 | 0 | 900039.8262 | 1365131.1579 | 3551791.246 | 2424170.5074 | 10841429.2137 | 961560.8286 | 25111985.0635 | 25111985.0635 | 18927833.0506 | 9941662.686 | 0 | 36914975.1059 | 90896455.906 | 3162277.6602 | 1.0457 | 35300.8663 | 86922.0047 | 719.6559 | 1772.0226
1 | 5600 | 707 | 0.015 | 15 | 15 | 7 | 4.217e-09 | 5spot_SharedNeighbor | CO2 | Porous | Wet | R600a | MinimizeLCOE_Brownfield | IgnoreSilica | 2019 | 76.8567 | 3.5354 | 0.26195 | 4 | 35238.705 | 86757.3142 | 718.3887 | 1768.6652 | 44.8255 | 5.9121 | 63.9723 | 1466673.3785 | 0 | 1136158.0236 | 0 | 0 | 0 | 900195.3348 | 1366180.4274 | 3554521.23 | 2426033.7776 | 10849762.172 | 961560.8286 | 25111985.0635 | 25111985.0635 | 18927833.0506 | 9941662.686 | 0 | 36923308.0642 | 90904788.8643 | 4216965.0343 | 1.0478 | 35238.705 | 86757.3142 | 718.3887 | 1768.6652
1 | 5600 | 707 | 0.015 | 15 | 15 | 7 | 5.6234e-09 | 5spot_SharedNeighbor | CO2 | Porous | Wet | R600a | MinimizeLCOE_Brownfield | IgnoreSilica | 2019 | 76.9345 | 3.5395 | 0.26234 | 4 | 35192.1349 | 86634.098 | 717.4393 | 1766.1533 | 44.8238 | 5.9111 | 59.6667 | 1467588.5299 | 0 | 1137123.0549 | 0 | 0 | 0 | 900299.1046 | 1366954.1688 | 3556534.3465 | 2427407.7709 | 10855906.9756 | 961560.8286 | 25111985.0635 | 25111985.0635 | 18927833.0506 | 9941662.686 | 0 | 36929452.8677 | 90910933.6679 | 5623413.2519 | 1.0494 | 35192.1349 | 86634.098 | 717.4393 | 1766.1533
1 | 5600 | 707 | 0.015 | 15 | 15 | 7 | 7.4989e-09 | 5spot_SharedNeighbor | CO2 | Porous | Wet | R600a | MinimizeLCOE_Brownfield | IgnoreSilica | 2019 | 76.9929 | 3.5425 | 0.26263 | 4 | 35157.2371 | 86541.785 | 716.7278 | 1764.2713 | 44.8226 | 5.9104 | 64.4546 | 1468274.4252 | 0 | 1137846.7297 | 0 | 0 | 0 | 900375.3992 | 1367533.6561 | 3558042.0534 | 2428436.8119 | 10860509.0756 | 961560.8286 | 25111985.0635 | 25111985.0635 | 18927833.0506 | 9941662.686 | 0 | 36934054.9677 | 90915535.7679 | 7498942.0933 | 1.0505 | 35157.2371 | 86541.785 | 716.7278 | 1764.2713
1 | 5600 | 707 | 0.015 | 15 | 15 | 7 | 1e-08 | 5spot_SharedNeighbor | CO2 | Porous | Wet | R600a | MinimizeLCOE_Brownfield | IgnoreSilica | 2019 | 77.0271 | 3.5444 | 0.26285 | 4 | 35131.0805 | 86474.0907 | 716.1946 | 1762.8913 | 44.8218 | 5.91 | 57.1372 | 1468677.0537 | 0 | 1138271.6943 | 0 | 0 | 0 | 900316.1811 | 1367833.3224 | 3558821.7236 | 2428968.9528 | 10862888.928 | 961560.8286 | 25111985.0635 | 25111985.0635 | 18927833.0506 | 9941662.686 | 0 | 36936434.8202 | 90917915.6203 | 10000000 | 1.0514 | 35131.0805 | 86474.0907 | 716.1946 | 1762.8913
1 | 5700 | 707 | 0.015 | 15 | 15 | 7 | 1e-13 | 5spot_SharedNeighbor | CO2 | Porous | Wet | R600a | MinimizeLCOE_Brownfield | IgnoreSilica | 2019 | 0 | 0 | 0 | 0 |  |  |  |  | 15 |  | 17.4512 | [19 empty] | 100 | 0
1 | 5700 | 707 | 0.015 | 15 | 15 | 7 | 1.3335e-13 | 5spot_SharedNeighbor | CO2 | Porous | Wet | R600a | MinimizeLCOE_Brownfield | IgnoreSilica | 2019 | 0 | 0 | 0 | 0 |  |  |  |  | 15 |  | 19.041 | [19 empty] | 133.3521 | 0
1 | 5700 | 707 | 0.015 | 15 | 15 | 7 | 1.7783e-13 | 5spot_SharedNeighbor | CO2 | Porous | Wet | R600a | MinimizeLCOE_Brownfield | IgnoreSilica | 2019 | 0 | 0 | 0 | 0 |  |  |  |  | 15 |  | 21.5121 | [19 empty] | 177.8279 | 0
1 | 5700 | 707 | 0.015 | 15 | 15 | 7 | 2.3714e-13 | 5spot_SharedNeighbor | CO2 | Porous | Wet | R600a | MinimizeLCOE_Brownfield | IgnoreSilica | 2019 | 0 | 0 | 0 | 0 |  |  |  |  | 15 |  | 20.1839 | [19 empty] | 237.1374 | 0
1 | 5700 | 707 | 0.015 | 15 | 15 | 7 | 3.1623e-13 | 5spot_SharedNeighbor | CO2 | Porous | Wet | R600a | MinimizeLCOE_Brownfield | IgnoreSilica | 2019 | 0 | 0 | 0 | 0 |  |  |  |  | 15 |  | 19.9588 | [19 empty] | 316.2278 | 0
1 | 5700 | 707 | 0.015 | 15 | 15 | 7 | 4.217e-13 | 5spot_SharedNeighbor | CO2 | Porous | Wet | R600a | MinimizeLCOE_Brownfield | IgnoreSilica | 2019 | 0 | 0 | 0 | 0 |  |  |  |  | 15 |  | 20.6859 | [19 empty] | 421.6965 | 0
1 | 5700 | 707 | 0.015 | 15 | 15 | 7 | 5.6234e-13 | 5spot_SharedNeighbor | CO2 | Porous | Wet | R600a | MinimizeLCOE_Brownfield | IgnoreSilica | 2019 | 0 | 0 | 0 | 0 |  |  |  |  | 15 |  | 19.643 | [19 empty] | 562.3413 | 0
1 | 5700 | 707 | 0.015 | 15 | 15 | 7 | 7.4989e-13 | 5spot_SharedNeighbor | CO2 | Porous | Wet | R600a | MinimizeLCOE_Brownfield | IgnoreSilica | 2019 | 1.6 | -0.092749 | 0.00091238 | 4 | 7443646.4986 | 22572585.3079 | 151748.8022 | 460172.6832 | 32.5398 | 4.8267 | 21.0313 | 72228.3245 | 0 | 12344.9968 | 0 | 0 | 0 | 73749.3932 | 61745.8587 | 160650.0585 | 109646.9659 | 490365.5977 | 961560.8286 | 25713707.5648 | 25713707.5648 | 19344069.7794 | 10155378.5254 | 0 | 27165633.9911 | 82378789.8607 | 749.8942 | 0.0036495 | 7443646.4986 | 22572585.3079 | 151748.8022 | 460172.6832
1 | 5700 | 707 | 0.015 | 15 | 15 | 7 | 1e-12 | 5spot_SharedNeighbor | CO2 | Porous | Wet | R600a | MinimizeLCOE_Brownfield | IgnoreSilica | 2019 | 1.6 | -0.08977 | 0.0016262 | 4 | 4173541.8457 | 12661395.0807 | 85083.2957 | 258119.6645 | 32.5398 | 4.8267 | 21.7477 | 72228.6072 | 0 | 12344.9025 | 0 | 0 | 0 | 68290.735 | 59617.0554 | 155111.3491 | 105866.683 | 473459.3323 | 961560.8286 | 25713707.5648 | 25713707.5648 | 19344069.7794 | 10155378.5254 | 0 | 27148727.7258 | 82361883.5954 | 1000 | 0.006505 | 4173541.8457 | 12661395.0807 | 85083.2957 | 258119.6645
1 | 5700 | 707 | 0.015 | 15 | 15 | 7 | 1.3335e-12 | 5spot_SharedNeighbor | CO2 | Porous | Wet | R600a | MinimizeLCOE_Brownfield | IgnoreSilica | 2019 | 3.3077 | -0.068154 | 0.0037404 | 4 | 1850069.7196 | 5540437.3962 | 37716.1736 | 112949.3103 | 38.4316 | 5.608 | 37.7636 | 140443.4902 | 0 | 54138.482 | 0 | 0 | 0 | 129708.3224 | 126473.2149 | 329057.3619 | 224588.411 | 1004409.2823 | 961560.8286 | 25713707.5648 | 25713707.5648 | 19344069.7794 | 10155378.5254 | 0 | 27679677.6758 | 82892833.5454 | 1333.5214 | 0.014961 | 1850069.7196 | 5540437.3962 | 37716.1736 | 112949.3103
1 | 5700 | 707 | 0.015 | 15 | 15 | 7 | 1.7783e-12 | 5spot_SharedNeighbor | CO2 | Porous | Wet | R600a | MinimizeLCOE_Brownfield | IgnoreSilica | 2019 | 4.5233 | -0.028385 | 0.0063097 | 4 | 1109637.3002 | 3297283.0134 | 22621.4573 | 67219.5741 | 40.3821 | 5.8593 | 52.8739 | 183939.3555 | 0 | 81897.1018 | 0 | 0 | 0 | 163719.6667 | 167526.8883 | 435870.599 | 297490.64 | 1330444.2513 | 961560.8286 | 25713707.5648 | 25713707.5648 | 19344069.7794 | 10155378.5254 | 0 | 28005712.6448 | 83218868.5144 | 1778.2794 | 0.025239 | 1109637.3002 | 3297283.0134 | 22621.4573 | 67219.5741
1 | 5700 | 707 | 0.015 | 15 | 15 | 7 | 2.3714e-12 | 5spot_SharedNeighbor | CO2 | Porous | Wet | R600a | MinimizeLCOE_Brownfield | IgnoreSilica | 2019 | 6.1038 | 0.03376 | 0.0099451 | 4 | 713827.9881 | 2101781.5289 | 14552.3491 | 42847.6593 | 41.9007 | 6.0521 | 56.2137 | 235923.3814 | 0 | 115973.8837 | 0 | 0 | 0 | 203755.0681 | 216704.41 | 563820.4225 | 384819.0237 | 1720996.1894 | 961560.8286 | 25713707.5648 | 25713707.5648 | 19344069.7794 | 10155378.5254 | 0 | 28396264.5829 | 83609420.4524 | 2371.3737 | 0.03978 | 713827.9881 | 2101781.5289 | 14552.3491 | 42847.6593
1 | 5700 | 707 | 0.015 | 15 | 15 | 7 | 3.1623e-12 | 5spot_SharedNeighbor | CO2 | Porous | Wet | R600a | MinimizeLCOE_Brownfield | IgnoreSilica | 2019 | 8.1138 | 0.12114 | 0.014941 | 4 | 482766.7272 | 1406611.1256 | 9841.8527 | 28675.6704 | 43.0563 | 6.1964 | 45.9224 | 296601.7688 | 0 | 156795.1843 | 0 | 0 | 0 | 249507.5896 | 274132.7717 | 713237.2395 | 486799.0715 | 2177073.6255 | 961560.8286 | 25713707.5648 | 25713707.5648 | 19344069.7794 | 10155378.5254 | 0 | 28852342.0189 | 84065497.8885 | 3162.2777 | 0.059765 | 482766.7272 | 1406611.1256 | 9841.8527 | 28675.6704
1 | 5700 | 707 | 0.015 | 15 | 15 | 7 | 4.217e-12 | 5spot_SharedNeighbor | CO2 | Porous | Wet | R600a | MinimizeLCOE_Brownfield | IgnoreSilica | 2019 | 10.713 | 0.24052 | 0.021674 | 4 | 339065.2563 | 975914.264 | 6912.3039 | 19895.3323 | 43.9504 | 6.3055 | 43.9849 | 368640.2213 | 0 | 206522.2415 | 0 | 0 | 0 | 303296.1809 | 342598.8711 | 891371.9858 | 608379.6962 | 2720809.1967 | 961560.8286 | 25713707.5648 | 25713707.5648 | 19344069.7794 | 10155378.5254 | 0 | 29396077.5902 | 84609233.4598 | 4216.965 | 0.086697 | 339065.2563 | 975914.264 | 6912.3039 | 19895.3323
1 | 5700 | 707 | 0.015 | 15 | 15 | 7 | 5.6234e-12 | 5spot_SharedNeighbor | CO2 | Porous | Wet | R600a | MinimizeLCOE_Brownfield | IgnoreSilica | 2019 | 14.0239 | 0.3977 | 0.030587 | 4 | 245481.4431 | 696754.2752 | 5004.4713 | 14204.2783 | 44.6294 | 6.3848 | 46.5791 | 452950.1543 | 0 | 266261.102 | 0 | 0 | 0 | 365409.4214 | 423002.0643 | 1100564.6016 | 751157.9549 | 3359345.2984 | 961560.8286 | 25713707.5648 | 25713707.5648 | 19344069.7794 | 10155378.5254 | 0 | 30034613.6919 | 85247769.5615 | 5623.4133 | 0.12235 | 245481.4431 | 696754.2752 | 5004.4713 | 14204.2783
1 | 5700 | 707 | 0.015 | 15 | 15 | 7 | 7.4989e-12 | 5spot_SharedNeighbor | CO2 | Porous | Wet | R600a | MinimizeLCOE_Brownfield | IgnoreSilica | 2019 | 18.1481 | 0.59763 | 0.042152 | 4 | 182481.9532 | 509943.5195 | 3720.1414 | 10395.8884 | 45.1325 | 6.4385 | 44.259 | 549610.4679 | 0 | 336611.2791 | 0 | 0 | 0 | 435251.0506 | 515374.3911 | 1340898.4478 | 915190.7433 | 4092936.3799 | 961560.8286 | 25713707.5648 | 25713707.5648 | 19344069.7794 | 10155378.5254 | 0 | 30768204.7733 | 85981360.6429 | 7498.9421 | 0.16861 | 182481.9532 | 509943.5195 | 3720.1414 | 10395.8884
1 | 5700 | 707 | 0.015 | 15 | 15 | 7 | 1e-11 | 5spot_SharedNeighbor | CO2 | Porous | Wet | R600a | MinimizeLCOE_Brownfield | IgnoreSilica | 2019 | 23.1614 | 0.84409 | 0.056784 | 4 | 139088.3981 | 382171.3747 | 2835.5051 | 7791.0804 | 45.4939 | 6.4695 | 47.0752 | 658015.0119 | 0 | 417742.2862 | 0 | 0 | 0 | 511734.0431 | 619121.6231 | 1610827.4639 | 1099422.8433 | 4916863.2716 | 961560.8286 | 25713707.5648 | 25713707.5648 | 19344069.7794 | 10155378.5254 | 0 | 31592131.665 | 86805287.5346 | 10000 | 0.22714 | 139088.3981 | 382171.3747 | 2835.5051 | 7791.0804
1 | 5700 | 707 | 0.015 | 15 | 15 | 7 | 1.3335e-11 | 5spot_SharedNeighbor | CO2 | Porous | Wet | R600a | MinimizeLCOE_Brownfield | IgnoreSilica | 2019 | 28.9808 | 1.1334 | 0.074649 | 4 | 108762.1539 | 293670.7487 | 2217.2636 | 5986.8754 | 45.7364 | 6.4794 | 53.4005 | 774461.5708 | 0 | 507498.0316 | 0 | 0 | 0 | 590921.241 | 730423.5289 | 1900412.1918 | 1297070.3705 | 5800786.9346 | 961560.8286 | 25713707.5648 | 25713707.5648 | 19344069.7794 | 10155378.5254 | 0 | 32476055.3281 | 87689211.1977 | 13335.2143 | 0.2986 | 108762.1539 | 293670.7487 | 2217.2636 | 5986.8754
1 | 5700 | 707 | 0.015 | 15 | 15 | 7 | 1.7783e-11 | 5spot_SharedNeighbor | CO2 | Porous | Wet | R600a | MinimizeLCOE_Brownfield | IgnoreSilica | 2019 | 35.405 | 1.4559 | 0.095481 | 4 | 87398.844 | 231964.9686 | 1781.7437 | 4728.9196 | 45.8821 | 6.4701 | 57.0477 | 893871.2468 | 0 | 602463.3704 | 0 | 0 | 0 | 668285.405 | 844201.8086 | 2196439.9365 | 1499115.389 | 6704377.1562 | 961560.8286 | 25713707.5648 | 25713707.5648 | 19344069.7794 | 10155378.5254 | 0 | 33379645.5497 | 88592801.4193 | 17782.7941 | 0.38192 | 87398.844 | 231964.9686 | 1781.7437 | 4728.9196
1 | 5700 | 707 | 0.015 | 15 | 15 | 7 | 2.3714e-11 | 5spot_SharedNeighbor | CO2 | Porous | Wet | R600a | MinimizeLCOE_Brownfield | IgnoreSilica | 2019 | 42.0165 | 1.7911 | 0.11841 | 4 | 72293.6271 | 188865.0476 | 1473.8034 | 3850.2695 | 45.9506 | 6.4449 | 53.8884 | 1008582.1806 | 0 | 696744.3362 | 0 | 0 | 0 | 737499.4596 | 952702.1308 | 2478735.5183 | 1691787.9242 | 7566051.5497 | 961560.8286 | 25713707.5648 | 25713707.5648 | 19344069.7794 | 10155378.5254 | 0 | 34241319.9432 | 89454475.8128 | 23713.7371 | 0.47364 | 72293.6271 | 188865.0476 | 1473.8034 | 3850.2695
1 | 5700 | 707 | 0.015 | 15 | 15 | 7 | 3.1623e-11 | 5spot_SharedNeighbor | CO2 | Porous | Wet | R600a | MinimizeLCOE_Brownfield | IgnoreSilica | 2019 | 48.4038 | 2.1182 | 0.14213 | 4 | 61590.7731 | 158708.9627 | 1255.6112 | 3235.4969 | 45.9632 | 6.4086 | 52.2314 | 1112644.7818 | 0 | 785202.1615 | 0 | 0 | 0 | 794866.1374 | 1050158.1015 | 2732295.963 | 1864848.1378 | 8340015.2829 | 961560.8286 | 25713707.5648 | 25713707.5648 | 19344069.7794 | 10155378.5254 | 0 | 35015283.6763 | 90228439.5459 | 31622.7766 | 0.56852 | 61590.7731 | 158708.9627 | 1255.6112 | 3235.4969
1 | 5700 | 707 | 0.015 | 15 | 15 | 7 | 4.217e-11 | 5spot_SharedNeighbor | CO2 | Porous | Wet | R600a | MinimizeLCOE_Brownfield | IgnoreSilica | 2019 | 54.2233 | 2.419 | 0.1652 | 4 | 53986.4548 | 137542.3241 | 1100.5869 | 2803.9863 | 45.9397 | 6.3666 | 61.2173 | 1202270.2143 | 0 | 863958.5233 | 0 | 0 | 0 | 839125.0474 | 1133087.9761 | 2948062.4856 | 2012113.2231 | 8998617.4698 | 961560.8286 | 25713707.5648 | 25713707.5648 | 19344069.7794 | 10155378.5254 | 0 | 35673885.8632 | 90887041.7328 | 42169.6503 | 0.66079 | 53986.4548 | 137542.3241 | 1100.5869 | 2803.9863
1 | 5700 | 707 | 0.015 | 15 | 15 | 7 | 5.6234e-11 | 5spot_SharedNeighbor | CO2 | Porous | Wet | R600a | MinimizeLCOE_Brownfield | IgnoreSilica | 2019 | 59.2392 | 2.6808 | 0.1864 | 4 | 48559.6426 | 122610.9959 | 989.954 | 2499.591 | 45.8971 | 6.3242 | 52.105 | 1275831.7169 | 0 | 930648.8554 | 0 | 0 | 0 | 870796.4469 | 1200138.0375 | 3122512.9913 | 2131179.2778 | 9531107.3258 | 961560.8286 | 25713707.5648 | 25713707.5648 | 19344069.7794 | 10155378.5254 | 0 | 36206375.7193 | 91419531.5889 | 56234.1325 | 0.74561 | 48559.6426 | 122610.9959 | 989.954 | 2499.591
1 | 5700 | 707 | 0.015 | 15 | 15 | 7 | 7.4989e-11 | 5spot_SharedNeighbor | CO2 | Porous | Wet | R600a | MinimizeLCOE_Brownfield | IgnoreSilica | 2019 | 63.3996 | 2.8997 | 0.205 | 4 | 44663.6358 | 111997.8729 | 910.5286 | 2283.2281 | 45.8477 | 6.2848 | 62.1657 | 1334374.8159 | 0 | 985231.913 | 0 | 0 | 0 | 892369.1131 | 1252670.5784 | 3259191.8869 | 2224465.4325 | 9948303.7398 | 961560.8286 | 25713707.5648 | 25713707.5648 | 19344069.7794 | 10155378.5254 | 0 | 36623572.1333 | 91836728.0029 | 74989.4209 | 0.81999 | 44663.6358 | 111997.8729 | 910.5286 | 2283.2281
1 | 5700 | 707 | 0.015 | 15 | 15 | 7 | 1e-10 | 5spot_SharedNeighbor | CO2 | Porous | Wet | R600a | MinimizeLCOE_Brownfield | IgnoreSilica | 2019 | 66.7714 | 3.0782 | 0.22072 | 4 | 41847.8103 | 104386.5554 | 853.1242 | 2128.0611 | 45.799 | 6.2502 | 50.7106 | 1380222.0139 | 0 | 1029027.2429 | 0 | 0 | 0 | 906792.6618 | 1293256.3483 | 3364787.7349 | 2296536.7685 | 10270622.7703 | 961560.8286 | 25713707.5648 | 25713707.5648 | 19344069.7794 | 10155378.5254 | 0 | 36945891.1638 | 92159047.0334 | 100000 | 0.88286 | 41847.8103 | 104386.5554 | 853.1242 | 2128.0611
1 | 5700 | 707 | 0.015 | 15 | 15 | 7 | 1.3335e-10 | 5spot_SharedNeighbor | CO2 | Porous | Wet | R600a | MinimizeLCOE_Brownfield | IgnoreSilica | 2019 | 69.436 | 3.2202 | 0.23361 | 4 | 39799.1475 | 98885.5377 | 811.3595 | 2015.9154 | 45.7552 | 6.2211 | 71.6228 | 1415461.078 | 0 | 1063380.9581 | 0 | 0 | 0 | 916089.2346 | 1324023.1955 | 3444836.7603 | 2351171.8732 | 10514963.0996 | 961560.8286 | 25713707.5648 | 25713707.5648 | 19344069.7794 | 10155378.5254 | 0 | 37190231.4931 | 92403387.3627 | 133352.1432 | 0.93445 | 39799.1475 | 98885.5377 | 811.3595 | 2015.9154
1 | 5700 | 707 | 0.015 | 15 | 15 | 7 | 1.7783e-10 | 5spot_SharedNeighbor | CO2 | Porous | Wet | R600a | MinimizeLCOE_Brownfield | IgnoreSilica | 2019 | 71.5165 | 3.3315 | 0.24396 | 4 | 38299.639 | 94879.1225 | 780.7899 | 1934.2392 | 45.718 | 6.1974 | 69.853 | 1442373.2429 | 0 | 1090056.2399 | 0 | 0 | 0 | 922076.0348 | 1347257.1519 | 3505286.7488 | 2392430.2325 | 10699479.6508 | 961560.8286 | 25713707.5648 | 25713707.5648 | 19344069.7794 | 10155378.5254 | 0 | 37374748.0443 | 92587903.9139 | 177827.941 | 0.97585 | 38299.639 | 94879.1225 | 780.7899 | 1934.2392
1 | 5700 | 707 | 0.015 | 15 | 15 | 7 | 2.3714e-10 | 5spot_SharedNeighbor | CO2 | Porous | Wet | R600a | MinimizeLCOE_Brownfield | IgnoreSilica | 2019 | 73.1218 | 3.4177 | 0.25213 | 4 | 37196.4067 | 91943.188 | 758.2991 | 1874.3862 | 45.6873 | 6.1785 | 70.934 | 1462779.1851 | 0 | 1110553.2432 | 0 | 0 | 0 | 925898.4474 | 1364700.0415 | 3550669.5696 | 2423404.9402 | 10838005.4272 | 961560.8286 | 25713707.5648 | 25713707.5648 | 19344069.7794 | 10155378.5254 | 0 | 37513273.8207 | 92726429.6902 | 237137.3706 | 1.0085 | 37196.4067 | 91943.188 | 758.2991 | 1874.3862
1 | 5700 | 707 | 0.015 | 15 | 15 | 7 | 3.1623e-10 | 5spot_SharedNeighbor | CO2 | Porous | Wet | R600a | MinimizeLCOE_Brownfield | IgnoreSilica | 2019 | 74.3593 | 3.4843 | 0.2585 | 4 | 36381.2693 | 89779.1762 | 741.6814 | 1830.2699 | 45.6626 | 6.1636 | 65.0226 | 1478297.0792 | 0 | 1126304.9298 | 0 | 0 | 0 | 928454.9474 | 1377892.213 | 3584992.8936 | 2446831.3141 | 10942773.377 | 961560.8286 | 25713707.5648 | 25713707.5648 | 19344069.7794 | 10155378.5254 | 0 | 37618041.7704 | 92831197.64 | 316227.766 | 1.034 | 36381.2693 | 89779.1762 | 741.6814 | 1830.2699
1 | 5700 | 707 | 0.015 | 15 | 15 | 7 | 4.217e-10 | 5spot_SharedNeighbor | CO2 | Porous | Wet | R600a | MinimizeLCOE_Brownfield | IgnoreSilica | 2019 | 75.2903 | 3.5345 | 0.2634 | 4 | 35776.9362 | 88180.4224 | 729.3612 | 1797.6772 | 45.6435 | 6.1521 | 64.0964 | 1489851.6509 | 0 | 1138129.6957 | 0 | 0 | 0 | 929973.0175 | 1387602.202 | 3610256.2933 | 2464074.1035 | 11019886.9629 | 961560.8286 | 25713707.5648 | 25713707.5648 | 19344069.7794 | 10155378.5254 | 0 | 37695155.3564 | 92908311.226 | 421696.5034 | 1.0536 | 35776.9362 | 88180.4224 | 729.3612 | 1797.6772
1 | 5700 | 707 | 0.015 | 15 | 15 | 7 | 5.6234e-10 | 5spot_SharedNeighbor | CO2 | Porous | Wet | R600a | MinimizeLCOE_Brownfield | IgnoreSilica | 2019 | 75.9944 | 3.5726 | 0.26716 | 4 | 35327.6867 | 86994.3809 | 720.2027 | 1773.4981 | 45.6286 | 6.1434 | 57.8893 | 1498519.2275 | 0 | 1147055.5023 | 0 | 0 | 0 | 930933.0802 | 1394838.0459 | 3629082.4748 | 2476923.3593 | 11077351.6901 | 961560.8286 | 25713707.5648 | 25713707.5648 | 19344069.7794 | 10155378.5254 | 0 | 37752620.0835 | 92965775.9531 | 562341.3252 | 1.0686 | 35327.6867 | 86994.3809 | 720.2027 | 1773.4981
1 | 5700 | 707 | 0.015 | 15 | 15 | 7 | 7.4989e-10 | 5spot_SharedNeighbor | CO2 | Porous | Wet | R600a | MinimizeLCOE_Brownfield | IgnoreSilica | 2019 | 76.5324 | 3.6017 | 0.27003 | 4 | 34993.0256 | 86111.1404 | 713.3802 | 1755.4921 | 45.6171 | 6.1366 | 61.1315 | 1505103.6812 | 0 | 1153868.7089 | 0 | 0 | 0 | 931636.8039 | 1400337.5857 | 3643391.1492 | 2486689.3235 | 11121027.2525 | 961560.8286 | 25713707.5648 | 25713707.5648 | 19344069.7794 | 10155378.5254 | 0 | 37796295.6459 | 93009451.5155 | 749894.2093 | 1.0801 | 34993.0256 | 86111.1404 | 713.3802 | 1755.4921
1 | 5700 | 707 | 0.015 | 15 | 15 | 7 | 1e-09 | 5spot_SharedNeighbor | CO2 | Porous | Wet | R600a | MinimizeLCOE_Brownfield | IgnoreSilica | 2019 | 76.9345 | 3.6235 | 0.2722 | 4 | 34743.3247 | 85453.409 | 708.2897 | 1742.0833 | 45.6083 | 6.1315 | 59.2186 | 1510001.6889 | 0 | 1158955.4595 | 0 | 0 | 0 | 932063.6189 | 1404398.0992 | 3653955.7726 | 2493899.8961 | 11153274.5352 | 961560.8286 | 25713707.5648 | 25713707.5648 | 19344069.7794 | 10155378.5254 | 0 | 37828542.9286 | 93041698.7982 | 1000000 | 1.0888 | 34743.3247 | 85453.409 | 708.2897 | 1742.0833
1 | 5700 | 707 | 0.015 | 15 | 15 | 7 | 1.3335e-09 | 5spot_SharedNeighbor | CO2 | Porous | Wet | R600a | MinimizeLCOE_Brownfield | IgnoreSilica | 2019 | 77.2512 | 3.6406 | 0.27386 | 4 | 34556.7863 | 84960.3024 | 704.4868 | 1732.0307 | 45.6013 | 6.1275 | 58.553 | 1513846.1124 | 0 | 1162959.2824 | 0 | 0 | 0 | 932527.7063 | 1407639.9094 | 3662390.2977 | 2499656.6328 | 11179019.9409 | 961560.8286 | 25713707.5648 | 25713707.5648 | 19344069.7794 | 10155378.5254 | 0 | 37854288.3344 | 93067444.204 | 1333521.4322 | 1.0954 | 34556.7863 | 84960.3024 | 704.4868 | 1732.0307
1 | 5700 | 707 | 0.015 | 15 | 15 | 7 | 1.7783e-09 | 5spot_SharedNeighbor | CO2 | Porous | Wet | R600a | MinimizeLCOE_Brownfield | IgnoreSilica | 2019 | 77.4681 | 3.6524 | 0.27509 | 4 | 34417.3025 | 84595.0892 | 701.6433 | 1724.5853 | 45.5965 | 6.1247 | 59.7949 | 1516471.7 | 0 | 1165699.4846 | 0 | 0 | 0 | 932589.2425 | 1409756.5666 | 3667897.4054 | 2503415.347 | 11195829.7461 | 961560.8286 | 25713707.5648 | 25713707.5648 | 19344069.7794 | 10155378.5254 | 0 | 37871098.1396 | 93084254.0092 | 1778279.41 | 1.1004 | 34417.3025 | 84595.0892 | 701.6433 | 1724.5853
1 | 5700 | 707 | 0.015 | 15 | 15 | 7 | 2.3714e-09 | 5spot_SharedNeighbor | CO2 | Porous | Wet | R600a | MinimizeLCOE_Brownfield | IgnoreSilica | 2019 | 77.6534 | 3.6624 | 0.27603 | 4 | 34312.9306 | 84318.5469 | 699.5155 | 1718.9476 | 45.5924 | 6.1223 | 58.2759 | 1518709.5465 | 0 | 1168038.7293 | 0 | 0 | 0 | 932903.5614 | 1411664.2165 | 3672860.7191 | 2506802.9105 | 11210979.6832 | 961560.8286 | 25713707.5648 | 25713707.5648 | 19344069.7794 | 10155378.5254 | 0 | 37886248.0767 | 93099403.9463 | 2371373.7057 | 1.1041 | 34312.9306 | 84318.5469 | 699.5155 | 1718.9476
1 | 5700 | 707 | 0.015 | 15 | 15 | 7 | 3.1623e-09 | 5spot_SharedNeighbor | CO2 | Porous | Wet | R600a | MinimizeLCOE_Brownfield | IgnoreSilica | 2019 | 77.777 | 3.6692 | 0.27673 | 4 | 34234.7893 | 84113.9367 | 697.9225 | 1714.7764 | 45.5897 | 6.1207 | 77.0642 | 1520200.8109 | 0 | 1169599.4738 | 0 | 0 | 0 | 932939.1631 | 1412868.3847 | 3675993.7177 | 2508941.2465 | 11220542.7968 | 961560.8286 | 25713707.5648 | 25713707.5648 | 19344069.7794 | 10155378.5254 | 0 | 37895811.1902 | 93108967.0598 | 3162277.6602 | 1.1069 | 34234.7893 | 84113.9367 | 697.9225 | 1714.7764
1 | 5700 | 707 | 0.015 | 15 | 15 | 7 | 4.217e-09 | 5spot_SharedNeighbor | CO2 | Porous | Wet | R600a | MinimizeLCOE_Brownfield | IgnoreSilica | 2019 | 77.8696 | 3.6742 | 0.27726 | 4 | 34176.2634 | 83960.758 | 696.7294 | 1711.6536 | 45.5876 | 6.1195 | 76.0098 | 1521316.8128 | 0 | 1170768.4746 | 0 | 0 | 0 | 932960.0237 | 1413767.6713 | 3678333.4772 | 2510538.1804 | 11227684.64 | 961560.8286 | 25713707.5648 | 25713707.5648 | 19344069.7794 | 10155378.5254 | 0 | 37902953.0335 | 93116108.9031 | 4216965.0343 | 1.109 | 34176.2634 | 83960.758 | 696.7294 | 1711.6536
1 | 5700 | 707 | 0.015 | 15 | 15 | 7 | 5.6234e-09 | 5spot_SharedNeighbor | CO2 | Porous | Wet | R600a | MinimizeLCOE_Brownfield | IgnoreSilica | 2019 | 77.9427 | 3.6782 | 0.27766 | 4 | 34132.4155 | 83845.4662 | 695.8355 | 1709.3032 | 45.5859 | 6.1186 | 71.0734 | 1522197.735 | 0 | 1171691.8396 | 0 | 0 | 0 | 933019.3758 | 1414494.4906 | 3680224.5119 | 2511828.8504 | 11233456.8033 | 961560.8286 | 25713707.5648 | 25713707.5648 | 19344069.7794 | 10155378.5254 | 0 | 37908725.1968 | 93121881.0664 | 5623413.2519 | 1.1106 | 34132.4155 | 83845.4662 | 695.8355 | 1709.3032
1 | 5700 | 707 | 0.015 | 15 | 15 | 7 | 7.4989e-09 | 5spot_SharedNeighbor | CO2 | Porous | Wet | R600a | MinimizeLCOE_Brownfield | IgnoreSilica | 2019 | 78.0035 | 3.6814 | 0.27796 | 4 | 34099.5569 | 83758.198 | 695.1656 | 1707.5242 | 45.5846 | 6.1178 | 53.1929 | 1522928.9947 | 0 | 1172458.7392 | 0 | 0 | 0 | 933136.0366 | 1415124.2705 | 3681863.0699 | 2512947.1999 | 11238458.3108 | 961560.8286 | 25713707.5648 | 25713707.5648 | 19344069.7794 | 10155378.5254 | 0 | 37913726.7042 | 93126882.5738 | 7498942.0933 | 1.1119 | 34099.5569 | 83758.198 | 695.1656 | 1707.5242
1 | 5700 | 707 | 0.015 | 15 | 15 | 7 | 1e-08 | 5spot_SharedNeighbor | CO2 | Porous | Wet | R600a | MinimizeLCOE_Brownfield | IgnoreSilica | 2019 | 78.0398 | 3.6834 | 0.27818 | 4 | 34074.9291 | 83694.1976 | 694.6635 | 1706.2194 | 45.5838 | 6.1173 | 69.7026 | 1523365.4965 | 0 | 1172916.6932 | 0 | 0 | 0 | 933106.9079 | 1415461.7481 | 3682741.1174 | 2513546.4854 | 11241138.4485 | 961560.8286 | 25713707.5648 | 25713707.5648 | 19344069.7794 | 10155378.5254 | 0 | 37916406.842 | 93129562.7116 | 10000000 | 1.1127 | 34074.9291 | 83694.1976 | 694.6635 | 1706.2194
1 | 5800 | 707 | 0.015 | 15 | 15 | 7 | 1e-13 | 5spot_SharedNeighbor | CO2 | Porous | Wet | R600a | MinimizeLCOE_Brownfield | IgnoreSilica | 2019 | 0 | 0 | 0 | 0 |  |  |  |  | 15 |  | 17.8489 | [19 empty] | 100 | 0
1 | 5800 | 707 | 0.015 | 15 | 15 | 7 | 1.3335e-13 | 5spot_SharedNeighbor | CO2 | Porous | Wet | R600a | MinimizeLCOE_Brownfield | IgnoreSilica | 2019 | 0 | 0 | 0 | 0 |  |  |  |  | 15 |  | 18.0366 | [19 empty] | 133.3521 | 0
1 | 5800 | 707 | 0.015 | 15 | 15 | 7 | 1.7783e-13 | 5spot_SharedNeighbor | CO2 | Porous | Wet | R600a | MinimizeLCOE_Brownfield | IgnoreSilica | 2019 | 0 | 0 | 0 | 0 |  |  |  |  | 15 |  | 19.8745 | [19 empty] | 177.8279 | 0
1 | 5800 | 707 | 0.015 | 15 | 15 | 7 | 2.3714e-13 | 5spot_SharedNeighbor | CO2 | Porous | Wet | R600a | MinimizeLCOE_Brownfield | IgnoreSilica | 2019 | 0 | 0 | 0 | 0 |  |  |  |  | 15 |  | 20.6911 | [19 empty] | 237.1374 | 0
1 | 5800 | 707 | 0.015 | 15 | 15 | 7 | 3.1623e-13 | 5spot_SharedNeighbor | CO2 | Porous | Wet | R600a | MinimizeLCOE_Brownfield | IgnoreSilica | 2019 | 0 | 0 | 0 | 0 |  |  |  |  | 15 |  | 18.659 | [19 empty] | 316.2278 | 0
1 | 5800 | 707 | 0.015 | 15 | 15 | 7 | 4.217e-13 | 5spot_SharedNeighbor | CO2 | Porous | Wet | R600a | MinimizeLCOE_Brownfield | IgnoreSilica | 2019 | 0 | 0 | 0 | 0 |  |  |  |  | 15 |  | 19.4517 | [19 empty] | 421.6965 | 0
1 | 5800 | 707 | 0.015 | 15 | 15 | 7 | 5.6234e-13 | 5spot_SharedNeighbor | CO2 | Porous | Wet | R600a | MinimizeLCOE_Brownfield | IgnoreSilica | 2019 | 1.6 | -0.098198 | 3.3278e-05 | 4 | 208873528.0842 | 633021398.0291 | 4258169.3924 | 12904997.4236 | 32.7535 | 4.9792 | 22.5751 | 73733.5938 | 0 | 12277.4821 | 0 | 0 | 0 | 82022.2499 | 65532.9971 | 170503.4157 | 116372.0847 | 520441.8232 | 961560.8286 | 26321290.157 | 26321290.157 | 19765873.5944 | 10371438.4012 | 0 | 27803292.8088 | 84261894.9614 | 562.3413 | 0.00013311 | 208873528.0842 | 633021398.0291 | 4258169.3924 | 12904997.4236
1 | 5800 | 707 | 0.015 | 15 | 15 | 7 | 7.4989e-13 | 5spot_SharedNeighbor | CO2 | Porous | Wet | R600a | MinimizeLCOE_Brownfield | IgnoreSilica | 2019 | 1.6 | -0.094254 | 0.00098692 | 4 | 7037486.9095 | 21339248.1701 | 143468.6896 | 435029.4374 | 32.7535 | 4.9792 | 21.1918 | 73734.0505 | 0 | 12277.3292 | 0 | 0 | 0 | 75037.5421 | 62809.0795 | 163416.3408 | 111535.0105 | 498809.3525 | 961560.8286 | 26321290.157 | 26321290.157 | 19765873.5944 | 10371438.4012 | 0 | 27781660.3381 | 84240262.4907 | 749.8942 | 0.0039477 | 7037486.9095 | 21339248.1701 | 143468.6896 | 435029.4374
1 | 5800 | 707 | 0.015 | 15 | 15 | 7 | 1e-12 | 5spot_SharedNeighbor | CO2 | Porous | Wet | R600a | MinimizeLCOE_Brownfield | IgnoreSilica | 2019 | 1.6 | -0.091288 | 0.001699 | 4 | 4085378.7569 | 12392793.6915 | 83285.9718 | 252643.8619 | 32.7536 | 4.9793 | 20.3848 | 73734.3407 | 0 | 12277.232 | 0 | 0 | 0 | 69634.8928 | 60702.1216 | 157934.4686 | 107793.52 | 482076.5756 | 961560.8286 | 26321290.157 | 26321290.157 | 19765873.5944 | 10371438.4012 | 0 | 27764927.5613 | 84223529.7139 | 1000 | 0.0067962 | 4085378.7569 | 12392793.6915 | 83285.9718 | 252643.8619
1 | 5800 | 707 | 0.015 | 15 | 15 | 7 | 1.3335e-12 | 5spot_SharedNeighbor | CO2 | Porous | Wet | R600a | MinimizeLCOE_Brownfield | IgnoreSilica | 2019 | 3.4586 | -0.066201 | 0.0040932 | 4 | 1731706.563 | 5180002.8087 | 35303.1806 | 105601.3637 | 39.1608 | 5.8306 | 38.8759 | 149340.6312 | 0 | 58331.7309 | 0 | 0 | 0 | 137860.7449 | 134757.9117 | 350612.4437 | 239300.1972 | 1070203.6596 | 961560.8286 | 26321290.157 | 26321290.157 | 19765873.5944 | 10371438.4012 | 0 | 28353054.6452 | 84811656.7978 | 1333.5214 | 0.016373 | 1731706.563 | 5180002.8087 | 35303.1806 | 105601.3637
1 | 5800 | 707 | 0.015 | 15 | 15 | 7 | 1.7783e-12 | 5spot_SharedNeighbor | CO2 | Porous | Wet | R600a | MinimizeLCOE_Brownfield | IgnoreSilica | 2019 | 4.7233 | -0.022845 | 0.0069003 | 4 | 1039688.3851 | 3085204.7604 | 21195.454 | 62896.0721 | 41.1286 | 6.0838 | 39.7608 | 195236.9464 | 0 | 87505.8806 | 0 | 0 | 0 | 173707.6854 | 178015.6998 | 463160.3348 | 316116.4455 | 1413742.9924 | 961560.8286 | 26321290.157 | 26321290.157 | 19765873.5944 | 10371438.4012 | 0 | 28696593.978 | 85155196.1306 | 1778.2794 | 0.027601 | 1039688.3851 | 3085204.7604 | 21195.454 | 62896.0721
1 | 5800 | 707 | 0.015 | 15 | 15 | 7 | 2.3714e-12 | 5spot_SharedNeighbor | CO2 | Porous | Wet | R600a | MinimizeLCOE_Brownfield | IgnoreSilica | 2019 | 6.3498 | 0.04349 | 0.010863 | 4 | 669757.7975 | 1969052.6317 | 13653.9186 | 40141.8012 | 42.6487 | 6.2764 | 41.8881 | 249513.5233 | 0 | 122936.9405 | 0 | 0 | 0 | 215267.5619 | 229210.03 | 596357.4806 | 407026.2344 | 1820311.7707 | 961560.8286 | 26321290.157 | 26321290.157 | 19765873.5944 | 10371438.4012 | 0 | 29103162.7563 | 85561764.9089 | 2371.3737 | 0.043453 | 669757.7975 | 1969052.6317 | 13653.9186 | 40141.8012
1 | 5800 | 707 | 0.015 | 15 | 15 | 7 | 3.1623e-12 | 5spot_SharedNeighbor | CO2 | Porous | Wet | R600a | MinimizeLCOE_Brownfield | IgnoreSilica | 2019 | 8.4692 | 0.13829 | 0.016308 | 4 | 453629.9848 | 1319131.4394 | 9247.8608 | 26892.2787 | 43.8333 | 6.4238 | 41.772 | 314417.1645 | 0 | 166420.9074 | 0 | 0 | 0 | 264483.8205 | 290675.538 | 756278.1242 | 516175.3597 | 2308450.9143 | 961560.8286 | 26321290.157 | 26321290.157 | 19765873.5944 | 10371438.4012 | 0 | 29591301.9 | 86049904.0526 | 3162.2777 | 0.065232 | 453629.9848 | 1319131.4394 | 9247.8608 | 26892.2787
1 | 5800 | 707 | 0.015 | 15 | 15 | 7 | 4.217e-12 | 5spot_SharedNeighbor | CO2 | Porous | Wet | R600a | MinimizeLCOE_Brownfield | IgnoreSilica | 2019 | 11.154 | 0.26516 | 0.02363 | 4 | 319084.1506 | 916409.2585 | 6504.962 | 18682.2423 | 44.7298 | 6.5325 | 46.9338 | 389887.6662 | 0 | 218307.6842 | 0 | 0 | 0 | 320588.7874 | 362225.8137 | 942437.2646 | 643232.7983 | 2876680.0144 | 961560.8286 | 26321290.157 | 26321290.157 | 19765873.5944 | 10371438.4012 | 0 | 30159531 | 86618133.1526 | 4216.965 | 0.094519 | 319084.1506 | 916409.2585 | 6504.962 | 18682.2423
1 | 5800 | 707 | 0.015 | 15 | 15 | 7 | 5.6234e-12 | 5spot_SharedNeighbor | CO2 | Porous | Wet | R600a | MinimizeLCOE_Brownfield | IgnoreSilica | 2019 | 14.5964 | 0.43291 | 0.033312 | 4 | 231386.8317 | 655092.0729 | 4717.1335 | 13354.938 | 45.4161 | 6.6119 | 51.0555 | 478827.3554 | 0 | 281074.013 | 0 | 0 | 0 | 386074.5808 | 446930.6202 | 1162821.7957 | 793649.7692 | 3549378.1344 | 961560.8286 | 26321290.157 | 26321290.157 | 19765873.5944 | 10371438.4012 | 0 | 30832229.12 | 87290831.2726 | 5623.4133 | 0.13325 | 231386.8317 | 655092.0729 | 4717.1335 | 13354.938
1 | 5800 | 707 | 0.015 | 15 | 15 | 7 | 7.4989e-12 | 5spot_SharedNeighbor | CO2 | Porous | Wet | R600a | MinimizeLCOE_Brownfield | IgnoreSilica | 2019 | 18.8714 | 0.6455 | 0.045851 | 4 | 172312.0236 | 480150.8114 | 3512.8137 | 9788.5237 | 45.9228 | 6.6649 | 38.5079 | 580496.3452 | 0 | 354783.0574 | 0 | 0 | 0 | 459413.0558 | 543930.0588 | 1415194.4375 | 965899.2829 | 4319716.2376 | 961560.8286 | 26321290.157 | 26321290.157 | 19765873.5944 | 10371438.4012 | 0 | 31602567.2232 | 88061169.3758 | 7498.9421 | 0.1834 | 172312.0236 | 480150.8114 | 3512.8137 | 9788.5237
1 | 5800 | 707 | 0.015 | 15 | 15 | 7 | 1e-11 | 5spot_SharedNeighbor | CO2 | Porous | Wet | R600a | MinimizeLCOE_Brownfield | IgnoreSilica | 2019 | 24.0265 | 0.90547 | 0.061661 | 4 | 131607.0535 | 360512.6086 | 2682.9878 | 7349.5372 | 46.2836 | 6.6945 | 36.1147 | 693650.5536 | 0 | 439151.7623 | 0 | 0 | 0 | 538833.7529 | 651938.0668 | 1696209.119 | 1157697.5773 | 5177480.832 | 961560.8286 | 26321290.157 | 26321290.157 | 19765873.5944 | 10371438.4012 | 0 | 32460331.8176 | 88918933.9702 | 10000 | 0.24665 | 131607.0535 | 360512.6086 | 2682.9878 | 7349.5372
1 | 5800 | 707 | 0.015 | 15 | 15 | 7 | 1.3335e-11 | 5spot_SharedNeighbor | CO2 | Porous | Wet | R600a | MinimizeLCOE_Brownfield | IgnoreSilica | 2019 | 30 | 1.21 | 0.080895 | 4 | 103157.4657 | 277639.6025 | 2103.0045 | 5660.0588 | 46.5248 | 6.7024 | 46.321 | 815035.9887 | 0 | 532380.5179 | 0 | 0 | 0 | 620988.0343 | 767677.771 | 1997340.0877 | 1363225.6511 | 6096648.0506 | 961560.8286 | 26321290.157 | 26321290.157 | 19765873.5944 | 10371438.4012 | 0 | 33379499.0363 | 89838101.1889 | 13335.2143 | 0.32358 | 103157.4657 | 277639.6025 | 2103.0045 | 5660.0588
1 | 5800 | 707 | 0.015 | 15 | 15 | 7 | 1.7783e-11 | 5spot_SharedNeighbor | CO2 | Porous | Wet | R600a | MinimizeLCOE_Brownfield | IgnoreSilica | 2019 | 36.5324 | 1.5463 | 0.1032 | 4 | 83118.5355 | 219894.4518 | 1694.4838 | 4482.8458 | 46.6672 | 6.6908 | 55.7149 | 938405.4393 | 0 | 630164.5857 | 0 | 0 | 0 | 700202.4056 | 884821.2479 | 2302123.3854 | 1571246.5144 | 7026963.5783 | 961560.8286 | 26321290.157 | 26321290.157 | 19765873.5944 | 10371438.4012 | 0 | 34309814.564 | 90768416.7165 | 17782.7941 | 0.41278 | 83118.5355 | 219894.4518 | 1694.4838 | 4482.8458
1 | 5800 | 707 | 0.015 | 15 | 15 | 7 | 2.3714e-11 | 5spot_SharedNeighbor | CO2 | Porous | Wet | R600a | MinimizeLCOE_Brownfield | IgnoreSilica | 2019 | 43.2339 | 1.8949 | 0.12761 | 4 | 68951.957 | 179562.8925 | 1405.6789 | 3660.6324 | 46.732 | 6.6629 | 64.3215 | 1056609.3922 | 0 | 727006.3196 | 0 | 0 | 0 | 770892.9831 | 996258.391 | 2592059.9728 | 1769134.1929 | 7911961.2518 | 961560.8286 | 26321290.157 | 26321290.157 | 19765873.5944 | 10371438.4012 | 0 | 35194812.2374 | 91653414.39 | 23713.7371 | 0.51043 | 68951.957 | 179562.8925 | 1405.6789 | 3660.6324
1 | 5800 | 707 | 0.015 | 15 | 15 | 7 | 3.1623e-11 | 5spot_SharedNeighbor | CO2 | Porous | Wet | R600a | MinimizeLCOE_Brownfield | IgnoreSilica | 2019 | 49.6607 | 2.2325 | 0.1527 | 4 | 58914.4169 | 151351.0969 | 1201.0501 | 3085.4968 | 46.7408 | 6.6242 | 48.1481 | 1163116.0809 | 0 | 817264.2504 | 0 | 0 | 0 | 828875.3734 | 1095609.7248 | 2850551.7636 | 1945560.1516 | 8700977.3447 | 961560.8286 | 26321290.157 | 26321290.157 | 19765873.5944 | 10371438.4012 | 0 | 35983828.3303 | 92442430.4829 | 31622.7766 | 0.61078 | 58914.4169 | 151351.0969 | 1201.0501 | 3085.4968
1 | 5800 | 707 | 0.015 | 15 | 15 | 7 | 4.217e-11 | 5spot_SharedNeighbor | CO2 | Porous | Wet | R600a | MinimizeLCOE_Brownfield | IgnoreSilica | 2019 | 55.4756 | 2.541 | 0.17695 | 4 | 51781.2776 | 131548.1822 | 1055.6314 | 2681.7876 | 46.714 | 6.5801 | 57.3359 | 1254270.9609 | 0 | 897115.9229 | 0 | 0 | 0 | 873121.414 | 1179558.2361 | 3068968.5697 | 2094634.1098 | 9367669.2133 | 961560.8286 | 26321290.157 | 26321290.157 | 19765873.5944 | 10371438.4012 | 0 | 36650520.1989 | 93109122.3515 | 42169.6503 | 0.70779 | 51781.2776 | 131548.1822 | 1055.6314 | 2681.7876
1 | 5800 | 707 | 0.015 | 15 | 15 | 7 | 5.6234e-11 | 5spot_SharedNeighbor | CO2 | Porous | Wet | R600a | MinimizeLCOE_Brownfield | IgnoreSilica | 2019 | 60.4714 | 2.8085 | 0.19913 | 4 | 46688.4413 | 117570.2262 | 951.807 | 2396.8281 | 46.6688 | 6.536 | 53.9794 | 1328899.429 | 0 | 964551.9758 | 0 | 0 | 0 | 904647.3124 | 1247258.4998 | 3245110.7685 | 2214854.7798 | 9905322.7654 | 961560.8286 | 26321290.157 | 26321290.157 | 19765873.5944 | 10371438.4012 | 0 | 37188173.751 | 93646775.9036 | 56234.1325 | 0.79652 | 46688.4413 | 117570.2262 | 951.807 | 2396.8281
1 | 5800 | 707 | 0.015 | 15 | 15 | 7 | 7.4989e-11 | 5spot_SharedNeighbor | CO2 | Porous | Wet | R600a | MinimizeLCOE_Brownfield | IgnoreSilica | 2019 | 64.5982 | 3.0313 | 0.2185 | 4 | 43030.0206 | 107628.7563 | 877.2252 | 2194.1578 | 46.6175 | 6.4954 | 52.8033 | 1388088.2282 | 0 | 1019542.468 | 0 | 0 | 0 | 925943.7516 | 1300094.0347 | 3382577.9922 | 2308678.9847 | 10324925.4594 | 961560.8286 | 26321290.157 | 26321290.157 | 19765873.5944 | 10371438.4012 | 0 | 37607776.445 | 94066378.5976 | 74989.4209 | 0.87399 | 43030.0206 | 107628.7563 | 877.2252 | 2194.1578
1 | 5800 | 707 | 0.015 | 15 | 15 | 7 | 1e-10 | 5spot_SharedNeighbor | CO2 | Porous | Wet | R600a | MinimizeLCOE_Brownfield | IgnoreSilica | 2019 | 67.946 | 3.2132 | 0.23482 | 4 | 40384.2054 | 100491.4543 | 823.2867 | 2048.6542 | 46.5672 | 6.4597 | 60.8602 | 1434514.0697 | 0 | 1063722.2838 | 0 | 0 | 0 | 940274.8936 | 1341019.3863 | 3489057.3623 | 2381353.3428 | 10649941.3384 | 961560.8286 | 26321290.157 | 26321290.157 | 19765873.5944 | 10371438.4012 | 0 | 37932792.324 | 94391394.4766 | 100000 | 0.9393 | 40384.2054 | 100491.4543 | 823.2867 | 2048.6542
1 | 5800 | 707 | 0.015 | 15 | 15 | 7 | 1.3335e-10 | 5spot_SharedNeighbor | CO2 | Porous | Wet | R600a | MinimizeLCOE_Brownfield | IgnoreSilica | 2019 | 70.5808 | 3.3572 | 0.24818 | 4 | 38458.0491 | 95330.6874 | 784.0193 | 1943.445 | 46.5225 | 6.43 | 68.0318 | 1470068.0011 | 0 | 1098242.4481 | 0 | 0 | 0 | 949393.52 | 1371904.548 | 3569414.2175 | 2436198.5476 | 10895221.2823 | 961560.8286 | 26321290.157 | 26321290.157 | 19765873.5944 | 10371438.4012 | 0 | 38178072.2679 | 94636674.4205 | 133352.1432 | 0.99272 | 38458.0491 | 95330.6874 | 784.0193 | 1943.445
1 | 5800 | 707 | 0.015 | 15 | 15 | 7 | 1.7783e-10 | 5spot_SharedNeighbor | CO2 | Porous | Wet | R600a | MinimizeLCOE_Brownfield | IgnoreSilica | 2019 | 72.6297 | 3.4697 | 0.25887 | 4 | 37047.4406 | 91570.744 | 755.2622 | 1866.7935 | 46.4846 | 6.4059 | 59.3309 | 1497122.7399 | 0 | 1124942.6307 | 0 | 0 | 0 | 955163.3236 | 1395119.1907 | 3629813.9559 | 2477422.6101 | 11079584.4509 | 961560.8286 | 26321290.157 | 26321290.157 | 19765873.5944 | 10371438.4012 | 0 | 38362435.4365 | 94821037.5891 | 177827.941 | 1.0355 | 37047.4406 | 91570.744 | 755.2622 | 1866.7935
1 | 5800 | 707 | 0.015 | 15 | 15 | 7 | 2.3714e-10 | 5spot_SharedNeighbor | CO2 | Porous | Wet | R600a | MinimizeLCOE_Brownfield | IgnoreSilica | 2019 | 74.2085 | 3.5567 | 0.2673 | 4 | 36009.1385 | 88814.0406 | 734.095 | 1810.5943 | 46.4536 | 6.3867 | 73.2508 | 1517618.4946 | 0 | 1145434.8173 | 0 | 0 | 0 | 958815.9764 | 1412529.0224 | 3675110.7668 | 2508338.6143 | 11217847.6917 | 961560.8286 | 26321290.157 | 26321290.157 | 19765873.5944 | 10371438.4012 | 0 | 38500698.6773 | 94959300.8299 | 237137.3706 | 1.0692 | 36009.1385 | 88814.0406 | 734.095 | 1810.5943
1 | 5800 | 707 | 0.015 | 15 | 15 | 7 | 3.1623e-10 | 5spot_SharedNeighbor | CO2 | Porous | Wet | R600a | MinimizeLCOE_Brownfield | IgnoreSilica | 2019 | 75.4265 | 3.6239 | 0.27386 | 4 | 35241.6891 | 86780.9463 | 718.4495 | 1769.147 | 46.4286 | 6.3715 | 66.9436 | 1533222.522 | 0 | 1161197.2404 | 0 | 0 | 0 | 961272.0493 | 1425719.8066 | 3709430.4813 | 2531762.5247 | 11322604.6242 | 961560.8286 | 26321290.157 | 26321290.157 | 19765873.5944 | 10371438.4012 | 0 | 38605455.6099 | 95064057.7624 | 316227.766 | 1.0954 | 35241.6891 | 86780.9463 | 718.4495 | 1769.147
1 | 5800 | 707 | 0.015 | 15 | 15 | 7 | 4.217e-10 | 5spot_SharedNeighbor | CO2 | Porous | Wet | R600a | MinimizeLCOE_Brownfield | IgnoreSilica | 2019 | 76.3427 | 3.6747 | 0.27891 | 4 | 34672.5427 | 85278.364 | 706.8467 | 1738.5148 | 46.4092 | 6.3599 | 61.8975 | 1544841.852 | 0 | 1173028.6085 | 0 | 0 | 0 | 962719.4743 | 1435430.0746 | 3734694.6068 | 2549005.8094 | 11399720.4256 | 961560.8286 | 26321290.157 | 26321290.157 | 19765873.5944 | 10371438.4012 | 0 | 38682571.4112 | 95141173.5638 | 421696.5034 | 1.1157 | 34672.5427 | 85278.364 | 706.8467 | 1738.5148
1 | 5800 | 707 | 0.015 | 15 | 15 | 7 | 5.6234e-10 | 5spot_SharedNeighbor | CO2 | Porous | Wet | R600a | MinimizeLCOE_Brownfield | IgnoreSilica | 2019 | 77.042 | 3.7134 | 0.28279 | 4 | 34249.3521 | 84162.3499 | 698.2194 | 1715.7633 | 46.3941 | 6.3509 | 58.4817 | 1553639.9676 | 0 | 1182042.3544 | 0 | 0 | 0 | 963714.6413 | 1442764.8157 | 3753778.0987 | 2562030.6848 | 11457970.5624 | 961560.8286 | 26321290.157 | 26321290.157 | 19765873.5944 | 10371438.4012 | 0 | 38740821.548 | 95199423.7006 | 562341.3252 | 1.1311 | 34249.3521 | 84162.3499 | 698.2194 | 1715.7633
1 | 5800 | 707 | 0.015 | 15 | 15 | 7 | 7.4989e-10 | 5spot_SharedNeighbor | CO2 | Porous | Wet | R600a | MinimizeLCOE_Brownfield | IgnoreSilica | 2019 | 77.5756 | 3.743 | 0.28574 | 4 | 33934.0467 | 83331.1884 | 691.7914 | 1698.819 | 46.3823 | 6.344 | 56.4074 | 1560314.4401 | 0 | 1188912.8138 | 0 | 0 | 0 | 964438.0458 | 1448329.4669 | 3768256.1796 | 2571912.2725 | 11502163.2186 | 961560.8286 | 26321290.157 | 26321290.157 | 19765873.5944 | 10371438.4012 | 0 | 38785014.2042 | 95243616.3568 | 749894.2093 | 1.143 | 33934.0467 | 83331.1884 | 691.7914 | 1698.819
1 | 5800 | 707 | 0.015 | 15 | 15 | 7 | 1e-09 | 5spot_SharedNeighbor | CO2 | Porous | Wet | R600a | MinimizeLCOE_Brownfield | IgnoreSilica | 2019 | 77.9692 | 3.7649 | 0.28797 | 4 | 33698.7547 | 82712.9024 | 686.9947 | 1686.2144 | 46.3735 | 6.3389 | 62.8393 | 1565216.5994 | 0 | 1193977.0438 | 0 | 0 | 0 | 964814.6628 | 1452363.2393 | 3778751.2281 | 2579075.3587 | 11534198.1322 | 961560.8286 | 26321290.157 | 26321290.157 | 19765873.5944 | 10371438.4012 | 0 | 38817049.1178 | 95275651.2704 | 1000000 | 1.1519 | 33698.7547 | 82712.9024 | 686.9947 | 1686.2144
1 | 5800 | 707 | 0.015 | 15 | 15 | 7 | 1.3335e-09 | 5spot_SharedNeighbor | CO2 | Porous | Wet | R600a | MinimizeLCOE_Brownfield | IgnoreSilica | 2019 | 78.2593 | 3.7811 | 0.28965 | 4 | 33522.9624 | 82252.272 | 683.4109 | 1676.8238 | 46.367 | 6.3351 | 62.4712 | 1568816.1795 | 0 | 1197705.535 | 0 | 0 | 0 | 964984.2296 | 1455287.3182 | 3786359.0815 | 2584267.875 | 11557420.219 | 961560.8286 | 26321290.157 | 26321290.157 | 19765873.5944 | 10371438.4012 | 0 | 38840271.2046 | 95298873.3572 | 1333521.4322 | 1.1586 | 33522.9624 | 82252.272 | 683.4109 | 1676.8238
1 | 5800 | 707 | 0.015 | 15 | 15 | 7 | 1.7783e-09 | 5spot_SharedNeighbor | CO2 | Porous | Wet | R600a | MinimizeLCOE_Brownfield | IgnoreSilica | 2019 | 78.5003 | 3.7944 | 0.29094 | 4 | 33391.5033 | 81904.6495 | 680.731 | 1669.7371 | 46.3615 | 6.3319 | 75.56 | 1571798.8986 | 0 | 1200801.4891 | 0 | 0 | 0 | 965386.7245 | 1457814.9738 | 3792935.5227 | 2588756.4313 | 11577494.04 | 961560.8286 | 26321290.157 | 26321290.157 | 19765873.5944 | 10371438.4012 | 0 | 38860345.0256 | 95318947.1782 | 1778279.41 | 1.1638 | 33391.5033 | 81904.6495 | 680.731 | 1669.7371
1 | 5800 | 707 | 0.015 | 15 | 15 | 7 | 2.3714e-09 | 5spot_SharedNeighbor | CO2 | Porous | Wet | R600a | MinimizeLCOE_Brownfield | IgnoreSilica | 2019 | 78.664 | 3.8036 | 0.2919 | 4 | 33293.1297 | 81647.1866 | 678.7255 | 1664.4883 | 46.3578 | 6.3297 | 69.4695 | 1573821.7339 | 0 | 1202904.4566 | 0 | 0 | 0 | 965455.7041 | 1459450.9389 | 3797191.9684 | 2591661.5429 | 11590486.3448 | 961560.8286 | 26321290.157 | 26321290.157 | 19765873.5944 | 10371438.4012 | 0 | 38873337.3304 | 95331939.483 | 2371373.7057 | 1.1676 | 33293.1297 | 81647.1866 | 678.7255 | 1664.4883
1 | 5800 | 707 | 0.015 | 15 | 15 | 7 | 3.1623e-09 | 5spot_SharedNeighbor | CO2 | Porous | Wet | R600a | MinimizeLCOE_Brownfield | IgnoreSilica | 2019 | 78.7929 | 3.8108 | 0.29263 | 4 | 33219.4766 | 81453.6222 | 677.224 | 1660.5423 | 46.3548 | 6.328 | 61.0679 | 1575411.9034 | 0 | 1204559.5219 | 0 | 0 | 0 | 965577.4024 | 1460764.0428 | 3800608.3955 | 2593993.3246 | 11600914.5907 | 961560.8286 | 26321290.157 | 26321290.157 | 19765873.5944 | 10371438.4012 | 0 | 38883765.5763 | 95342367.7289 | 3162277.6602 | 1.1705 | 33219.4766 | 81453.6222 | 677.224 | 1660.5423
1 | 5800 | 707 | 0.015 | 15 | 15 | 7 | 4.217e-09 | 5spot_SharedNeighbor | CO2 | Porous | Wet | R600a | MinimizeLCOE_Brownfield | IgnoreSilica | 2019 | 78.8829 | 3.8158 | 0.29317 | 4 | 33164.3102 | 81309.6653 | 676.0993 | 1657.6075 | 46.3528 | 6.3268 | 73.352 | 1576521.0443 | 0 | 1205714.9247 | 0 | 0 | 0 | 965578.788 | 1461647.7553 | 3802907.634 | 2595562.6021 | 11607932.7484 | 961560.8286 | 26321290.157 | 26321290.157 | 19765873.5944 | 10371438.4012 | 0 | 38890783.7341 | 95349385.8867 | 4216965.0343 | 1.1727 | 33164.3102 | 81309.6653 | 676.0993 | 1657.6075
1 | 5800 | 707 | 0.015 | 15 | 15 | 7 | 5.6234e-09 | 5spot_SharedNeighbor | CO2 | Porous | Wet | R600a | MinimizeLCOE_Brownfield | IgnoreSilica | 2019 | 78.9561 | 3.8199 | 0.29358 | 4 | 33122.978 | 81201.0145 | 675.2567 | 1655.3925 | 46.3511 | 6.3259 | 68.7553 | 1577421.8814 | 0 | 1206653.939 | 0 | 0 | 0 | 965649.5844 | 1462392.9078 | 3804846.3682 | 2596885.828 | 11613850.5088 | 961560.8286 | 26321290.157 | 26321290.157 | 19765873.5944 | 10371438.4012 | 0 | 38896701.4944 | 95355303.647 | 5623413.2519 | 1.1743 | 33122.978 | 81201.0145 | 675.2567 | 1655.3925
1 | 5800 | 707 | 0.015 | 15 | 15 | 7 | 7.4989e-09 | 5spot_SharedNeighbor | CO2 | Porous | Wet | R600a | MinimizeLCOE_Brownfield | IgnoreSilica | 2019 | 79.0144 | 3.8231 | 0.29389 | 4 | 33092.0039 | 81119.1056 | 674.6253 | 1653.7227 | 46.3497 | 6.3251 | 74.8779 | 1578139.8112 | 0 | 1207402.6829 | 0 | 0 | 0 | 965745.5563 | 1463002.3397 | 3806431.9848 | 2597968.044 | 11618690.4188 | 961560.8286 | 26321290.157 | 26321290.157 | 19765873.5944 | 10371438.4012 | 0 | 38901541.4044 | 95360143.557 | 7498942.0933 | 1.1756 | 33092.0039 | 81119.1056 | 674.6253 | 1653.7227
1 | 5800 | 707 | 0.015 | 15 | 15 | 7 | 1e-08 | 5spot_SharedNeighbor | CO2 | Porous | Wet | R600a | MinimizeLCOE_Brownfield | IgnoreSilica | 2019 | 79.0487 | 3.825 | 0.29411 | 4 | 33068.7886 | 81059.0979 | 674.152 | 1652.4994 | 46.3489 | 6.3246 | 66.9106 | 1578561.2468 | 0 | 1207842.3692 | 0 | 0 | 0 | 965695.6258 | 1463318.7043 | 3807255.1006 | 2598529.8375 | 11621202.8842 | 961560.8286 | 26321290.157 | 26321290.157 | 19765873.5944 | 10371438.4012 | 0 | 38904053.8698 | 95362656.0224 | 10000000 | 1.1765 | 33068.7886 | 81059.0979 | 674.152 | 1652.4994
1 | 5900 | 707 | 0.015 | 15 | 15 | 7 | 1e-13 | 5spot_SharedNeighbor | CO2 | Porous | Wet | R600a | MinimizeLCOE_Brownfield | IgnoreSilica | 2019 | 0 | 0 | 0 | 0 |  |  |  |  | 15 |  | 18.8167 | [19 empty] | 100 | 0
1 | 5900 | 707 | 0.015 | 15 | 15 | 7 | 1.3335e-13 | 5spot_SharedNeighbor | CO2 | Porous | Wet | R600a | MinimizeLCOE_Brownfield | IgnoreSilica | 2019 | 0 | 0 | 0 | 0 |  |  |  |  | 15 |  | 20.5428 | [19 empty] | 133.3521 | 0
1 | 5900 | 707 | 0.015 | 15 | 15 | 7 | 1.7783e-13 | 5spot_SharedNeighbor | CO2 | Porous | Wet | R600a | MinimizeLCOE_Brownfield | IgnoreSilica | 2019 | 0 | 0 | 0 | 0 |  |  |  |  | 15 |  | 21.2041 | [19 empty] | 177.8279 | 0
1 | 5900 | 707 | 0.015 | 15 | 15 | 7 | 2.3714e-13 | 5spot_SharedNeighbor | CO2 | Porous | Wet | R600a | MinimizeLCOE_Brownfield | IgnoreSilica | 2019 | 0 | 0 | 0 | 0 |  |  |  |  | 15 |  | 21.4354 | [19 empty] | 237.1374 | 0
1 | 5900 | 707 | 0.015 | 15 | 15 | 7 | 3.1623e-13 | 5spot_SharedNeighbor | CO2 | Porous | Wet | R600a | MinimizeLCOE_Brownfield | IgnoreSilica | 2019 | 0 | 0 | 0 | 0 |  |  |  |  | 15 |  | 19.8045 | [19 empty] | 316.2278 | 0
1 | 5900 | 707 | 0.015 | 15 | 15 | 7 | 4.217e-13 | 5spot_SharedNeighbor | CO2 | Porous | Wet | R600a | MinimizeLCOE_Brownfield | IgnoreSilica | 2019 | 0 | 0 | 0 | 0 |  |  |  |  | 15 |  | 20.9531 | [19 empty] | 421.6965 | 0
1 | 5900 | 707 | 0.015 | 15 | 15 | 7 | 5.6234e-13 | 5spot_SharedNeighbor | CO2 | Porous | Wet | R600a | MinimizeLCOE_Brownfield | IgnoreSilica | 2019 | 1.6 | -0.099663 | 0.00010952 | 4 | 64882969.6065 | 196630675.2352 | 1322727.0961 | 4008582.2773 | 32.9615 | 5.1308 | 21.861 | 75211.8814 | 0 | 12201.9803 | 0 | 0 | 0 | 83226.546 | 66549.759 | 173148.8216 | 118177.6286 | 528516.6169 | 961560.8286 | 26934732.84 | 26934732.84 | 20193244.4958 | 10589842.3133 | 0 | 28424810.2855 | 86142629.9346 | 562.3413 | 0.00043809 | 64882969.6065 | 196630675.2352 | 1322727.0961 | 4008582.2773
1 | 5900 | 707 | 0.015 | 15 | 15 | 7 | 7.4989e-13 | 5spot_SharedNeighbor | CO2 | Porous | Wet | R600a | MinimizeLCOE_Brownfield | IgnoreSilica | 2019 | 1.6 | -0.095736 | 0.0010608 | 4 | 6693568.1156 | 20295408.1867 | 136457.4398 | 413749.3475 | 32.9615 | 5.1308 | 20.9458 | 75212.3474 | 0 | 12201.8238 | 0 | 0 | 0 | 76305.3325 | 63850.6064 | 166126.1804 | 113384.5316 | 507080.8221 | 961560.8286 | 26934732.84 | 26934732.84 | 20193244.4958 | 10589842.3133 | 0 | 28403374.4907 | 86121194.1398 | 749.8942 | 0.0042434 | 6693568.1156 | 20295408.1867 | 136457.4398 | 413749.3475
1 | 5900 | 707 | 0.015 | 15 | 15 | 7 | 1e-12 | 5spot_SharedNeighbor | CO2 | Porous | Wet | R600a | MinimizeLCOE_Brownfield | IgnoreSilica | 2019 | 1.6 | -0.092784 | 0.0017712 | 4 | 4006613.4334 | 12153108.2852 | 81680.2342 | 247757.5507 | 32.9615 | 5.1308 | 20.474 | 75212.645 | 0 | 12201.7238 | 0 | 0 | 0 | 70956.6174 | 61764.6846 | 160699.0397 | 109680.3966 | 490515.1072 | 961560.8286 | 26934732.84 | 26934732.84 | 20193244.4958 | 10589842.3133 | 0 | 28386808.7759 | 86104628.425 | 1000 | 0.007085 | 4006613.4334 | 12153108.2852 | 81680.2342 | 247757.5507
1 | 5900 | 707 | 0.015 | 15 | 15 | 7 | 1.3335e-12 | 5spot_SharedNeighbor | CO2 | Porous | Wet | R600a | MinimizeLCOE_Brownfield | IgnoreSilica | 2019 | 3.6024 | -0.064138 | 0.0044763 | 4 | 1621359.467 | 4844852.0373 | 33053.6058 | 98768.8619 | 39.8736 | 6.0511 | 45.3175 | 158138.3101 | 0 | 62431.0677 | 0 | 0 | 0 | 145801.5614 | 142884.6663 | 371756.5921 | 253731.5129 | 1134743.7106 | 961560.8286 | 26934732.84 | 26934732.84 | 20193244.4958 | 10589842.3133 | 0 | 29031037.3792 | 86748857.0283 | 1333.5214 | 0.017905 | 1621359.467 | 4844852.0373 | 33053.6058 | 98768.8619
1 | 5900 | 707 | 0.015 | 15 | 15 | 7 | 1.7783e-12 | 5spot_SharedNeighbor | CO2 | Porous | Wet | R600a | MinimizeLCOE_Brownfield | IgnoreSilica | 2019 | 4.9324 | -0.016609 | 0.007539 | 4 | 974850.3374 | 2888834.9915 | 19873.6427 | 58892.8087 | 41.885 | 6.3095 | 40.2448 | 207081.4417 | 0 | 93422.8817 | 0 | 0 | 0 | 184163.6108 | 189020.4943 | 491792.5528 | 335658.5226 | 1501139.5038 | 961560.8286 | 26934732.84 | 26934732.84 | 20193244.4958 | 10589842.3133 | 0 | 29397433.1725 | 87115252.8216 | 1778.2794 | 0.030156 | 974850.3374 | 2888834.9915 | 19873.6427 | 58892.8087
1 | 5900 | 707 | 0.015 | 15 | 15 | 7 | 2.3714e-12 | 5spot_SharedNeighbor | CO2 | Porous | Wet | R600a | MinimizeLCOE_Brownfield | IgnoreSilica | 2019 | 6.623 | 0.05477 | 0.011854 | 4 | 628997.7165 | 1846241.3251 | 12822.9692 | 37638.1266 | 43.417 | 6.5031 | 45.5849 | 264254.146 | 0 | 130604.404 | 0 | 0 | 0 | 227879.315 | 242867.7674 | 631892.1117 | 431279.3503 | 1928777.0943 | 961560.8286 | 26934732.84 | 26934732.84 | 20193244.4958 | 10589842.3133 | 0 | 29825070.763 | 87542890.4121 | 2371.3737 | 0.047417 | 628997.7165 | 1846241.3251 | 12822.9692 | 37638.1266
1 | 5900 | 707 | 0.015 | 15 | 15 | 7 | 3.1623e-12 | 5spot_SharedNeighbor | CO2 | Porous | Wet | R600a | MinimizeLCOE_Brownfield | IgnoreSilica | 2019 | 8.8176 | 0.15592 | 0.017774 | 4 | 426704.3395 | 1238548.0108 | 8698.9451 | 25249.4765 | 44.6084 | 6.6509 | 42.3976 | 332381.7926 | 0 | 176073.2057 | 0 | 0 | 0 | 279385.8759 | 307257.941 | 799422.1351 | 545622.0337 | 2440142.984 | 961560.8286 | 26934732.84 | 26934732.84 | 20193244.4958 | 10589842.3133 | 0 | 30336436.6527 | 88054256.3018 | 3162.2777 | 0.071095 | 426704.3395 | 1238548.0108 | 8698.9451 | 25249.4765
1 | 5900 | 707 | 0.015 | 15 | 15 | 7 | 4.217e-12 | 5spot_SharedNeighbor | CO2 | Porous | Wet | R600a | MinimizeLCOE_Brownfield | IgnoreSilica | 2019 | 11.6144 | 0.29165 | 0.025727 | 4 | 300622.0221 | 861498.2585 | 6128.5865 | 17562.8073 | 45.5161 | 6.7603 | 49.5735 | 412091.8869 | 0 | 230665.3549 | 0 | 0 | 0 | 338651.3826 | 382749.3635 | 995835.3312 | 679678.0759 | 3039671.3949 | 961560.8286 | 26934732.84 | 26934732.84 | 20193244.4958 | 10589842.3133 | 0 | 30935965.0636 | 88653784.7127 | 4216.965 | 0.10291 | 300622.0221 | 861498.2585 | 6128.5865 | 17562.8073
1 | 5900 | 707 | 0.015 | 15 | 15 | 7 | 5.6234e-12 | 5spot_SharedNeighbor | CO2 | Porous | Wet | R600a | MinimizeLCOE_Brownfield | IgnoreSilica | 2019 | 15.1707 | 0.46951 | 0.036224 | 4 | 218360.3007 | 616705.177 | 4451.5701 | 12572.3692 | 46.2056 | 6.8392 | 52.3483 | 505266.5884 | 0 | 296172.3072 | 0 | 0 | 0 | 406994.3099 | 471288.9501 | 1226197.1736 | 836904.7668 | 3742824.096 | 961560.8286 | 26934732.84 | 26934732.84 | 20193244.4958 | 10589842.3133 | 0 | 31639117.7646 | 89356937.4137 | 5623.4133 | 0.14489 | 218360.3007 | 616705.177 | 4451.5701 | 12572.3692
1 | 5900 | 707 | 0.015 | 15 | 15 | 7 | 7.4989e-12 | 5spot_SharedNeighbor | CO2 | Porous | Wet | R600a | MinimizeLCOE_Brownfield | IgnoreSilica | 2019 | 19.5829 | 0.6945 | 0.049789 | 4 | 162907.1844 | 452718.9345 | 3321.0833 | 9229.2878 | 46.7147 | 6.8915 | 50.7784 | 611725.0604 | 0 | 373065.4839 | 0 | 0 | 0 | 483506.8222 | 572635.973 | 1489881.3379 | 1016874.6271 | 4547689.3045 | 961560.8286 | 26934732.84 | 26934732.84 | 20193244.4958 | 10589842.3133 | 0 | 32443982.9732 | 90161802.6223 | 7498.9421 | 0.19916 | 162907.1844 | 452718.9345 | 3321.0833 | 9229.2878
1 | 5900 | 707 | 0.015 | 15 | 15 | 7 | 1e-11 | 5spot_SharedNeighbor | CO2 | Porous | Wet | R600a | MinimizeLCOE_Brownfield | IgnoreSilica | 2019 | 24.8929 | 0.96897 | 0.066847 | 4 | 124682.2745 | 340539.5506 | 2541.8168 | 6942.3594 | 47.0764 | 6.9197 | 57.3965 | 730005.814 | 0 | 460939.93 | 0 | 0 | 0 | 566208.0889 | 685289.9948 | 1782983.9942 | 1216923.2127 | 5442351.0346 | 961560.8286 | 26934732.84 | 26934732.84 | 20193244.4958 | 10589842.3133 | 0 | 33338644.7032 | 91056464.3523 | 10000 | 0.26739 | 124682.2745 | 340539.5506 | 2541.8168 | 6942.3594
1 | 5900 | 707 | 0.015 | 15 | 15 | 7 | 1.3335e-11 | 5spot_SharedNeighbor | CO2 | Porous | Wet | R600a | MinimizeLCOE_Brownfield | IgnoreSilica | 2019 | 31.0102 | 1.2886 | 0.087512 | 4 | 97963.0667 | 262848.9499 | 1997.1096 | 5358.5314 | 47.3161 | 6.9256 | 43.5109 | 856203.6026 | 0 | 557536.7881 | 0 | 0 | 0 | 651118.1043 | 805294.8131 | 2095211.9149 | 1430025.1842 | 6395390.4073 | 961560.8286 | 26934732.84 | 26934732.84 | 20193244.4958 | 10589842.3133 | 0 | 34291684.0759 | 92009503.725 | 13335.2143 | 0.35005 | 97963.0667 | 262848.9499 | 1997.1096 | 5358.5314
1 | 5900 | 707 | 0.015 | 15 | 15 | 7 | 1.7783e-11 | 5spot_SharedNeighbor | CO2 | Porous | Wet | R600a | MinimizeLCOE_Brownfield | IgnoreSilica | 2019 | 37.6682 | 1.64 | 0.11135 | 4 | 79144.6106 | 208727.8712 | 1613.4699 | 4255.2 | 47.4555 | 6.9114 | 48.9999 | 983904.7694 | 0 | 658435.9124 | 0 | 0 | 0 | 732535.111 | 926201.5592 | 2409786.4669 | 1644728.7798 | 7355592.5985 | 961560.8286 | 26934732.84 | 26934732.84 | 20193244.4958 | 10589842.3133 | 0 | 35251886.2672 | 92969705.9163 | 17782.7941 | 0.44541 | 79144.6106 | 208727.8712 | 1613.4699 | 4255.2
1 | 5900 | 707 | 0.015 | 15 | 15 | 7 | 2.3714e-11 | 5spot_SharedNeighbor | CO2 | Porous | Wet | R600a | MinimizeLCOE_Brownfield | IgnoreSilica | 2019 | 44.4324 | 2.0008 | 0.13728 | 4 | 65842.4815 | 170950.5425 | 1342.288 | 3485.058 | 47.5164 | 6.881 | 58.8247 | 1105144.0757 | 0 | 757469.4562 | 0 | 0 | 0 | 804162.5421 | 1040042.6688 | 2705977.6822 | 1846885.3704 | 8259681.7955 | 961560.8286 | 26934732.84 | 26934732.84 | 20193244.4958 | 10589842.3133 | 0 | 36155975.4641 | 93873795.1132 | 23713.7371 | 0.54913 | 65842.4815 | 170950.5425 | 1342.288 | 3485.058
1 | 5900 | 707 | 0.015 | 15 | 15 | 7 | 3.1623e-11 | 5spot_SharedNeighbor | CO2 | Porous | Wet | R600a | MinimizeLCOE_Brownfield | IgnoreSilica | 2019 | 50.8982 | 2.3491 | 0.16378 | 4 | 56417.3327 | 144520.3232 | 1150.1436 | 2946.2423 | 47.5215 | 6.8397 | 47.8238 | 1214094.6278 | 0 | 849531.0448 | 0 | 0 | 0 | 862739.1187 | 1141282.2686 | 2969382.3537 | 2026664.4711 | 9063693.8848 | 961560.8286 | 26934732.84 | 26934732.84 | 20193244.4958 | 10589842.3133 | 0 | 36959987.5534 | 94677807.2025 | 31622.7766 | 0.65512 | 56417.3327 | 144520.3232 | 1150.1436 | 2946.2423
1 | 5900 | 707 | 0.015 | 15 | 15 | 7 | 4.217e-11 | 5spot_SharedNeighbor | CO2 | Porous | Wet | R600a | MinimizeLCOE_Brownfield | IgnoreSilica | 2019 | 56.7176 | 2.6657 | 0.18925 | 4 | 49717.7651 | 125964.0571 | 1013.5639 | 2567.9477 | 47.4914 | 6.7936 | 53.7998 | 1306907.9234 | 0 | 930599.8716 | 0 | 0 | 0 | 907100.0624 | 1226397.0644 | 3190833.5929 | 2177809.4922 | 9739648.0068 | 961560.8286 | 26934732.84 | 26934732.84 | 20193244.4958 | 10589842.3133 | 0 | 37635941.6754 | 95353761.3245 | 42169.6503 | 0.75699 | 49717.7651 | 125964.0571 | 1013.5639 | 2567.9477
1 | 5900 | 707 | 0.015 | 15 | 15 | 7 | 5.6234e-11 | 5spot_SharedNeighbor | CO2 | Porous | Wet | R600a | MinimizeLCOE_Brownfield | IgnoreSilica | 2019 | 61.6823 | 2.9383 | 0.21241 | 4 | 44932.2768 | 112863.0566 | 916.0052 | 2300.8661 | 47.4437 | 6.7479 | 62.848 | 1382410.5505 | 0 | 998616.9687 | 0 | 0 | 0 | 938268.4699 | 1294525.4357 | 3368089.6401 | 2298790.3867 | 10280701.4515 | 961560.8286 | 26934732.84 | 26934732.84 | 20193244.4958 | 10589842.3133 | 0 | 38176995.1202 | 95894814.7693 | 56234.1325 | 0.84966 | 44932.2768 | 112863.0566 | 916.0052 | 2300.8661
1 | 5900 | 707 | 0.015 | 15 | 15 | 7 | 7.4989e-11 | 5spot_SharedNeighbor | CO2 | Porous | Wet | R600a | MinimizeLCOE_Brownfield | IgnoreSilica | 2019 | 65.7897 | 3.1657 | 0.23258 | 4 | 41492.587 | 103534.5826 | 845.8825 | 2110.6925 | 47.3904 | 6.7059 | 61.5238 | 1442421.3603 | 0 | 1054187.6261 | 0 | 0 | 0 | 959472.5997 | 1347871.8186 | 3506885.9854 | 2393521.7444 | 10704361.1345 | 961560.8286 | 26934732.84 | 26934732.84 | 20193244.4958 | 10589842.3133 | 0 | 38600654.8032 | 96318474.4523 | 74989.4209 | 0.9303 | 41492.587 | 103534.5826 | 845.8825 | 2110.6925
1 | 5900 | 707 | 0.015 | 15 | 15 | 7 | 1e-10 | 5spot_SharedNeighbor | CO2 | Porous | Wet | R600a | MinimizeLCOE_Brownfield | IgnoreSilica | 2019 | 69.105 | 3.3504 | 0.24951 | 4 | 39003.3867 | 96834.4235 | 795.1368 | 1974.1007 | 47.3387 | 6.6693 | 70.6992 | 1489280.4811 | 0 | 1098622.2647 | 0 | 0 | 0 | 973554.1695 | 1388968.197 | 3613810.332 | 2466499.808 | 11030735.2523 | 961560.8286 | 26934732.84 | 26934732.84 | 20193244.4958 | 10589842.3133 | 0 | 38927028.921 | 96644848.5701 | 100000 | 0.99804 | 39003.3867 | 96834.4235 | 795.1368 | 1974.1007
1 | 5900 | 707 | 0.015 | 15 | 15 | 7 | 1.3335e-10 | 5spot_SharedNeighbor | CO2 | Porous | Wet | R600a | MinimizeLCOE_Brownfield | IgnoreSilica | 2019 | 71.7017 | 3.496 | 0.26332 | 4 | 37190.1598 | 91987.8582 | 758.1717 | 1875.2969 | 47.2932 | 6.639 | 64.096 | 1525013.9191 | 0 | 1133183.5152 | 0 | 0 | 0 | 982349.4798 | 1419813.2965 | 3694062.9537 | 2521273.8713 | 11275697.0356 | 961560.8286 | 26934732.84 | 26934732.84 | 20193244.4958 | 10589842.3133 | 0 | 39171990.7042 | 96889810.3533 | 133352.1432 | 1.0533 | 37190.1598 | 91987.8582 | 758.1717 | 1875.2969
1 | 5900 | 707 | 0.015 | 15 | 15 | 7 | 1.7783e-10 | 5spot_SharedNeighbor | CO2 | Porous | Wet | R600a | MinimizeLCOE_Brownfield | IgnoreSilica | 2019 | 73.7286 | 3.6101 | 0.27437 | 4 | 35861.555 | 88452.9362 | 731.0863 | 1803.2327 | 47.2545 | 6.6143 | 68.1318 | 1552319.3046 | 0 | 1160020.1716 | 0 | 0 | 0 | 988013.0796 | 1443137.4968 | 3754747.7383 | 2562692.4838 | 11460930.2746 | 961560.8286 | 26934732.84 | 26934732.84 | 20193244.4958 | 10589842.3133 | 0 | 39357223.9433 | 97075043.5924 | 177827.941 | 1.0975 | 35861.555 | 88452.9362 | 731.0863 | 1803.2327
1 | 5900 | 707 | 0.015 | 15 | 15 | 7 | 2.3714e-10 | 5spot_SharedNeighbor | CO2 | Porous | Wet | R600a | MinimizeLCOE_Brownfield | IgnoreSilica | 2019 | 75.2903 | 3.6983 | 0.28306 | 4 | 34883.1814 | 85859.7149 | 711.1408 | 1750.3664 | 47.223 | 6.5947 | 64.3395 | 1573011.1657 | 0 | 1180619.1715 | 0 | 0 | 0 | 991604.4137 | 1460641.5528 | 3800289.7017 | 2593775.8096 | 11599941.8151 | 961560.8286 | 26934732.84 | 26934732.84 | 20193244.4958 | 10589842.3133 | 0 | 39496235.4837 | 97214055.1328 | 237137.3706 | 1.1322 | 34883.1814 | 85859.7149 | 711.1408 | 1750.3664
1 | 5900 | 707 | 0.015 | 15 | 15 | 7 | 3.1623e-10 | 5spot_SharedNeighbor | CO2 | Porous | Wet | R600a | MinimizeLCOE_Brownfield | IgnoreSilica | 2019 | 76.4741 | 3.7654 | 0.28981 | 4 | 34159.7687 | 83949.5667 | 696.3931 | 1711.4255 | 47.1981 | 6.5795 | 55.618 | 1588493.549 | 0 | 1196187.5022 | 0 | 0 | 0 | 993740.4862 | 1473584.3996 | 3833964.334 | 2616759.438 | 11702729.709 | 961560.8286 | 26934732.84 | 26934732.84 | 20193244.4958 | 10589842.3133 | 0 | 39599023.3776 | 97316843.0267 | 316227.766 | 1.1592 | 34159.7687 | 83949.5667 | 696.3931 | 1711.4255
1 | 5900 | 707 | 0.015 | 15 | 15 | 7 | 4.217e-10 | 5spot_SharedNeighbor | CO2 | Porous | Wet | R600a | MinimizeLCOE_Brownfield | IgnoreSilica | 2019 | 77.3903 | 3.8174 | 0.29502 | 4 | 33623.1272 | 82533.3636 | 685.4529 | 1682.5543 | 47.1782 | 6.5675 | 62.7434 | 1600358.9852 | 0 | 1208212.3886 | 0 | 0 | 0 | 995304.3666 | 1483511.5387 | 3859792.7137 | 2634387.8379 | 11781567.8307 | 961560.8286 | 26934732.84 | 26934732.84 | 20193244.4958 | 10589842.3133 | 0 | 39677861.4993 | 97395681.1484 | 421696.5034 | 1.1801 | 33623.1272 | 82533.3636 | 685.4529 | 1682.5543
1 | 5900 | 707 | 0.015 | 15 | 15 | 7 | 5.6234e-10 | 5spot_SharedNeighbor | CO2 | Porous | Wet | R600a | MinimizeLCOE_Brownfield | IgnoreSilica | 2019 | 78.0741 | 3.8563 | 0.299 | 4 | 33224.0174 | 81483.5159 | 677.3165 | 1661.1517 | 47.163 | 6.5585 | 65.4952 | 1609145.828 | 0 | 1217171.2158 | 0 | 0 | 0 | 996185.2143 | 1490775.8807 | 3878693.0413 | 2647287.6998 | 11839258.8798 | 961560.8286 | 26934732.84 | 26934732.84 | 20193244.4958 | 10589842.3133 | 0 | 39735552.5485 | 97453372.1976 | 562341.3252 | 1.196 | 33224.0174 | 81483.5159 | 677.3165 | 1661.1517
1 | 5900 | 707 | 0.015 | 15 | 15 | 7 | 7.4989e-10 | 5spot_SharedNeighbor | CO2 | Porous | Wet | R600a | MinimizeLCOE_Brownfield | IgnoreSilica | 2019 | 78.6077 | 3.8866 | 0.30204 | 4 | 32926.6026 | 80699.732 | 671.2533 | 1645.1732 | 47.1509 | 6.5514 | 67.479 | 1615963.4688 | 0 | 1224154.627 | 0 | 0 | 0 | 996982.2853 | 1496469.1487 | 3893505.7568 | 2657397.6825 | 11884472.9692 | 961560.8286 | 26934732.84 | 26934732.84 | 20193244.4958 | 10589842.3133 | 0 | 39780766.6378 | 97498586.2869 | 749894.2093 | 1.2082 | 32926.6026 | 80699.732 | 671.2533 | 1645.1732
1 | 5900 | 707 | 0.015 | 15 | 15 | 7 | 1e-09 | 5spot_SharedNeighbor | CO2 | Porous | Wet | R600a | MinimizeLCOE_Brownfield | IgnoreSilica | 2019 | 78.9903 | 3.9085 | 0.30433 | 4 | 32704.6319 | 80118.2146 | 666.7282 | 1633.3182 | 47.1421 | 6.5462 | 72.4478 | 1620830.8805 | 0 | 1229157.9774 | 0 | 0 | 0 | 997267.1612 | 1500429.8474 | 3903810.6826 | 2664431.0061 | 11915927.5552 | 961560.8286 | 26934732.84 | 26934732.84 | 20193244.4958 | 10589842.3133 | 0 | 39812221.2238 | 97530040.873 | 1000000 | 1.2173 | 32704.6319 | 80118.2146 | 666.7282 | 1633.3182
1 | 5900 | 707 | 0.015 | 15 | 15 | 7 | 1.3335e-09 | 5spot_SharedNeighbor | CO2 | Porous | Wet | R600a | MinimizeLCOE_Brownfield | IgnoreSilica | 2019 | 79.2922 | 3.9256 | 0.30608 | 4 | 32538.7754 | 79682.0608 | 663.3469 | 1624.4266 | 47.1352 | 6.5422 | 69.3272 | 1624658.5145 | 0 | 1233102.9359 | 0 | 0 | 0 | 997632.5048 | 1503603.6425 | 3912068.2464 | 2670066.9631 | 11941132.8073 | 961560.8286 | 26934732.84 | 26934732.84 | 20193244.4958 | 10589842.3133 | 0 | 39837426.4759 | 97555246.125 | 1333521.4322 | 1.2243 | 32538.7754 | 79682.0608 | 663.3469 | 1624.4266
1 | 5900 | 707 | 0.015 | 15 | 15 | 7 | 1.7783e-09 | 5spot_SharedNeighbor | CO2 | Porous | Wet | R600a | MinimizeLCOE_Brownfield | IgnoreSilica | 2019 | 79.5091 | 3.938 | 0.30738 | 4 | 32414.7373 | 79357.5162 | 660.8183 | 1617.8103 | 47.1301 | 6.5392 | 71.9187 | 1627401.2723 | 0 | 1235935.4676 | 0 | 0 | 0 | 997755.2465 | 1505825.8747 | 3917850.0385 | 2674013.1551 | 11958781.0546 | 961560.8286 | 26934732.84 | 26934732.84 | 20193244.4958 | 10589842.3133 | 0 | 39855074.7232 | 97572894.3723 | 1778279.41 | 1.2295 | 32414.7373 | 79357.5162 | 660.8183 | 1617.8103
1 | 5900 | 707 | 0.015 | 15 | 15 | 7 | 2.3714e-09 | 5spot_SharedNeighbor | CO2 | Porous | Wet | R600a | MinimizeLCOE_Brownfield | IgnoreSilica | 2019 | 79.6749 | 3.9475 | 0.30837 | 4 | 32321.9118 | 79114.3513 | 658.9259 | 1612.8531 | 47.1263 | 6.537 | 63.6023 | 1629493.7707 | 0 | 1238099.6808 | 0 | 0 | 0 | 997873.8384 | 1507532.2431 | 3922289.6591 | 2677043.2873 | 11972332.4794 | 961560.8286 | 26934732.84 | 26934732.84 | 20193244.4958 | 10589842.3133 | 0 | 39868626.148 | 97586445.7971 | 2371373.7057 | 1.2335 | 32321.9118 | 79114.3513 | 658.9259 | 1612.8531
1 | 5900 | 707 | 0.015 | 15 | 15 | 7 | 3.1623e-09 | 5spot_SharedNeighbor | CO2 | Porous | Wet | R600a | MinimizeLCOE_Brownfield | IgnoreSilica | 2019 | 79.8038 | 3.9548 | 0.30912 | 4 | 32252.4093 | 78931.7265 | 657.509 | 1609.13 | 47.1232 | 6.5352 | 81.1429 | 1631118.5757 | 0 | 1239782.1067 | 0 | 0 | 0 | 998014.5661 | 1508876.9469 | 3925788.3026 | 2679431.1834 | 11983011.6814 | 961560.8286 | 26934732.84 | 26934732.84 | 20193244.4958 | 10589842.3133 | 0 | 39879305.3501 | 97597124.9992 | 3162277.6602 | 1.2365 | 32252.4093 | 78931.7265 | 657.509 | 1609.13
1 | 5900 | 707 | 0.015 | 15 | 15 | 7 | 4.217e-09 | 5spot_SharedNeighbor | CO2 | Porous | Wet | R600a | MinimizeLCOE_Brownfield | IgnoreSilica | 2019 | 79.8964 | 3.9601 | 0.30968 | 4 | 32200.35 | 78795.5551 | 656.4477 | 1606.354 | 47.121 | 6.5339 | 77.6326 | 1632284.6356 | 0 | 1240990.5672 | 0 | 0 | 0 | 998062.3543 | 1509821.6473 | 3928246.2192 | 2681108.762 | 11990514.1856 | 961560.8286 | 26934732.84 | 26934732.84 | 20193244.4958 | 10589842.3133 | 0 | 39886807.8543 | 97604627.5034 | 4216965.0343 | 1.2387 | 32200.35 | 78795.5551 | 656.4477 | 1606.354
1 | 5900 | 707 | 0.015 | 15 | 15 | 7 | 5.6234e-09 | 5spot_SharedNeighbor | CO2 | Porous | Wet | R600a | MinimizeLCOE_Brownfield | IgnoreSilica | 2019 | 79.9696 | 3.9643 | 0.3101 | 4 | 32161.3449 | 78693.038 | 655.6525 | 1604.264 | 47.1193 | 6.5329 | 72.1222 | 1633205.0854 | 0 | 1241945.1062 | 0 | 0 | 0 | 998144.0568 | 1510584.7569 | 3930231.6738 | 2682463.8756 | 11996574.5546 | 961560.8286 | 26934732.84 | 26934732.84 | 20193244.4958 | 10589842.3133 | 0 | 39892868.2233 | 97610687.8724 | 5623413.2519 | 1.2404 | 32161.3449 | 78693.038 | 655.6525 | 1604.264
1 | 5900 | 707 | 0.015 | 15 | 15 | 7 | 7.4989e-09 | 5spot_SharedNeighbor | CO2 | Porous | Wet | R600a | MinimizeLCOE_Brownfield | IgnoreSilica | 2019 | 80.0233 | 3.9674 | 0.31042 | 4 | 32132.1142 | 78616.3882 | 655.0566 | 1602.7014 | 47.1181 | 6.5322 | 67.6976 | 1633880.4388 | 0 | 1242645.8208 | 0 | 0 | 0 | 998188.8004 | 1511138.8734 | 3931673.3713 | 2683447.8637 | 12000975.1684 | 961560.8286 | 26934732.84 | 26934732.84 | 20193244.4958 | 10589842.3133 | 0 | 39897268.837 | 97615088.4861 | 7498942.0933 | 1.2417 | 32132.1142 | 78616.3882 | 655.0566 | 1602.7014
1 | 5900 | 707 | 0.015 | 15 | 15 | 7 | 1e-08 | 5spot_SharedNeighbor | CO2 | Porous | Wet | R600a | MinimizeLCOE_Brownfield | IgnoreSilica | 2019 | 80.0692 | 3.97 | 0.31066 | 4 | 32110.2054 | 78558.156 | 654.61 | 1601.5143 | 47.117 | 6.5316 | 61.752 | 1634457.9593 | 0 | 1243245.2621 | 0 | 0 | 0 | 998295.5008 | 1511639.5017 | 3932975.9035 | 2684336.8687 | 12004950.9962 | 961560.8286 | 26934732.84 | 26934732.84 | 20193244.4958 | 10589842.3133 | 0 | 39901244.6649 | 97619064.314 | 10000000 | 1.2426 | 32110.2054 | 78558.156 | 654.61 | 1601.5143
1 | 6000 | 707 | 0.015 | 15 | 15 | 7 | 1e-13 | 5spot_SharedNeighbor | CO2 | Porous | Wet | R600a | MinimizeLCOE_Brownfield | IgnoreSilica | 2019 | 0 | 0 | 0 | 0 |  |  |  |  | 15 |  | 16.1558 | [19 empty] | 100 | 0
1 | 6000 | 707 | 0.015 | 15 | 15 | 7 | 1.3335e-13 | 5spot_SharedNeighbor | CO2 | Porous | Wet | R600a | MinimizeLCOE_Brownfield | IgnoreSilica | 2019 | 0 | 0 | 0 | 0 |  |  |  |  | 15 |  | 18.8769 | [19 empty] | 133.3521 | 0
1 | 6000 | 707 | 0.015 | 15 | 15 | 7 | 1.7783e-13 | 5spot_SharedNeighbor | CO2 | Porous | Wet | R600a | MinimizeLCOE_Brownfield | IgnoreSilica | 2019 | 0 | 0 | 0 | 0 |  |  |  |  | 15 |  | 20.3323 | [19 empty] | 177.8279 | 0
1 | 6000 | 707 | 0.015 | 15 | 15 | 7 | 2.3714e-13 | 5spot_SharedNeighbor | CO2 | Porous | Wet | R600a | MinimizeLCOE_Brownfield | IgnoreSilica | 2019 | 0 | 0 | 0 | 0 |  |  |  |  | 15 |  | 18.9267 | [19 empty] | 237.1374 | 0
1 | 6000 | 707 | 0.015 | 15 | 15 | 7 | 3.1623e-13 | 5spot_SharedNeighbor | CO2 | Porous | Wet | R600a | MinimizeLCOE_Brownfield | IgnoreSilica | 2019 | 0 | 0 | 0 | 0 |  |  |  |  | 15 |  | 19.7122 | [19 empty] | 316.2278 | 0
1 | 6000 | 707 | 0.015 | 15 | 15 | 7 | 4.217e-13 | 5spot_SharedNeighbor | CO2 | Porous | Wet | R600a | MinimizeLCOE_Brownfield | IgnoreSilica | 2019 | 0 | 0 | 0 | 0 |  |  |  |  | 15 |  | 19.6843 | [19 empty] | 421.6965 | 0
1 | 6000 | 707 | 0.015 | 15 | 15 | 7 | 5.6234e-13 | 5spot_SharedNeighbor | CO2 | Porous | Wet | R600a | MinimizeLCOE_Brownfield | IgnoreSilica | 2019 | 1.6 | -0.10111 | 0.00018509 | 4 | 39240902.833 | 118920451.724 | 799978.8815 | 2424354.2602 | 33.1638 | 5.2814 | 21.1926 | 76663.7537 | 0 | 12118.9591 | 0 | 0 | 0 | 84413.5441 | 67546.5402 | 175742.2419 | 119947.6913 | 536432.7303 | 961560.8286 | 27554035.6139 | 27554035.6139 | 20626182.4834 | 10810590.2618 | 0 | 29052029.1729 | 88042837.532 | 562.3413 | 0.00074035 | 39240902.833 | 118920451.724 | 799978.8815 | 2424354.2602
1 | 6000 | 707 | 0.015 | 15 | 15 | 7 | 7.4989e-13 | 5spot_SharedNeighbor | CO2 | Porous | Wet | R600a | MinimizeLCOE_Brownfield | IgnoreSilica | 2019 | 1.6 | -0.097197 | 0.0011341 | 4 | 6399453.2638 | 19403198.6921 | 130461.5107 | 395560.4501 | 33.1638 | 5.2814 | 20.3701 | 76664.2289 | 0 | 12118.7991 | 0 | 0 | 0 | 77553.7805 | 64871.3553 | 168781.9595 | 115197.1555 | 515187.2786 | 961560.8286 | 27554035.6139 | 27554035.6139 | 20626182.4834 | 10810590.2618 | 0 | 29030783.7211 | 88021592.0803 | 749.8942 | 0.0045364 | 6399453.2638 | 19403198.6921 | 130461.5107 | 395560.4501
1 | 6000 | 707 | 0.015 | 15 | 15 | 7 | 1e-12 | 5spot_SharedNeighbor | CO2 | Porous | Wet | R600a | MinimizeLCOE_Brownfield | IgnoreSilica | 2019 | 1.6 | -0.094259 | 0.0018428 | 4 | 3936174.3817 | 11939037.6508 | 80244.2388 | 243393.4313 | 33.1639 | 5.2814 | 20.8948 | 76664.5336 | 0 | 12118.6964 | 0 | 0 | 0 | 72257.0664 | 62805.7156 | 163407.5888 | 111529.037 | 498782.6378 | 961560.8286 | 27554035.6139 | 27554035.6139 | 20626182.4834 | 10810590.2618 | 0 | 29014379.0804 | 88005187.4395 | 1000 | 0.0073712 | 3936174.3817 | 11939037.6508 | 80244.2388 | 243393.4313
1 | 6000 | 707 | 0.015 | 15 | 15 | 7 | 1.3335e-12 | 5spot_SharedNeighbor | CO2 | Porous | Wet | R600a | MinimizeLCOE_Brownfield | IgnoreSilica | 2019 | 3.7487 | -0.06174 | 0.0048917 | 4 | 1518736.5892 | 4533585.949 | 30961.4996 | 92423.2817 | 40.5903 | 6.2721 | 38.1067 | 167206.1514 | 0 | 66668.4297 | 0 | 0 | 0 | 153935.1402 | 151245.7913 | 393510.5243 | 268579.0187 | 1201145.0557 | 961560.8286 | 27554035.6139 | 27554035.6139 | 20626182.4834 | 10810590.2618 | 0 | 29716741.4982 | 88707549.8574 | 1333.5214 | 0.019567 | 1518736.5892 | 4533585.949 | 30961.4996 | 92423.2817
1 | 6000 | 707 | 0.015 | 15 | 15 | 7 | 1.7783e-12 | 5spot_SharedNeighbor | CO2 | Porous | Wet | R600a | MinimizeLCOE_Brownfield | IgnoreSilica | 2019 | 5.1371 | -0.010103 | 0.0082272 | 4 | 914778.0509 | 2707336.6635 | 18648.9879 | 55192.7198 | 42.6352 | 6.5345 | 38.1681 | 218998.9506 | 0 | 99342.9248 | 0 | 0 | 0 | 194556.9487 | 200030.5414 | 520438.4369 | 355209.9271 | 1588577.7297 | 961560.8286 | 27554035.6139 | 27554035.6139 | 20626182.4834 | 10810590.2618 | 0 | 30104174.1723 | 89094982.5314 | 1778.2794 | 0.032909 | 914778.0509 | 2707336.6635 | 18648.9879 | 55192.7198
1 | 6000 | 707 | 0.015 | 15 | 15 | 7 | 2.3714e-12 | 5spot_SharedNeighbor | CO2 | Porous | Wet | R600a | MinimizeLCOE_Brownfield | IgnoreSilica | 2019 | 6.9003 | 0.066782 | 0.012919 | 4 | 591300.1143 | 1732863.3563 | 12054.4526 | 35326.7634 | 44.1883 | 6.7303 | 55.5779 | 279417.515 | 0 | 138492.1972 | 0 | 0 | 0 | 240773.9583 | 256886.6315 | 668366.3204 | 456173.7472 | 2040110.3696 | 961560.8286 | 27554035.6139 | 27554035.6139 | 20626182.4834 | 10810590.2618 | 0 | 30555706.8121 | 89546515.1713 | 2371.3737 | 0.051675 | 591300.1143 | 1732863.3563 | 12054.4526 | 35326.7634
1 | 6000 | 707 | 0.015 | 15 | 15 | 7 | 3.1623e-12 | 5spot_SharedNeighbor | CO2 | Porous | Wet | R600a | MinimizeLCOE_Brownfield | IgnoreSilica | 2019 | 9.164 | 0.17422 | 0.019343 | 4 | 401812.2004 | 1164244.6561 | 8191.4852 | 23734.7021 | 45.3841 | 6.878 | 45.7267 | 350636.2898 | 0 | 185848.2975 | 0 | 0 | 0 | 294366.3953 | 324031.8832 | 843064.4921 | 575408.8391 | 2573356.1972 | 961560.8286 | 27554035.6139 | 27554035.6139 | 20626182.4834 | 10810590.2618 | 0 | 31088952.6397 | 90079760.9989 | 3162.2777 | 0.077372 | 401812.2004 | 1164244.6561 | 8191.4852 | 23734.7021
1 | 6000 | 707 | 0.015 | 15 | 15 | 7 | 4.217e-12 | 5spot_SharedNeighbor | CO2 | Porous | Wet | R600a | MinimizeLCOE_Brownfield | IgnoreSilica | 2019 | 12.0749 | 0.31917 | 0.027967 | 4 | 283553.1873 | 810873.5771 | 5780.6153 | 16530.7547 | 46.3044 | 6.9882 | 51.2747 | 434732.3353 | 0 | 243231.3056 | 0 | 0 | 0 | 356894.1591 | 403594.542 | 1050070.2097 | 716694.4949 | 3205217.0466 | 961560.8286 | 27554035.6139 | 27554035.6139 | 20626182.4834 | 10810590.2618 | 0 | 31720813.4891 | 90711621.8483 | 4216.965 | 0.11187 | 283553.1873 | 810873.5771 | 5780.6153 | 16530.7547
1 | 6000 | 707 | 0.015 | 15 | 15 | 7 | 5.6234e-12 | 5spot_SharedNeighbor | CO2 | Porous | Wet | R600a | MinimizeLCOE_Brownfield | IgnoreSilica | 2019 | 15.7554 | 0.50792 | 0.03933 | 4 | 206311.5103 | 581281.8703 | 4205.9392 | 11850.2172 | 46.999 | 7.0669 | 57.4169 | 532487.2201 | 0 | 311711.1389 | 0 | 0 | 0 | 428409.6348 | 496317.1176 | 1291315.3313 | 881349.2475 | 3941589.6901 | 961560.8286 | 27554035.6139 | 27554035.6139 | 20626182.4834 | 10810590.2618 | 0 | 32457186.1326 | 91447994.4918 | 5623.4133 | 0.15732 | 206311.5103 | 581281.8703 | 4205.9392 | 11850.2172
1 | 6000 | 707 | 0.015 | 15 | 15 | 7 | 7.4989e-12 | 5spot_SharedNeighbor | CO2 | Porous | Wet | R600a | MinimizeLCOE_Brownfield | IgnoreSilica | 2019 | 20.3038 | 0.74563 | 0.053982 | 4 | 154202.2004 | 427398.2582 | 3143.6204 | 8713.0916 | 47.5104 | 7.1183 | 60.4029 | 643773.2383 | 0 | 391808.2295 | 0 | 0 | 0 | 508060.1842 | 602020.2443 | 1566333.1842 | 1069054.5832 | 4781049.6636 | 961560.8286 | 27554035.6139 | 27554035.6139 | 20626182.4834 | 10810590.2618 | 0 | 33296646.1061 | 92287454.4652 | 7498.9421 | 0.21593 | 154202.2004 | 427398.2582 | 3143.6204 | 8713.0916
1 | 6000 | 707 | 0.015 | 15 | 15 | 7 | 1e-11 | 5spot_SharedNeighbor | CO2 | Porous | Wet | R600a | MinimizeLCOE_Brownfield | IgnoreSilica | 2019 | 25.7749 | 1.0353 | 0.072357 | 4 | 118266.5176 | 322084.1361 | 2411.0229 | 6566.1208 | 47.8731 | 7.1451 | 62.8056 | 767390.8009 | 0 | 483339.3516 | 0 | 0 | 0 | 594197.6361 | 719521.8375 | 1872048.227 | 1277711.3817 | 5714209.2348 | 961560.8286 | 27554035.6139 | 27554035.6139 | 20626182.4834 | 10810590.2618 | 0 | 34229805.6773 | 93220614.0364 | 10000 | 0.28943 | 118266.5176 | 322084.1361 | 2411.0229 | 6566.1208
1 | 6000 | 707 | 0.015 | 15 | 15 | 7 | 1.3335e-11 | 5spot_SharedNeighbor | CO2 | Porous | Wet | R600a | MinimizeLCOE_Brownfield | IgnoreSilica | 2019 | 32.0313 | 1.3703 | 0.09452 | 4 | 93144.0611 | 249170.7824 | 1898.8677 | 5079.6834 | 48.1108 | 7.1488 | 53.4802 | 898349.5175 | 0 | 583266.5563 | 0 | 0 | 0 | 681734.344 | 843706.6629 | 2195151.6689 | 1498236.1198 | 6700444.8693 | 961560.8286 | 27554035.6139 | 27554035.6139 | 20626182.4834 | 10810590.2618 | 0 | 35216041.3119 | 94206849.671 | 13335.2143 | 0.37808 | 93144.0611 | 249170.7824 | 1898.8677 | 5079.6834
1 | 6000 | 707 | 0.015 | 15 | 15 | 7 | 1.7783e-11 | 5spot_SharedNeighbor | CO2 | Porous | Wet | R600a | MinimizeLCOE_Brownfield | IgnoreSilica | 2019 | 38.7982 | 1.7362 | 0.11996 | 4 | 75451.303 | 198393.4248 | 1538.1769 | 4044.5183 | 48.2469 | 7.1321 | 47.7627 | 1030105.3718 | 0 | 687064.9035 | 0 | 0 | 0 | 764993.0478 | 968043.696 | 2518651.124 | 1719031.1453 | 7687889.2886 | 961560.8286 | 27554035.6139 | 27554035.6139 | 20626182.4834 | 10810590.2618 | 0 | 36203485.7311 | 95194294.0902 | 17782.7941 | 0.47983 | 75451.303 | 198393.4248 | 1538.1769 | 4044.5183
1 | 6000 | 707 | 0.015 | 15 | 15 | 7 | 2.3714e-11 | 5spot_SharedNeighbor | CO2 | Porous | Wet | R600a | MinimizeLCOE_Brownfield | IgnoreSilica | 2019 | 45.6434 | 2.1103 | 0.14747 | 4 | 62946.0522 | 162953.5808 | 1283.2404 | 3322.0292 | 48.304 | 7.099 | 61.5484 | 1154713.8062 | 0 | 788573.1143 | 0 | 0 | 0 | 837884.5257 | 1084656.8641 | 2822054.6666 | 1926110.2973 | 8613993.2742 | 961560.8286 | 27554035.6139 | 27554035.6139 | 20626182.4834 | 10810590.2618 | 0 | 37129589.7168 | 96120398.0759 | 23713.7371 | 0.58986 | 62946.0522 | 162953.5808 | 1283.2404 | 3322.0292
1 | 6000 | 707 | 0.015 | 15 | 15 | 7 | 3.1623e-11 | 5spot_SharedNeighbor | CO2 | Porous | Wet | R600a | MinimizeLCOE_Brownfield | IgnoreSilica | 2019 | 52.1427 | 2.4691 | 0.17541 | 4 | 54085.1528 | 138162.3246 | 1102.599 | 2816.6259 | 48.3052 | 7.0551 | 64.4177 | 1266000.2778 | 0 | 882364.3748 | 0 | 0 | 0 | 896915.0521 | 1187659.0848 | 3090045.3164 | 2109019.4225 | 9432003.5284 | 961560.8286 | 27554035.6139 | 27554035.6139 | 20626182.4834 | 10810590.2618 | 0 | 37947599.9709 | 96938408.3301 | 31622.7766 | 0.70163 | 54085.1528 | 138162.3246 | 1102.599 | 2816.6259
1 | 6000 | 707 | 0.015 | 15 | 15 | 7 | 4.217e-11 | 5spot_SharedNeighbor | CO2 | Porous | Wet | R600a | MinimizeLCOE_Brownfield | IgnoreSilica | 2019 | 57.948 | 2.7929 | 0.2021 | 4 | 47784.9841 | 120756.4384 | 974.1615 | 2461.7833 | 48.2719 | 7.0069 | 65.8853 | 1360144.1984 | 0 | 964378.0248 | 0 | 0 | 0 | 941026.6829 | 1273564.0734 | 3313552.475 | 2261567.6509 | 10114233.1053 | 961560.8286 | 27554035.6139 | 27554035.6139 | 20626182.4834 | 10810590.2618 | 0 | 38629829.5478 | 97620637.907 | 42169.6503 | 0.80841 | 47784.9841 | 120756.4384 | 974.1615 | 2461.7833
1 | 6000 | 707 | 0.015 | 15 | 15 | 7 | 5.6234e-11 | 5spot_SharedNeighbor | CO2 | Porous | Wet | R600a | MinimizeLCOE_Brownfield | IgnoreSilica | 2019 | 62.9003 | 3.0717 | 0.22628 | 4 | 43282.6534 | 108456.1823 | 882.3754 | 2211.026 | 48.2215 | 6.9594 | 53.9018 | 1436772.5032 | 0 | 1033216.4558 | 0 | 0 | 0 | 972101.0273 | 1342415.0947 | 3492688.7091 | 2383831.8116 | 10661025.6017 | 961560.8286 | 27554035.6139 | 27554035.6139 | 20626182.4834 | 10810590.2618 | 0 | 39176622.0443 | 98167430.4034 | 56234.1325 | 0.90513 | 43282.6534 | 108456.1823 | 882.3754 | 2211.026
1 | 6000 | 707 | 0.015 | 15 | 15 | 7 | 7.4989e-11 | 5spot_SharedNeighbor | CO2 | Porous | Wet | R600a | MinimizeLCOE_Brownfield | IgnoreSilica | 2019 | 66.9734 | 3.3028 | 0.24724 | 4 | 40044.5676 | 99694.5399 | 816.3627 | 2032.408 | 48.1663 | 6.9162 | 61.0321 | 1497355.568 | 0 | 1089148.9112 | 0 | 0 | 0 | 992943.2225 | 1395984.6037 | 3632065.583 | 2478959.3919 | 11086457.2804 | 961560.8286 | 27554035.6139 | 27554035.6139 | 20626182.4834 | 10810590.2618 | 0 | 39602053.723 | 98592862.0821 | 74989.4209 | 0.98895 | 40044.5676 | 99694.5399 | 816.3627 | 2032.408
1 | 6000 | 707 | 0.015 | 15 | 15 | 7 | 1e-10 | 5spot_SharedNeighbor | CO2 | Porous | Wet | R600a | MinimizeLCOE_Brownfield | IgnoreSilica | 2019 | 70.2519 | 3.4901 | 0.26478 | 4 | 37699.8059 | 93397.2798 | 768.5615 | 1904.0299 | 48.1134 | 6.8787 | 68.9126 | 1544556.8035 | 0 | 1133760.8789 | 0 | 0 | 0 | 1006676.0969 | 1437147.5739 | 3739163.1878 | 2552055.7078 | 11413360.2487 | 961560.8286 | 27554035.6139 | 27554035.6139 | 20626182.4834 | 10810590.2618 | 0 | 39928956.6912 | 98919765.0504 | 100000 | 1.0591 | 37699.8059 | 93397.2798 | 768.5615 | 1904.0299
1 | 6000 | 707 | 0.015 | 15 | 15 | 7 | 1.3335e-10 | 5spot_SharedNeighbor | CO2 | Porous | Wet | R600a | MinimizeLCOE_Brownfield | IgnoreSilica | 2019 | 72.8271 | 3.638 | 0.27907 | 4 | 35990.7985 | 88837.0794 | 733.7211 | 1811.064 | 48.0667 | 6.8476 | 60.6008 | 1580671.9155 | 0 | 1168567.5378 | 0 | 0 | 0 | 1015358.2477 | 1468193.1034 | 3819937.2872 | 2607185.6904 | 11659913.7819 | 961560.8286 | 27554035.6139 | 27554035.6139 | 20626182.4834 | 10810590.2618 | 0 | 40175510.2244 | 99166318.5836 | 133352.1432 | 1.1163 | 35990.7985 | 88837.0794 | 733.7211 | 1811.064
1 | 6000 | 707 | 0.015 | 15 | 15 | 7 | 1.7783e-10 | 5spot_SharedNeighbor | CO2 | Porous | Wet | R600a | MinimizeLCOE_Brownfield | IgnoreSilica | 2019 | 74.8151 | 3.7528 | 0.29046 | 4 | 34737.9208 | 85512.3271 | 708.1795 | 1743.2845 | 48.0277 | 6.8227 | 59.7358 | 1607977.0256 | 0 | 1195301.6809 | 0 | 0 | 0 | 1020649.269 | 1491331.9104 | 3880139.7166 | 2648275.0855 | 11843674.6879 | 961560.8286 | 27554035.6139 | 27554035.6139 | 20626182.4834 | 10810590.2618 | 0 | 40359271.1305 | 99350079.4896 | 177827.941 | 1.1618 | 34737.9208 | 85512.3271 | 708.1795 | 1743.2845
1 | 6000 | 707 | 0.015 | 15 | 15 | 7 | 2.3714e-10 | 5spot_SharedNeighbor | CO2 | Porous | Wet | R600a | MinimizeLCOE_Brownfield | IgnoreSilica | 2019 | 76.3692 | 3.8427 | 0.29942 | 4 | 33814.9199 | 83068.36 | 689.3629 | 1693.4609 | 47.9955 | 6.8026 | 54.7439 | 1628978.291 | 0 | 1216124.4804 | 0 | 0 | 0 | 1024295.5288 | 1509065.3371 | 3926278.4552 | 2679765.7226 | 11984507.8151 | 961560.8286 | 27554035.6139 | 27554035.6139 | 20626182.4834 | 10810590.2618 | 0 | 40500104.2576 | 99490912.6167 | 237137.3706 | 1.1977 | 33814.9199 | 83068.36 | 689.3629 | 1693.4609
1 | 6000 | 707 | 0.015 | 15 | 15 | 7 | 3.1623e-10 | 5spot_SharedNeighbor | CO2 | Porous | Wet | R600a | MinimizeLCOE_Brownfield | IgnoreSilica | 2019 | 77.5413 | 3.9108 | 0.30638 | 4 | 33132.2143 | 81268.3019 | 675.445 | 1656.7643 | 47.9701 | 6.787 | 54.5165 | 1644615.9041 | 0 | 1231783.7497 | 0 | 0 | 0 | 1026398.2764 | 1522091.1928 | 3960169.0598 | 2702896.7567 | 12087954.9396 | 961560.8286 | 27554035.6139 | 27554035.6139 | 20626182.4834 | 10810590.2618 | 0 | 40603551.3821 | 99594359.7413 | 316227.766 | 1.2255 | 33132.2143 | 81268.3019 | 675.445 | 1656.7643
1 | 6000 | 707 | 0.015 | 15 | 15 | 7 | 4.217e-10 | 5spot_SharedNeighbor | CO2 | Porous | Wet | R600a | MinimizeLCOE_Brownfield | IgnoreSilica | 2019 | 78.4251 | 3.9623 | 0.31172 | 4 | 32625.6335 | 79936.6416 | 665.1177 | 1629.6166 | 47.9504 | 6.7752 | 57.8582 | 1656293.8749 | 0 | 1243567.2395 | 0 | 0 | 0 | 1027624.2345 | 1531719.2861 | 3985219.3836 | 2719994.1173 | 12164418.1359 | 961560.8286 | 27554035.6139 | 27554035.6139 | 20626182.4834 | 10810590.2618 | 0 | 40680014.5785 | 99670822.9376 | 421696.5034 | 1.2469 | 32625.6335 | 79936.6416 | 665.1177 | 1629.6166
1 | 6000 | 707 | 0.015 | 15 | 15 | 7 | 5.6234e-10 | 5spot_SharedNeighbor | CO2 | Porous | Wet | R600a | MinimizeLCOE_Brownfield | IgnoreSilica | 2019 | 79.107 | 4.002 | 0.31582 | 4 | 32248.7993 | 78945.9264 | 657.4354 | 1609.4195 | 47.9348 | 6.7659 | 74.0019 | 1665238.6417 | 0 | 1252646.0081 | 0 | 0 | 0 | 1028565.4822 | 1539115.5515 | 4004462.9489 | 2733128.2461 | 12223156.8785 | 961560.8286 | 27554035.6139 | 27554035.6139 | 20626182.4834 | 10810590.2618 | 0 | 40738753.321 | 99729561.6802 | 562341.3252 | 1.2633 | 32248.7993 | 78945.9264 | 657.4354 | 1609.4195
1 | 6000 | 707 | 0.015 | 15 | 15 | 7 | 7.4989e-10 | 5spot_SharedNeighbor | CO2 | Porous | Wet | R600a | MinimizeLCOE_Brownfield | IgnoreSilica | 2019 | 79.6212 | 4.032 | 0.31893 | 4 | 31967.9382 | 78208.6384 | 651.7097 | 1594.3889 | 47.9229 | 6.7588 | 68.4305 | 1671944.2095 | 0 | 1259482.964 | 0 | 0 | 0 | 1029169.3578 | 1544632.6472 | 4018817.3003 | 2742925.3859 | 12266971.8647 | 961560.8286 | 27554035.6139 | 27554035.6139 | 20626182.4834 | 10810590.2618 | 0 | 40782568.3072 | 99773376.6664 | 749894.2093 | 1.2757 | 31967.9382 | 78208.6384 | 651.7097 | 1594.3889
1 | 6000 | 707 | 0.015 | 15 | 15 | 7 | 1e-09 | 5spot_SharedNeighbor | CO2 | Porous | Wet | R600a | MinimizeLCOE_Brownfield | IgnoreSilica | 2019 | 80.0085 | 4.0546 | 0.3213 | 4 | 31758.2961 | 77658.9048 | 647.4358 | 1583.1818 | 47.9139 | 6.7535 | 76.6569 | 1676973.3775 | 0 | 1264628.365 | 0 | 0 | 0 | 1029565.9268 | 1548755.391 | 4029543.834 | 2750246.4656 | 12299713.36 | 961560.8286 | 27554035.6139 | 27554035.6139 | 20626182.4834 | 10810590.2618 | 0 | 40815309.8025 | 99806118.1617 | 1000000 | 1.2852 | 31758.2961 | 77658.9048 | 647.4358 | 1583.1818
1 | 6000 | 707 | 0.015 | 15 | 15 | 7 | 1.3335e-09 | 5spot_SharedNeighbor | CO2 | Porous | Wet | R600a | MinimizeLCOE_Brownfield | IgnoreSilica | 2019 | 80.301 | 4.0717 | 0.32308 | 4 | 31601.6363 | 77248.2897 | 644.2421 | 1574.8109 | 47.9069 | 6.7494 | 64.3712 | 1680758.9773 | 0 | 1268511.5895 | 0 | 0 | 0 | 1029845.697 | 1551855.3429 | 4037609.2729 | 2755751.2933 | 12324332.173 | 961560.8286 | 27554035.6139 | 27554035.6139 | 20626182.4834 | 10810590.2618 | 0 | 40839928.6156 | 99830736.9747 | 1333521.4322 | 1.2923 | 31601.6363 | 77248.2897 | 644.2421 | 1574.8109
1 | 6000 | 707 | 0.015 | 15 | 15 | 7 | 1.7783e-09 | 5spot_SharedNeighbor | CO2 | Porous | Wet | R600a | MinimizeLCOE_Brownfield | IgnoreSilica | 2019 | 80.5297 | 4.085 | 0.32444 | 4 | 31484.4681 | 76940.1632 | 641.8535 | 1568.5293 | 47.9015 | 6.7462 | 63.3185 | 1683712.3435 | 0 | 1271547.2197 | 0 | 0 | 0 | 1030156.1244 | 1554312.1182 | 4044001.2982 | 2760113.9819 | 12343843.0859 | 961560.8286 | 27554035.6139 | 27554035.6139 | 20626182.4834 | 10810590.2618 | 0 | 40859439.5285 | 99850247.8876 | 1778279.41 | 1.2978 | 31484.4681 | 76940.1632 | 641.8535 | 1568.5293
1 | 6000 | 707 | 0.015 | 15 | 15 | 7 | 2.3714e-09 | 5spot_SharedNeighbor | CO2 | Porous | Wet | R600a | MinimizeLCOE_Brownfield | IgnoreSilica | 2019 | 80.6929 | 4.0945 | 0.32546 | 4 | 31396.7784 | 76710.8498 | 640.0658 | 1563.8544 | 47.8976 | 6.7439 | 72.6728 | 1685815.0558 | 0 | 1273711.7877 | 0 | 0 | 0 | 1030262.0958 | 1556017.6863 | 4048438.8367 | 2763142.6932 | 12357388.1555 | 961560.8286 | 27554035.6139 | 27554035.6139 | 20626182.4834 | 10810590.2618 | 0 | 40872984.598 | 99863792.9572 | 2371373.7057 | 1.3018 | 31396.7784 | 76710.8498 | 640.0658 | 1563.8544
1 | 6000 | 707 | 0.015 | 15 | 15 | 7 | 3.1623e-09 | 5spot_SharedNeighbor | CO2 | Porous | Wet | R600a | MinimizeLCOE_Brownfield | IgnoreSilica | 2019 | 80.8003 | 4.1009 | 0.3262 | 4 | 31331.119 | 76541.2474 | 638.7272 | 1560.3969 | 47.895 | 6.7424 | 64.2573 | 1687197.6027 | 0 | 1275136.5047 | 0 | 0 | 0 | 1030133.9626 | 1557062.5473 | 4051157.3507 | 2764998.1348 | 12365686.1029 | 961560.8286 | 27554035.6139 | 27554035.6139 | 20626182.4834 | 10810590.2618 | 0 | 40881282.5455 | 99872090.9046 | 3162277.6602 | 1.3048 | 31331.119 | 76541.2474 | 638.7272 | 1560.3969
1 | 6000 | 707 | 0.015 | 15 | 15 | 7 | 4.217e-09 | 5spot_SharedNeighbor | CO2 | Porous | Wet | R600a | MinimizeLCOE_Brownfield | IgnoreSilica | 2019 | 80.8929 | 4.1063 | 0.32678 | 4 | 31281.9365 | 76412.6188 | 637.7246 | 1557.7746 | 47.8928 | 6.7411 | 60.3844 | 1688388.3275 | 0 | 1276364.5016 | 0 | 0 | 0 | 1030194.4636 | 1558029.4441 | 4053673.0179 | 2766715.1293 | 12373364.884 | 961560.8286 | 27554035.6139 | 27554035.6139 | 20626182.4834 | 10810590.2618 | 0 | 40888961.3265 | 99879769.6857 | 4216965.0343 | 1.3071 | 31281.9365 | 76412.6188 | 637.7246 | 1557.7746
1 | 6000 | 707 | 0.015 | 15 | 15 | 7 | 5.6234e-09 | 5spot_SharedNeighbor | CO2 | Porous | Wet | R600a | MinimizeLCOE_Brownfield | IgnoreSilica | 2019 | 80.9707 | 4.1108 | 0.32722 | 4 | 31245.0855 | 76315.1437 | 636.9733 | 1555.7874 | 47.8909 | 6.74 | 65.953 | 1689387.7282 | 0 | 1277395.8684 | 0 | 0 | 0 | 1030348.4925 | 1558881.5147 | 4055889.9307 | 2768228.2179 | 12380131.7524 | 961560.8286 | 27554035.6139 | 27554035.6139 | 20626182.4834 | 10810590.2618 | 0 | 40895728.1949 | 99886536.5541 | 5623413.2519 | 1.3089 | 31245.0855 | 76315.1437 | 636.9733 | 1555.7874
1 | 6000 | 707 | 0.015 | 15 | 15 | 7 | 7.4989e-09 | 5spot_SharedNeighbor | CO2 | Porous | Wet | R600a | MinimizeLCOE_Brownfield | IgnoreSilica | 2019 | 81.0218 | 4.1138 | 0.32754 | 4 | 31217.469 | 76243.0829 | 636.4103 | 1554.3184 | 47.8897 | 6.7393 | 75.5899 | 1690043.9429 | 0 | 1278073.4143 | 0 | 0 | 0 | 1030366.1573 | 1559408.5707 | 4057261.2222 | 2769164.1525 | 12384317.4598 | 961560.8286 | 27554035.6139 | 27554035.6139 | 20626182.4834 | 10810590.2618 | 0 | 40899913.9023 | 99890722.2615 | 7498942.0933 | 1.3102 | 31217.469 | 76243.0829 | 636.4103 | 1554.3184
1 | 6000 | 707 | 0.015 | 15 | 15 | 7 | 1e-08 | 5spot_SharedNeighbor | CO2 | Porous | Wet | R600a | MinimizeLCOE_Brownfield | IgnoreSilica | 2019 | 81.0561 | 4.1159 | 0.32778 | 4 | 31196.7697 | 76189.6247 | 635.9883 | 1553.2286 | 47.8888 | 6.7388 | 68.54 | 1690483.6835 | 0 | 1278527.6016 | 0 | 0 | 0 | 1030324.4789 | 1559740.9479 | 4058125.9996 | 2769754.3809 | 12386957.0922 | 961560.8286 | 27554035.6139 | 27554035.6139 | 20626182.4834 | 10810590.2618 | 0 | 40902553.5348 | 99893361.8939 | 10000000 | 1.3111 | 31196.7697 | 76189.6247 | 635.9883 | 1553.2286
1 | 6100 | 707 | 0.015 | 15 | 15 | 7 | 1e-13 | 5spot_SharedNeighbor | CO2 | Porous | Wet | R600a | MinimizeLCOE_Brownfield | IgnoreSilica | 2019 | 0 | 0 | 0 | 0 |  |  |  |  | 15 |  | 17.7403 | [19 empty] | 100 | 0
1 | 6100 | 707 | 0.015 | 15 | 15 | 7 | 1.3335e-13 | 5spot_SharedNeighbor | CO2 | Porous | Wet | R600a | MinimizeLCOE_Brownfield | IgnoreSilica | 2019 | 0 | 0 | 0 | 0 |  |  |  |  | 15 |  | 19.4252 | [19 empty] | 133.3521 | 0
1 | 6100 | 707 | 0.015 | 15 | 15 | 7 | 1.7783e-13 | 5spot_SharedNeighbor | CO2 | Porous | Wet | R600a | MinimizeLCOE_Brownfield | IgnoreSilica | 2019 | 0 | 0 | 0 | 0 |  |  |  |  | 15 |  | 21.6995 | [19 empty] | 177.8279 | 0
1 | 6100 | 707 | 0.015 | 15 | 15 | 7 | 2.3714e-13 | 5spot_SharedNeighbor | CO2 | Porous | Wet | R600a | MinimizeLCOE_Brownfield | IgnoreSilica | 2019 | 0 | 0 | 0 | 0 |  |  |  |  | 15 |  | 21.5504 | [19 empty] | 237.1374 | 0
1 | 6100 | 707 | 0.015 | 15 | 15 | 7 | 3.1623e-13 | 5spot_SharedNeighbor | CO2 | Porous | Wet | R600a | MinimizeLCOE_Brownfield | IgnoreSilica | 2019 | 0 | 0 | 0 | 0 |  |  |  |  | 15 |  | 20.3988 | [19 empty] | 316.2278 | 0
1 | 6100 | 707 | 0.015 | 15 | 15 | 7 | 4.217e-13 | 5spot_SharedNeighbor | CO2 | Porous | Wet | R600a | MinimizeLCOE_Brownfield | IgnoreSilica | 2019 | 0 | 0 | 0 | 0 |  |  |  |  | 15 |  | 20.6607 | [19 empty] | 421.6965 | 0
1 | 6100 | 707 | 0.015 | 15 | 15 | 7 | 5.6234e-13 | 5spot_SharedNeighbor | CO2 | Porous | Wet | R600a | MinimizeLCOE_Brownfield | IgnoreSilica | 2019 | 1.6 | -0.10253 | 0.00025992 | 4 | 28551640.9264 | 86527926.6211 | 582063.8192 | 1763988.8219 | 33.3607 | 5.431 | 22.7207 | 78090.1643 | 0 | 12028.7238 | 0 | 0 | 0 | 85584.0693 | 68524.1534 | 178285.7909 | 121683.7157 | 544196.6175 | 961560.8286 | 28179198.4787 | 28179198.4787 | 21064687.5574 | 11033682.2466 | 0 | 29684955.9248 | 89962524.2075 | 562.3413 | 0.0010397 | 28551640.9264 | 86527926.6211 | 582063.8192 | 1763988.8219
1 | 6100 | 707 | 0.015 | 15 | 15 | 7 | 7.4989e-13 | 5spot_SharedNeighbor | CO2 | Porous | Wet | R600a | MinimizeLCOE_Brownfield | IgnoreSilica | 2019 | 1.6 | -0.098637 | 0.0012067 | 4 | 6145825.289 | 18634252.8956 | 125290.9614 | 379884.45 | 33.3607 | 5.431 | 20.9019 | 78090.6482 | 0 | 12028.5603 | 0 | 0 | 0 | 78783.8335 | 65872.1864 | 171385.9167 | 116974.4098 | 523135.5548 | 961560.8286 | 28179198.4787 | 28179198.4787 | 21064687.5574 | 11033682.2466 | 0 | 29663894.8621 | 89941463.1448 | 749.8942 | 0.0048267 | 6145825.289 | 18634252.8956 | 125290.9614 | 379884.45
1 | 6100 | 707 | 0.015 | 15 | 15 | 7 | 1e-12 | 5spot_SharedNeighbor | CO2 | Porous | Wet | R600a | MinimizeLCOE_Brownfield | IgnoreSilica | 2019 | 2.7935 | -0.090646 | 0.0028649 | 4 | 2624232.1839 | 7884289.3948 | 53498.5226 | 160731.9036 | 38.6618 | 6.1475 | 39.4919 | 131270.839 | 0 | 43383.0778 | 0 | 0 | 0 | 126128.9457 | 117305.3164 | 305204.3706 | 208308.2543 | 931600.8039 | 961560.8286 | 28179198.4787 | 28179198.4787 | 21064687.5574 | 11033682.2466 | 0 | 30072360.1112 | 90349928.3939 | 1000 | 0.011459 | 2624232.1839 | 7884289.3948 | 53498.5226 | 160731.9036
1 | 6100 | 707 | 0.015 | 15 | 15 | 7 | 1.3335e-12 | 5spot_SharedNeighbor | CO2 | Porous | Wet | R600a | MinimizeLCOE_Brownfield | IgnoreSilica | 2019 | 3.9191 | -0.058416 | 0.0053424 | 4 | 1423389.1769 | 4244098.01 | 29017.7136 | 86521.6785 | 41.3505 | 6.4988 | 44.7884 | 177394.2695 | 0 | 71570.0726 | 0 | 0 | 0 | 163198.5936 | 160743.5449 | 418221.7308 | 285444.9249 | 1276573.1363 | 961560.8286 | 28179198.4787 | 28179198.4787 | 21064687.5574 | 11033682.2466 | 0 | 30417332.4436 | 90694900.7263 | 1333.5214 | 0.02137 | 1423389.1769 | 4244098.01 | 29017.7136 | 86521.6785
1 | 6100 | 707 | 0.015 | 15 | 15 | 7 | 1.7783e-12 | 5spot_SharedNeighbor | CO2 | Porous | Wet | R600a | MinimizeLCOE_Brownfield | IgnoreSilica | 2019 | 5.3345 | -0.003443 | 0.008967 | 4 | 859150.7543 | 2539697.2516 | 17514.9502 | 51775.1637 | 43.3771 | 6.7584 | 38.1349 | 230880.6064 | 0 | 105197.7537 | 0 | 0 | 0 | 204762.1241 | 210927.7888 | 548790.8392 | 374561.0243 | 1675120.1365 | 961560.8286 | 28179198.4787 | 28179198.4787 | 21064687.5574 | 11033682.2466 | 0 | 30815879.4438 | 91093447.7265 | 1778.2794 | 0.035868 | 859150.7543 | 2539697.2516 | 17514.9502 | 51775.1637
1 | 6100 | 707 | 0.015 | 15 | 15 | 7 | 2.3714e-12 | 5spot_SharedNeighbor | CO2 | Porous | Wet | R600a | MinimizeLCOE_Brownfield | IgnoreSilica | 2019 | 7.1781 | 0.0794 | 0.01406 | 4 | 556426.8572 | 1628196.7309 | 11343.5141 | 33192.9927 | 44.9604 | 6.9575 | 51.5537 | 294890.7193 | 0 | 146525.4948 | 0 | 0 | 0 | 253821.0179 | 271142.5205 | 705457.2193 | 481489.0478 | 2153326.0195 | 961560.8286 | 28179198.4787 | 28179198.4787 | 21064687.5574 | 11033682.2466 | 0 | 31294085.3268 | 91571653.6095 | 2371.3737 | 0.056241 | 556426.8572 | 1628196.7309 | 11343.5141 | 33192.9927
1 | 6100 | 707 | 0.015 | 15 | 15 | 7 | 3.1623e-12 | 5spot_SharedNeighbor | CO2 | Porous | Wet | R600a | MinimizeLCOE_Brownfield | IgnoreSilica | 2019 | 9.5339 | 0.19431 | 0.021025 | 4 | 378789.4056 | 1095540.3839 | 7722.1344 | 22334.0726 | 46.1707 | 7.1063 | 53.6195 | 369956.7652 | 0 | 196267.1841 | 0 | 0 | 0 | 310294.9594 | 341842.3744 | 889403.7367 | 607036.3257 | 2714801.3456 | 961560.8286 | 28179198.4787 | 28179198.4787 | 21064687.5574 | 11033682.2466 | 0 | 31855560.6529 | 92133128.9356 | 3162.2777 | 0.084098 | 378789.4056 | 1095540.3839 | 7722.1344 | 22334.0726
1 | 6100 | 707 | 0.015 | 15 | 15 | 7 | 4.217e-12 | 5spot_SharedNeighbor | CO2 | Porous | Wet | R600a | MinimizeLCOE_Brownfield | IgnoreSilica | 2019 | 12.5307 | 0.34752 | 0.030356 | 4 | 267760.9765 | 764178.7449 | 5458.6697 | 15578.8173 | 47.0935 | 7.2162 | 46.3614 | 457675.893 | 0 | 255913.6631 | 0 | 0 | 0 | 375161.8613 | 424613.0528 | 1104756.0632 | 754018.7136 | 3372139.2469 | 961560.8286 | 28179198.4787 | 28179198.4787 | 21064687.5574 | 11033682.2466 | 0 | 32512898.5542 | 92790466.837 | 4216.965 | 0.12143 | 267760.9765 | 764178.7449 | 5458.6697 | 15578.8173
1 | 6100 | 707 | 0.015 | 15 | 15 | 7 | 5.6234e-12 | 5spot_SharedNeighbor | CO2 | Porous | Wet | R600a | MinimizeLCOE_Brownfield | IgnoreSilica | 2019 | 16.3427 | 0.54781 | 0.042638 | 4 | 195157.4966 | 548581.7503 | 3978.5495 | 11183.581 | 47.7954 | 7.2948 | 55.0539 | 560293.7675 | 0 | 327550.0176 | 0 | 0 | 0 | 450095.7557 | 521796.4209 | 1357607.252 | 926594.8456 | 4143938.0593 | 961560.8286 | 28179198.4787 | 28179198.4787 | 21064687.5574 | 11033682.2466 | 0 | 33284697.3666 | 93562265.6493 | 5623.4133 | 0.17055 | 195157.4966 | 548581.7503 | 3978.5495 | 11183.581
1 | 6100 | 707 | 0.015 | 15 | 15 | 7 | 7.4989e-12 | 5spot_SharedNeighbor | CO2 | Porous | Wet | R600a | MinimizeLCOE_Brownfield | IgnoreSilica | 2019 | 21.0445 | 0.79944 | 0.058443 | 4 | 146137.3844 | 403985.2514 | 2979.2082 | 8235.7858 | 48.3105 | 7.3454 | 36.4125 | 676898.1259 | 0 | 411196.4957 | 0 | 0 | 0 | 533356.3294 | 632365.8709 | 1645286.28 | 1122941.6933 | 5022044.7952 | 961560.8286 | 28179198.4787 | 28179198.4787 | 21064687.5574 | 11033682.2466 | 0 | 34162804.1025 | 94440372.3852 | 7498.9421 | 0.23377 | 146137.3844 | 403985.2514 | 2979.2082 | 8235.7858
1 | 6100 | 707 | 0.015 | 15 | 15 | 7 | 1e-11 | 5spot_SharedNeighbor | CO2 | Porous | Wet | R600a | MinimizeLCOE_Brownfield | IgnoreSilica | 2019 | 26.6593 | 1.1039 | 0.078197 | 4 | 112316.372 | 305026.5618 | 2289.7212 | 6218.379 | 48.6729 | 7.3705 | 43.7364 | 805523.2397 | 0 | 506136.0055 | 0 | 0 | 0 | 622483.9014 | 754315.8272 | 1962575.0509 | 1339497.7991 | 5990531.8238 | 961560.8286 | 28179198.4787 | 28179198.4787 | 21064687.5574 | 11033682.2466 | 0 | 35131291.1311 | 95408859.4138 | 10000 | 0.31279 | 112316.372 | 305026.5618 | 2289.7212 | 6218.379
1 | 6100 | 707 | 0.015 | 15 | 15 | 7 | 1.3335e-11 | 5spot_SharedNeighbor | CO2 | Porous | Wet | R600a | MinimizeLCOE_Brownfield | IgnoreSilica | 2019 | 33.0519 | 1.4544 | 0.10193 | 4 | 88668.633 | 236515.2005 | 1807.63 | 4821.6823 | 48.9085 | 7.3721 | 23.7925 | 941244.6629 | 0 | 609391.1901 | 0 | 0 | 0 | 712580.7841 | 882654.4885 | 2296485.9217 | 1567398.8296 | 7009755.8769 | 961560.8286 | 28179198.4787 | 28179198.4787 | 21064687.5574 | 11033682.2466 | 0 | 36150515.1842 | 96428083.4669 | 13335.2143 | 0.4077 | 88668.633 | 236515.2005 | 1807.63 | 4821.6823
1 | 6100 | 707 | 0.015 | 15 | 15 | 7 | 1.7783e-11 | 5spot_SharedNeighbor | CO2 | Porous | Wet | R600a | MinimizeLCOE_Brownfield | IgnoreSilica | 2019 | 39.936 | 1.8356 | 0.12902 | 4 | 72015.1266 | 188810.0608 | 1468.1258 | 3849.1485 | 49.0415 | 7.3527 | 36.4286 | 1077253.5636 | 0 | 716248.9957 | 0 | 0 | 0 | 797846.1989 | 1010626.0157 | 2629441.5849 | 1794647.9113 | 8026064.2701 | 961560.8286 | 28179198.4787 | 28179198.4787 | 21064687.5574 | 11033682.2466 | 0 | 37166823.5774 | 97444391.8601 | 17782.7941 | 0.5161 | 72015.1266 | 188810.0608 | 1468.1258 | 3849.1485
1 | 6100 | 707 | 0.015 | 15 | 15 | 7 | 2.3714e-11 | 5spot_SharedNeighbor | CO2 | Porous | Wet | R600a | MinimizeLCOE_Brownfield | IgnoreSilica | 2019 | 46.8567 | 2.223 | 0.15816 | 4 | 60245.1921 | 155523.1995 | 1228.1797 | 3170.5508 | 49.0946 | 7.3167 | 40.8655 | 1205144.1974 | 0 | 820171.6185 | 0 | 0 | 0 | 871870.7759 | 1129902.7708 | 2939775.2347 | 2006457.004 | 8973321.6013 | 961560.8286 | 28179198.4787 | 28179198.4787 | 21064687.5574 | 11033682.2466 | 0 | 38114080.9085 | 98391649.1913 | 23713.7371 | 0.63265 | 60245.1921 | 155523.1995 | 1228.1797 | 3170.5508
1 | 6100 | 707 | 0.015 | 15 | 15 | 7 | 3.1623e-11 | 5spot_SharedNeighbor | CO2 | Porous | Wet | R600a | MinimizeLCOE_Brownfield | IgnoreSilica | 2019 | 53.3756 | 2.5917 | 0.18757 | 4 | 51904.7321 | 132243.3938 | 1058.1482 | 2695.9605 | 49.0919 | 7.2704 | 43.4316 | 1318514.6589 | 0 | 915490.8004 | 0 | 0 | 0 | 931062.7913 | 1234376.6177 | 3211594.7539 | 2191979.4112 | 9803019.0334 | 961560.8286 | 28179198.4787 | 28179198.4787 | 21064687.5574 | 11033682.2466 | 0 | 38943778.3407 | 99221346.6234 | 31622.7766 | 0.75029 | 51904.7321 | 132243.3938 | 1058.1482 | 2695.9605
1 | 6100 | 707 | 0.015 | 15 | 15 | 7 | 4.217e-11 | 5spot_SharedNeighbor | CO2 | Porous | Wet | R600a | MinimizeLCOE_Brownfield | IgnoreSilica | 2019 | 59.166 | 2.9226 | 0.21552 | 4 | 45972.8892 | 115894.5711 | 937.2195 | 2362.6676 | 49.0554 | 7.2201 | 42.4813 | 1413954.4251 | 0 | 998428.4595 | 0 | 0 | 0 | 974879.3875 | 1321032.2861 | 3437055.0275 | 2345860.6807 | 10491210.2663 | 961560.8286 | 28179198.4787 | 28179198.4787 | 21064687.5574 | 11033682.2466 | 0 | 39631969.5736 | 99909537.8563 | 42169.6503 | 0.86207 | 45972.8892 | 115894.5711 | 937.2195 | 2362.6676
1 | 6100 | 707 | 0.015 | 15 | 15 | 7 | 5.6234e-11 | 5spot_SharedNeighbor | CO2 | Porous | Wet | R600a | MinimizeLCOE_Brownfield | IgnoreSilica | 2019 | 64.0964 | 3.207 | 0.24072 | 4 | 41731.7293 | 104332.5466 | 850.7577 | 2126.9601 | 49.0025 | 7.1709 | 67.7918 | 1491541.418 | 0 | 1067944.7523 | 0 | 0 | 0 | 1005677.8228 | 1390413.9573 | 3617571.9039 | 2469067.1581 | 11042217.0124 | 961560.8286 | 28179198.4787 | 28179198.4787 | 21064687.5574 | 11033682.2466 | 0 | 40182976.3197 | 100460544.6024 | 56234.1325 | 0.96289 | 41731.7293 | 104332.5466 | 850.7577 | 2126.9601
1 | 6100 | 707 | 0.015 | 15 | 15 | 7 | 7.4989e-11 | 5spot_SharedNeighbor | CO2 | Porous | Wet | R600a | MinimizeLCOE_Brownfield | IgnoreSilica | 2019 | 68.1527 | 3.4428 | 0.26249 | 4 | 38679.6766 | 96088.7146 | 788.5375 | 1958.8984 | 48.9452 | 7.1263 | 59.0597 | 1552931.0676 | 0 | 1124463.0128 | 0 | 0 | 0 | 1026405.4198 | 1444481.8051 | 3758245.3529 | 2565079.6776 | 11471606.3358 | 961560.8286 | 28179198.4787 | 28179198.4787 | 21064687.5574 | 11033682.2466 | 0 | 40612365.6431 | 100889933.9258 | 74989.4209 | 1.05 | 38679.6766 | 96088.7146 | 788.5375 | 1958.8984
1 | 6100 | 707 | 0.015 | 15 | 15 | 7 | 1e-10 | 5spot_SharedNeighbor | CO2 | Porous | Wet | R600a | MinimizeLCOE_Brownfield | IgnoreSilica | 2019 | 71.3922 | 3.6324 | 0.28065 | 4 | 36468.2791 | 90162.9386 | 743.4552 | 1838.0935 | 48.8911 | 7.088 | 67.8497 | 1600413.2322 | 0 | 1169204.3328 | 0 | 0 | 0 | 1039722.5759 | 1485642.655 | 3865337.441 | 2638172.2282 | 11798492.4652 | 961560.8286 | 28179198.4787 | 28179198.4787 | 21064687.5574 | 11033682.2466 | 0 | 40939251.7725 | 101216820.0552 | 100000 | 1.1226 | 36468.2791 | 90162.9386 | 743.4552 | 1838.0935
1 | 6100 | 707 | 0.015 | 15 | 15 | 7 | 1.3335e-10 | 5spot_SharedNeighbor | CO2 | Porous | Wet | R600a | MinimizeLCOE_Brownfield | IgnoreSilica | 2019 | 73.9332 | 3.782 | 0.2954 | 4 | 34855.5631 | 85868.8304 | 710.5778 | 1750.5523 | 48.8436 | 7.0563 | 67.0934 | 1636709.2155 | 0 | 1204068.7715 | 0 | 0 | 0 | 1048078.0492 | 1516653.8541 | 3946022.2199 | 2693241.2477 | 12044773.3579 | 961560.8286 | 28179198.4787 | 28179198.4787 | 21064687.5574 | 11033682.2466 | 0 | 41185532.6652 | 101463100.9479 | 133352.1432 | 1.1816 | 34855.5631 | 85868.8304 | 710.5778 | 1750.5523
1 | 6100 | 707 | 0.015 | 15 | 15 | 7 | 1.7783e-10 | 5spot_SharedNeighbor | CO2 | Porous | Wet | R600a | MinimizeLCOE_Brownfield | IgnoreSilica | 2019 | 75.9017 | 3.8984 | 0.30715 | 4 | 33672.6956 | 82734.8498 | 686.4634 | 1686.6618 | 48.8038 | 7.0308 | 62.1268 | 1664259.9273 | 0 | 1230947.1168 | 0 | 0 | 0 | 1053252.6742 | 1539899.2901 | 4006502.0761 | 2734519.9923 | 12229381.0768 | 961560.8286 | 28179198.4787 | 28179198.4787 | 21064687.5574 | 11033682.2466 | 0 | 41370140.3841 | 101647708.6668 | 177827.941 | 1.2286 | 33672.6956 | 82734.8498 | 686.4634 | 1686.6618
1 | 6100 | 707 | 0.015 | 15 | 15 | 7 | 2.3714e-10 | 5spot_SharedNeighbor | CO2 | Porous | Wet | R600a | MinimizeLCOE_Brownfield | IgnoreSilica | 2019 | 77.4339 | 3.9892 | 0.31638 | 4 | 32800.9152 | 80430.8672 | 668.691 | 1639.692 | 48.7711 | 7.0104 | 66.5341 | 1685362.3523 | 0 | 1251791.4823 | 0 | 0 | 0 | 1056733.6736 | 1557616.1282 | 4052597.6546 | 2765981.1718 | 12370082.4629 | 961560.8286 | 28179198.4787 | 28179198.4787 | 21064687.5574 | 11033682.2466 | 0 | 41510841.7702 | 101788410.053 | 237137.3706 | 1.2655 | 32800.9152 | 80430.8672 | 668.691 | 1639.692
1 | 6100 | 707 | 0.015 | 15 | 15 | 7 | 3.1623e-10 | 5spot_SharedNeighbor | CO2 | Porous | Wet | R600a | MinimizeLCOE_Brownfield | IgnoreSilica | 2019 | 78.5929 | 4.0581 | 0.32354 | 4 | 32155.8823 | 78732.6603 | 655.5412 | 1605.0718 | 48.7454 | 6.9946 | 72.5159 | 1701128.0445 | 0 | 1267516.947 | 0 | 0 | 0 | 1058773.113 | 1570693.0608 | 4086621.1506 | 2789202.907 | 12473935.2228 | 961560.8286 | 28179198.4787 | 28179198.4787 | 21064687.5574 | 11033682.2466 | 0 | 41614694.5301 | 101892262.8129 | 316227.766 | 1.2942 | 32155.8823 | 78732.6603 | 655.5412 | 1605.0718
1 | 6100 | 707 | 0.015 | 15 | 15 | 7 | 4.217e-10 | 5spot_SharedNeighbor | CO2 | Porous | Wet | R600a | MinimizeLCOE_Brownfield | IgnoreSilica | 2019 | 79.4749 | 4.1107 | 0.32904 | 4 | 31677.1299 | 77474.8135 | 645.7811 | 1579.4289 | 48.7252 | 6.9824 | 76.8407 | 1713011.9967 | 0 | 1279460.0835 | 0 | 0 | 0 | 1060069.9131 | 1580491.3774 | 4112114.3606 | 2806602.5466 | 12551750.2779 | 961560.8286 | 28179198.4787 | 28179198.4787 | 21064687.5574 | 11033682.2466 | 0 | 41692509.5852 | 101970077.8679 | 421696.5034 | 1.3162 | 31677.1299 | 77474.8135 | 645.7811 | 1579.4289
1 | 6100 | 707 | 0.015 | 15 | 15 | 7 | 5.6234e-10 | 5spot_SharedNeighbor | CO2 | Porous | Wet | R600a | MinimizeLCOE_Brownfield | IgnoreSilica | 2019 | 80.1398 | 4.1504 | 0.33325 | 4 | 31320.9245 | 76540.907 | 638.5194 | 1560.3899 | 48.7097 | 6.973 | 71.8329 | 1721906.4324 | 0 | 1288450.6082 | 0 | 0 | 0 | 1060853.0136 | 1587771.9212 | 4131056.8421 | 2819531.1795 | 12609569.9971 | 961560.8286 | 28179198.4787 | 28179198.4787 | 21064687.5574 | 11033682.2466 | 0 | 41750329.3044 | 102027897.5871 | 562341.3252 | 1.333 | 31320.9245 | 76540.907 | 638.5194 | 1560.3899
1 | 6100 | 707 | 0.015 | 15 | 15 | 7 | 7.4989e-10 | 5spot_SharedNeighbor | CO2 | Porous | Wet | R600a | MinimizeLCOE_Brownfield | IgnoreSilica | 2019 | 80.6493 | 4.1808 | 0.33645 | 4 | 31055.3969 | 75844.6361 | 633.1063 | 1546.1955 | 48.6976 | 6.9658 | 66.9792 | 1728684.3531 | 0 | 1295332.1751 | 0 | 0 | 0 | 1061454.4298 | 1593333.6736 | 4145527.3811 | 2829407.6197 | 12653739.6325 | 961560.8286 | 28179198.4787 | 28179198.4787 | 21064687.5574 | 11033682.2466 | 0 | 41794498.9398 | 102072067.2225 | 749894.2093 | 1.3458 | 31055.3969 | 75844.6361 | 633.1063 | 1546.1955
1 | 6100 | 707 | 0.015 | 15 | 15 | 7 | 1e-09 | 5spot_SharedNeighbor | CO2 | Porous | Wet | R600a | MinimizeLCOE_Brownfield | IgnoreSilica | 2019 | 81.0218 | 4.2032 | 0.33887 | 4 | 30857.1759 | 75326.9186 | 629.0653 | 1535.6411 | 48.6886 | 6.9605 | 74.5252 | 1733618.3175 | 0 | 1300358.4153 | 0 | 0 | 0 | 1061694.4436 | 1597311.7588 | 4155877.5427 | 2836471.8176 | 12685332.2955 | 961560.8286 | 28179198.4787 | 28179198.4787 | 21064687.5574 | 11033682.2466 | 0 | 41826091.6028 | 102103659.8855 | 1000000 | 1.3555 | 30857.1759 | 75326.9186 | 629.0653 | 1535.6411
1 | 6100 | 707 | 0.015 | 15 | 15 | 7 | 1.3335e-09 | 5spot_SharedNeighbor | CO2 | Porous | Wet | R600a | MinimizeLCOE_Brownfield | IgnoreSilica | 2019 | 81.3191 | 4.2209 | 0.34071 | 4 | 30709.0378 | 74938.0514 | 626.0453 | 1527.7135 | 48.6814 | 6.9563 | 71.2759 | 1737543.758 | 0 | 1304367.5209 | 0 | 0 | 0 | 1062077.0286 | 1600555.4399 | 4164316.9356 | 2842231.8767 | 12711092.5596 | 961560.8286 | 28179198.4787 | 28179198.4787 | 21064687.5574 | 11033682.2466 | 0 | 41851851.8669 | 102129420.1496 | 1333521.4322 | 1.3629 | 30709.0378 | 74938.0514 | 626.0453 | 1527.7135
1 | 6100 | 707 | 0.015 | 15 | 15 | 7 | 1.7783e-09 | 5spot_SharedNeighbor | CO2 | Porous | Wet | R600a | MinimizeLCOE_Brownfield | IgnoreSilica | 2019 | 81.5313 | 4.2336 | 0.34209 | 4 | 30598.2345 | 74648.8457 | 623.7864 | 1521.8177 | 48.6763 | 6.9532 | 70.962 | 1740339.6539 | 0 | 1307228.6028 | 0 | 0 | 0 | 1062192.1215 | 1602806.5475 | 4170173.8558 | 2846229.3451 | 12728970.1266 | 961560.8286 | 28179198.4787 | 28179198.4787 | 21064687.5574 | 11033682.2466 | 0 | 41869729.4339 | 102147297.7166 | 1778279.41 | 1.3684 | 30598.2345 | 74648.8457 | 623.7864 | 1521.8177
1 | 6100 | 707 | 0.015 | 15 | 15 | 7 | 2.3714e-09 | 5spot_SharedNeighbor | CO2 | Porous | Wet | R600a | MinimizeLCOE_Brownfield | IgnoreSilica | 2019 | 81.6823 | 4.2428 | 0.34312 | 4 | 30515.3046 | 74433.5987 | 622.0958 | 1517.4296 | 48.6726 | 6.9511 | 63.2582 | 1742324.6256 | 0 | 1309262.7008 | 0 | 0 | 0 | 1062152.1895 | 1604358.4112 | 4174211.4868 | 2848985.1112 | 12741294.5251 | 961560.8286 | 28179198.4787 | 28179198.4787 | 21064687.5574 | 11033682.2466 | 0 | 41882053.8323 | 102159622.1151 | 2371373.7057 | 1.3725 | 30515.3046 | 74433.5987 | 622.0958 | 1517.4296
1 | 6100 | 707 | 0.015 | 15 | 15 | 7 | 3.1623e-09 | 5spot_SharedNeighbor | CO2 | Porous | Wet | R600a | MinimizeLCOE_Brownfield | IgnoreSilica | 2019 | 81.8092 | 4.2503 | 0.34391 | 4 | 30453.2062 | 74270.7071 | 620.8298 | 1514.1088 | 48.6694 | 6.9492 | 70.4131 | 1743990.7867 | 0 | 1310971.9284 | 0 | 0 | 0 | 1062301.033 | 1605732.8618 | 4177787.5252 | 2851425.8309 | 12752209.966 | 961560.8286 | 28179198.4787 | 28179198.4787 | 21064687.5574 | 11033682.2466 | 0 | 41892969.2733 | 102170537.556 | 3162277.6602 | 1.3757 | 30453.2062 | 74270.7071 | 620.8298 | 1514.1088
1 | 6100 | 707 | 0.015 | 15 | 15 | 7 | 4.217e-09 | 5spot_SharedNeighbor | CO2 | Porous | Wet | R600a | MinimizeLCOE_Brownfield | IgnoreSilica | 2019 | 81.9038 | 4.256 | 0.34451 | 4 | 30406.6901 | 74148.8005 | 619.8815 | 1511.6236 | 48.6671 | 6.9479 | 81.9617 | 1745232.2835 | 0 | 1312246.6073 | 0 | 0 | 0 | 1062401.1072 | 1606753.1992 | 4180442.234 | 2853237.7242 | 12760313.1554 | 961560.8286 | 28179198.4787 | 28179198.4787 | 21064687.5574 | 11033682.2466 | 0 | 41901072.4627 | 102178640.7454 | 4216965.0343 | 1.378 | 30406.6901 | 74148.8005 | 619.8815 | 1511.6236
1 | 6100 | 707 | 0.015 | 15 | 15 | 7 | 5.6234e-09 | 5spot_SharedNeighbor | CO2 | Porous | Wet | R600a | MinimizeLCOE_Brownfield | IgnoreSilica | 2019 | 81.9723 | 4.2601 | 0.34495 | 4 | 30371.8365 | 74057.7999 | 619.171 | 1509.7684 | 48.6654 | 6.9469 | 74.2251 | 1746130.5906 | 0 | 1313169.5078 | 0 | 0 | 0 | 1062440.3555 | 1607478.777 | 4182330.0385 | 2854526.1896 | 12766075.459 | 961560.8286 | 28179198.4787 | 28179198.4787 | 21064687.5574 | 11033682.2466 | 0 | 41906834.7662 | 102184403.049 | 5623413.2519 | 1.3798 | 30371.8365 | 74057.7999 | 619.171 | 1509.7684
1 | 6100 | 707 | 0.015 | 15 | 15 | 7 | 7.4989e-09 | 5spot_SharedNeighbor | CO2 | Porous | Wet | R600a | MinimizeLCOE_Brownfield | IgnoreSilica | 2019 | 82.0307 | 4.2635 | 0.34529 | 4 | 30345.7166 | 73988.715 | 618.6385 | 1508.36 | 48.664 | 6.946 | 69.4837 | 1746894.9138 | 0 | 1313955.1413 | 0 | 0 | 0 | 1062562.9269 | 1608131.063 | 4184027.153 | 2855684.5051 | 12771255.7032 | 961560.8286 | 28179198.4787 | 28179198.4787 | 21064687.5574 | 11033682.2466 | 0 | 41912015.0104 | 102189583.2932 | 7498942.0933 | 1.3812 | 30345.7166 | 73988.715 | 618.6385 | 1508.36
1 | 6100 | 707 | 0.015 | 15 | 15 | 7 | 1e-08 | 5spot_SharedNeighbor | CO2 | Porous | Wet | R600a | MinimizeLCOE_Brownfield | IgnoreSilica | 2019 | 82.065 | 4.2656 | 0.34553 | 4 | 30326.1378 | 73938.1676 | 618.2393 | 1507.3296 | 48.6631 | 6.9455 | 73.7891 | 1747343.5859 | 0 | 1314416.4908 | 0 | 0 | 0 | 1062524.9723 | 1608471.1691 | 4184912.0392 | 2856288.4581 | 12773956.7153 | 961560.8286 | 28179198.4787 | 28179198.4787 | 21064687.5574 | 11033682.2466 | 0 | 41914716.0226 | 102192284.3053 | 10000000 | 1.3821 | 30326.1378 | 73938.1676 | 618.2393 | 1507.3296
1 | 6200 | 707 | 0.015 | 15 | 15 | 7 | 1e-13 | 5spot_SharedNeighbor | CO2 | Porous | Wet | R600a | MinimizeLCOE_Brownfield | IgnoreSilica | 2019 | 0 | 0 | 0 | 0 |  |  |  |  | 15 |  | 17.3709 | [19 empty] | 100 | 0
1 | 6200 | 707 | 0.015 | 15 | 15 | 7 | 1.3335e-13 | 5spot_SharedNeighbor | CO2 | Porous | Wet | R600a | MinimizeLCOE_Brownfield | IgnoreSilica | 2019 | 0 | 0 | 0 | 0 |  |  |  |  | 15 |  | 18.7922 | [19 empty] | 133.3521 | 0
1 | 6200 | 707 | 0.015 | 15 | 15 | 7 | 1.7783e-13 | 5spot_SharedNeighbor | CO2 | Porous | Wet | R600a | MinimizeLCOE_Brownfield | IgnoreSilica | 2019 | 0 | 0 | 0 | 0 |  |  |  |  | 15 |  | 21.5974 | [19 empty] | 177.8279 | 0
1 | 6200 | 707 | 0.015 | 15 | 15 | 7 | 2.3714e-13 | 5spot_SharedNeighbor | CO2 | Porous | Wet | R600a | MinimizeLCOE_Brownfield | IgnoreSilica | 2019 | 0 | 0 | 0 | 0 |  |  |  |  | 15 |  | 22.1414 | [19 empty] | 237.1374 | 0
1 | 6200 | 707 | 0.015 | 15 | 15 | 7 | 3.1623e-13 | 5spot_SharedNeighbor | CO2 | Porous | Wet | R600a | MinimizeLCOE_Brownfield | IgnoreSilica | 2019 | 0 | 0 | 0 | 0 |  |  |  |  | 15 |  | 19.5685 | [19 empty] | 316.2278 | 0
1 | 6200 | 707 | 0.015 | 15 | 15 | 7 | 4.217e-13 | 5spot_SharedNeighbor | CO2 | Porous | Wet | R600a | MinimizeLCOE_Brownfield | IgnoreSilica | 2019 | 0 | 0 | 0 | 0 |  |  |  |  | 15 |  | 19.1036 | [19 empty] | 421.6965 | 0
1 | 6200 | 707 | 0.015 | 15 | 15 | 7 | 5.6234e-13 | 5spot_SharedNeighbor | CO2 | Porous | Wet | R600a | MinimizeLCOE_Brownfield | IgnoreSilica | 2019 | 1.6 | -0.10393 | 0.00033399 | 4 | 22698138.7122 | 68791227.8348 | 462732.2592 | 1402402.2264 | 33.5522 | 5.5797 | 21.4867 | 79492.0126 | 0 | 11931.5697 | 0 | 0 | 0 | 86738.8947 | 69483.366 | 180781.4654 | 123387.0648 | 551814.3731 | 961560.8286 | 28810221.4343 | 28810221.4343 | 21508759.7178 | 11259118.2678 | 0 | 30323596.636 | 91901696.0558 | 562.3413 | 0.001336 | 22698138.7122 | 68791227.8348 | 462732.2592 | 1402402.2264
1 | 6200 | 707 | 0.015 | 15 | 15 | 7 | 7.4989e-13 | 5spot_SharedNeighbor | CO2 | Porous | Wet | R600a | MinimizeLCOE_Brownfield | IgnoreSilica | 2019 | 1.6 | -0.10006 | 0.0012785 | 4 | 5925566.7271 | 17966901.7962 | 120800.6927 | 366279.5951 | 33.5523 | 5.5797 | 21.0039 | 79492.5049 | 0 | 11931.4028 | 0 | 0 | 0 | 79996.376 | 66853.9107 | 173940.1619 | 118717.7346 | 530932.0909 | 961560.8286 | 28810221.4343 | 28810221.4343 | 21508759.7178 | 11259118.2678 | 0 | 30302714.3538 | 91880813.7736 | 749.8942 | 0.0051139 | 5925566.7271 | 17966901.7962 | 120800.6927 | 366279.5951
1 | 6200 | 707 | 0.015 | 15 | 15 | 7 | 1e-12 | 5spot_SharedNeighbor | CO2 | Porous | Wet | R600a | MinimizeLCOE_Brownfield | IgnoreSilica | 2019 | 2.923 | -0.090232 | 0.0031325 | 4 | 2455194.5514 | 7369640.8245 | 50052.4618 | 150240.0964 | 39.4085 | 6.3728 | 41.5307 | 139390.3626 | 0 | 47074.4587 | 0 | 0 | 0 | 133770.2534 | 124891.6791 | 324942.5303 | 221779.9538 | 991849.238 | 961560.8286 | 28810221.4343 | 28810221.4343 | 21508759.7178 | 11259118.2678 | 0 | 30763631.5009 | 92341730.9208 | 1000 | 0.01253 | 2455194.5514 | 7369640.8245 | 50052.4618 | 150240.0964
1 | 6200 | 707 | 0.015 | 15 | 15 | 7 | 1.3335e-12 | 5spot_SharedNeighbor | CO2 | Porous | Wet | R600a | MinimizeLCOE_Brownfield | IgnoreSilica | 2019 | 4.0823 | -0.05496 | 0.0058285 | 4 | 1334928.2059 | 3976176.305 | 27214.3171 | 81059.7322 | 42.0948 | 6.7235 | 49.8037 | 187486.8931 | 0 | 76379.1052 | 0 | 0 | 0 | 172247.7161 | 170084.3486 | 442524.586 | 302032.1229 | 1350754.7718 | 961560.8286 | 28810221.4343 | 28810221.4343 | 21508759.7178 | 11259118.2678 | 0 | 31122537.0347 | 92700636.4546 | 1333.5214 | 0.023314 | 1334928.2059 | 3976176.305 | 27214.3171 | 81059.7322
1 | 6200 | 707 | 0.015 | 15 | 15 | 7 | 1.7783e-12 | 5spot_SharedNeighbor | CO2 | Porous | Wet | R600a | MinimizeLCOE_Brownfield | IgnoreSilica | 2019 | 5.5534 | 0.0043919 | 0.0097634 | 4 | 807648.127 | 2384414.5911 | 16464.9995 | 48609.5166 | 44.1425 | 6.9853 | 45.1858 | 243766.7959 | 0 | 111649.4767 | 0 | 0 | 0 | 215937.3924 | 222827.9293 | 579752.5638 | 395693.0375 | 1769627.1956 | 961560.8286 | 28810221.4343 | 28810221.4343 | 21508759.7178 | 11259118.2678 | 0 | 31541409.4585 | 93119508.8783 | 1778.2794 | 0.039053 | 807648.127 | 2384414.5911 | 16464.9995 | 48609.5166
1 | 6200 | 707 | 0.015 | 15 | 15 | 7 | 2.3714e-12 | 5spot_SharedNeighbor | CO2 | Porous | Wet | R600a | MinimizeLCOE_Brownfield | IgnoreSilica | 2019 | 7.4487 | 0.092301 | 0.015281 | 4 | 524156.0343 | 1531603.8931 | 10685.6297 | 31223.817 | 45.7284 | 7.1841 | 45.6252 | 310409.1811 | 0 | 154531.6345 | 0 | 0 | 0 | 266719.0779 | 285347.3585 | 742415.294 | 506713.6932 | 2266136.2392 | 961560.8286 | 28810221.4343 | 28810221.4343 | 21508759.7178 | 11259118.2678 | 0 | 32037918.5022 | 93616017.922 | 2371.3737 | 0.061123 | 524156.0343 | 1531603.8931 | 10685.6297 | 31223.817
1 | 6200 | 707 | 0.015 | 15 | 15 | 7 | 3.1623e-12 | 5spot_SharedNeighbor | CO2 | Porous | Wet | R600a | MinimizeLCOE_Brownfield | IgnoreSilica | 2019 | 9.8971 | 0.2149 | 0.022818 | 4 | 357481.0772 | 1032139.6021 | 7287.7353 | 21041.5619 | 46.9561 | 7.3345 | 48.9778 | 389434.3775 | 0 | 206716.981 | 0 | 0 | 0 | 326144.3775 | 359695.337 | 935853.4833 | 638739.2322 | 2856583.7884 | 961560.8286 | 28810221.4343 | 28810221.4343 | 21508759.7178 | 11259118.2678 | 0 | 32628366.0514 | 94206465.4712 | 3162.2777 | 0.091273 | 357481.0772 | 1032139.6021 | 7287.7353 | 21041.5619
1 | 6200 | 707 | 0.015 | 15 | 15 | 7 | 4.217e-12 | 5spot_SharedNeighbor | CO2 | Porous | Wet | R600a | MinimizeLCOE_Brownfield | IgnoreSilica | 2019 | 13.0176 | 0.37837 | 0.032908 | 4 | 253138.0844 | 720943.8901 | 5160.5622 | 14697.4163 | 47.892 | 7.4452 | 40.1466 | 481932.76 | 0 | 269406.4109 | 0 | 0 | 0 | 394588.3546 | 446911.735 | 1162772.6601 | 793616.2331 | 3549228.1538 | 961560.8286 | 28810221.4343 | 28810221.4343 | 21508759.7178 | 11259118.2678 | 0 | 33321010.4167 | 94899109.8365 | 4216.965 | 0.13163 | 253138.0844 | 720943.8901 | 5160.5622 | 14697.4163
1 | 6200 | 707 | 0.015 | 15 | 15 | 7 | 5.6234e-12 | 5spot_SharedNeighbor | CO2 | Porous | Wet | R600a | MinimizeLCOE_Brownfield | IgnoreSilica | 2019 | 16.9493 | 0.59001 | 0.04616 | 4 | 184822.5062 | 518327.764 | 3767.8568 | 10566.8126 | 48.5968 | 7.5232 | 49.3324 | 589122.1831 | 0 | 343995.5065 | 0 | 0 | 0 | 472538.1889 | 548205.7926 | 1426319.0198 | 973492.039 | 4353672.7298 | 961560.8286 | 28810221.4343 | 28810221.4343 | 21508759.7178 | 11259118.2678 | 0 | 34125454.9927 | 95703554.4125 | 5623.4133 | 0.18464 | 184822.5062 | 518327.764 | 3767.8568 | 10566.8126
1 | 6200 | 707 | 0.015 | 15 | 15 | 7 | 7.4989e-12 | 5spot_SharedNeighbor | CO2 | Porous | Wet | R600a | MinimizeLCOE_Brownfield | IgnoreSilica | 2019 | 21.7802 | 0.85474 | 0.063172 | 4 | 138658.2582 | 382350.5642 | 2826.7361 | 7794.7334 | 49.1129 | 7.5726 | 45.571 | 710513.4676 | 0 | 430801.669 | 0 | 0 | 0 | 558733.958 | 663019.1469 | 1725039.8163 | 1177375.1207 | 5265483.1785 | 961560.8286 | 28810221.4343 | 28810221.4343 | 21508759.7178 | 11259118.2678 | 0 | 35037265.4414 | 96615364.8612 | 7498.9421 | 0.25269 | 138658.2582 | 382350.5642 | 2826.7361 | 7794.7334
1 | 6200 | 707 | 0.015 | 15 | 15 | 7 | 1e-11 | 5spot_SharedNeighbor | CO2 | Porous | Wet | R600a | MinimizeLCOE_Brownfield | IgnoreSilica | 2019 | 27.5413 | 1.1745 | 0.084374 | 4 | 106792.3209 | 289247.5082 | 2177.1059 | 5896.7017 | 49.4754 | 7.5961 | 48.3437 | 844291.764 | 0 | 529246.1061 | 0 | 0 | 0 | 650938.9097 | 789545.9441 | 2054236.5884 | 1402058.6819 | 6270317.9942 | 961560.8286 | 28810221.4343 | 28810221.4343 | 21508759.7178 | 11259118.2678 | 0 | 36042100.2571 | 97620199.677 | 10000 | 0.3375 | 106792.3209 | 289247.5082 | 2177.1059 | 5896.7017
1 | 6200 | 707 | 0.015 | 15 | 15 | 7 | 1.3335e-11 | 5spot_SharedNeighbor | CO2 | Porous | Wet | R600a | MinimizeLCOE_Brownfield | IgnoreSilica | 2019 | 34.0964 | 1.5422 | 0.10975 | 4 | 84507.8153 | 224774.4167 | 1722.8061 | 4582.3305 | 49.7099 | 7.5954 | 64.2703 | 985390.9373 | 0 | 636297.4702 | 0 | 0 | 0 | 744210.2523 | 922700.4773 | 2400677.3701 | 1638511.6341 | 7327788.1412 | 961560.8286 | 28810221.4343 | 28810221.4343 | 21508759.7178 | 11259118.2678 | 0 | 37099570.4041 | 98677669.8239 | 13335.2143 | 0.43901 | 84507.8153 | 224774.4167 | 1722.8061 | 4582.3305
1 | 6200 | 707 | 0.015 | 15 | 15 | 7 | 1.7783e-11 | 5spot_SharedNeighbor | CO2 | Porous | Wet | R600a | MinimizeLCOE_Brownfield | IgnoreSilica | 2019 | 41.0808 | 1.9382 | 0.13857 | 4 | 68814.6828 | 179912.7389 | 1402.8804 | 3667.7645 | 49.8391 | 7.5732 | 56.0582 | 1125336.1276 | 0 | 745976.6964 | 0 | 0 | 0 | 831079.9166 | 1053933.1688 | 2742117.9138 | 1871551.8211 | 8369995.6442 | 961560.8286 | 28810221.4343 | 28810221.4343 | 21508759.7178 | 11259118.2678 | 0 | 38141777.9071 | 99719877.3269 | 17782.7941 | 0.55427 | 68814.6828 | 179912.7389 | 1402.8804 | 3667.7645
1 | 6200 | 707 | 0.015 | 15 | 15 | 7 | 2.3714e-11 | 5spot_SharedNeighbor | CO2 | Porous | Wet | R600a | MinimizeLCOE_Brownfield | IgnoreSilica | 2019 | 48.0601 | 2.3382 | 0.16937 | 4 | 57723.9563 | 148615.5425 | 1176.7809 | 3029.7289 | 49.8881 | 7.5344 | 60.4426 | 1256205.0644 | 0 | 852074.7351 | 0 | 0 | 0 | 905872.7098 | 1175519.4786 | 3058460.5511 | 2087462.1712 | 9335594.7102 | 961560.8286 | 28810221.4343 | 28810221.4343 | 21508759.7178 | 11259118.2678 | 0 | 39107376.9731 | 100685476.3929 | 23713.7371 | 0.67749 | 57723.9563 | 148615.5425 | 1176.7809 | 3029.7289
1 | 6200 | 707 | 0.015 | 15 | 15 | 7 | 3.1623e-11 | 5spot_SharedNeighbor | CO2 | Porous | Wet | R600a | MinimizeLCOE_Brownfield | IgnoreSilica | 2019 | 54.5982 | 2.7169 | 0.20029 | 4 | 49864.0465 | 126726.0608 | 1016.546 | 2583.4822 | 49.8816 | 7.4855 | 52.8648 | 1371649.415 | 0 | 948921.107 | 0 | 0 | 0 | 965198.9261 | 1281450.0847 | 3334070.259 | 2275571.46 | 10176861.2518 | 961560.8286 | 28810221.4343 | 28810221.4343 | 21508759.7178 | 11259118.2678 | 0 | 39948643.5147 | 101526742.9345 | 31622.7766 | 0.80115 | 49864.0465 | 126726.0608 | 1016.546 | 2583.4822
1 | 6200 | 707 | 0.015 | 15 | 15 | 7 | 4.217e-11 | 5spot_SharedNeighbor | CO2 | Porous | Wet | R600a | MinimizeLCOE_Brownfield | IgnoreSilica | 2019 | 60.3936 | 3.056 | 0.22952 | 4 | 44272.256 | 111344.8647 | 902.5498 | 2269.9157 | 49.8417 | 7.433 | 60.0165 | 1468682.2947 | 0 | 1033054.5807 | 0 | 0 | 0 | 1009032.3302 | 1369199.9902 | 3562377.5129 | 2431395.8521 | 10873742.5609 | 961560.8286 | 28810221.4343 | 28810221.4343 | 21508759.7178 | 11259118.2678 | 0 | 40645524.8238 | 102223624.2436 | 42169.6503 | 0.91808 | 44272.256 | 111344.8647 | 902.5498 | 2269.9157
1 | 6200 | 707 | 0.015 | 15 | 15 | 7 | 5.6234e-11 | 5spot_SharedNeighbor | CO2 | Porous | Wet | R600a | MinimizeLCOE_Brownfield | IgnoreSilica | 2019 | 65.295 | 3.3456 | 0.25576 | 4 | 40272.2697 | 100464.6536 | 821.0047 | 2048.1079 | 49.7862 | 7.3822 | 63.4415 | 1547077.1606 | 0 | 1103129.4657 | 0 | 0 | 0 | 1039388.9514 | 1438942.2753 | 3743832.6327 | 2555242.6999 | 11427613.1855 | 961560.8286 | 28810221.4343 | 28810221.4343 | 21508759.7178 | 11259118.2678 | 0 | 41199395.4484 | 102777494.8682 | 56234.1325 | 1.023 | 40272.2697 | 100464.6536 | 821.0047 | 2048.1079
1 | 6200 | 707 | 0.015 | 15 | 15 | 7 | 7.4989e-11 | 5spot_SharedNeighbor | CO2 | Porous | Wet | R600a | MinimizeLCOE_Brownfield | IgnoreSilica | 2019 | 69.3117 | 3.5847 | 0.27833 | 4 | 37392.0855 | 92702.4487 | 762.2882 | 1889.8648 | 49.7272 | 7.3364 | 67.9142 | 1608902.257 | 0 | 1159900.4793 | 0 | 0 | 0 | 1059605.56 | 1493079.2356 | 3884685.8983 | 2651377.9479 | 11857551.378 | 961560.8286 | 28810221.4343 | 28810221.4343 | 21508759.7178 | 11259118.2678 | 0 | 41629333.6409 | 103207433.0607 | 74989.4209 | 1.1133 | 37392.0855 | 92702.4487 | 762.2882 | 1889.8648
1 | 6200 | 707 | 0.015 | 15 | 15 | 7 | 1e-10 | 5spot_SharedNeighbor | CO2 | Porous | Wet | R600a | MinimizeLCOE_Brownfield | IgnoreSilica | 2019 | 72.5176 | 3.7769 | 0.29711 | 4 | 35303.9725 | 87118.1361 | 719.7192 | 1776.021 | 49.6718 | 7.2972 | 61.8359 | 1656717.6935 | 0 | 1204825.9955 | 0 | 0 | 0 | 1072561.6126 | 1534301.0676 | 3991936.6495 | 2724578.7894 | 12184921.808 | 961560.8286 | 28810221.4343 | 28810221.4343 | 21508759.7178 | 11259118.2678 | 0 | 41956704.0709 | 103534803.4907 | 100000 | 1.1884 | 35303.9725 | 87118.1361 | 719.7192 | 1776.021
1 | 6200 | 707 | 0.015 | 15 | 15 | 7 | 1.3335e-10 | 5spot_SharedNeighbor | CO2 | Porous | Wet | R600a | MinimizeLCOE_Brownfield | IgnoreSilica | 2019 | 75.0346 | 3.9286 | 0.31234 | 4 | 33780.3282 | 83067.9432 | 688.6577 | 1693.4524 | 49.6234 | 7.2648 | 58.048 | 1693317.6417 | 0 | 1239872.6766 | 0 | 0 | 0 | 1080718.6638 | 1565424.503 | 4072913.4441 | 2779847.1156 | 12432094.0448 | 961560.8286 | 28810221.4343 | 28810221.4343 | 21508759.7178 | 11259118.2678 | 0 | 42203876.3077 | 103781975.7276 | 133352.1432 | 1.2494 | 33780.3282 | 83067.9432 | 688.6577 | 1693.4524
1 | 6200 | 707 | 0.015 | 15 | 15 | 7 | 1.7783e-10 | 5spot_SharedNeighbor | CO2 | Porous | Wet | R600a | MinimizeLCOE_Brownfield | IgnoreSilica | 2019 | 76.9734 | 4.046 | 0.32444 | 4 | 32662.2603 | 80111.7218 | 665.8644 | 1633.1858 | 49.5831 | 7.2389 | 61.9494 | 1720953.1693 | 0 | 1266743.3901 | 0 | 0 | 0 | 1085606.3491 | 1588588.1343 | 4133180.4613 | 2820980.5932 | 12616052.0972 | 961560.8286 | 28810221.4343 | 28810221.4343 | 21508759.7178 | 11259118.2678 | 0 | 42387834.3601 | 103965933.78 | 177827.941 | 1.2978 | 32662.2603 | 80111.7218 | 665.8644 | 1633.1858
1 | 6200 | 707 | 0.015 | 15 | 15 | 7 | 2.3714e-10 | 5spot_SharedNeighbor | CO2 | Porous | Wet | R600a | MinimizeLCOE_Brownfield | IgnoreSilica | 2019 | 78.4808 | 4.1376 | 0.33394 | 4 | 31837.9122 | 77937.4644 | 649.0589 | 1588.8606 | 49.5501 | 7.2182 | 72.5379 | 1742104.7342 | 0 | 1287561.3541 | 0 | 0 | 0 | 1088866.1622 | 1606227.5777 | 4179074.6746 | 2852304.3368 | 12756138.8397 | 961560.8286 | 28810221.4343 | 28810221.4343 | 21508759.7178 | 11259118.2678 | 0 | 42527921.1026 | 104106020.5224 | 237137.3706 | 1.3358 | 31837.9122 | 77937.4644 | 649.0589 | 1588.8606
1 | 6200 | 707 | 0.015 | 15 | 15 | 7 | 3.1623e-10 | 5spot_SharedNeighbor | CO2 | Porous | Wet | R600a | MinimizeLCOE_Brownfield | IgnoreSilica | 2019 | 79.6212 | 4.207 | 0.34129 | 4 | 31227.782 | 76334.1723 | 636.6206 | 1556.1754 | 49.5241 | 7.2022 | 70.9294 | 1757912.9506 | 0 | 1303269.6136 | 0 | 0 | 0 | 1090751.6518 | 1619254.3443 | 4212967.6491 | 2875436.9883 | 12859593.1978 | 961560.8286 | 28810221.4343 | 28810221.4343 | 21508759.7178 | 11259118.2678 | 0 | 42631375.4607 | 104209474.8805 | 316227.766 | 1.3652 | 31227.782 | 76334.1723 | 636.6206 | 1556.1754
1 | 6200 | 707 | 0.015 | 15 | 15 | 7 | 4.217e-10 | 5spot_SharedNeighbor | CO2 | Porous | Wet | R600a | MinimizeLCOE_Brownfield | IgnoreSilica | 2019 | 80.4908 | 4.2601 | 0.34695 | 4 | 30774.8213 | 75145.9898 | 627.3864 | 1531.9526 | 49.5037 | 7.1898 | 60.166 | 1769855.9032 | 0 | 1315224.9134 | 0 | 0 | 0 | 1091965.0256 | 1629047.8785 | 4238448.4161 | 2892828.1354 | 12937370.2721 | 961560.8286 | 28810221.4343 | 28810221.4343 | 21508759.7178 | 11259118.2678 | 0 | 42709152.535 | 104287251.9548 | 421696.5034 | 1.3878 | 30774.8213 | 75145.9898 | 627.3864 | 1531.9526
1 | 6200 | 707 | 0.015 | 15 | 15 | 7 | 5.6234e-10 | 5spot_SharedNeighbor | CO2 | Porous | Wet | R600a | MinimizeLCOE_Brownfield | IgnoreSilica | 2019 | 81.1487 | 4.3003 | 0.35127 | 4 | 30437.7401 | 74263.285 | 620.5145 | 1513.9575 | 49.488 | 7.1803 | 64.4865 | 1778826.9069 | 0 | 1324256.3344 | 0 | 0 | 0 | 1092721.457 | 1636363.8324 | 4257483.0274 | 2905819.6488 | 12995471.2069 | 961560.8286 | 28810221.4343 | 28810221.4343 | 21508759.7178 | 11259118.2678 | 0 | 42767253.4698 | 104345352.8896 | 562341.3252 | 1.4051 | 30437.7401 | 74263.285 | 620.5145 | 1513.9575
1 | 6200 | 707 | 0.015 | 15 | 15 | 7 | 7.4989e-10 | 5spot_SharedNeighbor | CO2 | Porous | Wet | R600a | MinimizeLCOE_Brownfield | IgnoreSilica | 2019 | 81.648 | 4.3309 | 0.35456 | 4 | 30186.4302 | 73605.6753 | 615.3912 | 1500.5513 | 49.4759 | 7.1731 | 73.2304 | 1785599.1856 | 0 | 1331103.9107 | 0 | 0 | 0 | 1093238.5043 | 1641877.2242 | 4271827.7422 | 2915610.2113 | 13039256.7784 | 961560.8286 | 28810221.4343 | 28810221.4343 | 21508759.7178 | 11259118.2678 | 0 | 42811039.0413 | 104389138.4611 | 749894.2093 | 1.4182 | 30186.4302 | 73605.6753 | 615.3912 | 1500.5513
1 | 6200 | 707 | 0.015 | 15 | 15 | 7 | 1e-09 | 5spot_SharedNeighbor | CO2 | Porous | Wet | R600a | MinimizeLCOE_Brownfield | IgnoreSilica | 2019 | 82.0307 | 4.3543 | 0.35705 | 4 | 29998.8017 | 73114.364 | 611.5661 | 1490.5352 | 49.4664 | 7.1675 | 66.1484 | 1790767.3918 | 0 | 1336347.0443 | 0 | 0 | 0 | 1093664.1645 | 1646103.6542 | 4282824.046 | 2923115.4146 | 13072821.7153 | 961560.8286 | 28810221.4343 | 28810221.4343 | 21508759.7178 | 11259118.2678 | 0 | 42844603.9783 | 104422703.3981 | 1000000 | 1.4282 | 29998.8017 | 73114.364 | 611.5661 | 1490.5352
1 | 6200 | 707 | 0.015 | 15 | 15 | 7 | 1.3335e-09 | 5spot_SharedNeighbor | CO2 | Porous | Wet | R600a | MinimizeLCOE_Brownfield | IgnoreSilica | 2019 | 82.313 | 4.3716 | 0.35893 | 4 | 29858.567 | 72748.1591 | 608.7073 | 1483.0696 | 49.4594 | 7.1633 | 66.9871 | 1794568.0214 | 0 | 1340212.5437 | 0 | 0 | 0 | 1093873.7992 | 1649175.2021 | 4290815.5835 | 2928569.8032 | 13097214.9533 | 961560.8286 | 28810221.4343 | 28810221.4343 | 21508759.7178 | 11259118.2678 | 0 | 42868997.2162 | 104447096.636 | 1333521.4322 | 1.4357 | 29858.567 | 72748.1591 | 608.7073 | 1483.0696
1 | 6200 | 707 | 0.015 | 15 | 15 | 7 | 1.7783e-09 | 5spot_SharedNeighbor | CO2 | Porous | Wet | R600a | MinimizeLCOE_Brownfield | IgnoreSilica | 2019 | 82.5176 | 4.3842 | 0.36034 | 4 | 29753.669 | 72475.344 | 606.5688 | 1477.5079 | 49.4543 | 7.1603 | 63.2816 | 1797317.2568 | 0 | 1343013.9135 | 0 | 0 | 0 | 1093908.314 | 1651353.3989 | 4296482.8048 | 2932437.7981 | 13114513.4861 | 961560.8286 | 28810221.4343 | 28810221.4343 | 21508759.7178 | 11259118.2678 | 0 | 42886295.749 | 104464395.1688 | 1778279.41 | 1.4414 | 29753.669 | 72475.344 | 606.5688 | 1477.5079
1 | 6200 | 707 | 0.015 | 15 | 15 | 7 | 2.3714e-09 | 5spot_SharedNeighbor | CO2 | Porous | Wet | R600a | MinimizeLCOE_Brownfield | IgnoreSilica | 2019 | 82.6808 | 4.3942 | 0.36142 | 4 | 29675.1545 | 72270.0432 | 604.9682 | 1473.3226 | 49.4502 | 7.1579 | 71.2975 | 1799505.2608 | 0 | 1345246.5529 | 0 | 0 | 0 | 1094055.4729 | 1653134.8418 | 4301117.7537 | 2935601.2461 | 13128661.1282 | 961560.8286 | 28810221.4343 | 28810221.4343 | 21508759.7178 | 11259118.2678 | 0 | 42900443.3911 | 104478542.8109 | 2371373.7057 | 1.4457 | 29675.1545 | 72270.0432 | 604.9682 | 1473.3226
1 | 6200 | 707 | 0.015 | 15 | 15 | 7 | 3.1623e-09 | 5spot_SharedNeighbor | CO2 | Porous | Wet | R600a | MinimizeLCOE_Brownfield | IgnoreSilica | 2019 | 82.8077 | 4.4019 | 0.36223 | 4 | 29616.3604 | 72115.8128 | 603.7696 | 1470.1784 | 49.4471 | 7.156 | 62.8484 | 1801204.2479 | 0 | 1346982.132 | 0 | 0 | 0 | 1094220.5934 | 1654538.7196 | 4304770.3558 | 2938094.222 | 13139810.2707 | 961560.8286 | 28810221.4343 | 28810221.4343 | 21508759.7178 | 11259118.2678 | 0 | 42911592.5336 | 104489691.9534 | 3162277.6602 | 1.4489 | 29616.3604 | 72115.8128 | 603.7696 | 1470.1784
1 | 6200 | 707 | 0.015 | 15 | 15 | 7 | 4.217e-09 | 5spot_SharedNeighbor | CO2 | Porous | Wet | R600a | MinimizeLCOE_Brownfield | IgnoreSilica | 2019 | 82.9003 | 4.4076 | 0.36284 | 4 | 29572.3181 | 72000.6402 | 602.8717 | 1467.8304 | 49.4447 | 7.1546 | 60.742 | 1802443.0853 | 0 | 1348248.7214 | 0 | 0 | 0 | 1094304.573 | 1655548.5881 | 4307397.8265 | 2939887.5248 | 13147830.3192 | 961560.8286 | 28810221.4343 | 28810221.4343 | 21508759.7178 | 11259118.2678 | 0 | 42919612.5821 | 104497712.0019 | 4216965.0343 | 1.4513 | 29572.3181 | 72000.6402 | 602.8717 | 1467.8304
1 | 6200 | 707 | 0.015 | 15 | 15 | 7 | 5.6234e-09 | 5spot_SharedNeighbor | CO2 | Porous | Wet | R600a | MinimizeLCOE_Brownfield | IgnoreSilica | 2019 | 82.9586 | 4.4112 | 0.36328 | 4 | 29539.3173 | 71915.754 | 602.1989 | 1466.0999 | 49.4432 | 7.1537 | 68.4461 | 1803222.969 | 0 | 1349046.5429 | 0 | 0 | 0 | 1094210.8129 | 1656127.3267 | 4308903.5855 | 2940915.2362 | 13152426.4732 | 961560.8286 | 28810221.4343 | 28810221.4343 | 21508759.7178 | 11259118.2678 | 0 | 42924208.7361 | 104502308.1559 | 5623413.2519 | 1.4531 | 29539.3173 | 71915.754 | 602.1989 | 1466.0999
1 | 6200 | 707 | 0.015 | 15 | 15 | 7 | 7.4989e-09 | 5spot_SharedNeighbor | CO2 | Porous | Wet | R600a | MinimizeLCOE_Brownfield | IgnoreSilica | 2019 | 83.0124 | 4.4145 | 0.36362 | 4 | 29514.5851 | 71850.9021 | 601.6947 | 1464.7778 | 49.4419 | 7.1529 | 58.8294 | 1803940.5987 | 0 | 1349780.9931 | 0 | 0 | 0 | 1094277.4456 | 1656719.6246 | 4310444.6232 | 2941967.0261 | 13157130.3114 | 961560.8286 | 28810221.4343 | 28810221.4343 | 21508759.7178 | 11259118.2678 | 0 | 42928912.5743 | 104507011.9941 | 7498942.0933 | 1.4545 | 29514.5851 | 71850.9021 | 601.6947 | 1464.7778
1 | 6200 | 707 | 0.015 | 15 | 15 | 7 | 1e-08 | 5spot_SharedNeighbor | CO2 | Porous | Wet | R600a | MinimizeLCOE_Brownfield | IgnoreSilica | 2019 | 83.0512 | 4.4169 | 0.36388 | 4 | 29496.0469 | 71802.4723 | 601.3168 | 1463.7905 | 49.4409 | 7.1524 | 63.4447 | 1804460.0295 | 0 | 1350312.7893 | 0 | 0 | 0 | 1094307.3928 | 1657141.2825 | 4311541.6907 | 2942715.7972 | 13160478.9821 | 961560.8286 | 28810221.4343 | 28810221.4343 | 21508759.7178 | 11259118.2678 | 0 | 42932261.245 | 104510360.6648 | 10000000 | 1.4555 | 29496.0469 | 71802.4723 | 601.3168 | 1463.7905
1 | 6300 | 707 | 0.015 | 15 | 15 | 7 | 1e-13 | 5spot_SharedNeighbor | CO2 | Porous | Wet | R600a | MinimizeLCOE_Brownfield | IgnoreSilica | 2019 | 0 | 0 | 0 | 0 |  |  |  |  | 15 |  | 18.239 | [19 empty] | 100 | 0
1 | 6300 | 707 | 0.015 | 15 | 15 | 7 | 1.3335e-13 | 5spot_SharedNeighbor | CO2 | Porous | Wet | R600a | MinimizeLCOE_Brownfield | IgnoreSilica | 2019 | 0 | 0 | 0 | 0 |  |  |  |  | 15 |  | 22.0869 | [19 empty] | 133.3521 | 0
1 | 6300 | 707 | 0.015 | 15 | 15 | 7 | 1.7783e-13 | 5spot_SharedNeighbor | CO2 | Porous | Wet | R600a | MinimizeLCOE_Brownfield | IgnoreSilica | 2019 | 0 | 0 | 0 | 0 |  |  |  |  | 15 |  | 19.8633 | [19 empty] | 177.8279 | 0
1 | 6300 | 707 | 0.015 | 15 | 15 | 7 | 2.3714e-13 | 5spot_SharedNeighbor | CO2 | Porous | Wet | R600a | MinimizeLCOE_Brownfield | IgnoreSilica | 2019 | 0 | 0 | 0 | 0 |  |  |  |  | 15 |  | 20.2955 | [19 empty] | 237.1374 | 0
1 | 6300 | 707 | 0.015 | 15 | 15 | 7 | 3.1623e-13 | 5spot_SharedNeighbor | CO2 | Porous | Wet | R600a | MinimizeLCOE_Brownfield | IgnoreSilica | 2019 | 0 | 0 | 0 | 0 |  |  |  |  | 15 |  | 19.3558 | [19 empty] | 316.2278 | 0
1 | 6300 | 707 | 0.015 | 15 | 15 | 7 | 4.217e-13 | 5spot_SharedNeighbor | CO2 | Porous | Wet | R600a | MinimizeLCOE_Brownfield | IgnoreSilica | 2019 | 0 | 0 | 0 | 0 |  |  |  |  | 15 |  | 18.9754 | [19 empty] | 421.6965 | 0
1 | 6300 | 707 | 0.015 | 15 | 15 | 7 | 5.6234e-13 | 5spot_SharedNeighbor | CO2 | Porous | Wet | R600a | MinimizeLCOE_Brownfield | IgnoreSilica | 2019 | 1.6 | -0.10531 | 0.00040724 | 4 | 19010788.6576 | 57619540.1459 | 387560.6408 | 1174652.2621 | 33.7386 | 5.7274 | 21.3058 | 80870.1485 | 0 | 11827.7793 | 0 | 0 | 0 | 87878.7452 | 70424.9025 | 183231.1501 | 125059.025 | 559291.7505 | 961560.8286 | 29447104.4808 | 29447104.4808 | 21958398.9644 | 11486898.3253 | 0 | 30967957.0599 | 93860358.8303 | 562.3413 | 0.001629 | 19010788.6576 | 57619540.1459 | 387560.6408 | 1174652.2621
1 | 6300 | 707 | 0.015 | 15 | 15 | 7 | 7.4989e-13 | 5spot_SharedNeighbor | CO2 | Porous | Wet | R600a | MinimizeLCOE_Brownfield | IgnoreSilica | 2019 | 1.6 | -0.10145 | 0.0013495 | 4 | 5733147.0941 | 17384308.689 | 116877.9582 | 354402.6466 | 33.7387 | 5.7275 | 20.4469 | 80870.649 | 0 | 11827.6092 | 0 | 0 | 0 | 81192.2347 | 67817.2923 | 176446.6832 | 120428.4869 | 538582.9553 | 961560.8286 | 29447104.4808 | 29447104.4808 | 21958398.9644 | 11486898.3253 | 0 | 30947248.2647 | 93839650.0352 | 749.8942 | 0.005398 | 5733147.0941 | 17384308.689 | 116877.9582 | 354402.6466
1 | 6300 | 707 | 0.015 | 15 | 15 | 7 | 1e-12 | 5spot_SharedNeighbor | CO2 | Porous | Wet | R600a | MinimizeLCOE_Brownfield | IgnoreSilica | 2019 | 3.0519 | -0.089578 | 0.0034231 | 4 | 2297730.4444 | 6890955.4598 | 46842.343 | 140481.4478 | 40.1487 | 6.5973 | 32.2687 | 147636.8079 | 0 | 50817.395 | 0 | 0 | 0 | 141473.6751 | 132571.8724 | 344924.8178 | 235418.2757 | 1052842.8439 | 961560.8286 | 29447104.4808 | 29447104.4808 | 21958398.9644 | 11486898.3253 | 0 | 31461508.1533 | 94353909.9238 | 1000 | 0.013692 | 2297730.4444 | 6890955.4598 | 46842.343 | 140481.4478
1 | 6300 | 707 | 0.015 | 15 | 15 | 7 | 1.3335e-12 | 5spot_SharedNeighbor | CO2 | Porous | Wet | R600a | MinimizeLCOE_Brownfield | IgnoreSilica | 2019 | 4.246 | -0.051172 | 0.0063522 | 4 | 1252907.2604 | 3728125.6202 | 25542.2092 | 76002.8834 | 42.8385 | 6.9481 | 47.0781 | 197787.4009 | 0 | 81284.0683 | 0 | 0 | 0 | 181414.5235 | 179589.5372 | 467255.1368 | 318911.232 | 1426241.8987 | 961560.8286 | 29447104.4808 | 29447104.4808 | 21958398.9644 | 11486898.3253 | 0 | 31834907.2081 | 94727308.9786 | 1333.5214 | 0.025409 | 1252907.2604 | 3728125.6202 | 25542.2092 | 76002.8834
1 | 6300 | 707 | 0.015 | 15 | 15 | 7 | 1.7783e-12 | 5spot_SharedNeighbor | CO2 | Porous | Wet | R600a | MinimizeLCOE_Brownfield | IgnoreSilica | 2019 | 5.7749 | 0.012773 | 0.010617 | 4 | 759963.2873 | 2240856.7985 | 15492.8795 | 45682.8968 | 44.9102 | 7.2124 | 37.3177 | 256989.1811 | 0 | 118270.2036 | 0 | 0 | 0 | 227334.9839 | 235011.8038 | 611452.5059 | 417328.8994 | 1866387.5777 | 961560.8286 | 29447104.4808 | 29447104.4808 | 21958398.9644 | 11486898.3253 | 0 | 32275052.887 | 95167454.6575 | 1778.2794 | 0.042469 | 759963.2873 | 2240856.7985 | 15492.8795 | 45682.8968
1 | 6300 | 707 | 0.015 | 15 | 15 | 7 | 2.3714e-12 | 5spot_SharedNeighbor | CO2 | Porous | Wet | R600a | MinimizeLCOE_Brownfield | IgnoreSilica | 2019 | 7.7434 | 0.10681 | 0.016588 | 4 | 494279.7575 | 1442144.2247 | 10076.5614 | 29400.0607 | 46.5127 | 7.4128 | 34.2996 | 327031.3141 | 0 | 163199.4848 | 0 | 0 | 0 | 280654.7421 | 300645.361 | 782217.5585 | 533879.5566 | 2387628.0171 | 961560.8286 | 29447104.4808 | 29447104.4808 | 21958398.9644 | 11486898.3253 | 0 | 32796293.3265 | 95688695.0969 | 2371.3737 | 0.066352 | 494279.7575 | 1442144.2247 | 10076.5614 | 29400.0607
1 | 6300 | 707 | 0.015 | 15 | 15 | 7 | 3.1623e-12 | 5spot_SharedNeighbor | CO2 | Porous | Wet | R600a | MinimizeLCOE_Brownfield | IgnoreSilica | 2019 | 10.2649 | 0.23651 | 0.02473 | 4 | 337746.4208 | 973528.247 | 6885.4176 | 19846.6901 | 47.7447 | 7.563 | 33.2678 | 409413.0797 | 0 | 217428.0634 | 0 | 0 | 0 | 342297.8915 | 377964.2235 | 983385.3785 | 671180.7273 | 3001669.364 | 961560.8286 | 29447104.4808 | 29447104.4808 | 21958398.9644 | 11486898.3253 | 0 | 33410334.6734 | 96302736.4438 | 3162.2777 | 0.098921 | 337746.4208 | 973528.247 | 6885.4176 | 19846.6901
1 | 6300 | 707 | 0.015 | 15 | 15 | 7 | 4.217e-12 | 5spot_SharedNeighbor | CO2 | Porous | Wet | R600a | MinimizeLCOE_Brownfield | IgnoreSilica | 2019 | 13.4929 | 0.40976 | 0.035618 | 4 | 239586.3885 | 681019.6108 | 4884.2926 | 13883.5059 | 48.6898 | 7.674 | 22.8268 | 506299.6121 | 0 | 282880.05 | 0 | 0 | 0 | 413812.8992 | 469167.0989 | 1220676.552 | 833136.8291 | 3725973.0413 | 961560.8286 | 29447104.4808 | 29447104.4808 | 21958398.9644 | 11486898.3253 | 0 | 34134638.3507 | 97027040.1212 | 4216.965 | 0.14247 | 239586.3885 | 681019.6108 | 4884.2926 | 13883.5059
1 | 6300 | 707 | 0.015 | 15 | 15 | 7 | 5.6234e-12 | 5spot_SharedNeighbor | CO2 | Porous | Wet | R600a | MinimizeLCOE_Brownfield | IgnoreSilica | 2019 | 17.5607 | 0.63386 | 0.049898 | 4 | 175237.1427 | 490339.4364 | 3572.4462 | 9996.2326 | 49.4014 | 7.7518 | 32.9319 | 618604.7082 | 0 | 360785.4182 | 0 | 0 | 0 | 495318.6872 | 575136.4373 | 1496387.0331 | 1021314.8978 | 4567547.1817 | 961560.8286 | 29447104.4808 | 29447104.4808 | 21958398.9644 | 11486898.3253 | 0 | 34976212.4911 | 97868614.2616 | 5623.4133 | 0.19959 | 175237.1427 | 490339.4364 | 3572.4462 | 9996.2326
1 | 6300 | 707 | 0.015 | 15 | 15 | 7 | 7.4989e-12 | 5spot_SharedNeighbor | CO2 | Porous | Wet | R600a | MinimizeLCOE_Brownfield | IgnoreSilica | 2019 | 22.5307 | 0.91256 | 0.068185 | 4 | 131715.2043 | 362308.5493 | 2685.1926 | 7386.1498 | 49.9193 | 7.8001 | 33.7974 | 745096.2758 | 0 | 450968.9851 | 0 | 0 | 0 | 584722.8843 | 694507.3766 | 1806965.7309 | 1233291.2408 | 5515552.4934 | 961560.8286 | 29447104.4808 | 29447104.4808 | 21958398.9644 | 11486898.3253 | 0 | 35924217.8028 | 98816619.5733 | 7498.9421 | 0.27274 | 131715.2043 | 362308.5493 | 2685.1926 | 7386.1498
1 | 6300 | 707 | 0.015 | 15 | 15 | 7 | 1e-11 | 5spot_SharedNeighbor | CO2 | Porous | Wet | R600a | MinimizeLCOE_Brownfield | IgnoreSilica | 2019 | 28.4498 | 1.2486 | 0.090912 | 4 | 101658.3538 | 274606.4277 | 2072.443 | 5598.2235 | 50.2821 | 7.8218 | 30.8047 | 884344.8324 | 0 | 553152.6285 | 0 | 0 | 0 | 680281.2978 | 825933.7159 | 2148910.1065 | 1466675.3034 | 6559297.8844 | 961560.8286 | 29447104.4808 | 29447104.4808 | 21958398.9644 | 11486898.3253 | 0 | 36967963.1938 | 99860364.9643 | 10000 | 0.36365 | 101658.3538 | 274606.4277 | 2072.443 | 5598.2235
1 | 6300 | 707 | 0.015 | 15 | 15 | 7 | 1.3335e-11 | 5spot_SharedNeighbor | CO2 | Porous | Wet | R600a | MinimizeLCOE_Brownfield | IgnoreSilica | 2019 | 35.1272 | 1.6319 | 0.11799 | 4 | 80635.2375 | 213894.3625 | 1643.8584 | 4360.5259 | 50.5138 | 7.8186 | 41.9135 | 1030009.7987 | 0 | 663383.6725 | 0 | 0 | 0 | 775759.7042 | 962969.7384 | 2505449.727 | 1710020.9205 | 7647593.5612 | 961560.8286 | 29447104.4808 | 29447104.4808 | 21958398.9644 | 11486898.3253 | 0 | 38056258.8706 | 100948660.641 | 13335.2143 | 0.47196 | 80635.2375 | 213894.3625 | 1643.8584 | 4360.5259
1 | 6300 | 707 | 0.015 | 15 | 15 | 7 | 1.7783e-11 | 5spot_SharedNeighbor | CO2 | Porous | Wet | R600a | MinimizeLCOE_Brownfield | IgnoreSilica | 2019 | 42.2166 | 2.0432 | 0.14858 | 4 | 65830.4878 | 171649.8884 | 1342.0435 | 3499.3151 | 50.6395 | 7.7936 | 50.6355 | 1174035.8994 | 0 | 775994.9394 | 0 | 0 | 0 | 864346.2897 | 1097607.0801 | 2855748.4722 | 1949107.0121 | 8716839.6929 | 961560.8286 | 29447104.4808 | 29447104.4808 | 21958398.9644 | 11486898.3253 | 0 | 39125505.0023 | 102017906.7727 | 17782.7941 | 0.59434 | 65830.4878 | 171649.8884 | 1342.0435 | 3499.3151
1 | 6300 | 707 | 0.015 | 15 | 15 | 7 | 2.3714e-11 | 5spot_SharedNeighbor | CO2 | Porous | Wet | R600a | MinimizeLCOE_Brownfield | IgnoreSilica | 2019 | 49.2586 | 2.4562 | 0.18111 | 4 | 55367.8104 | 142183.9353 | 1128.7477 | 2898.6118 | 50.6845 | 7.752 | 53.6883 | 1307978.4579 | 0 | 884350.8791 | 0 | 0 | 0 | 939982.0764 | 1221601.4512 | 3178356.3912 | 2169293.5457 | 9701562.8015 | 961560.8286 | 29447104.4808 | 29447104.4808 | 21958398.9644 | 11486898.3253 | 0 | 40110228.1109 | 103002629.8813 | 23713.7371 | 0.72443 | 55367.8104 | 142183.9353 | 1128.7477 | 2898.6118
1 | 6300 | 707 | 0.015 | 15 | 15 | 7 | 3.1623e-11 | 5spot_SharedNeighbor | CO2 | Porous | Wet | R600a | MinimizeLCOE_Brownfield | IgnoreSilica | 2019 | 55.824 | 2.8454 | 0.21357 | 4 | 47952.1103 | 121573.0695 | 977.5686 | 2478.4315 | 50.674 | 7.7004 | 60.6022 | 1425623.1636 | 0 | 982842.1453 | 0 | 0 | 0 | 999563.8188 | 1329131.3598 | 3458127.1559 | 2360242.8413 | 10555530.4846 | 961560.8286 | 29447104.4808 | 29447104.4808 | 21958398.9644 | 11486898.3253 | 0 | 40964195.794 | 103856597.5645 | 31622.7766 | 0.85427 | 47952.1103 | 121573.0695 | 977.5686 | 2478.4315
1 | 6300 | 707 | 0.015 | 15 | 15 | 7 | 4.217e-11 | 5spot_SharedNeighbor | CO2 | Porous | Wet | R600a | MinimizeLCOE_Brownfield | IgnoreSilica | 2019 | 61.5897 | 3.1909 | 0.24408 | 4 | 42674.6324 | 107092.1005 | 869.9801 | 2183.2173 | 50.631 | 7.6459 | 64.0612 | 1523651.4642 | 0 | 1067660.0965 | 0 | 0 | 0 | 1042764.9795 | 1417289.8507 | 3687497.4655 | 2516792.7907 | 11255656.6472 | 961560.8286 | 29447104.4808 | 29447104.4808 | 21958398.9644 | 11486898.3253 | 0 | 41664321.9566 | 104556723.727 | 42169.6503 | 0.97633 | 42674.6324 | 107092.1005 | 869.9801 | 2183.2173
1 | 6300 | 707 | 0.015 | 15 | 15 | 7 | 5.6234e-11 | 5spot_SharedNeighbor | CO2 | Porous | Wet | R600a | MinimizeLCOE_Brownfield | IgnoreSilica | 2019 | 66.4741 | 3.4862 | 0.27137 | 4 | 38897.6138 | 96837.2025 | 792.9805 | 1974.1574 | 50.573 | 7.5934 | 55.0989 | 1603029.7817 | 0 | 1138452.6421 | 0 | 0 | 0 | 1072867.3242 | 1487596.4017 | 3870420.6893 | 2641641.6497 | 11814008.4887 | 961560.8286 | 29447104.4808 | 29447104.4808 | 21958398.9644 | 11486898.3253 | 0 | 42222673.7981 | 105115075.5686 | 56234.1325 | 1.0855 | 38897.6138 | 96837.2025 | 792.9805 | 1974.1574
1 | 6300 | 707 | 0.015 | 15 | 15 | 7 | 7.4989e-11 | 5spot_SharedNeighbor | CO2 | Porous | Wet | R600a | MinimizeLCOE_Brownfield | IgnoreSilica | 2019 | 70.4519 | 3.7286 | 0.29476 | 4 | 36176.4007 | 89518.9443 | 737.5049 | 1824.9648 | 50.5123 | 7.5465 | 58.0752 | 1665273.6343 | 0 | 1195466.2761 | 0 | 0 | 0 | 1092555.2114 | 1541785.0975 | 4011408.5601 | 2737868.7685 | 12244357.5478 | 961560.8286 | 29447104.4808 | 29447104.4808 | 21958398.9644 | 11486898.3253 | 0 | 42653022.8572 | 105545424.6277 | 74989.4209 | 1.179 | 36176.4007 | 89518.9443 | 737.5049 | 1824.9648
1 | 6300 | 707 | 0.015 | 15 | 15 | 7 | 1e-10 | 5spot_SharedNeighbor | CO2 | Porous | Wet | R600a | MinimizeLCOE_Brownfield | IgnoreSilica | 2019 | 73.6313 | 3.9237 | 0.31417 | 4 | 34202.3897 | 84248.617 | 697.262 | 1717.522 | 50.4556 | 7.5063 | 68.8021 | 1713506.1301 | 0 | 1240659.8444 | 0 | 0 | 0 | 1105238.4348 | 1583167.7196 | 4119077.6541 | 2811355.1375 | 12573004.9205 | 961560.8286 | 29447104.4808 | 29447104.4808 | 21958398.9644 | 11486898.3253 | 0 | 42981670.2299 | 105874072.0003 | 100000 | 1.2567 | 34202.3897 | 84248.617 | 697.262 | 1717.522
1 | 6300 | 707 | 0.015 | 15 | 15 | 7 | 1.3335e-10 | 5spot_SharedNeighbor | CO2 | Porous | Wet | R600a | MinimizeLCOE_Brownfield | IgnoreSilica | 2019 | 76.1233 | 4.0774 | 0.32988 | 4 | 32761.2346 | 80423.9489 | 667.8821 | 1639.551 | 50.4062 | 7.4733 | 73.982 | 1750377.8869 | 0 | 1275862.8035 | 0 | 0 | 0 | 1113162.2324 | 1614367.1399 | 4200252.1458 | 2866758.3961 | 12820780.6046 | 961560.8286 | 29447104.4808 | 29447104.4808 | 21958398.9644 | 11486898.3253 | 0 | 43229445.914 | 106121847.6845 | 133352.1432 | 1.3195 | 32761.2346 | 80423.9489 | 667.8821 | 1639.551
1 | 6300 | 707 | 0.015 | 15 | 15 | 7 | 1.7783e-10 | 5spot_SharedNeighbor | CO2 | Porous | Wet | R600a | MinimizeLCOE_Brownfield | IgnoreSilica | 2019 | 78.0398 | 4.1963 | 0.34234 | 4 | 31703.2129 | 77631.0474 | 646.3129 | 1582.6139 | 50.3653 | 7.4469 | 74.448 | 1778184.0178 | 0 | 1302814.2669 | 0 | 0 | 0 | 1117851.8067 | 1637551.5356 | 4260573.1877 | 2907928.7466 | 13004903.5613 | 961560.8286 | 29447104.4808 | 29447104.4808 | 21958398.9644 | 11486898.3253 | 0 | 43413568.8707 | 106305970.6411 | 177827.941 | 1.3694 | 31703.2129 | 77631.0474 | 646.3129 | 1582.6139
1 | 6300 | 707 | 0.015 | 15 | 15 | 7 | 2.3714e-10 | 5spot_SharedNeighbor | CO2 | Porous | Wet | R600a | MinimizeLCOE_Brownfield | IgnoreSilica | 2019 | 79.5286 | 4.2888 | 0.35212 | 4 | 30922.8406 | 75576.0292 | 630.4039 | 1540.7196 | 50.3318 | 7.4258 | 74.0204 | 1799454.0644 | 0 | 1323679.1217 | 0 | 0 | 0 | 1120961.533 | 1655196.9405 | 4306482.9115 | 2939263.0765 | 13145037.6476 | 961560.8286 | 29447104.4808 | 29447104.4808 | 21958398.9644 | 11486898.3253 | 0 | 43553702.957 | 106446104.7274 | 237137.3706 | 1.4085 | 30922.8406 | 75576.0292 | 630.4039 | 1540.7196
1 | 6300 | 707 | 0.015 | 15 | 15 | 7 | 3.1623e-10 | 5spot_SharedNeighbor | CO2 | Porous | Wet | R600a | MinimizeLCOE_Brownfield | IgnoreSilica | 2019 | 80.654 | 4.359 | 0.35967 | 4 | 30345.0826 | 74060.1815 | 618.6256 | 1509.817 | 50.3055 | 7.4095 | 66.3557 | 1815341.7462 | 0 | 1339411.3386 | 0 | 0 | 0 | 1122730.1287 | 1668218.4533 | 4340362.2168 | 2962386.3985 | 13248450.2823 | 961560.8286 | 29447104.4808 | 29447104.4808 | 21958398.9644 | 11486898.3253 | 0 | 43657115.5916 | 106549517.3621 | 316227.766 | 1.4387 | 30345.0826 | 74060.1815 | 618.6256 | 1509.817
1 | 6300 | 707 | 0.015 | 15 | 15 | 7 | 4.217e-10 | 5spot_SharedNeighbor | CO2 | Porous | Wet | R600a | MinimizeLCOE_Brownfield | IgnoreSilica | 2019 | 81.5165 | 4.4128 | 0.36548 | 4 | 29916.0519 | 72935.8822 | 609.8792 | 1486.8966 | 50.2848 | 7.3969 | 69.2965 | 1827407.8961 | 0 | 1351446.5736 | 0 | 0 | 0 | 1123925.6768 | 1678084.2572 | 4366031.0148 | 2979905.8805 | 13326801.2991 | 961560.8286 | 29447104.4808 | 29447104.4808 | 21958398.9644 | 11486898.3253 | 0 | 43735466.6084 | 106627868.3789 | 421696.5034 | 1.4619 | 29916.0519 | 72935.8822 | 609.8792 | 1486.8966
1 | 6300 | 707 | 0.015 | 15 | 15 | 7 | 5.6234e-10 | 5spot_SharedNeighbor | CO2 | Porous | Wet | R600a | MinimizeLCOE_Brownfield | IgnoreSilica | 2019 | 82.1692 | 4.4536 | 0.36992 | 4 | 29596.7192 | 72100.4222 | 603.3692 | 1469.8646 | 50.2688 | 7.3872 | 61.4164 | 1836474.9162 | 0 | 1360541.2515 | 0 | 0 | 0 | 1124674.4997 | 1685459.3603 | 4385219.5201 | 2993002.4297 | 13385371.9774 | 961560.8286 | 29447104.4808 | 29447104.4808 | 21958398.9644 | 11486898.3253 | 0 | 43794037.2868 | 106686439.0572 | 562341.3252 | 1.4797 | 29596.7192 | 72100.4222 | 603.3692 | 1469.8646
1 | 6300 | 707 | 0.015 | 15 | 15 | 7 | 7.4989e-10 | 5spot_SharedNeighbor | CO2 | Porous | Wet | R600a | MinimizeLCOE_Brownfield | IgnoreSilica | 2019 | 82.6567 | 4.4842 | 0.37329 | 4 | 29358.6075 | 71478.8925 | 598.5149 | 1457.1939 | 50.2567 | 7.3799 | 67.9918 | 1843210.6321 | 0 | 1367326.3825 | 0 | 0 | 0 | 1125073.9566 | 1690888.2788 | 4399344.4525 | 3002642.9863 | 13428486.6887 | 961560.8286 | 29447104.4808 | 29447104.4808 | 21958398.9644 | 11486898.3253 | 0 | 43837151.9981 | 106729553.7685 | 749894.2093 | 1.4932 | 29358.6075 | 71478.8925 | 598.5149 | 1457.1939
1 | 6300 | 707 | 0.015 | 15 | 15 | 7 | 1e-09 | 5spot_SharedNeighbor | CO2 | Porous | Wet | R600a | MinimizeLCOE_Brownfield | IgnoreSilica | 2019 | 83.0272 | 4.5074 | 0.37584 | 4 | 29180.8133 | 71014.8554 | 594.8903 | 1447.7339 | 50.2474 | 7.3744 | 58.1087 | 1848308.6479 | 0 | 1372478.4213 | 0 | 0 | 0 | 1125367.7573 | 1695000.3823 | 4410043.3025 | 3009945.1713 | 13461143.6826 | 961560.8286 | 29447104.4808 | 29447104.4808 | 21958398.9644 | 11486898.3253 | 0 | 43869808.9919 | 106762210.7624 | 1000000 | 1.5034 | 29180.8133 | 71014.8554 | 594.8903 | 1447.7339
1 | 6300 | 707 | 0.015 | 15 | 15 | 7 | 1.3335e-09 | 5spot_SharedNeighbor | CO2 | Porous | Wet | R600a | MinimizeLCOE_Brownfield | IgnoreSilica | 2019 | 83.307 | 4.5249 | 0.37778 | 4 | 29047.9177 | 70668.1183 | 592.1811 | 1440.6652 | 50.2403 | 7.3701 | 68.9156 | 1852148.345 | 0 | 1376368.3777 | 0 | 0 | 0 | 1125574.3946 | 1698095.5358 | 4418096.2568 | 3015441.478 | 13485724.3879 | 961560.8286 | 29447104.4808 | 29447104.4808 | 21958398.9644 | 11486898.3253 | 0 | 43894389.6973 | 106786791.4678 | 1333521.4322 | 1.5111 | 29047.9177 | 70668.1183 | 592.1811 | 1440.6652
1 | 6300 | 707 | 0.015 | 15 | 15 | 7 | 1.7783e-09 | 5spot_SharedNeighbor | CO2 | Porous | Wet | R600a | MinimizeLCOE_Brownfield | IgnoreSilica | 2019 | 83.5071 | 4.5375 | 0.37922 | 4 | 28948.5033 | 70410.1471 | 590.1544 | 1435.4061 | 50.2352 | 7.3671 | 55.8441 | 1854886.6763 | 0 | 1379147.6238 | 0 | 0 | 0 | 1125565.0563 | 1700243.749 | 4423685.467 | 3019256.2289 | 13502784.8014 | 961560.8286 | 29447104.4808 | 29447104.4808 | 21958398.9644 | 11486898.3253 | 0 | 43911450.1108 | 106803851.8813 | 1778279.41 | 1.5169 | 28948.5033 | 70410.1471 | 590.1544 | 1435.4061
1 | 6300 | 707 | 0.015 | 15 | 15 | 7 | 2.3714e-09 | 5spot_SharedNeighbor | CO2 | Porous | Wet | R600a | MinimizeLCOE_Brownfield | IgnoreSilica | 2019 | 83.6749 | 4.548 | 0.38033 | 4 | 28874.0892 | 70214.9933 | 588.6374 | 1431.4276 | 50.2309 | 7.3645 | 72.0633 | 1857179.7747 | 0 | 1381478.2487 | 0 | 0 | 0 | 1125797.2811 | 1702137.5688 | 4428612.7975 | 3022619.2332 | 13517824.9041 | 961560.8286 | 29447104.4808 | 29447104.4808 | 21958398.9644 | 11486898.3253 | 0 | 43926490.2135 | 106818891.9839 | 2371373.7057 | 1.5213 | 28874.0892 | 70214.9933 | 588.6374 | 1431.4276
1 | 6300 | 707 | 0.015 | 15 | 15 | 7 | 3.1623e-09 | 5spot_SharedNeighbor | CO2 | Porous | Wet | R600a | MinimizeLCOE_Brownfield | IgnoreSilica | 2019 | 83.8017 | 4.5559 | 0.38116 | 4 | 28818.3643 | 70068.7974 | 587.5013 | 1428.4472 | 50.2276 | 7.3626 | 65.612 | 1858911.2035 | 0 | 1383239.9967 | 0 | 0 | 0 | 1125978.0731 | 1703570.4166 | 4432340.7736 | 3025163.6534 | 13529204.1168 | 961560.8286 | 29447104.4808 | 29447104.4808 | 21958398.9644 | 11486898.3253 | 0 | 43937869.4262 | 106830271.1966 | 3162277.6602 | 1.5246 | 28818.3643 | 70068.7974 | 587.5013 | 1428.4472
1 | 6300 | 707 | 0.015 | 15 | 15 | 7 | 4.217e-09 | 5spot_SharedNeighbor | CO2 | Porous | Wet | R600a | MinimizeLCOE_Brownfield | IgnoreSilica | 2019 | 83.8749 | 4.5606 | 0.38176 | 4 | 28776.6192 | 69961.9782 | 586.6503 | 1426.2696 | 50.2257 | 7.3615 | 58.672 | 1859908.6282 | 0 | 1384255.6719 | 0 | 0 | 0 | 1125797.6256 | 1704285.151 | 4434200.366 | 3026432.8635 | 13534880.3063 | 961560.8286 | 29447104.4808 | 29447104.4808 | 21958398.9644 | 11486898.3253 | 0 | 43943545.6157 | 106835947.3861 | 4216965.0343 | 1.5271 | 28776.6192 | 69961.9782 | 586.6503 | 1426.2696
1 | 6300 | 707 | 0.015 | 15 | 15 | 7 | 5.6234e-09 | 5spot_SharedNeighbor | CO2 | Porous | Wet | R600a | MinimizeLCOE_Brownfield | IgnoreSilica | 2019 | 83.9527 | 4.5654 | 0.38224 | 4 | 28745.3394 | 69879.1845 | 586.0126 | 1424.5817 | 50.2237 | 7.3603 | 65.8277 | 1860968.4887 | 0 | 1385335.5425 | 0 | 0 | 0 | 1125984.6887 | 1705192.6008 | 4436561.3641 | 3028044.2932 | 13542086.9781 | 961560.8286 | 29447104.4808 | 29447104.4808 | 21958398.9644 | 11486898.3253 | 0 | 43950752.2875 | 106843154.0579 | 5623413.2519 | 1.529 | 28745.3394 | 69879.1845 | 586.0126 | 1424.5817
1 | 6300 | 707 | 0.015 | 15 | 15 | 7 | 7.4989e-09 | 5spot_SharedNeighbor | CO2 | Porous | Wet | R600a | MinimizeLCOE_Brownfield | IgnoreSilica | 2019 | 84.0038 | 4.5686 | 0.38259 | 4 | 28721.8967 | 69818.0201 | 585.5347 | 1423.3348 | 50.2224 | 7.3595 | 76.259 | 1861664.4096 | 0 | 1386044.9554 | 0 | 0 | 0 | 1126021.206 | 1705754.9227 | 4438024.4104 | 3029042.8524 | 13546552.7564 | 961560.8286 | 29447104.4808 | 29447104.4808 | 21958398.9644 | 11486898.3253 | 0 | 43955218.0658 | 106847619.8362 | 7498942.0933 | 1.5304 | 28721.8967 | 69818.0201 | 585.5347 | 1423.3348
1 | 6300 | 707 | 0.015 | 15 | 15 | 7 | 1e-08 | 5spot_SharedNeighbor | CO2 | Porous | Wet | R600a | MinimizeLCOE_Brownfield | IgnoreSilica | 2019 | 84.0381 | 4.5708 | 0.38285 | 4 | 28704.3247 | 69772.6692 | 585.1765 | 1422.4102 | 50.2215 | 7.359 | 65.4662 | 1862130.761 | 0 | 1386520.5053 | 0 | 0 | 0 | 1125990.3323 | 1706110.2235 | 4438948.8301 | 3029673.7878 | 13549374.4401 | 961560.8286 | 29447104.4808 | 29447104.4808 | 21958398.9644 | 11486898.3253 | 0 | 43958039.7494 | 106850441.5199 | 10000000 | 1.5314 | 28704.3247 | 69772.6692 | 585.1765 | 1422.4102
1 | 6400 | 707 | 0.015 | 15 | 15 | 7 | 1e-13 | 5spot_SharedNeighbor | CO2 | Porous | Wet | R600a | MinimizeLCOE_Brownfield | IgnoreSilica | 2019 | 0 | 0 | 0 | 0 |  |  |  |  | 15 |  | 17.6505 | [19 empty] | 100 | 0
1 | 6400 | 707 | 0.015 | 15 | 15 | 7 | 1.3335e-13 | 5spot_SharedNeighbor | CO2 | Porous | Wet | R600a | MinimizeLCOE_Brownfield | IgnoreSilica | 2019 | 0 | 0 | 0 | 0 |  |  |  |  | 15 |  | 19.6416 | [19 empty] | 133.3521 | 0
1 | 6400 | 707 | 0.015 | 15 | 15 | 7 | 1.7783e-13 | 5spot_SharedNeighbor | CO2 | Porous | Wet | R600a | MinimizeLCOE_Brownfield | IgnoreSilica | 2019 | 0 | 0 | 0 | 0 |  |  |  |  | 15 |  | 20.2464 | [19 empty] | 177.8279 | 0
1 | 6400 | 707 | 0.015 | 15 | 15 | 7 | 2.3714e-13 | 5spot_SharedNeighbor | CO2 | Porous | Wet | R600a | MinimizeLCOE_Brownfield | IgnoreSilica | 2019 | 0 | 0 | 0 | 0 |  |  |  |  | 15 |  | 20.0601 | [19 empty] | 237.1374 | 0
1 | 6400 | 707 | 0.015 | 15 | 15 | 7 | 3.1623e-13 | 5spot_SharedNeighbor | CO2 | Porous | Wet | R600a | MinimizeLCOE_Brownfield | IgnoreSilica | 2019 | 0 | 0 | 0 | 0 |  |  |  |  | 15 |  | 19.736 | [19 empty] | 316.2278 | 0
1 | 6400 | 707 | 0.015 | 15 | 15 | 7 | 4.217e-13 | 5spot_SharedNeighbor | CO2 | Porous | Wet | R600a | MinimizeLCOE_Brownfield | IgnoreSilica | 2019 | 0 | 0 | 0 | 0 |  |  |  |  | 15 |  | 18.9992 | [19 empty] | 421.6965 | 0
1 | 6400 | 707 | 0.015 | 15 | 15 | 7 | 5.6234e-13 | 5spot_SharedNeighbor | CO2 | Porous | Wet | R600a | MinimizeLCOE_Brownfield | IgnoreSilica | 2019 | 1.6 | -0.10666 | 0.00047965 | 4 | 16479714.27 | 49952219.0636 | 335961.2659 | 1018343.551 | 33.9199 | 5.8742 | 21.272 | 82225.3769 | 0 | 11717.6248 | 0 | 0 | 0 | 89004.3012 | 71349.4481 | 185636.6281 | 126700.8132 | 566634.1922 | 961560.8286 | 30089847.6181 | 30089847.6181 | 22413605.2974 | 11717022.4191 | 0 | 31618042.6389 | 95838517.9735 | 562.3413 | 0.0019186 | 16479714.27 | 49952219.0636 | 335961.2659 | 1018343.551
1 | 6400 | 707 | 0.015 | 15 | 15 | 7 | 7.4989e-13 | 5spot_SharedNeighbor | CO2 | Porous | Wet | R600a | MinimizeLCOE_Brownfield | IgnoreSilica | 2019 | 1.6 | -0.10283 | 0.0014197 | 4 | 5564204.1811 | 16873194.1665 | 113433.8284 | 343982.8858 | 33.92 | 5.8743 | 20.832 | 82225.8853 | 0 | 11717.4515 | 0 | 0 | 0 | 82372.1832 | 68763.0528 | 178907.3582 | 122107.9481 | 546093.8791 | 961560.8286 | 30089847.6181 | 30089847.6181 | 22413605.2974 | 11717022.4191 | 0 | 31597502.3259 | 95817977.6605 | 749.8942 | 0.0056787 | 5564204.1811 | 16873194.1665 | 113433.8284 | 343982.8858
1 | 6400 | 707 | 0.015 | 15 | 15 | 7 | 1e-12 | 5spot_SharedNeighbor | CO2 | Porous | Wet | R600a | MinimizeLCOE_Brownfield | IgnoreSilica | 2019 | 3.1614 | -0.089052 | 0.0037372 | 4 | 2151271.027 | 6447290.4191 | 43856.5697 | 131436.7358 | 40.8298 | 6.8141 | 46.3987 | 155172.6022 | 0 | 54112.5347 | 0 | 0 | 0 | 148316.2912 | 139464.557 | 362858.1691 | 247658.1564 | 1107582.3106 | 961560.8286 | 30089847.6181 | 30089847.6181 | 22413605.2974 | 11717022.4191 | 0 | 32158990.7573 | 96379466.0919 | 1000 | 0.014949 | 2151271.027 | 6447290.4191 | 43856.5697 | 131436.7358
1 | 6400 | 707 | 0.015 | 15 | 15 | 7 | 1.3335e-12 | 5spot_SharedNeighbor | CO2 | Porous | Wet | R600a | MinimizeLCOE_Brownfield | IgnoreSilica | 2019 | 4.4138 | -0.04694 | 0.0069156 | 4 | 1176898.4434 | 3498492.9091 | 23992.6666 | 71321.51 | 43.5876 | 7.1734 | 40.5547 | 208437.7938 | 0 | 86372.0072 | 0 | 0 | 0 | 190854.2011 | 189408.9608 | 492803.2629 | 336348.353 | 1504224.5788 | 961560.8286 | 30089847.6181 | 30089847.6181 | 22413605.2974 | 11717022.4191 | 0 | 32555633.0255 | 96776108.3601 | 1333.5214 | 0.027662 | 1176898.4434 | 3498492.9091 | 23992.6666 | 71321.51
1 | 6400 | 707 | 0.015 | 15 | 15 | 7 | 1.7783e-12 | 5spot_SharedNeighbor | CO2 | Porous | Wet | R600a | MinimizeLCOE_Brownfield | IgnoreSilica | 2019 | 5.9944 | 0.021527 | 0.011531 | 4 | 715803.7862 | 2108165.914 | 14592.6284 | 42977.8137 | 45.6755 | 7.4393 | 48.8537 | 270372.4502 | 0 | 124948.6154 | 0 | 0 | 0 | 238755.4881 | 247289.8559 | 643397.479 | 439131.9999 | 1963895.8884 | 961560.8286 | 30089847.6181 | 30089847.6181 | 22413605.2974 | 11717022.4191 | 0 | 33015304.3352 | 97235779.6698 | 1778.2794 | 0.046123 | 715803.7862 | 2108165.914 | 14592.6284 | 42977.8137
1 | 6400 | 707 | 0.015 | 15 | 15 | 7 | 2.3714e-12 | 5spot_SharedNeighbor | CO2 | Porous | Wet | R600a | MinimizeLCOE_Brownfield | IgnoreSilica | 2019 | 8.0406 | 0.12206 | 0.017983 | 4 | 466605.2261 | 1359420.5799 | 9512.3787 | 27713.6273 | 47.2992 | 7.6416 | 51.5976 | 344042.8026 | 0 | 172061.2818 | 0 | 0 | 0 | 294822.4008 | 316261.3292 | 822847.1046 | 561610.0567 | 2511644.9758 | 961560.8286 | 30089847.6181 | 30089847.6181 | 22413605.2974 | 11717022.4191 | 0 | 33563053.4225 | 97783528.7571 | 2371.3737 | 0.07193 | 466605.2261 | 1359420.5799 | 9512.3787 | 27713.6273
1 | 6400 | 707 | 0.015 | 15 | 15 | 7 | 3.1623e-12 | 5spot_SharedNeighbor | CO2 | Porous | Wet | R600a | MinimizeLCOE_Brownfield | IgnoreSilica | 2019 | 10.6593 | 0.26019 | 0.02677 | 4 | 319454.715 | 919192.8526 | 6512.5165 | 18738.9896 | 48.5447 | 7.7928 | 47.7215 | 430590.1546 | 0 | 228862.5976 | 0 | 0 | 0 | 359539.3777 | 397406.9306 | 1033971.3141 | 705706.6679 | 3156077.0424 | 961560.8286 | 30089847.6181 | 30089847.6181 | 22413605.2974 | 11717022.4191 | 0 | 34207485.4891 | 98427960.8237 | 3162.2777 | 0.10708 | 319454.715 | 919192.8526 | 6512.5165 | 18738.9896
1 | 6400 | 707 | 0.015 | 15 | 15 | 7 | 4.217e-12 | 5spot_SharedNeighbor | CO2 | Porous | Wet | R600a | MinimizeLCOE_Brownfield | IgnoreSilica | 2019 | 13.9922 | 0.44343 | 0.038502 | 4 | 227016.0955 | 644005.391 | 4628.0302 | 13128.921 | 49.4949 | 7.9035 | 41.7716 | 531804.5486 | 0 | 297037.6902 | 0 | 0 | 0 | 433991.1758 | 492505.0317 | 1281397.0658 | 874579.8275 | 3911315.3394 | 961560.8286 | 30089847.6181 | 30089847.6181 | 22413605.2974 | 11717022.4191 | 0 | 34962723.7862 | 99183199.1208 | 4216.965 | 0.15401 | 227016.0955 | 644005.391 | 4628.0302 | 13128.921
1 | 6400 | 707 | 0.015 | 15 | 15 | 7 | 5.6234e-12 | 5spot_SharedNeighbor | CO2 | Porous | Wet | R600a | MinimizeLCOE_Brownfield | IgnoreSilica | 2019 | 18.1649 | 0.67876 | 0.053857 | 4 | 166338.1913 | 464442.7221 | 3391.029 | 9468.2931 | 50.2074 | 7.9804 | 56.6259 | 648419.5732 | 0 | 377693.0277 | 0 | 0 | 0 | 518070.1509 | 602231.2732 | 1566882.2382 | 1069429.3238 | 4782725.587 | 961560.8286 | 30089847.6181 | 30089847.6181 | 22413605.2974 | 11717022.4191 | 0 | 35834134.0338 | 100054609.3683 | 5623.4133 | 0.21543 | 166338.1913 | 464442.7221 | 3391.029 | 9468.2931
1 | 6400 | 707 | 0.015 | 15 | 15 | 7 | 7.4989e-12 | 5spot_SharedNeighbor | CO2 | Porous | Wet | R600a | MinimizeLCOE_Brownfield | IgnoreSilica | 2019 | 23.3077 | 0.97356 | 0.073498 | 4 | 125263.0152 | 343706.2241 | 2553.656 | 7006.9163 | 50.7304 | 8.0279 | 38.7782 | 780946.2296 | 0 | 471911.8481 | 0 | 0 | 0 | 611654.9676 | 727160.0877 | 1891921.387 | 1291275.2218 | 5774869.7417 | 961560.8286 | 30089847.6181 | 30089847.6181 | 22413605.2974 | 11717022.4191 | 0 | 36826278.1885 | 101046753.523 | 7498.9421 | 0.29399 | 125263.0152 | 343706.2241 | 2553.656 | 7006.9163
1 | 6400 | 707 | 0.015 | 15 | 15 | 7 | 1e-11 | 5spot_SharedNeighbor | CO2 | Porous | Wet | R600a | MinimizeLCOE_Brownfield | IgnoreSilica | 2019 | 29.3512 | 1.3245 | 0.097805 | 4 | 96881.7813 | 261035.6423 | 1975.0662 | 5321.5646 | 51.0913 | 8.0476 | 46.0427 | 924931.0555 | 0 | 577293.5088 | 0 | 0 | 0 | 709670.8929 | 862639.2283 | 2244410.3205 | 1531856.1617 | 6850801.1678 | 961560.8286 | 30089847.6181 | 30089847.6181 | 22413605.2974 | 11717022.4191 | 0 | 37902209.6145 | 102122684.9491 | 10000 | 0.39122 | 96881.7813 | 261035.6423 | 1975.0662 | 5321.5646
1 | 6400 | 707 | 0.015 | 15 | 15 | 7 | 1.3335e-11 | 5spot_SharedNeighbor | CO2 | Porous | Wet | R600a | MinimizeLCOE_Brownfield | IgnoreSilica | 2019 | 36.1723 | 1.7249 | 0.12666 | 4 | 77026.951 | 203781.8323 | 1570.2986 | 4154.3683 | 51.321 | 8.0419 | 60.0549 | 1075684.9502 | 0 | 691098.9905 | 0 | 0 | 0 | 807873.1541 | 1004116.267 | 2612504.5541 | 1783088.0397 | 7974365.9555 | 961560.8286 | 30089847.6181 | 30089847.6181 | 22413605.2974 | 11717022.4191 | 0 | 39025774.4023 | 103246249.7368 | 13335.2143 | 0.50665 | 77026.951 | 203781.8323 | 1570.2986 | 4154.3683
1 | 6400 | 707 | 0.015 | 15 | 15 | 7 | 1.7783e-11 | 5spot_SharedNeighbor | CO2 | Porous | Wet | R600a | MinimizeLCOE_Brownfield | IgnoreSilica | 2019 | 43.3607 | 2.1515 | 0.1591 | 4 | 63044.8283 | 163958.7516 | 1285.2541 | 3342.5209 | 51.4429 | 8.014 | 53.8555 | 1223688.3552 | 0 | 806570.789 | 0 | 0 | 0 | 898014.0466 | 1142026.5444 | 2971318.8067 | 2027986.1401 | 9069604.6819 | 961560.8286 | 30089847.6181 | 30089847.6181 | 22413605.2974 | 11717022.4191 | 0 | 40121013.1287 | 104341488.4632 | 17782.7941 | 0.63639 | 63044.8283 | 163958.7516 | 1285.2541 | 3342.5209
1 | 6400 | 707 | 0.015 | 15 | 15 | 7 | 2.3714e-11 | 5spot_SharedNeighbor | CO2 | Porous | Wet | R600a | MinimizeLCOE_Brownfield | IgnoreSilica | 2019 | 50.4501 | 2.5768 | 0.19338 | 4 | 53163.5115 | 136188.9289 | 1083.8101 | 2776.3955 | 51.4837 | 7.9694 | 57.1665 | 1360412.7406 | 0 | 916957.9379 | 0 | 0 | 0 | 974145.2609 | 1268091.2164 | 3299313.2238 | 2251849.0693 | 10070769.449 | 961560.8286 | 30089847.6181 | 30089847.6181 | 22413605.2974 | 11717022.4191 | 0 | 41122177.8957 | 105342653.2303 | 23713.7371 | 0.7735 | 53163.5115 | 136188.9289 | 1083.8101 | 2776.3955
1 | 6400 | 707 | 0.015 | 15 | 15 | 7 | 3.1623e-11 | 5spot_SharedNeighbor | CO2 | Porous | Wet | R600a | MinimizeLCOE_Brownfield | IgnoreSilica | 2019 | 57.0271 | 2.9758 | 0.2274 | 4 | 46158.8863 | 116761.5808 | 941.0113 | 2380.3428 | 51.4693 | 7.9153 | 54.4056 | 1479978.6533 | 0 | 1016864.6336 | 0 | 0 | 0 | 1033667.564 | 1376899.2319 | 3582409.3604 | 2445067.9997 | 10934887.4429 | 961560.8286 | 30089847.6181 | 30089847.6181 | 22413605.2974 | 11717022.4191 | 0 | 41986295.8896 | 106206771.2242 | 31622.7766 | 0.9096 | 46158.8863 | 116761.5808 | 941.0113 | 2380.3428
1 | 6400 | 707 | 0.015 | 15 | 15 | 7 | 4.217e-11 | 5spot_SharedNeighbor | CO2 | Porous | Wet | R600a | MinimizeLCOE_Brownfield | IgnoreSilica | 2019 | 62.7882 | 3.3289 | 0.25924 | 4 | 41172.2655 | 103104.7104 | 839.3523 | 2101.929 | 51.4231 | 7.8586 | 55.8309 | 1579403.342 | 0 | 1102722.3878 | 0 | 0 | 0 | 1076663.6867 | 1465927.8725 | 3814043.621 | 2603163.1421 | 11641924.0521 | 961560.8286 | 30089847.6181 | 30089847.6181 | 22413605.2974 | 11717022.4191 | 0 | 42693332.4988 | 106913807.8334 | 42169.6503 | 1.0369 | 41172.2655 | 103104.7104 | 839.3523 | 2101.929
1 | 6400 | 707 | 0.015 | 15 | 15 | 7 | 5.6234e-11 | 5spot_SharedNeighbor | CO2 | Porous | Wet | R600a | MinimizeLCOE_Brownfield | IgnoreSilica | 2019 | 67.6534 | 3.6299 | 0.28759 | 4 | 37601.6299 | 93427.8246 | 766.5601 | 1904.6526 | 51.3625 | 7.8043 | 53.188 | 1659698.1709 | 0 | 1174185.0934 | 0 | 0 | 0 | 1106437.8039 | 1536725.2166 | 3998243.7879 | 2728883.5409 | 12204173.6136 | 961560.8286 | 30089847.6181 | 30089847.6181 | 22413605.2974 | 11717022.4191 | 0 | 43255582.0604 | 107476057.3949 | 56234.1325 | 1.1504 | 37601.6299 | 93427.8246 | 766.5601 | 1904.6526
1 | 6400 | 707 | 0.015 | 15 | 15 | 7 | 7.4989e-11 | 5spot_SharedNeighbor | CO2 | Porous | Wet | R600a | MinimizeLCOE_Brownfield | IgnoreSilica | 2019 | 71.5897 | 3.8754 | 0.31179 | 4 | 35027.634 | 86520.2987 | 714.0857 | 1763.8333 | 51.3002 | 7.7563 | 66.5903 | 1722284.0803 | 0 | 1231382.0597 | 0 | 0 | 0 | 1125514.4243 | 1590880.4201 | 4139144.5186 | 2825051.1848 | 12634256.6877 | 961560.8286 | 30089847.6181 | 30089847.6181 | 22413605.2974 | 11717022.4191 | 0 | 43685665.1345 | 107906140.4691 | 74989.4209 | 1.2472 | 35027.634 | 86520.2987 | 714.0857 | 1763.8333
1 | 6400 | 707 | 0.015 | 15 | 15 | 7 | 1e-10 | 5spot_SharedNeighbor | CO2 | Porous | Wet | R600a | MinimizeLCOE_Brownfield | IgnoreSilica | 2019 | 74.7445 | 4.0735 | 0.33185 | 4 | 33159.3525 | 81540.0868 | 675.9983 | 1662.305 | 51.2421 | 7.7152 | 51.4727 | 1770937.5026 | 0 | 1276855.6345 | 0 | 0 | 0 | 1137927.997 | 1632431.2423 | 4247251.2347 | 2898836.24 | 12964239.851 | 961560.8286 | 30089847.6181 | 30089847.6181 | 22413605.2974 | 11717022.4191 | 0 | 44015648.2977 | 108236123.6323 | 100000 | 1.3274 | 33159.3525 | 81540.0868 | 675.9983 | 1662.305
1 | 6400 | 707 | 0.015 | 15 | 15 | 7 | 1.3335e-10 | 5spot_SharedNeighbor | CO2 | Porous | Wet | R600a | MinimizeLCOE_Brownfield | IgnoreSilica | 2019 | 77.1929 | 4.2281 | 0.34802 | 4 | 31794.6811 | 77926.8792 | 648.1776 | 1588.6448 | 51.1921 | 7.6817 | 55.8996 | 1807783.1698 | 0 | 1311936.208 | 0 | 0 | 0 | 1145303.8014 | 1663359.0399 | 4327719.0199 | 2953757.1568 | 13209858.3959 | 961560.8286 | 30089847.6181 | 30089847.6181 | 22413605.2974 | 11717022.4191 | 0 | 44261266.8426 | 108481742.1772 | 133352.1432 | 1.3921 | 31794.6811 | 77926.8792 | 648.1776 | 1588.6448
1 | 6400 | 707 | 0.015 | 15 | 15 | 7 | 1.7783e-10 | 5spot_SharedNeighbor | CO2 | Porous | Wet | R600a | MinimizeLCOE_Brownfield | IgnoreSilica | 2019 | 79.107 | 4.3494 | 0.36087 | 4 | 30792.3643 | 75282.4061 | 627.744 | 1534.7337 | 51.1502 | 7.6545 | 71.2653 | 1836037.0648 | 0 | 1339240.493 | 0 | 0 | 0 | 1150085.563 | 1686891.6171 | 4388945.9587 | 2995545.8007 | 13396746.4974 | 961560.8286 | 30089847.6181 | 30089847.6181 | 22413605.2974 | 11717022.4191 | 0 | 44448154.9441 | 108668630.2787 | 177827.941 | 1.4435 | 30792.3643 | 75282.4061 | 627.744 | 1534.7337
1 | 6400 | 707 | 0.015 | 15 | 15 | 7 | 2.3714e-10 | 5spot_SharedNeighbor | CO2 | Porous | Wet | R600a | MinimizeLCOE_Brownfield | IgnoreSilica | 2019 | 80.5614 | 4.4419 | 0.3709 | 4 | 30052.8102 | 73340.0109 | 612.6672 | 1495.1353 | 51.1167 | 7.6333 | 68.7741 | 1857181.9142 | 0 | 1359917.6708 | 0 | 0 | 0 | 1152788.6817 | 1704256.424 | 4434125.6242 | 3026381.8507 | 13534652.1655 | 961560.8286 | 30089847.6181 | 30089847.6181 | 22413605.2974 | 11717022.4191 | 0 | 44586060.6123 | 108806535.9468 | 237137.3706 | 1.4836 | 30052.8102 | 73340.0109 | 612.6672 | 1495.1353
1 | 6400 | 707 | 0.015 | 15 | 15 | 7 | 3.1623e-10 | 5spot_SharedNeighbor | CO2 | Porous | Wet | R600a | MinimizeLCOE_Brownfield | IgnoreSilica | 2019 | 81.6823 | 4.5134 | 0.37867 | 4 | 29505.1111 | 71903.8569 | 601.5016 | 1465.8574 | 51.0898 | 7.6167 | 65.4556 | 1873290.1691 | 0 | 1375815.7278 | 0 | 0 | 0 | 1154586.9902 | 1717440.226 | 4468427.1726 | 3049793.3623 | 13639353.6479 | 961560.8286 | 30089847.6181 | 30089847.6181 | 22413605.2974 | 11717022.4191 | 0 | 44690762.0947 | 108911237.4293 | 316227.766 | 1.5147 | 29505.1111 | 71903.8569 | 601.5016 | 1465.8574
1 | 6400 | 707 | 0.015 | 15 | 15 | 7 | 4.217e-10 | 5spot_SharedNeighbor | CO2 | Porous | Wet | R600a | MinimizeLCOE_Brownfield | IgnoreSilica | 2019 | 82.5371 | 4.5679 | 0.38464 | 4 | 29098.3084 | 70838.9041 | 593.2084 | 1444.1469 | 51.0688 | 7.6038 | 67.7479 | 1885463.3594 | 0 | 1387916.8677 | 0 | 0 | 0 | 1155746.8844 | 1727359.5735 | 4494235.28 | 3067407.9259 | 13718129.8908 | 961560.8286 | 30089847.6181 | 30089847.6181 | 22413605.2974 | 11717022.4191 | 0 | 44769538.3375 | 108990013.6721 | 421696.5034 | 1.5386 | 29098.3084 | 70838.9041 | 593.2084 | 1444.1469
1 | 6400 | 707 | 0.015 | 15 | 15 | 7 | 5.6234e-10 | 5spot_SharedNeighbor | CO2 | Porous | Wet | R600a | MinimizeLCOE_Brownfield | IgnoreSilica | 2019 | 83.1755 | 4.6088 | 0.38919 | 4 | 28795.4658 | 70048.397 | 587.0345 | 1428.0313 | 51.0528 | 7.5941 | 48.2434 | 1894493.0662 | 0 | 1396942.7227 | 0 | 0 | 0 | 1156348.2754 | 1734635.7851 | 4513166.4901 | 3080328.8658 | 13775915.2052 | 961560.8286 | 30089847.6181 | 30089847.6181 | 22413605.2974 | 11717022.4191 | 0 | 44827323.6519 | 109047798.9865 | 562341.3252 | 1.5567 | 28795.4658 | 70048.397 | 587.0345 | 1428.0313
1 | 6400 | 707 | 0.015 | 15 | 15 | 7 | 7.4989e-10 | 5spot_SharedNeighbor | CO2 | Porous | Wet | R600a | MinimizeLCOE_Brownfield | IgnoreSilica | 2019 | 83.6554 | 4.6396 | 0.39264 | 4 | 28569.6189 | 69459.8212 | 582.4303 | 1416.0324 | 51.0406 | 7.5867 | 57.8048 | 1901245.4198 | 0 | 1403720.3724 | 0 | 0 | 0 | 1156684.9438 | 1740043.787 | 4527237.0018 | 3089932.2792 | 13818863.8041 | 961560.8286 | 30089847.6181 | 30089847.6181 | 22413605.2974 | 11717022.4191 | 0 | 44870272.2508 | 109090747.5854 | 749894.2093 | 1.5706 | 28569.6189 | 69459.8212 | 582.4303 | 1416.0324
1 | 6400 | 707 | 0.015 | 15 | 15 | 7 | 1e-09 | 5spot_SharedNeighbor | CO2 | Porous | Wet | R600a | MinimizeLCOE_Brownfield | IgnoreSilica | 2019 | 84.0233 | 4.6632 | 0.39526 | 4 | 28400.965 | 69019.9479 | 578.9921 | 1407.065 | 51.0311 | 7.581 | 78.8418 | 1906400.7287 | 0 | 1408911.4781 | 0 | 0 | 0 | 1156979.0485 | 1744193.5896 | 4538033.9367 | 3097301.4091 | 13851820.1906 | 961560.8286 | 30089847.6181 | 30089847.6181 | 22413605.2974 | 11717022.4191 | 0 | 44903228.6373 | 109123703.9719 | 1000000 | 1.581 | 28400.965 | 69019.9479 | 578.9921 | 1407.065
1 | 6400 | 707 | 0.015 | 15 | 15 | 7 | 1.3335e-09 | 5spot_SharedNeighbor | CO2 | Porous | Wet | R600a | MinimizeLCOE_Brownfield | IgnoreSilica | 2019 | 84.3035 | 4.6811 | 0.39725 | 4 | 28274.8916 | 68690.9536 | 576.4219 | 1400.358 | 51.0239 | 7.5767 | 52.1648 | 1910316.7418 | 0 | 1412864.3351 | 0 | 0 | 0 | 1157221.0095 | 1747356.8137 | 4546263.9971 | 3102918.5944 | 13876941.4916 | 961560.8286 | 30089847.6181 | 30089847.6181 | 22413605.2974 | 11717022.4191 | 0 | 44928349.9383 | 109148825.2729 | 1333521.4322 | 1.589 | 28274.8916 | 68690.9536 | 576.4219 | 1400.358
1 | 6400 | 707 | 0.015 | 15 | 15 | 7 | 1.7783e-09 | 5spot_SharedNeighbor | CO2 | Porous | Wet | R600a | MinimizeLCOE_Brownfield | IgnoreSilica | 2019 | 84.501 | 4.6938 | 0.39873 | 4 | 28180.5741 | 68446.5279 | 574.4991 | 1395.3751 | 51.0187 | 7.5736 | 61.7949 | 1913069.3098 | 0 | 1415647.8376 | 0 | 0 | 0 | 1157193.5614 | 1749505.1764 | 4551853.5962 | 3106733.6106 | 13894003.092 | 961560.8286 | 30089847.6181 | 30089847.6181 | 22413605.2974 | 11717022.4191 | 0 | 44945411.5388 | 109165886.8733 | 1778279.41 | 1.5949 | 28180.5741 | 68446.5279 | 574.4991 | 1395.3751
1 | 6400 | 707 | 0.015 | 15 | 15 | 7 | 2.3714e-09 | 5spot_SharedNeighbor | CO2 | Porous | Wet | R600a | MinimizeLCOE_Brownfield | IgnoreSilica | 2019 | 84.6519 | 4.7036 | 0.39985 | 4 | 28109.9729 | 68263.3245 | 573.0598 | 1391.6402 | 51.0147 | 7.5712 | 55.582 | 1915170.43 | 0 | 1417775.3851 | 0 | 0 | 0 | 1157201.6773 | 1751157.522 | 4556152.6605 | 3109667.8104 | 13907125.4853 | 961560.8286 | 30089847.6181 | 30089847.6181 | 22413605.2974 | 11717022.4191 | 0 | 44958533.9321 | 109179009.2666 | 2371373.7057 | 1.5994 | 28109.9729 | 68263.3245 | 573.0598 | 1391.6402
1 | 6400 | 707 | 0.015 | 15 | 15 | 7 | 3.1623e-09 | 5spot_SharedNeighbor | CO2 | Porous | Wet | R600a | MinimizeLCOE_Brownfield | IgnoreSilica | 2019 | 84.7808 | 4.7118 | 0.4007 | 4 | 28057.1007 | 68124.3456 | 571.9819 | 1388.8069 | 51.0114 | 7.5692 | 69.6655 | 1916962.3255 | 0 | 1419591.7487 | 0 | 0 | 0 | 1157427.118 | 1752652.6649 | 4560042.7157 | 3112322.853 | 13918999.4258 | 961560.8286 | 30089847.6181 | 30089847.6181 | 22413605.2974 | 11717022.4191 | 0 | 44970407.8725 | 109190883.2071 | 3162277.6602 | 1.6028 | 28057.1007 | 68124.3456 | 571.9819 | 1388.8069
1 | 6400 | 707 | 0.015 | 15 | 15 | 7 | 4.217e-09 | 5spot_SharedNeighbor | CO2 | Porous | Wet | R600a | MinimizeLCOE_Brownfield | IgnoreSilica | 2019 | 84.854 | 4.7166 | 0.40132 | 4 | 28017.4923 | 68023.0164 | 571.1745 | 1386.7412 | 51.0094 | 7.5681 | 64.8629 | 1917978.3306 | 0 | 1420622.4285 | 0 | 0 | 0 | 1157252.2657 | 1753382.6797 | 4561942.0643 | 3113619.1974 | 13924796.9662 | 961560.8286 | 30089847.6181 | 30089847.6181 | 22413605.2974 | 11717022.4191 | 0 | 44976205.4129 | 109196680.7475 | 4216965.0343 | 1.6053 | 28017.4923 | 68023.0164 | 571.1745 | 1386.7412
1 | 6400 | 707 | 0.015 | 15 | 15 | 7 | 5.6234e-09 | 5spot_SharedNeighbor | CO2 | Porous | Wet | R600a | MinimizeLCOE_Brownfield | IgnoreSilica | 2019 | 84.9271 | 4.7212 | 0.40181 | 4 | 27987.8124 | 67944.9682 | 570.5694 | 1385.1501 | 51.0075 | 7.5669 | 63.1508 | 1918993.6921 | 0 | 1421653.0243 | 0 | 0 | 0 | 1157382.9005 | 1754231.5506 | 4564150.6523 | 3115126.6041 | 13931538.424 | 961560.8286 | 30089847.6181 | 30089847.6181 | 22413605.2974 | 11717022.4191 | 0 | 44982946.8707 | 109203422.2053 | 5623413.2519 | 1.6072 | 27987.8124 | 67944.9682 | 570.5694 | 1385.1501
1 | 6400 | 707 | 0.015 | 15 | 15 | 7 | 7.4989e-09 | 5spot_SharedNeighbor | CO2 | Porous | Wet | R600a | MinimizeLCOE_Brownfield | IgnoreSilica | 2019 | 84.9855 | 4.7249 | 0.40218 | 4 | 27965.5689 | 67886.0822 | 570.1159 | 1383.9496 | 51.0059 | 7.566 | 67.5722 | 1919802.9187 | 0 | 1422474.8044 | 0 | 0 | 0 | 1157529.5645 | 1754924.8422 | 4565954.4548 | 3116357.7364 | 13937044.3209 | 961560.8286 | 30089847.6181 | 30089847.6181 | 22413605.2974 | 11717022.4191 | 0 | 44988452.7676 | 109208928.1022 | 7498942.0933 | 1.6087 | 27965.5689 | 67886.0822 | 570.1159 | 1383.9496
1 | 6400 | 707 | 0.015 | 15 | 15 | 7 | 1e-08 | 5spot_SharedNeighbor | CO2 | Porous | Wet | R600a | MinimizeLCOE_Brownfield | IgnoreSilica | 2019 | 85.0197 | 4.7271 | 0.40244 | 4 | 27948.8953 | 67843.0529 | 569.776 | 1383.0724 | 51.005 | 7.5655 | 59.3796 | 1920277.9517 | 0 | 1422957.3805 | 0 | 0 | 0 | 1157501.9664 | 1755287.5464 | 4566898.1368 | 3117001.8188 | 13939924.8005 | 961560.8286 | 30089847.6181 | 30089847.6181 | 22413605.2974 | 11717022.4191 | 0 | 44991333.2473 | 109211808.5819 | 10000000 | 1.6098 | 27948.8953 | 67843.0529 | 569.776 | 1383.0724
1 | 6500 | 707 | 0.015 | 15 | 15 | 7 | 1e-13 | 5spot_SharedNeighbor | CO2 | Porous | Wet | R600a | MinimizeLCOE_Brownfield | IgnoreSilica | 2019 | 0 | 0 | 0 | 0 |  |  |  |  | 15 |  | 17.9453 | [19 empty] | 100 | 0
1 | 6500 | 707 | 0.015 | 15 | 15 | 7 | 1.3335e-13 | 5spot_SharedNeighbor | CO2 | Porous | Wet | R600a | MinimizeLCOE_Brownfield | IgnoreSilica | 2019 | 0 | 0 | 0 | 0 |  |  |  |  | 15 |  | 19.0462 | [19 empty] | 133.3521 | 0
1 | 6500 | 707 | 0.015 | 15 | 15 | 7 | 1.7783e-13 | 5spot_SharedNeighbor | CO2 | Porous | Wet | R600a | MinimizeLCOE_Brownfield | IgnoreSilica | 2019 | 0 | 0 | 0 | 0 |  |  |  |  | 15 |  | 20.3347 | [19 empty] | 177.8279 | 0
1 | 6500 | 707 | 0.015 | 15 | 15 | 7 | 2.3714e-13 | 5spot_SharedNeighbor | CO2 | Porous | Wet | R600a | MinimizeLCOE_Brownfield | IgnoreSilica | 2019 | 0 | 0 | 0 | 0 |  |  |  |  | 15 |  | 20.104 | [19 empty] | 237.1374 | 0
1 | 6500 | 707 | 0.015 | 15 | 15 | 7 | 3.1623e-13 | 5spot_SharedNeighbor | CO2 | Porous | Wet | R600a | MinimizeLCOE_Brownfield | IgnoreSilica | 2019 | 0 | 0 | 0 | 0 |  |  |  |  | 15 |  | 19.7782 | [19 empty] | 316.2278 | 0
1 | 6500 | 707 | 0.015 | 15 | 15 | 7 | 4.217e-13 | 5spot_SharedNeighbor | CO2 | Porous | Wet | R600a | MinimizeLCOE_Brownfield | IgnoreSilica | 2019 | 0 | 0 | 0 | 0 |  |  |  |  | 15 |  | 19.5514 | [19 empty] | 421.6965 | 0
1 | 6500 | 707 | 0.015 | 15 | 15 | 7 | 5.6234e-13 | 5spot_SharedNeighbor | CO2 | Porous | Wet | R600a | MinimizeLCOE_Brownfield | IgnoreSilica | 2019 | 1.6 | -0.108 | 0.00055118 | 4 | 14638435.5377 | 44375499.5432 | 298424.3084 | 904654.5805 | 34.0963 | 6.0201 | 21.7814 | 83558.4611 | 0 | 11601.3671 | 0 | 0 | 0 | 90116.2016 | 72257.6516 | 187999.5874 | 128313.5814 | 573846.8503 | 961560.8286 | 30738450.8463 | 30738450.8463 | 22874378.7166 | 11949490.5493 | 0 | 32273858.5252 | 97836178.6374 | 562.3413 | 0.0022047 | 14638435.5377 | 44375499.5432 | 298424.3084 | 904654.5805
1 | 6500 | 707 | 0.015 | 15 | 15 | 7 | 7.4989e-13 | 5spot_SharedNeighbor | CO2 | Porous | Wet | R600a | MinimizeLCOE_Brownfield | IgnoreSilica | 2019 | 1.6 | -0.10419 | 0.001489 | 4 | 5415251.2736 | 16422944.5822 | 110397.2219 | 334803.939 | 34.0964 | 6.0201 | 18.7233 | 83558.9771 | 0 | 11601.1907 | 0 | 0 | 0 | 83536.9461 | 69691.8744 | 181323.9615 | 123757.3295 | 553470.2793 | 961560.8286 | 30738450.8463 | 30738450.8463 | 22874378.7166 | 11949490.5493 | 0 | 32253481.9542 | 97815802.0665 | 749.8942 | 0.005956 | 5415251.2736 | 16422944.5822 | 110397.2219 | 334803.939
1 | 6500 | 707 | 0.015 | 15 | 15 | 7 | 1e-12 | 5spot_SharedNeighbor | CO2 | Porous | Wet | R600a | MinimizeLCOE_Brownfield | IgnoreSilica | 2019 | 3.3077 | -0.087577 | 0.0040785 | 4 | 2015263.3361 | 6034058.1726 | 41083.869 | 123012.4375 | 41.6122 | 7.0443 | 36.9662 | 164487.8361 | 0 | 58445.2776 | 0 | 0 | 0 | 157030.7771 | 148185.9174 | 385549.3601 | 263145.3605 | 1176844.5289 | 961560.8286 | 30738450.8463 | 30738450.8463 | 22874378.7166 | 11949490.5493 | 0 | 32876856.2038 | 98439176.316 | 1000 | 0.016314 | 2015263.3361 | 6034058.1726 | 41083.869 | 123012.4375
1 | 6500 | 707 | 0.015 | 15 | 15 | 7 | 1.3335e-12 | 5spot_SharedNeighbor | CO2 | Porous | Wet | R600a | MinimizeLCOE_Brownfield | IgnoreSilica | 2019 | 4.577 | -0.042532 | 0.0075197 | 4 | 1106482.1745 | 3286164.0387 | 22557.1358 | 66992.8988 | 44.3278 | 7.3975 | 46.416 | 219083.1214 | 0 | 91424.5624 | 0 | 0 | 0 | 200169.8359 | 199164.2326 | 518184.4792 | 353671.5546 | 1581697.7861 | 961560.8286 | 30738450.8463 | 30738450.8463 | 22874378.7166 | 11949490.5493 | 0 | 33281709.461 | 98844029.5733 | 1333.5214 | 0.030079 | 1106482.1745 | 3286164.0387 | 22557.1358 | 66992.8988
1 | 6500 | 707 | 0.015 | 15 | 15 | 7 | 1.7783e-12 | 5spot_SharedNeighbor | CO2 | Porous | Wet | R600a | MinimizeLCOE_Brownfield | IgnoreSilica | 2019 | 6.2307 | 0.031406 | 0.012509 | 4 | 674893.8746 | 1985225.938 | 13758.6245 | 40471.516 | 46.4576 | 7.6682 | 50.0571 | 284630.8476 | 0 | 132134.3388 | 0 | 0 | 0 | 250996.9952 | 260427.2508 | 677578.2857 | 462461.1028 | 2068228.8209 | 961560.8286 | 30738450.8463 | 30738450.8463 | 22874378.7166 | 11949490.5493 | 0 | 33768240.4958 | 99330560.6081 | 1778.2794 | 0.050035 | 674893.8746 | 1985225.938 | 13758.6245 | 40471.516
1 | 6500 | 707 | 0.015 | 15 | 15 | 7 | 2.3714e-12 | 5spot_SharedNeighbor | CO2 | Porous | Wet | R600a | MinimizeLCOE_Brownfield | IgnoreSilica | 2019 | 8.3307 | 0.13761 | 0.019467 | 4 | 440952.2974 | 1282940.0581 | 8989.409 | 26154.4684 | 48.0819 | 7.87 | 48.0705 | 361101.3713 | 0 | 180895.2607 | 0 | 0 | 0 | 308832.2707 | 331823.2721 | 863336.0877 | 589244.6196 | 2635232.8823 | 961560.8286 | 30738450.8463 | 30738450.8463 | 22874378.7166 | 11949490.5493 | 0 | 34335244.5572 | 99897564.6695 | 2371.3737 | 0.077866 | 440952.2974 | 1282940.0581 | 8989.409 | 26154.4684
1 | 6500 | 707 | 0.015 | 15 | 15 | 7 | 3.1623e-12 | 5spot_SharedNeighbor | CO2 | Porous | Wet | R600a | MinimizeLCOE_Brownfield | IgnoreSilica | 2019 | 11.0445 | 0.2843 | 0.028935 | 4 | 302485.8174 | 868940.7277 | 6166.5825 | 17714.5321 | 49.3427 | 8.0223 | 31.8152 | 451850.7744 | 0 | 240276.5859 | 0 | 0 | 0 | 376606.3752 | 416806.1569 | 1084444.1215 | 740155.396 | 3310139.4099 | 961560.8286 | 30738450.8463 | 30738450.8463 | 22874378.7166 | 11949490.5493 | 0 | 35010151.0848 | 100572471.197 | 3162.2777 | 0.11574 | 302485.8174 | 868940.7277 | 6166.5825 | 17714.5321
1 | 6500 | 707 | 0.015 | 15 | 15 | 7 | 4.217e-12 | 5spot_SharedNeighbor | CO2 | Porous | Wet | R600a | MinimizeLCOE_Brownfield | IgnoreSilica | 2019 | 14.4797 | 0.47763 | 0.041557 | 4 | 215344.7768 | 609758.1592 | 4390.0945 | 12430.7448 | 50.2994 | 8.133 | 48.7006 | 557409.5656 | 0 | 311168.6344 | 0 | 0 | 0 | 453946.8912 | 515784.7855 | 1341966.21 | 915919.513 | 4096195.5996 | 961560.8286 | 30738450.8463 | 30738450.8463 | 22874378.7166 | 11949490.5493 | 0 | 35796207.2746 | 101358527.3868 | 4216.965 | 0.16623 | 215344.7768 | 609758.1592 | 4390.0945 | 12430.7448
1 | 6500 | 707 | 0.015 | 15 | 15 | 7 | 5.6234e-12 | 5spot_SharedNeighbor | CO2 | Porous | Wet | R600a | MinimizeLCOE_Brownfield | IgnoreSilica | 2019 | 18.7982 | 0.7266 | 0.058057 | 4 | 158068.1009 | 440387.4443 | 3222.432 | 8977.8937 | 51.0196 | 8.2096 | 42.4604 | 679544.3627 | 0 | 395402.2451 | 0 | 0 | 0 | 541889.3302 | 630566.0158 | 1640603.4263 | 1119745.5495 | 5007750.9295 | 961560.8286 | 30738450.8463 | 30738450.8463 | 22874378.7166 | 11949490.5493 | 0 | 36707762.6044 | 102270082.7167 | 5623.4133 | 0.23223 | 158068.1009 | 440387.4443 | 3222.432 | 8977.8937
1 | 6500 | 707 | 0.015 | 15 | 15 | 7 | 7.4989e-12 | 5spot_SharedNeighbor | CO2 | Porous | Wet | R600a | MinimizeLCOE_Brownfield | IgnoreSilica | 2019 | 24.0628 | 1.0352 | 0.079098 | 4 | 119260.6416 | 326480.3269 | 2431.2895 | 6655.7431 | 51.5425 | 8.2556 | 50.3108 | 816869.8421 | 0 | 492767.8504 | 0 | 0 | 0 | 638188.2776 | 759652.1283 | 1976459.0119 | 1348973.8878 | 6032910.9981 | 961560.8286 | 30738450.8463 | 30738450.8463 | 22874378.7166 | 11949490.5493 | 0 | 37732922.673 | 103295242.7853 | 7498.9421 | 0.31639 | 119260.6416 | 326480.3269 | 2431.2895 | 6655.7431
1 | 6500 | 707 | 0.015 | 15 | 15 | 7 | 1e-11 | 5spot_SharedNeighbor | CO2 | Porous | Wet | R600a | MinimizeLCOE_Brownfield | IgnoreSilica | 2019 | 30.2797 | 1.4042 | 0.10508 | 4 | 92432.818 | 248413.2161 | 1884.368 | 5064.2394 | 51.9045 | 8.2735 | 56.7568 | 966831.7214 | 0 | 602248.3209 | 0 | 0 | 0 | 739975.0337 | 900531.4796 | 2342998.1855 | 1599144.4054 | 7151729.1464 | 961560.8286 | 30738450.8463 | 30738450.8463 | 22874378.7166 | 11949490.5493 | 0 | 38851740.8214 | 104414060.9336 | 10000 | 0.42032 | 92432.818 | 248413.2161 | 1884.368 | 5064.2394
1 | 6500 | 707 | 0.015 | 15 | 15 | 7 | 1.3335e-11 | 5spot_SharedNeighbor | CO2 | Porous | Wet | R600a | MinimizeLCOE_Brownfield | IgnoreSilica | 2019 | 37.2124 | 1.8202 | 0.13577 | 4 | 73661.1578 | 194382.7643 | 1501.6823 | 3962.7556 | 52.1309 | 8.2651 | 46.085 | 1122000.4574 | 0 | 719123.2036 | 0 | 0 | 0 | 840089.2687 | 1045673.0426 | 2720626.7598 | 1856883.6668 | 8304396.3989 | 961560.8286 | 30738450.8463 | 30738450.8463 | 22874378.7166 | 11949490.5493 | 0 | 40004408.0739 | 105566728.1861 | 13335.2143 | 0.54309 | 73661.1578 | 194382.7643 | 1501.6823 | 3962.7556
1 | 6500 | 707 | 0.015 | 15 | 15 | 7 | 1.7783e-11 | 5spot_SharedNeighbor | CO2 | Porous | Wet | R600a | MinimizeLCOE_Brownfield | IgnoreSilica | 2019 | 44.4861 | 2.2615 | 0.1701 | 4 | 60441.576 | 156802.5309 | 1232.1833 | 3196.6317 | 52.2489 | 8.2343 | 51.1359 | 1273745.5888 | 0 | 837269.3081 | 0 | 0 | 0 | 931482.767 | 1186574.089 | 3087222.3796 | 2107092.7102 | 9423386.8428 | 961560.8286 | 30738450.8463 | 30738450.8463 | 22874378.7166 | 11949490.5493 | 0 | 41123398.5177 | 106685718.63 | 17782.7941 | 0.68038 | 60441.576 | 156802.5309 | 1232.1833 | 3196.6317
1 | 6500 | 707 | 0.015 | 15 | 15 | 7 | 2.3714e-11 | 5spot_SharedNeighbor | CO2 | Porous | Wet | R600a | MinimizeLCOE_Brownfield | IgnoreSilica | 2019 | 51.646 | 2.7008 | 0.20619 | 4 | 51098.9967 | 130590.3171 | 1041.7222 | 2662.2603 | 52.2856 | 8.1867 | 65.2947 | 1413713.527 | 0 | 950065.0535 | 0 | 0 | 0 | 1008588.9013 | 1315223.3179 | 3421941.2838 | 2335545.24 | 10445077.3236 | 961560.8286 | 30738450.8463 | 30738450.8463 | 22874378.7166 | 11949490.5493 | 0 | 42145088.9985 | 107707409.1107 | 23713.7371 | 0.82477 | 51098.9967 | 130590.3171 | 1041.7222 | 2662.2603
1 | 6500 | 707 | 0.015 | 15 | 15 | 7 | 3.1623e-11 | 5spot_SharedNeighbor | CO2 | Porous | Wet | R600a | MinimizeLCOE_Brownfield | IgnoreSilica | 2019 | 58.2381 | 3.1097 | 0.24182 | 4 | 44475.2135 | 112255.7548 | 906.6874 | 2288.4854 | 52.2673 | 8.1298 | 58.8401 | 1535237.5124 | 0 | 1051432.864 | 0 | 0 | 0 | 1068078.1288 | 1425351.917 | 3708473.3081 | 2531109.2343 | 11319682.9646 | 961560.8286 | 30738450.8463 | 30738450.8463 | 22874378.7166 | 11949490.5493 | 0 | 43019694.6395 | 108582014.7518 | 31622.7766 | 0.96727 | 44475.2135 | 112255.7548 | 906.6874 | 2288.4854
1 | 6500 | 707 | 0.015 | 15 | 15 | 7 | 4.217e-11 | 5spot_SharedNeighbor | CO2 | Porous | Wet | R600a | MinimizeLCOE_Brownfield | IgnoreSilica | 2019 | 63.9844 | 3.47 | 0.27499 | 4 | 39758.0545 | 99362.9844 | 810.5217 | 2025.6488 | 52.2178 | 8.071 | 69.9388 | 1635852.5106 | 0 | 1138165.888 | 0 | 0 | 0 | 1110642.091 | 1515017.591 | 3941764.9988 | 2690335.6069 | 12031778.6863 | 961560.8286 | 30738450.8463 | 30738450.8463 | 22874378.7166 | 11949490.5493 | 0 | 43731790.3612 | 109294110.4735 | 42169.6503 | 1.0999 | 39758.0545 | 99362.9844 | 810.5217 | 2025.6488
1 | 6500 | 707 | 0.015 | 15 | 15 | 7 | 5.6234e-11 | 5spot_SharedNeighbor | CO2 | Porous | Wet | R600a | MinimizeLCOE_Brownfield | IgnoreSilica | 2019 | 68.8124 | 3.7755 | 0.3044 | 4 | 36378.6762 | 90223.7918 | 741.6285 | 1839.334 | 52.1549 | 8.0152 | 61.5336 | 1716743.1734 | 0 | 1210020.3449 | 0 | 0 | 0 | 1139744.7145 | 1585938.2107 | 4126285.9037 | 2816274.916 | 12595007.2631 | 961560.8286 | 30738450.8463 | 30738450.8463 | 22874378.7166 | 11949490.5493 | 0 | 44295018.938 | 109857339.0503 | 56234.1325 | 1.2176 | 36378.6762 | 90223.7918 | 741.6285 | 1839.334
1 | 6500 | 707 | 0.015 | 15 | 15 | 7 | 7.4989e-11 | 5spot_SharedNeighbor | CO2 | Porous | Wet | R600a | MinimizeLCOE_Brownfield | IgnoreSilica | 2019 | 72.7345 | 4.0256 | 0.32946 | 4 | 33941.176 | 83691.466 | 691.9368 | 1706.1637 | 52.0906 | 7.9657 | 59.5591 | 1780079.7908 | 0 | 1267781.8235 | 0 | 0 | 0 | 1158644.7788 | 1640537.4933 | 4268342.037 | 2913231.1459 | 13028617.0692 | 961560.8286 | 30738450.8463 | 30738450.8463 | 22874378.7166 | 11949490.5493 | 0 | 44728628.7441 | 110290948.8564 | 74989.4209 | 1.3178 | 33941.176 | 83691.466 | 691.9368 | 1706.1637
1 | 6500 | 707 | 0.015 | 15 | 15 | 7 | 1e-10 | 5spot_SharedNeighbor | CO2 | Porous | Wet | R600a | MinimizeLCOE_Brownfield | IgnoreSilica | 2019 | 75.846 | 4.2255 | 0.35014 | 4 | 32170.9823 | 78982.8613 | 655.849 | 1610.1725 | 52.0314 | 7.9239 | 65.4693 | 1828836.8311 | 0 | 1313247.0818 | 0 | 0 | 0 | 1170452.3749 | 1681889.1522 | 4375930.5712 | 2986662.5312 | 13357018.5424 | 961560.8286 | 30738450.8463 | 30738450.8463 | 22874378.7166 | 11949490.5493 | 0 | 45057030.2173 | 110619350.3295 | 100000 | 1.4005 | 32170.9823 | 78982.8613 | 655.849 | 1610.1725
1 | 6500 | 707 | 0.015 | 15 | 15 | 7 | 1.3335e-10 | 5spot_SharedNeighbor | CO2 | Porous | Wet | R600a | MinimizeLCOE_Brownfield | IgnoreSilica | 2019 | 78.2787 | 4.3825 | 0.36681 | 4 | 30877.3084 | 75561.6528 | 629.4757 | 1540.4265 | 51.9804 | 7.8896 | 64.0722 | 1866051.1811 | 0 | 1348588.9951 | 0 | 0 | 0 | 1177695.3718 | 1713010.8637 | 4456902.8806 | 3041927.7962 | 13604177.0885 | 961560.8286 | 30738450.8463 | 30738450.8463 | 22874378.7166 | 11949490.5493 | 0 | 45304188.7635 | 110866508.8757 | 133352.1432 | 1.4672 | 30877.3084 | 75561.6528 | 629.4757 | 1540.4265
1 | 6500 | 707 | 0.015 | 15 | 15 | 7 | 1.7783e-10 | 5spot_SharedNeighbor | CO2 | Porous | Wet | R600a | MinimizeLCOE_Brownfield | IgnoreSilica | 2019 | 80.1593 | 4.5045 | 0.38001 | 4 | 29926.7313 | 73059.1056 | 610.0969 | 1489.4087 | 51.9381 | 7.8621 | 71.868 | 1894276.3521 | 0 | 1375791.0813 | 0 | 0 | 0 | 1182067.5225 | 1736332.6328 | 4517581.3398 | 3083342.0914 | 13789391.0199 | 961560.8286 | 30738450.8463 | 30738450.8463 | 22874378.7166 | 11949490.5493 | 0 | 45489402.6948 | 111051722.807 | 177827.941 | 1.52 | 29926.7313 | 73059.1056 | 610.0969 | 1489.4087
1 | 6500 | 707 | 0.015 | 15 | 15 | 7 | 2.3714e-10 | 5spot_SharedNeighbor | CO2 | Porous | Wet | R600a | MinimizeLCOE_Brownfield | IgnoreSilica | 2019 | 81.6091 | 4.5987 | 0.39032 | 4 | 29225.1062 | 71217.3535 | 595.7933 | 1451.8621 | 51.9038 | 7.8404 | 66.0925 | 1915716.9435 | 0 | 1396696.8534 | 0 | 0 | 0 | 1184804.1329 | 1753914.9926 | 4563327.0333 | 3114564.4673 | 13929024.423 | 961560.8286 | 30738450.8463 | 30738450.8463 | 22874378.7166 | 11949490.5493 | 0 | 45629036.0979 | 111191356.2102 | 237137.3706 | 1.5613 | 29225.1062 | 71217.3535 | 595.7933 | 1451.8621
1 | 6500 | 707 | 0.015 | 15 | 15 | 7 | 3.1623e-10 | 5spot_SharedNeighbor | CO2 | Porous | Wet | R600a | MinimizeLCOE_Brownfield | IgnoreSilica | 2019 | 82.7003 | 4.67 | 0.39828 | 4 | 28705.3504 | 69858.3789 | 585.1974 | 1424.1575 | 51.8771 | 7.8237 | 71.5813 | 1931668.5136 | 0 | 1412392.4419 | 0 | 0 | 0 | 1186236.3845 | 1766815.9626 | 4596892.7109 | 3137473.7319 | 14031479.7455 | 961560.8286 | 30738450.8463 | 30738450.8463 | 22874378.7166 | 11949490.5493 | 0 | 45731491.4204 | 111293811.5326 | 316227.766 | 1.5931 | 28705.3504 | 69858.3789 | 585.1974 | 1424.1575
1 | 6500 | 707 | 0.015 | 15 | 15 | 7 | 4.217e-10 | 5spot_SharedNeighbor | CO2 | Porous | Wet | R600a | MinimizeLCOE_Brownfield | IgnoreSilica | 2019 | 83.5387 | 4.7247 | 0.4044 | 4 | 28319.217 | 68849.5532 | 577.3255 | 1403.5913 | 51.856 | 7.8108 | 72.9757 | 1943819.4238 | 0 | 1424432.4501 | 0 | 0 | 0 | 1187224.9098 | 1776635.9457 | 4622442.2925 | 3154911.8463 | 14109466.8682 | 961560.8286 | 30738450.8463 | 30738450.8463 | 22874378.7166 | 11949490.5493 | 0 | 45809478.5431 | 111371798.6554 | 421696.5034 | 1.6176 | 28319.217 | 68849.5532 | 577.3255 | 1403.5913
1 | 6500 | 707 | 0.015 | 15 | 15 | 7 | 5.6234e-10 | 5spot_SharedNeighbor | CO2 | Porous | Wet | R600a | MinimizeLCOE_Brownfield | IgnoreSilica | 2019 | 84.1696 | 4.766 | 0.40907 | 4 | 28031.7124 | 68099.9864 | 571.4644 | 1388.3103 | 51.8398 | 7.8009 | 67.6872 | 1952900.2419 | 0 | 1433479.1339 | 0 | 0 | 0 | 1187770.5559 | 1783918.4734 | 4641389.9357 | 3167844.0021 | 14167302.3429 | 961560.8286 | 30738450.8463 | 30738450.8463 | 22874378.7166 | 11949490.5493 | 0 | 45867314.0178 | 111429634.1301 | 562341.3252 | 1.6363 | 28031.7124 | 68099.9864 | 571.4644 | 1388.3103
1 | 6500 | 707 | 0.015 | 15 | 15 | 7 | 7.4989e-10 | 5spot_SharedNeighbor | CO2 | Porous | Wet | R600a | MinimizeLCOE_Brownfield | IgnoreSilica | 2019 | 84.6519 | 4.7976 | 0.41262 | 4 | 27817.2758 | 67540.8525 | 567.0928 | 1376.9116 | 51.8273 | 7.7933 | 53.2675 | 1959807.6325 | 0 | 1440389.0503 | 0 | 0 | 0 | 1188188.1578 | 1789470.0878 | 4655834.0977 | 3177702.4395 | 14211391.4655 | 961560.8286 | 30738450.8463 | 30738450.8463 | 22874378.7166 | 11949490.5493 | 0 | 45911403.1405 | 111473723.2527 | 749894.2093 | 1.6505 | 27817.2758 | 67540.8525 | 567.0928 | 1376.9116
1 | 6500 | 707 | 0.015 | 15 | 15 | 7 | 1e-09 | 5spot_SharedNeighbor | CO2 | Porous | Wet | R600a | MinimizeLCOE_Brownfield | IgnoreSilica | 2019 | 85.0003 | 4.8205 | 0.41529 | 4 | 27657.1265 | 67125.3835 | 563.8279 | 1368.4417 | 51.8181 | 7.7877 | 56.218 | 1964777.8042 | 0 | 1445376.5083 | 0 | 0 | 0 | 1188229.613 | 1793369.7309 | 4665980.1691 | 3184627.3417 | 14242361.1672 | 961560.8286 | 30738450.8463 | 30738450.8463 | 22874378.7166 | 11949490.5493 | 0 | 45942372.8421 | 111504692.9544 | 1000000 | 1.6611 | 27657.1265 | 67125.3835 | 563.8279 | 1368.4417
1 | 6500 | 707 | 0.015 | 15 | 15 | 7 | 1.3335e-09 | 5spot_SharedNeighbor | CO2 | Porous | Wet | R600a | MinimizeLCOE_Brownfield | IgnoreSilica | 2019 | 85.2755 | 4.8386 | 0.41732 | 4 | 27537.4008 | 66813.488 | 561.3872 | 1362.0833 | 51.8108 | 7.7833 | 65.6356 | 1968692.9463 | 0 | 1449314.4818 | 0 | 0 | 0 | 1188426.2919 | 1796509.1508 | 4674148.2957 | 3190202.256 | 14267293.4226 | 961560.8286 | 30738450.8463 | 30738450.8463 | 22874378.7166 | 11949490.5493 | 0 | 45967305.0975 | 111529625.2098 | 1333521.4322 | 1.6693 | 27537.4008 | 66813.488 | 561.3872 | 1362.0833
1 | 6500 | 707 | 0.015 | 15 | 15 | 7 | 1.7783e-09 | 5spot_SharedNeighbor | CO2 | Porous | Wet | R600a | MinimizeLCOE_Brownfield | IgnoreSilica | 2019 | 85.4802 | 4.852 | 0.41885 | 4 | 27447.8275 | 66580.5219 | 559.5611 | 1357.334 | 51.8053 | 7.7801 | 62.2894 | 1971597.8807 | 0 | 1452241.6533 | 0 | 0 | 0 | 1188524.3126 | 1798821.9002 | 4680165.5952 | 3194309.1865 | 14285660.5286 | 961560.8286 | 30738450.8463 | 30738450.8463 | 22874378.7166 | 11949490.5493 | 0 | 45985672.2035 | 111547992.3157 | 1778279.41 | 1.6754 | 27447.8275 | 66580.5219 | 559.5611 | 1357.334
1 | 6500 | 707 | 0.015 | 15 | 15 | 7 | 2.3714e-09 | 5spot_SharedNeighbor | CO2 | Porous | Wet | R600a | MinimizeLCOE_Brownfield | IgnoreSilica | 2019 | 85.6387 | 4.8624 | 0.42 | 4 | 27380.7744 | 66405.6542 | 558.1941 | 1353.7691 | 51.8011 | 7.7775 | 69.2544 | 1973844.308 | 0 | 1454508.3894 | 0 | 0 | 0 | 1188658.8843 | 1800634.5169 | 4684881.652 | 3197527.9922 | 14300055.7428 | 961560.8286 | 30738450.8463 | 30738450.8463 | 22874378.7166 | 11949490.5493 | 0 | 46000067.4177 | 111562387.53 | 2371373.7057 | 1.68 | 27380.7744 | 66405.6542 | 558.1941 | 1353.7691
1 | 6500 | 707 | 0.015 | 15 | 15 | 7 | 3.1623e-09 | 5spot_SharedNeighbor | CO2 | Porous | Wet | R600a | MinimizeLCOE_Brownfield | IgnoreSilica | 2019 | 85.7554 | 4.87 | 0.42087 | 4 | 27330.5577 | 66275.0022 | 557.1704 | 1351.1056 | 51.7979 | 7.7756 | 70.5714 | 1975495.6043 | 0 | 1456176.3559 | 0 | 0 | 0 | 1188719.6645 | 1801952.7336 | 4688311.3815 | 3199868.8531 | 14310524.5928 | 961560.8286 | 30738450.8463 | 30738450.8463 | 22874378.7166 | 11949490.5493 | 0 | 46010536.2678 | 111572856.38 | 3162277.6602 | 1.6835 | 27330.5577 | 66275.0022 | 557.1704 | 1351.1056
1 | 6500 | 707 | 0.015 | 15 | 15 | 7 | 4.217e-09 | 5spot_SharedNeighbor | CO2 | Porous | Wet | R600a | MinimizeLCOE_Brownfield | IgnoreSilica | 2019 | 85.8286 | 4.8749 | 0.42151 | 4 | 27292.9377 | 66178.7751 | 556.4035 | 1349.1438 | 51.796 | 7.7745 | 66.7434 | 1976529.9868 | 0 | 1457221.9401 | 0 | 0 | 0 | 1188550.0688 | 1802697.7783 | 4690249.8351 | 3201191.8874 | 14316441.4966 | 961560.8286 | 30738450.8463 | 30738450.8463 | 22874378.7166 | 11949490.5493 | 0 | 46016453.1715 | 111578773.2838 | 4216965.0343 | 1.686 | 27292.9377 | 66178.7751 | 556.4035 | 1349.1438
1 | 6500 | 707 | 0.015 | 15 | 15 | 7 | 5.6234e-09 | 5spot_SharedNeighbor | CO2 | Porous | Wet | R600a | MinimizeLCOE_Brownfield | IgnoreSilica | 2019 | 85.9017 | 4.8797 | 0.422 | 4 | 27264.7473 | 66104.6201 | 555.8288 | 1347.6321 | 51.794 | 7.7733 | 62.2208 | 1977563.7209 | 0 | 1458267.443 | 0 | 0 | 0 | 1188689.5283 | 1803563.07 | 4692501.1464 | 3202728.4537 | 14323313.3622 | 961560.8286 | 30738450.8463 | 30738450.8463 | 22874378.7166 | 11949490.5493 | 0 | 46023325.0371 | 111585645.1494 | 5623413.2519 | 1.688 | 27264.7473 | 66104.6201 | 555.8288 | 1347.6321
1 | 6500 | 707 | 0.015 | 15 | 15 | 7 | 7.4989e-09 | 5spot_SharedNeighbor | CO2 | Porous | Wet | R600a | MinimizeLCOE_Brownfield | IgnoreSilica | 2019 | 85.9406 | 4.8823 | 0.42236 | 4 | 27243.6197 | 66050.8524 | 555.398 | 1346.536 | 51.7929 | 7.7727 | 66.6221 | 1978112.9754 | 0 | 1458823.1932 | 0 | 0 | 0 | 1188558.1882 | 1803942.7992 | 4693489.1238 | 3203402.7686 | 14326329.0484 | 961560.8286 | 30738450.8463 | 30738450.8463 | 22874378.7166 | 11949490.5493 | 0 | 46026340.7233 | 111588660.8356 | 7498942.0933 | 1.6894 | 27243.6197 | 66050.8524 | 555.398 | 1346.536
1 | 6500 | 707 | 0.015 | 15 | 15 | 7 | 1e-08 | 5spot_SharedNeighbor | CO2 | Porous | Wet | R600a | MinimizeLCOE_Brownfield | IgnoreSilica | 2019 | 85.9944 | 4.8857 | 0.42266 | 4 | 27227.7827 | 66007.7934 | 555.0752 | 1345.6581 | 51.7915 | 7.7718 | 59.5871 | 1978871.2248 | 0 | 1459590.669 | 0 | 0 | 0 | 1188819.2875 | 1804639.6607 | 4695302.2146 | 3204640.2403 | 14331863.2968 | 961560.8286 | 30738450.8463 | 30738450.8463 | 22874378.7166 | 11949490.5493 | 0 | 46031874.9717 | 111594195.084 | 10000000 | 1.6906 | 27227.7827 | 66007.7934 | 555.0752 | 1345.6581
1 | 6600 | 707 | 0.015 | 15 | 15 | 7 | 1e-13 | 5spot_SharedNeighbor | CO2 | Porous | Wet | R600a | MinimizeLCOE_Brownfield | IgnoreSilica | 2019 | 0 | 0 | 0 | 0 |  |  |  |  | 15 |  | 18.1294 | [19 empty] | 100 | 0
1 | 6600 | 707 | 0.015 | 15 | 15 | 7 | 1.3335e-13 | 5spot_SharedNeighbor | CO2 | Porous | Wet | R600a | MinimizeLCOE_Brownfield | IgnoreSilica | 2019 | 0 | 0 | 0 | 0 |  |  |  |  | 15 |  | 20.4613 | [19 empty] | 133.3521 | 0
1 | 6600 | 707 | 0.015 | 15 | 15 | 7 | 1.7783e-13 | 5spot_SharedNeighbor | CO2 | Porous | Wet | R600a | MinimizeLCOE_Brownfield | IgnoreSilica | 2019 | 0 | 0 | 0 | 0 |  |  |  |  | 15 |  | 19.9319 | [19 empty] | 177.8279 | 0
1 | 6600 | 707 | 0.015 | 15 | 15 | 7 | 2.3714e-13 | 5spot_SharedNeighbor | CO2 | Porous | Wet | R600a | MinimizeLCOE_Brownfield | IgnoreSilica | 2019 | 0 | 0 | 0 | 0 |  |  |  |  | 15 |  | 20.1005 | [19 empty] | 237.1374 | 0
1 | 6600 | 707 | 0.015 | 15 | 15 | 7 | 3.1623e-13 | 5spot_SharedNeighbor | CO2 | Porous | Wet | R600a | MinimizeLCOE_Brownfield | IgnoreSilica | 2019 | 0 | 0 | 0 | 0 |  |  |  |  | 15 |  | 19.8836 | [19 empty] | 316.2278 | 0
1 | 6600 | 707 | 0.015 | 15 | 15 | 7 | 4.217e-13 | 5spot_SharedNeighbor | CO2 | Porous | Wet | R600a | MinimizeLCOE_Brownfield | IgnoreSilica | 2019 | 0 | 0 | 0 | 0 |  |  |  |  | 15 |  | 19.637 | [19 empty] | 421.6965 | 0
1 | 6600 | 707 | 0.015 | 15 | 15 | 7 | 5.6234e-13 | 5spot_SharedNeighbor | CO2 | Porous | Wet | R600a | MinimizeLCOE_Brownfield | IgnoreSilica | 2019 | 1.6 | -0.10932 | 0.00062181 | 4 | 13241716.4948 | 40146143.9499 | 269950.3015 | 818433.4461 | 34.268 | 6.165 | 21.451 | 84870.1263 | 0 | 11479.2566 | 0 | 0 | 0 | 91215.0472 | 73150.1277 | 190321.6272 | 129898.4213 | 580934.6063 | 961560.8286 | 31392914.1654 | 31392914.1654 | 23340719.2222 | 12184302.7159 | 0 | 32935409.6003 | 99853345.7038 | 562.3413 | 0.0024872 | 13241716.4948 | 40146143.9499 | 269950.3015 | 818433.4461
1 | 6600 | 707 | 0.015 | 15 | 15 | 7 | 7.4989e-13 | 5spot_SharedNeighbor | CO2 | Porous | Wet | R600a | MinimizeLCOE_Brownfield | IgnoreSilica | 2019 | 1.6 | -0.10552 | 0.0015575 | 4 | 5283468.203 | 16024975.7918 | 107710.6457 | 326690.8069 | 34.268 | 6.1651 | 19.9265 | 84870.6496 | 0 | 11479.0773 | 0 | 0 | 0 | 84687.2024 | 70604.4024 | 183698.1722 | 125377.7771 | 560717.2811 | 961560.8286 | 31392914.1654 | 31392914.1654 | 23340719.2222 | 12184302.7159 | 0 | 32915192.2751 | 99833128.3785 | 749.8942 | 0.0062298 | 5283468.203 | 16024975.7918 | 107710.6457 | 326690.8069
1 | 6600 | 707 | 0.015 | 15 | 15 | 7 | 1e-12 | 5spot_SharedNeighbor | CO2 | Porous | Wet | R600a | MinimizeLCOE_Brownfield | IgnoreSilica | 2019 | 3.4346 | -0.086241 | 0.0044458 | 4 | 1889100.2527 | 5652083.3396 | 38511.8638 | 115225.3639 | 42.3369 | 7.2669 | 37.5554 | 173087.8858 | 0 | 62327.854 | 0 | 0 | 0 | 164874.4938 | 156113.1911 | 406174.5 | 277222.4423 | 1239800.3671 | 961560.8286 | 31392914.1654 | 31392914.1654 | 23340719.2222 | 12184302.7159 | 0 | 33594275.3611 | 100512211.4645 | 1000 | 0.017783 | 1889100.2527 | 5652083.3396 | 38511.8638 | 115225.3639
1 | 6600 | 707 | 0.015 | 15 | 15 | 7 | 1.3335e-12 | 5spot_SharedNeighbor | CO2 | Porous | Wet | R600a | MinimizeLCOE_Brownfield | IgnoreSilica | 2019 | 4.7576 | -0.037221 | 0.0081684 | 4 | 1041236.1026 | 3089314.4568 | 21227.0063 | 62979.8538 | 45.0957 | 7.6252 | 44.2898 | 230638.5678 | 0 | 97001.5717 | 0 | 0 | 0 | 210377.5435 | 209826.8964 | 545926.5429 | 372606.0832 | 1666377.2056 | 961560.8286 | 31392914.1654 | 31392914.1654 | 23340719.2222 | 12184302.7159 | 0 | 34020852.1996 | 100938788.303 | 1333.5214 | 0.032674 | 1041236.1026 | 3089314.4568 | 21227.0063 | 62979.8538
1 | 6600 | 707 | 0.015 | 15 | 15 | 7 | 1.7783e-12 | 5spot_SharedNeighbor | CO2 | Porous | Wet | R600a | MinimizeLCOE_Brownfield | IgnoreSilica | 2019 | 6.4593 | 0.041452 | 0.013551 | 4 | 636976.1305 | 1871558.3696 | 12985.62 | 38154.2488 | 47.2316 | 7.896 | 52.7927 | 298837.7798 | 0 | 139242.4255 | 0 | 0 | 0 | 263017.6051 | 273428.146 | 711403.9481 | 485547.8125 | 2171477.717 | 961560.8286 | 31392914.1654 | 31392914.1654 | 23340719.2222 | 12184302.7159 | 0 | 34525952.711 | 101443888.8145 | 1778.2794 | 0.054203 | 636976.1305 | 1871558.3696 | 12985.62 | 38154.2488
1 | 6600 | 707 | 0.015 | 15 | 15 | 7 | 2.3714e-12 | 5spot_SharedNeighbor | CO2 | Porous | Wet | R600a | MinimizeLCOE_Brownfield | IgnoreSilica | 2019 | 8.6324 | 0.15433 | 0.021046 | 4 | 417156.3334 | 1212043.1063 | 8504.2961 | 24709.1381 | 48.8726 | 8.0992 | 45.5458 | 378865.4548 | 0 | 190126.4963 | 0 | 0 | 0 | 323423.5891 | 348042.0606 | 905534.0485 | 618045.595 | 2764037.2443 | 961560.8286 | 31392914.1654 | 31392914.1654 | 23340719.2222 | 12184302.7159 | 0 | 35118512.2383 | 102036448.3417 | 2371.3737 | 0.084185 | 417156.3334 | 1212043.1063 | 8504.2961 | 24709.1381
1 | 6600 | 707 | 0.015 | 15 | 15 | 7 | 3.1623e-12 | 5spot_SharedNeighbor | CO2 | Porous | Wet | R600a | MinimizeLCOE_Brownfield | IgnoreSilica | 2019 | 11.4318 | 0.30937 | 0.031233 | 4 | 286730.3411 | 822372.0756 | 5845.3858 | 16765.1671 | 50.1429 | 8.252 | 40.7372 | 473543.6377 | 0 | 251901.7376 | 0 | 0 | 0 | 393888.6022 | 436540.2513 | 1135788.1871 | 775198.7758 | 3466861.1917 | 961560.8286 | 31392914.1654 | 31392914.1654 | 23340719.2222 | 12184302.7159 | 0 | 35821336.1857 | 102739272.2892 | 3162.2777 | 0.12493 | 286730.3411 | 822372.0756 | 5845.3858 | 16765.1671
1 | 6600 | 707 | 0.015 | 15 | 15 | 7 | 4.217e-12 | 5spot_SharedNeighbor | CO2 | Porous | Wet | R600a | MinimizeLCOE_Brownfield | IgnoreSilica | 2019 | 14.9855 | 0.51389 | 0.044796 | 4 | 204497.7427 | 577956.5446 | 4168.9631 | 11782.4259 | 51.1099 | 8.363 | 50.8299 | 583999.2793 | 0 | 325874.5344 | 0 | 0 | 0 | 474675.4158 | 539974.1995 | 1404902.1032 | 958874.5533 | 4288300.0855 | 961560.8286 | 31392914.1654 | 31392914.1654 | 23340719.2222 | 12184302.7159 | 0 | 36642775.0795 | 103560711.183 | 4216.965 | 0.17918 | 204497.7427 | 577956.5446 | 4168.9631 | 11782.4259
1 | 6600 | 707 | 0.015 | 15 | 15 | 7 | 5.6234e-12 | 5spot_SharedNeighbor | CO2 | Porous | Wet | R600a | MinimizeLCOE_Brownfield | IgnoreSilica | 2019 | 19.4413 | 0.77646 | 0.062498 | 4 | 150374.5152 | 418053.2696 | 3065.5879 | 8522.5814 | 51.8354 | 8.439 | 56.492 | 711472.8342 | 0 | 413555.2312 | 0 | 0 | 0 | 566202.2846 | 659579.8365 | 1716091.4361 | 1171267.6673 | 5238169.2898 | 961560.8286 | 31392914.1654 | 31392914.1654 | 23340719.2222 | 12184302.7159 | 0 | 37592644.2838 | 104510580.3872 | 5623.4133 | 0.24999 | 150374.5152 | 418053.2696 | 3065.5879 | 8522.5814
1 | 6600 | 707 | 0.015 | 15 | 15 | 7 | 7.4989e-12 | 5spot_SharedNeighbor | CO2 | Porous | Wet | R600a | MinimizeLCOE_Brownfield | IgnoreSilica | 2019 | 24.8493 | 1.1004 | 0.085017 | 4 | 113670.6746 | 310448.3958 | 2317.3305 | 6328.9105 | 52.3596 | 8.4836 | 54.0075 | 854196.4473 | 0 | 514493.0102 | 0 | 0 | 0 | 665809.458 | 793454.5771 | 2064406.0496 | 1408999.5481 | 6301359.0903 | 961560.8286 | 31392914.1654 | 31392914.1654 | 23340719.2222 | 12184302.7159 | 0 | 38655834.0843 | 105573770.1877 | 7498.9421 | 0.34007 | 113670.6746 | 310448.3958 | 2317.3305 | 6328.9105
1 | 6600 | 707 | 0.015 | 15 | 15 | 7 | 1e-11 | 5spot_SharedNeighbor | CO2 | Porous | Wet | R600a | MinimizeLCOE_Brownfield | IgnoreSilica | 2019 | 31.1882 | 1.4849 | 0.11272 | 4 | 88284.4629 | 236696.152 | 1799.7982 | 4825.3712 | 52.7196 | 8.4994 | 40.9423 | 1008960.0725 | 0 | 627209.8032 | 0 | 0 | 0 | 769980.2639 | 938398.5544 | 2441520.5466 | 1666387.9413 | 7452457.182 | 961560.8286 | 31392914.1654 | 31392914.1654 | 23340719.2222 | 12184302.7159 | 0 | 39806932.176 | 106724868.2794 | 10000 | 0.45089 | 88284.4629 | 236696.152 | 1799.7982 | 4825.3712
1 | 6600 | 707 | 0.015 | 15 | 15 | 7 | 1.3335e-11 | 5spot_SharedNeighbor | CO2 | Porous | Wet | R600a | MinimizeLCOE_Brownfield | IgnoreSilica | 2019 | 38.2575 | 1.9184 | 0.14533 | 4 | 70518.0629 | 185630.3738 | 1437.6061 | 3784.3263 | 52.9437 | 8.4883 | 57.5121 | 1169172.5033 | 0 | 747621.7667 | 0 | 0 | 0 | 872646.1977 | 1087881.7824 | 2830445.2426 | 1931837.0379 | 8639604.5307 | 961560.8286 | 31392914.1654 | 31392914.1654 | 23340719.2222 | 12184302.7159 | 0 | 40994079.5247 | 107912015.6281 | 13335.2143 | 0.58133 | 70518.0629 | 185630.3738 | 1437.6061 | 3784.3263
1 | 6600 | 707 | 0.015 | 15 | 15 | 7 | 1.7783e-11 | 5spot_SharedNeighbor | CO2 | Porous | Wet | R600a | MinimizeLCOE_Brownfield | IgnoreSilica | 2019 | 45.6239 | 2.3752 | 0.18161 | 4 | 58006.0739 | 150123.1554 | 1182.5323 | 3060.4636 | 53.0578 | 8.4544 | 61.873 | 1324824.3767 | 0 | 868579.7336 | 0 | 0 | 0 | 965430.3382 | 1231945.4349 | 3205269.315 | 2187662.1692 | 9783711.3677 | 961560.8286 | 31392914.1654 | 31392914.1654 | 23340719.2222 | 12184302.7159 | 0 | 42138186.3617 | 109056122.4651 | 17782.7941 | 0.72644 | 58006.0739 | 150123.1554 | 1182.5323 | 3060.4636
1 | 6600 | 707 | 0.015 | 15 | 15 | 7 | 2.3714e-11 | 5spot_SharedNeighbor | CO2 | Porous | Wet | R600a | MinimizeLCOE_Brownfield | IgnoreSilica | 2019 | 52.8271 | 2.8269 | 0.21955 | 4 | 49163.2713 | 125361.4283 | 1002.2598 | 2555.6623 | 53.0902 | 8.4038 | 57.0042 | 1467511.7576 | 0 | 983369.5547 | 0 | 0 | 0 | 1042914.2605 | 1362580.2734 | 3545154.3677 | 2419640.7016 | 10821170.9155 | 961560.8286 | 31392914.1654 | 31392914.1654 | 23340719.2222 | 12184302.7159 | 0 | 43175645.9095 | 110093582.013 | 23713.7371 | 0.87821 | 49163.2713 | 125361.4283 | 1002.2598 | 2555.6623
1 | 6600 | 707 | 0.015 | 15 | 15 | 7 | 3.1623e-11 | 5spot_SharedNeighbor | CO2 | Porous | Wet | R600a | MinimizeLCOE_Brownfield | IgnoreSilica | 2019 | 59.4218 | 3.2451 | 0.2568 | 4 | 42892.7179 | 108039.7974 | 874.4261 | 2202.5374 | 53.0681 | 8.3444 | 47.907 | 1590764.8957 | 0 | 1086008.1115 | 0 | 0 | 0 | 1102114.084 | 1473765.9655 | 3834436.7314 | 2617081.8589 | 11704171.647 | 961560.8286 | 31392914.1654 | 31392914.1654 | 23340719.2222 | 12184302.7159 | 0 | 44058646.641 | 110976582.7444 | 31622.7766 | 1.0272 | 42892.7179 | 108039.7974 | 874.4261 | 2202.5374
1 | 6600 | 707 | 0.015 | 15 | 15 | 7 | 4.217e-11 | 5spot_SharedNeighbor | CO2 | Porous | Wet | R600a | MinimizeLCOE_Brownfield | IgnoreSilica | 2019 | 65.1707 | 3.6135 | 0.29133 | 4 | 38425.4948 | 95849.3775 | 783.3557 | 1954.0192 | 53.0153 | 8.2832 | 57.0143 | 1692865.2671 | 0 | 1173873.4279 | 0 | 0 | 0 | 1144562.1094 | 1564407.3137 | 4070266.9262 | 2778040.8127 | 12424015.8569 | 961560.8286 | 31392914.1654 | 31392914.1654 | 23340719.2222 | 12184302.7159 | 0 | 44778490.8509 | 111696426.9544 | 42169.6503 | 1.1653 | 38425.4948 | 95849.3775 | 783.3557 | 1954.0192
1 | 6600 | 707 | 0.015 | 15 | 15 | 7 | 5.6234e-11 | 5spot_SharedNeighbor | CO2 | Porous | Wet | R600a | MinimizeLCOE_Brownfield | IgnoreSilica | 2019 | 69.965 | 3.9237 | 0.32182 | 4 | 35223.5653 | 87207.1213 | 718.08 | 1777.8351 | 52.9501 | 8.2259 | 69.6769 | 1774377.4972 | 0 | 1246150.7011 | 0 | 0 | 0 | 1173020.8701 | 1635484.1367 | 4255194.2398 | 2904257.5041 | 12988484.949 | 961560.8286 | 31392914.1654 | 31392914.1654 | 23340719.2222 | 12184302.7159 | 0 | 45342959.943 | 112260896.0465 | 56234.1325 | 1.2873 | 35223.5653 | 87207.1213 | 718.08 | 1777.8351
1 | 6600 | 707 | 0.015 | 15 | 15 | 7 | 7.4989e-11 | 5spot_SharedNeighbor | CO2 | Porous | Wet | R600a | MinimizeLCOE_Brownfield | IgnoreSilica | 2019 | 73.8406 | 4.1766 | 0.3477 | 4 | 32912.7695 | 81027.4232 | 670.9713 | 1651.8536 | 52.8843 | 8.1754 | 66.0794 | 1837924.9175 | 0 | 1303985.9509 | 0 | 0 | 0 | 1191172.0563 | 1689902.3407 | 4396779.2438 | 3000892.1787 | 13420656.6879 | 961560.8286 | 31392914.1654 | 31392914.1654 | 23340719.2222 | 12184302.7159 | 0 | 45775131.6819 | 112693067.7853 | 74989.4209 | 1.3908 | 32912.7695 | 81027.4232 | 670.9713 | 1651.8536
1 | 6600 | 707 | 0.015 | 15 | 15 | 7 | 1e-10 | 5spot_SharedNeighbor | CO2 | Porous | Wet | R600a | MinimizeLCOE_Brownfield | IgnoreSilica | 2019 | 76.9345 | 4.3796 | 0.36904 | 4 | 31233.6818 | 76566.4775 | 636.7408 | 1560.9112 | 52.8237 | 8.1325 | 60.5184 | 1887173.3518 | 0 | 1349805.1331 | 0 | 0 | 0 | 1202785.782 | 1731508.0641 | 4505028.8017 | 3074774.7262 | 13751075.8589 | 961560.8286 | 31392914.1654 | 31392914.1654 | 23340719.2222 | 12184302.7159 | 0 | 46105550.8529 | 113023486.9564 | 100000 | 1.4761 | 31233.6818 | 76566.4775 | 636.7408 | 1560.9112
1 | 6600 | 707 | 0.015 | 15 | 15 | 7 | 1.3335e-10 | 5spot_SharedNeighbor | CO2 | Porous | Wet | R600a | MinimizeLCOE_Brownfield | IgnoreSilica | 2019 | 79.3387 | 4.5383 | 0.38619 | 4 | 30005.991 | 73325.0741 | 611.7127 | 1494.8308 | 52.7719 | 8.0976 | 75.5394 | 1924545.7175 | 0 | 1385210.1287 | 0 | 0 | 0 | 1209674.398 | 1762577.7952 | 4585865.8687 | 3129947.6855 | 13997821.5935 | 961560.8286 | 31392914.1654 | 31392914.1654 | 23340719.2222 | 12184302.7159 | 0 | 46352296.5875 | 113270232.691 | 133352.1432 | 1.5448 | 30005.991 | 73325.0741 | 611.7127 | 1494.8308
1 | 6600 | 707 | 0.015 | 15 | 15 | 7 | 1.7783e-10 | 5spot_SharedNeighbor | CO2 | Porous | Wet | R600a | MinimizeLCOE_Brownfield | IgnoreSilica | 2019 | 81.205 | 4.662 | 0.39977 | 4 | 29103.5248 | 70951.6949 | 593.3147 | 1446.4463 | 52.7288 | 8.0695 | 68.7702 | 1953018.3142 | 0 | 1412578.6633 | 0 | 0 | 0 | 1213927.0921 | 1786014.3871 | 4646843.0734 | 3171565.8807 | 14183947.4108 | 961560.8286 | 31392914.1654 | 31392914.1654 | 23340719.2222 | 12184302.7159 | 0 | 46538422.4048 | 113456358.5083 | 177827.941 | 1.5991 | 29103.5248 | 70951.6949 | 593.3147 | 1446.4463
1 | 6600 | 707 | 0.015 | 15 | 15 | 7 | 2.3714e-10 | 5spot_SharedNeighbor | CO2 | Porous | Wet | R600a | MinimizeLCOE_Brownfield | IgnoreSilica | 2019 | 82.6297 | 4.7567 | 0.41035 | 4 | 28437.1843 | 69205.969 | 579.7305 | 1410.8573 | 52.6943 | 8.0476 | 62.2341 | 1974438.9811 | 0 | 1433406.7754 | 0 | 0 | 0 | 1216365.9472 | 1803442.5644 | 4692187.6157 | 3202514.4625 | 14322356.3463 | 961560.8286 | 31392914.1654 | 31392914.1654 | 23340719.2222 | 12184302.7159 | 0 | 46676831.3403 | 113594767.4438 | 237137.3706 | 1.6414 | 28437.1843 | 69205.969 | 579.7305 | 1410.8573
1 | 6600 | 707 | 0.015 | 15 | 15 | 7 | 3.1623e-10 | 5spot_SharedNeighbor | CO2 | Porous | Wet | R600a | MinimizeLCOE_Brownfield | IgnoreSilica | 2019 | 83.7091 | 4.8288 | 0.41852 | 4 | 27943.4339 | 67916.4983 | 569.6647 | 1384.5697 | 52.6672 | 8.0307 | 64.6689 | 1990487.3571 | 0 | 1449151.1451 | 0 | 0 | 0 | 1217696.9465 | 1816360.825 | 4725798.2797 | 3225454.4314 | 14424948.9847 | 961560.8286 | 31392914.1654 | 31392914.1654 | 23340719.2222 | 12184302.7159 | 0 | 46779423.9787 | 113697360.0821 | 316227.766 | 1.6741 | 27943.4339 | 67916.4983 | 569.6647 | 1384.5697
1 | 6600 | 707 | 0.015 | 15 | 15 | 7 | 4.217e-10 | 5spot_SharedNeighbor | CO2 | Porous | Wet | R600a | MinimizeLCOE_Brownfield | IgnoreSilica | 2019 | 84.5445 | 4.8845 | 0.4248 | 4 | 27576.5426 | 66958.3208 | 562.1851 | 1365.0359 | 52.6457 | 8.0174 | 65.3887 | 2002799.7304 | 0 | 1461314.34 | 0 | 0 | 0 | 1218705.3466 | 1826299.5726 | 4751656.8624 | 3243103.4454 | 14503879.2975 | 961560.8286 | 31392914.1654 | 31392914.1654 | 23340719.2222 | 12184302.7159 | 0 | 46858354.2915 | 113776290.3949 | 421696.5034 | 1.6992 | 27576.5426 | 66958.3208 | 562.1851 | 1365.0359
1 | 6600 | 707 | 0.015 | 15 | 15 | 7 | 5.6234e-10 | 5spot_SharedNeighbor | CO2 | Porous | Wet | R600a | MinimizeLCOE_Brownfield | IgnoreSilica | 2019 | 85.1512 | 4.9252 | 0.42956 | 4 | 27303.32 | 66248.7304 | 556.6151 | 1350.57 | 52.6298 | 8.0076 | 62.7478 | 2011684.5521 | 0 | 1470138.0428 | 0 | 0 | 0 | 1218936.7365 | 1833296.1392 | 4769860.4936 | 3255527.7977 | 14559443.7619 | 961560.8286 | 31392914.1654 | 31392914.1654 | 23340719.2222 | 12184302.7159 | 0 | 46913918.7559 | 113831854.8593 | 562341.3252 | 1.7182 | 27303.32 | 66248.7304 | 556.6151 | 1350.57
1 | 6600 | 707 | 0.015 | 15 | 15 | 7 | 7.4989e-10 | 5spot_SharedNeighbor | CO2 | Porous | Wet | R600a | MinimizeLCOE_Brownfield | IgnoreSilica | 2019 | 85.6239 | 4.9568 | 0.4332 | 4 | 27099.5096 | 65718.3336 | 552.4602 | 1339.7571 | 52.6172 | 8 | 69.7803 | 2018571.6134 | 0 | 1477005.0914 | 0 | 0 | 0 | 1219252.1317 | 1838783.2463 | 4784136.8204 | 3265271.6841 | 14603020.5874 | 961560.8286 | 31392914.1654 | 31392914.1654 | 23340719.2222 | 12184302.7159 | 0 | 46957495.5814 | 113875431.6848 | 749894.2093 | 1.7328 | 27099.5096 | 65718.3336 | 552.4602 | 1339.7571
1 | 6600 | 707 | 0.015 | 15 | 15 | 7 | 1e-09 | 5spot_SharedNeighbor | CO2 | Porous | Wet | R600a | MinimizeLCOE_Brownfield | IgnoreSilica | 2019 | 85.9935 | 4.9815 | 0.43596 | 4 | 26947.2819 | 65321.0165 | 549.3568 | 1331.6573 | 52.6073 | 7.9939 | 69.6555 | 2023936.3548 | 0 | 1482371.05 | 0 | 0 | 0 | 1219644.506 | 1843121.2452 | 4795423.4039 | 3272975.0092 | 14637471.569 | 961560.8286 | 31392914.1654 | 31392914.1654 | 23340719.2222 | 12184302.7159 | 0 | 46991946.563 | 113909882.6665 | 1000000 | 1.7438 | 26947.2819 | 65321.0165 | 549.3568 | 1331.6573
1 | 6600 | 707 | 0.015 | 15 | 15 | 7 | 1.3335e-09 | 5spot_SharedNeighbor | CO2 | Porous | Wet | R600a | MinimizeLCOE_Brownfield | IgnoreSilica | 2019 | 86.2519 | 4.9989 | 0.43803 | 4 | 26833.4698 | 65026.36 | 547.0366 | 1325.6503 | 52.6003 | 7.9897 | 65.5022 | 2027675.7825 | 0 | 1486120.141 | 0 | 0 | 0 | 1219613.3758 | 1846029.6267 | 4802990.4159 | 3278139.6504 | 14660568.9921 | 961560.8286 | 31392914.1654 | 31392914.1654 | 23340719.2222 | 12184302.7159 | 0 | 47015043.9861 | 113932980.0896 | 1333521.4322 | 1.7521 | 26833.4698 | 65026.36 | 547.0366 | 1325.6503
1 | 6600 | 707 | 0.015 | 15 | 15 | 7 | 1.7783e-09 | 5spot_SharedNeighbor | CO2 | Porous | Wet | R600a | MinimizeLCOE_Brownfield | IgnoreSilica | 2019 | 86.454 | 5.0125 | 0.43959 | 4 | 26748.3162 | 64805.1438 | 545.3006 | 1321.1405 | 52.5948 | 7.9864 | 71.9802 | 2030593.9954 | 0 | 1489050.9624 | 0 | 0 | 0 | 1219691.8721 | 1848341.3636 | 4809005.0812 | 3282244.7831 | 14678928.0578 | 961560.8286 | 31392914.1654 | 31392914.1654 | 23340719.2222 | 12184302.7159 | 0 | 47033403.0518 | 113951339.1553 | 1778279.41 | 1.7584 | 26748.3162 | 64805.1438 | 545.3006 | 1321.1405
1 | 6600 | 707 | 0.015 | 15 | 15 | 7 | 2.3714e-09 | 5spot_SharedNeighbor | CO2 | Porous | Wet | R600a | MinimizeLCOE_Brownfield | IgnoreSilica | 2019 | 86.6003 | 5.0223 | 0.44076 | 4 | 26684.5688 | 64640.2033 | 544.001 | 1317.778 | 52.5908 | 7.984 | 68.0712 | 2032703.7672 | 0 | 1491172.638 | 0 | 0 | 0 | 1219659.3656 | 1849978.9506 | 4813265.7466 | 3285152.7748 | 14691933.2428 | 961560.8286 | 31392914.1654 | 31392914.1654 | 23340719.2222 | 12184302.7159 | 0 | 47046408.2368 | 113964344.3402 | 2371373.7057 | 1.7631 | 26684.5688 | 64640.2033 | 544.001 | 1317.778
1 | 6600 | 707 | 0.015 | 15 | 15 | 7 | 3.1623e-09 | 5spot_SharedNeighbor | CO2 | Porous | Wet | R600a | MinimizeLCOE_Brownfield | IgnoreSilica | 2019 | 86.7124 | 5.0298 | 0.44165 | 4 | 26636.8264 | 64516.4693 | 543.0277 | 1315.2555 | 52.5877 | 7.9821 | 64.74 | 2034317.5531 | 0 | 1492797.1143 | 0 | 0 | 0 | 1219662.5609 | 1851243.119 | 4816554.8535 | 3287397.6578 | 14701972.8587 | 961560.8286 | 31392914.1654 | 31392914.1654 | 23340719.2222 | 12184302.7159 | 0 | 47056447.8527 | 113974383.9561 | 3162277.6602 | 1.7666 | 26636.8264 | 64516.4693 | 543.0277 | 1315.2555
1 | 6600 | 707 | 0.015 | 15 | 15 | 7 | 4.217e-09 | 5spot_SharedNeighbor | CO2 | Porous | Wet | R600a | MinimizeLCOE_Brownfield | IgnoreSilica | 2019 | 86.8024 | 5.0359 | 0.44232 | 4 | 26601.0589 | 64423.1478 | 542.2986 | 1313.353 | 52.5852 | 7.9806 | 77.2919 | 2035612.5936 | 0 | 1494101.729 | 0 | 0 | 0 | 1219750.1988 | 1852291.1633 | 4819281.6498 | 3289258.7523 | 14710296.0868 | 961560.8286 | 31392914.1654 | 31392914.1654 | 23340719.2222 | 12184302.7159 | 0 | 47064771.0808 | 113982707.1842 | 4216965.0343 | 1.7693 | 26601.0589 | 64423.1478 | 542.2986 | 1313.353
1 | 6600 | 707 | 0.015 | 15 | 15 | 7 | 5.6234e-09 | 5spot_SharedNeighbor | CO2 | Porous | Wet | R600a | MinimizeLCOE_Brownfield | IgnoreSilica | 2019 | 86.8755 | 5.0407 | 0.44283 | 4 | 26574.2568 | 64352.6189 | 541.7522 | 1311.9152 | 52.5832 | 7.9794 | 68.8234 | 2036664.4694 | 0 | 1495162.0347 | 0 | 0 | 0 | 1219898.1748 | 1853172.6248 | 4821575.0318 | 3290824.0327 | 14717296.3683 | 961560.8286 | 31392914.1654 | 31392914.1654 | 23340719.2222 | 12184302.7159 | 0 | 47071771.3622 | 113989707.4657 | 5623413.2519 | 1.7713 | 26574.2568 | 64352.6189 | 541.7522 | 1311.9152
1 | 6600 | 707 | 0.015 | 15 | 15 | 7 | 7.4989e-09 | 5spot_SharedNeighbor | CO2 | Porous | Wet | R600a | MinimizeLCOE_Brownfield | IgnoreSilica | 2019 | 86.9144 | 5.0434 | 0.4432 | 4 | 26554.1685 | 64301.5055 | 541.3426 | 1310.8732 | 52.5821 | 7.9788 | 74.6466 | 2037223.3633 | 0 | 1495725.6533 | 0 | 0 | 0 | 1219769.0023 | 1853560.0274 | 4822582.9738 | 3291511.9738 | 14720372.9937 | 961560.8286 | 31392914.1654 | 31392914.1654 | 23340719.2222 | 12184302.7159 | 0 | 47074847.9877 | 113992784.0912 | 7498942.0933 | 1.7728 | 26554.1685 | 64301.5055 | 541.3426 | 1310.8732
1 | 6600 | 707 | 0.015 | 15 | 15 | 7 | 1e-08 | 5spot_SharedNeighbor | CO2 | Porous | Wet | R600a | MinimizeLCOE_Brownfield | IgnoreSilica | 2019 | 86.9487 | 5.0457 | 0.44348 | 4 | 26539.1107 | 64262.6419 | 541.0357 | 1310.0809 | 52.5812 | 7.9782 | 68.7874 | 2037715.5734 | 0 | 1496222.1594 | 0 | 0 | 0 | 1219747.641 | 1853937.2958 | 4823564.5487 | 3292181.9188 | 14723369.137 | 961560.8286 | 31392914.1654 | 31392914.1654 | 23340719.2222 | 12184302.7159 | 0 | 47077844.131 | 113995780.2345 | 10000000 | 1.7739 | 26539.1107 | 64262.6419 | 541.0357 | 1310.0809
1 | 6700 | 707 | 0.015 | 15 | 15 | 7 | 1e-13 | 5spot_SharedNeighbor | CO2 | Porous | Wet | R600a | MinimizeLCOE_Brownfield | IgnoreSilica | 2019 | 0 | 0 | 0 | 0 |  |  |  |  | 15 |  | 19.9959 | [19 empty] | 100 | 0
1 | 6700 | 707 | 0.015 | 15 | 15 | 7 | 1.3335e-13 | 5spot_SharedNeighbor | CO2 | Porous | Wet | R600a | MinimizeLCOE_Brownfield | IgnoreSilica | 2019 | 0 | 0 | 0 | 0 |  |  |  |  | 15 |  | 20.9863 | [19 empty] | 133.3521 | 0
1 | 6700 | 707 | 0.015 | 15 | 15 | 7 | 1.7783e-13 | 5spot_SharedNeighbor | CO2 | Porous | Wet | R600a | MinimizeLCOE_Brownfield | IgnoreSilica | 2019 | 0 | 0 | 0 | 0 |  |  |  |  | 15 |  | 20.2958 | [19 empty] | 177.8279 | 0
1 | 6700 | 707 | 0.015 | 15 | 15 | 7 | 2.3714e-13 | 5spot_SharedNeighbor | CO2 | Porous | Wet | R600a | MinimizeLCOE_Brownfield | IgnoreSilica | 2019 | 0 | 0 | 0 | 0 |  |  |  |  | 15 |  | 19.2512 | [19 empty] | 237.1374 | 0
1 | 6700 | 707 | 0.015 | 15 | 15 | 7 | 3.1623e-13 | 5spot_SharedNeighbor | CO2 | Porous | Wet | R600a | MinimizeLCOE_Brownfield | IgnoreSilica | 2019 | 0 | 0 | 0 | 0 |  |  |  |  | 15 |  | 20.8483 | [19 empty] | 316.2278 | 0
1 | 6700 | 707 | 0.015 | 15 | 15 | 7 | 4.217e-13 | 5spot_SharedNeighbor | CO2 | Porous | Wet | R600a | MinimizeLCOE_Brownfield | IgnoreSilica | 2019 | 0 | 0 | 0 | 0 |  |  |  |  | 15 |  | 20.8451 | [19 empty] | 421.6965 | 0
1 | 6700 | 707 | 0.015 | 15 | 15 | 7 | 5.6234e-13 | 5spot_SharedNeighbor | CO2 | Porous | Wet | R600a | MinimizeLCOE_Brownfield | IgnoreSilica | 2019 | 1.6 | -0.11062 | 0.00069151 | 4 | 12148304.4006 | 36836058.0056 | 247659.617 | 750952.8669 | 34.4349 | 6.3091 | 22.2434 | 86161.0623 | 0 | 11351.5333 | 0 | 0 | 0 | 92301.4027 | 74027.4593 | 192604.2641 | 131456.3679 | 587902.0896 | 961560.8286 | 32053237.5753 | 32053237.5753 | 23812626.8141 | 12421458.9187 | 0 | 33602700.4935 | 101890023.8017 | 562.3413 | 0.002766 | 12148304.4006 | 36836058.0056 | 247659.617 | 750952.8669
1 | 6700 | 707 | 0.015 | 15 | 15 | 7 | 7.4989e-13 | 5spot_SharedNeighbor | CO2 | Porous | Wet | R600a | MinimizeLCOE_Brownfield | IgnoreSilica | 2019 | 1.6 | -0.10684 | 0.001625 | 4 | 5166549.5158 | 15672270.8256 | 105327.1002 | 319500.4391 | 34.435 | 6.3091 | 20.6503 | 86161.5927 | 0 | 11351.3511 | 0 | 0 | 0 | 85823.5896 | 71501.248 | 186031.5804 | 126970.3762 | 567839.7381 | 961560.8286 | 32053237.5753 | 32053237.5753 | 23812626.8141 | 12421458.9187 | 0 | 33582638.142 | 101869961.4502 | 749.8942 | 0.0065 | 5166549.5158 | 15672270.8256 | 105327.1002 | 319500.4391
1 | 6700 | 707 | 0.015 | 15 | 15 | 7 | 1e-12 | 5spot_SharedNeighbor | CO2 | Porous | Wet | R600a | MinimizeLCOE_Brownfield | IgnoreSilica | 2019 | 3.5707 | -0.084452 | 0.0048417 | 4 | 1772202.763 | 5298195.6371 | 36128.7504 | 108010.8844 | 43.0838 | 7.4924 | 39.8426 | 182256.549 | 0 | 66524.0702 | 0 | 0 | 0 | 173258.0047 | 164595.0633 | 428242.5917 | 292284.3683 | 1307160.6473 | 961560.8286 | 32053237.5753 | 32053237.5753 | 23812626.8141 | 12421458.9187 | 0 | 34321959.0512 | 102609282.3594 | 1000 | 0.019367 | 1772202.763 | 5298195.6371 | 36128.7504 | 108010.8844
1 | 6700 | 707 | 0.015 | 15 | 15 | 7 | 1.3335e-12 | 5spot_SharedNeighbor | CO2 | Porous | Wet | R600a | MinimizeLCOE_Brownfield | IgnoreSilica | 2019 | 4.9324 | -0.031753 | 0.0088615 | 4 | 980785.96 | 2907300.7651 | 19994.6484 | 59269.2585 | 45.8529 | 7.8515 | 39.2307 | 242147.6649 | 0 | 102516.6786 | 0 | 0 | 0 | 220410.8634 | 220379.3307 | 573381.8124 | 391344.8688 | 1750181.2187 | 961560.8286 | 32053237.5753 | 32053237.5753 | 23812626.8141 | 12421458.9187 | 0 | 34764979.6226 | 103052302.9308 | 1333.5214 | 0.035446 | 980785.96 | 2907300.7651 | 19994.6484 | 59269.2585
1 | 6700 | 707 | 0.015 | 15 | 15 | 7 | 1.7783e-12 | 5spot_SharedNeighbor | CO2 | Porous | Wet | R600a | MinimizeLCOE_Brownfield | IgnoreSilica | 2019 | 6.6936 | 0.052211 | 0.014661 | 4 | 601812.6405 | 1766247.4768 | 12268.7647 | 36007.3438 | 48.0112 | 8.1246 | 44.1174 | 313506.7686 | 0 | 146595.5202 | 0 | 0 | 0 | 275390.9074 | 286842.3465 | 746304.9462 | 509368.4608 | 2278008.9497 | 961560.8286 | 32053237.5753 | 32053237.5753 | 23812626.8141 | 12421458.9187 | 0 | 35292807.3536 | 103580130.6618 | 1778.2794 | 0.058644 | 601812.6405 | 1766247.4768 | 12268.7647 | 36007.3438
1 | 6700 | 707 | 0.015 | 15 | 15 | 7 | 2.3714e-12 | 5spot_SharedNeighbor | CO2 | Porous | Wet | R600a | MinimizeLCOE_Brownfield | IgnoreSilica | 2019 | 8.9419 | 0.17206 | 0.022725 | 4 | 395064.9029 | 1146293.4393 | 8053.9324 | 23368.7422 | 49.6686 | 8.3291 | 47.9884 | 397206.8831 | 0 | 199670.1676 | 0 | 0 | 0 | 338449.2507 | 364777.2575 | 949075.598 | 647763.5972 | 2896942.7541 | 961560.8286 | 32053237.5753 | 32053237.5753 | 23812626.8141 | 12421458.9187 | 0 | 35911741.158 | 104199064.4662 | 2371.3737 | 0.090901 | 395064.9029 | 1146293.4393 | 8053.9324 | 23368.7422
1 | 6700 | 707 | 0.015 | 15 | 15 | 7 | 3.1623e-12 | 5spot_SharedNeighbor | CO2 | Porous | Wet | R600a | MinimizeLCOE_Brownfield | IgnoreSilica | 2019 | 11.8339 | 0.33605 | 0.03367 | 4 | 272088.0971 | 779124.2773 | 5546.8839 | 15883.5022 | 50.9499 | 8.4824 | 37.4316 | 496088.798 | 0 | 264014.0958 | 0 | 0 | 0 | 411858.1151 | 457064.7935 | 1189188.8357 | 811645.8158 | 3629860.4539 | 961560.8286 | 32053237.5753 | 32053237.5753 | 23812626.8141 | 12421458.9187 | 0 | 36644658.8578 | 104931982.166 | 3162.2777 | 0.13468 | 272088.0971 | 779124.2773 | 5546.8839 | 15883.5022
1 | 6700 | 707 | 0.015 | 15 | 15 | 7 | 4.217e-12 | 5spot_SharedNeighbor | CO2 | Porous | Wet | R600a | MinimizeLCOE_Brownfield | IgnoreSilica | 2019 | 15.4996 | 0.55177 | 0.048224 | 4 | 194406.62 | 548420.5215 | 3963.2419 | 11180.2941 | 51.9241 | 8.5933 | 52.5904 | 611292.5757 | 0 | 340961.7314 | 0 | 0 | 0 | 495855.4637 | 564762.8106 | 1469396.9844 | 1002893.6349 | 4485163.2007 | 961560.8286 | 32053237.5753 | 32053237.5753 | 23812626.8141 | 12421458.9187 | 0 | 37499961.6046 | 105787284.9128 | 4216.965 | 0.19289 | 194406.62 | 548420.5215 | 3963.2419 | 11180.2941
1 | 6700 | 707 | 0.015 | 15 | 15 | 7 | 5.6234e-12 | 5spot_SharedNeighbor | CO2 | Porous | Wet | R600a | MinimizeLCOE_Brownfield | IgnoreSilica | 2019 | 20.0823 | 0.82771 | 0.067185 | 4 | 143209.629 | 397312.8602 | 2919.522 | 8099.7601 | 52.6532 | 8.6686 | 46.5428 | 743882.65 | 0 | 431925.9008 | 0 | 0 | 0 | 590641.469 | 688915.5077 | 1792416.835 | 1223361.3204 | 5471143.6827 | 961560.8286 | 32053237.5753 | 32053237.5753 | 23812626.8141 | 12421458.9187 | 0 | 38485942.0866 | 106773265.3948 | 5623.4133 | 0.26874 | 143209.629 | 397312.8602 | 2919.522 | 8099.7601
1 | 6700 | 707 | 0.015 | 15 | 15 | 7 | 7.4989e-12 | 5spot_SharedNeighbor | CO2 | Porous | Wet | R600a | MinimizeLCOE_Brownfield | IgnoreSilica | 2019 | 25.6387 | 1.1677 | 0.091253 | 4 | 108459.194 | 295542.3006 | 2211.0874 | 6025.0295 | 53.1794 | 8.7118 | 59.2233 | 892217.2029 | 0 | 536575.4481 | 0 | 0 | 0 | 693720.2556 | 827780.0336 | 2153713.8463 | 1469953.9545 | 6573960.741 | 961560.8286 | 32053237.5753 | 32053237.5753 | 23812626.8141 | 12421458.9187 | 0 | 39588759.1449 | 107876082.4531 | 7498.9421 | 0.36501 | 108459.194 | 295542.3006 | 2211.0874 | 6025.0295
1 | 6700 | 707 | 0.015 | 15 | 15 | 7 | 1e-11 | 5spot_SharedNeighbor | CO2 | Porous | Wet | R600a | MinimizeLCOE_Brownfield | IgnoreSilica | 2019 | 32.1239 | 1.5694 | 0.12077 | 4 | 84412.1135 | 225771.3312 | 1720.8551 | 4602.654 | 53.5385 | 8.7253 | 49.6097 | 1052417.6498 | 0 | 652992.6772 | 0 | 0 | 0 | 800911.4676 | 977465.4999 | 2543164.725 | 1735762.1816 | 7762714.201 | 961560.8286 | 32053237.5753 | 32053237.5753 | 23812626.8141 | 12421458.9187 | 0 | 40777512.6049 | 109064835.9131 | 10000 | 0.48308 | 84412.1135 | 225771.3312 | 1720.8551 | 4602.654
1 | 6700 | 707 | 0.015 | 15 | 15 | 7 | 1.3335e-11 | 5spot_SharedNeighbor | CO2 | Porous | Wet | R600a | MinimizeLCOE_Brownfield | IgnoreSilica | 2019 | 39.3124 | 2.0197 | 0.15536 | 4 | 67579.6642 | 177468.0207 | 1377.7029 | 3617.9256 | 53.7595 | 8.7114 | 44.1406 | 1217299.9845 | 0 | 776669.34 | 0 | 0 | 0 | 905652.6323 | 1130852.5631 | 2942246.3995 | 2008143.6248 | 8980864.5441 | 961560.8286 | 32053237.5753 | 32053237.5753 | 23812626.8141 | 12421458.9187 | 0 | 41995662.9481 | 110282986.2563 | 13335.2143 | 0.62142 | 67579.6642 | 177468.0207 | 1377.7029 | 3617.9256
1 | 6700 | 707 | 0.015 | 15 | 15 | 7 | 1.7783e-11 | 5spot_SharedNeighbor | CO2 | Porous | Wet | R600a | MinimizeLCOE_Brownfield | IgnoreSilica | 2019 | 46.7714 | 2.4922 | 0.19365 | 4 | 55724.9795 | 143882.4559 | 1136.0291 | 2933.2385 | 53.8695 | 8.6743 | 44.1329 | 1376872.6884 | 0 | 900459.833 | 0 | 0 | 0 | 999800.9483 | 1278082.0531 | 3325307.3316 | 2269590.582 | 10150113.4364 | 961560.8286 | 32053237.5753 | 32053237.5753 | 23812626.8141 | 12421458.9187 | 0 | 43164911.8403 | 111452235.1485 | 17782.7941 | 0.77461 | 55724.9795 | 143882.4559 | 1136.0291 | 2933.2385
1 | 6700 | 707 | 0.015 | 15 | 15 | 7 | 2.3714e-11 | 5spot_SharedNeighbor | CO2 | Porous | Wet | R600a | MinimizeLCOE_Brownfield | IgnoreSilica | 2019 | 54.0038 | 2.9557 | 0.23347 | 4 | 47346.3201 | 120468.9231 | 965.2188 | 2455.9219 | 53.8975 | 8.6207 | 72.4088 | 1521990.979 | 0 | 1017022.5347 | 0 | 0 | 0 | 1077324.3506 | 1410371.7671 | 3669498.0309 | 2504507.8067 | 11200715.4691 | 961560.8286 | 32053237.5753 | 32053237.5753 | 23812626.8141 | 12421458.9187 | 0 | 44215513.873 | 112502837.1812 | 23713.7371 | 0.93387 | 47346.3201 | 120468.9231 | 965.2188 | 2455.9219
1 | 6700 | 707 | 0.015 | 15 | 15 | 7 | 3.1623e-11 | 5spot_SharedNeighbor | CO2 | Porous | Wet | R600a | MinimizeLCOE_Brownfield | IgnoreSilica | 2019 | 60.6151 | 3.3842 | 0.27237 | 4 | 41403.7572 | 104081.8634 | 844.0716 | 2121.8496 | 53.8714 | 8.5586 | 62.0962 | 1647212.8164 | 0 | 1121143.7611 | 0 | 0 | 0 | 1136484.2709 | 1522887.9309 | 3962242.0089 | 2704311.587 | 12094282.3753 | 961560.8286 | 32053237.5753 | 32053237.5753 | 23812626.8141 | 12421458.9187 | 0 | 45109080.7793 | 113396404.0875 | 31622.7766 | 1.0895 | 41403.7572 | 104081.8634 | 844.0716 | 2121.8496
1 | 6700 | 707 | 0.015 | 15 | 15 | 7 | 4.217e-11 | 5spot_SharedNeighbor | CO2 | Porous | Wet | R600a | MinimizeLCOE_Brownfield | IgnoreSilica | 2019 | 66.3233 | 3.7582 | 0.30825 | 4 | 37168.6228 | 92550.9755 | 757.7327 | 1886.7768 | 53.8157 | 8.4955 | 58.8355 | 1750008.9429 | 0 | 1209467.5932 | 0 | 0 | 0 | 1177965.0186 | 1613602.2064 | 4198261.9457 | 2865400.0436 | 12814705.7504 | 961560.8286 | 32053237.5753 | 32053237.5753 | 23812626.8141 | 12421458.9187 | 0 | 45829504.1543 | 114116827.4625 | 42169.6503 | 1.233 | 37168.6228 | 92550.9755 | 757.7327 | 1886.7768
1 | 6700 | 707 | 0.015 | 15 | 15 | 7 | 5.6234e-11 | 5spot_SharedNeighbor | CO2 | Porous | Wet | R600a | MinimizeLCOE_Brownfield | IgnoreSilica | 2019 | 71.1 | 4.074 | 0.33984 | 4 | 34131.5246 | 84365.7935 | 695.8173 | 1719.9108 | 53.748 | 8.4364 | 67.8265 | 1832404.6258 | 0 | 1282399.569 | 0 | 0 | 0 | 1206062.6252 | 1685138.0598 | 4384383.5622 | 2992431.8713 | 13382820.3133 | 961560.8286 | 32053237.5753 | 32053237.5753 | 23812626.8141 | 12421458.9187 | 0 | 46397618.7172 | 114684942.0254 | 56234.1325 | 1.3594 | 34131.5246 | 84365.7935 | 695.8173 | 1719.9108
1 | 6700 | 707 | 0.015 | 15 | 15 | 7 | 7.4989e-11 | 5spot_SharedNeighbor | CO2 | Porous | Wet | R600a | MinimizeLCOE_Brownfield | IgnoreSilica | 2019 | 74.964 | 4.3315 | 0.36659 | 4 | 31938.4844 | 78507.7042 | 651.1092 | 1600.4857 | 53.6802 | 8.3845 | 60.954 | 1896704.6893 | 0 | 1340810.8659 | 0 | 0 | 0 | 1224041.6176 | 1740007.2974 | 4527142.0633 | 3089867.4817 | 13818574.0152 | 961560.8286 | 32053237.5753 | 32053237.5753 | 23812626.8141 | 12421458.9187 | 0 | 46833372.4191 | 115120695.7273 | 74989.4209 | 1.4664 | 31938.4844 | 78507.7042 | 651.1092 | 1600.4857
1 | 6700 | 707 | 0.015 | 15 | 15 | 7 | 1e-10 | 5spot_SharedNeighbor | CO2 | Porous | Wet | R600a | MinimizeLCOE_Brownfield | IgnoreSilica | 2019 | 78.0157 | 4.5362 | 0.38856 | 4 | 30344.1164 | 74280.3423 | 618.6059 | 1514.3052 | 53.6186 | 8.3409 | 68.1161 | 1946025.5938 | 0 | 1386603.4894 | 0 | 0 | 0 | 1235017.7401 | 1781382.2611 | 4634791.2317 | 3163340.2511 | 14147160.5673 | 961560.8286 | 32053237.5753 | 32053237.5753 | 23812626.8141 | 12421458.9187 | 0 | 47161958.9712 | 115449282.2794 | 100000 | 1.5542 | 30344.1164 | 74280.3423 | 618.6059 | 1514.3052
1 | 6700 | 707 | 0.015 | 15 | 15 | 7 | 1.3335e-10 | 5spot_SharedNeighbor | CO2 | Porous | Wet | R600a | MinimizeLCOE_Brownfield | IgnoreSilica | 2019 | 80.3936 | 4.6966 | 0.4062 | 4 | 29177.8192 | 71205.6826 | 594.8293 | 1451.6242 | 53.566 | 8.3053 | 63.5603 | 1983569.5338 | 0 | 1422089.4059 | 0 | 0 | 0 | 1241566.3281 | 1812417.8545 | 4715539.4794 | 3218452.5893 | 14393635.1911 | 961560.8286 | 32053237.5753 | 32053237.5753 | 23812626.8141 | 12421458.9187 | 0 | 47408433.595 | 115695756.9032 | 133352.1432 | 1.6248 | 29177.8192 | 71205.6826 | 594.8293 | 1451.6242
1 | 6700 | 707 | 0.015 | 15 | 15 | 7 | 1.7783e-10 | 5spot_SharedNeighbor | CO2 | Porous | Wet | R600a | MinimizeLCOE_Brownfield | IgnoreSilica | 2019 | 82.2398 | 4.8216 | 0.42015 | 4 | 28320.1407 | 68953.0929 | 577.3444 | 1405.7021 | 53.5223 | 8.2768 | 65.8397 | 2012188.5532 | 0 | 1449530.5635 | 0 | 0 | 0 | 1245593.196 | 1835851.802 | 4776509.8037 | 3260066.0885 | 14579740.0069 | 961560.8286 | 32053237.5753 | 32053237.5753 | 23812626.8141 | 12421458.9187 | 0 | 47594538.4109 | 115881861.7191 | 177827.941 | 1.6806 | 28320.1407 | 68953.0929 | 577.3444 | 1405.7021
1 | 6700 | 707 | 0.015 | 15 | 15 | 7 | 2.3714e-10 | 5spot_SharedNeighbor | CO2 | Porous | Wet | R600a | MinimizeLCOE_Brownfield | IgnoreSilica | 2019 | 83.636 | 4.9166 | 0.43099 | 4 | 27686.6624 | 67297.0543 | 564.4301 | 1371.9415 | 53.4877 | 8.2547 | 68.7863 | 2033523.1774 | 0 | 1470219.6488 | 0 | 0 | 0 | 1247664.6528 | 1853048.9168 | 4821253.169 | 3290604.3547 | 14716313.9197 | 961560.8286 | 32053237.5753 | 32053237.5753 | 23812626.8141 | 12421458.9187 | 0 | 47731112.3236 | 116018435.6318 | 237137.3706 | 1.724 | 27686.6624 | 67297.0543 | 564.4301 | 1371.9415
1 | 6700 | 707 | 0.015 | 15 | 15 | 7 | 3.1623e-10 | 5spot_SharedNeighbor | CO2 | Porous | Wet | R600a | MinimizeLCOE_Brownfield | IgnoreSilica | 2019 | 84.7102 | 4.9898 | 0.43938 | 4 | 27217.1406 | 66071.4816 | 554.8582 | 1346.9565 | 53.4602 | 8.2374 | 59.3805 | 2049759.3095 | 0 | 1486103.4563 | 0 | 0 | 0 | 1248989.1942 | 1866092.2644 | 4855189.2838 | 3313766.4504 | 14819899.9586 | 961560.8286 | 32053237.5753 | 32053237.5753 | 23812626.8141 | 12421458.9187 | 0 | 47834698.3626 | 116122021.6707 | 316227.766 | 1.7575 | 27217.1406 | 66071.4816 | 554.8582 | 1346.9565
1 | 6700 | 707 | 0.015 | 15 | 15 | 7 | 4.217e-10 | 5spot_SharedNeighbor | CO2 | Porous | Wet | R600a | MinimizeLCOE_Brownfield | IgnoreSilica | 2019 | 85.5339 | 5.0459 | 0.44582 | 4 | 26868.1816 | 65161.4033 | 547.7442 | 1328.4033 | 53.4385 | 8.224 | 57.7141 | 2062101.907 | 0 | 1498261.2816 | 0 | 0 | 0 | 1249879.9363 | 1875994.8188 | 4880953.699 | 3331351.1931 | 14898542.8359 | 961560.8286 | 32053237.5753 | 32053237.5753 | 23812626.8141 | 12421458.9187 | 0 | 47913341.2398 | 116200664.548 | 421696.5034 | 1.7833 | 26868.1816 | 65161.4033 | 547.7442 | 1328.4033
1 | 6700 | 707 | 0.015 | 15 | 15 | 7 | 5.6234e-10 | 5spot_SharedNeighbor | CO2 | Porous | Wet | R600a | MinimizeLCOE_Brownfield | IgnoreSilica | 2019 | 86.1445 | 5.0877 | 0.45071 | 4 | 26608.2719 | 64485.9445 | 542.4456 | 1314.6332 | 53.4221 | 8.2139 | 73.4967 | 2071192.1976 | 0 | 1507262.5614 | 0 | 0 | 0 | 1250215.5374 | 1883181.4156 | 4899651.7497 | 3344112.9969 | 14955616.4585 | 961560.8286 | 32053237.5753 | 32053237.5753 | 23812626.8141 | 12421458.9187 | 0 | 47970414.8624 | 116257738.1706 | 562341.3252 | 1.8028 | 26608.2719 | 64485.9445 | 542.4456 | 1314.6332
1 | 6700 | 707 | 0.015 | 15 | 15 | 7 | 7.4989e-10 | 5spot_SharedNeighbor | CO2 | Porous | Wet | R600a | MinimizeLCOE_Brownfield | IgnoreSilica | 2019 | 86.6003 | 5.119 | 0.45442 | 4 | 26414.3693 | 63983.12 | 538.4926 | 1304.3824 | 53.4097 | 8.2063 | 63.2204 | 2077945.6269 | 0 | 1513976.2213 | 0 | 0 | 0 | 1250309.9659 | 1888470.4075 | 4913412.6217 | 3353505.0748 | 14997619.9179 | 961560.8286 | 32053237.5753 | 32053237.5753 | 23812626.8141 | 12421458.9187 | 0 | 48012418.3218 | 116299741.63 | 749894.2093 | 1.8177 | 26414.3693 | 63983.12 | 538.4926 | 1304.3824
1 | 6700 | 707 | 0.015 | 15 | 15 | 7 | 1e-09 | 5spot_SharedNeighbor | CO2 | Porous | Wet | R600a | MinimizeLCOE_Brownfield | IgnoreSilica | 2019 | 86.9487 | 5.1429 | 0.45723 | 4 | 26269.5281 | 63607.2923 | 535.5399 | 1296.7207 | 53.4002 | 8.2005 | 67.4761 | 2083088.4967 | 0 | 1519104.0968 | 0 | 0 | 0 | 1250410.6902 | 1892515.2806 | 4923936.5519 | 3360687.8734 | 15029742.9895 | 961560.8286 | 32053237.5753 | 32053237.5753 | 23812626.8141 | 12421458.9187 | 0 | 48044541.3934 | 116331864.7016 | 1000000 | 1.8289 | 26269.5281 | 63607.2923 | 535.5399 | 1296.7207
1 | 6700 | 707 | 0.015 | 15 | 15 | 7 | 1.3335e-09 | 5spot_SharedNeighbor | CO2 | Porous | Wet | R600a | MinimizeLCOE_Brownfield | IgnoreSilica | 2019 | 87.2265 | 5.1618 | 0.45937 | 4 | 26161.231 | 63324.7874 | 533.3321 | 1290.9614 | 53.3925 | 8.1958 | 65.7804 | 2087178.076 | 0 | 1523191.2898 | 0 | 0 | 0 | 1250699.3475 | 1895816.7982 | 4932526.4234 | 3366550.6373 | 15055962.5721 | 961560.8286 | 32053237.5753 | 32053237.5753 | 23812626.8141 | 12421458.9187 | 0 | 48070760.9761 | 116358084.2843 | 1333521.4322 | 1.8375 | 26161.231 | 63324.7874 | 533.3321 | 1290.9614
1 | 6700 | 707 | 0.015 | 15 | 15 | 7 | 1.7783e-09 | 5spot_SharedNeighbor | CO2 | Porous | Wet | R600a | MinimizeLCOE_Brownfield | IgnoreSilica | 2019 | 87.424 | 5.1753 | 0.46097 | 4 | 26080.1992 | 63114.7365 | 531.6801 | 1286.6793 | 53.387 | 8.1925 | 71.5728 | 2090077.9095 | 0 | 1526094.6033 | 0 | 0 | 0 | 1250725.1295 | 1898090.0805 | 4938441.0377 | 3370587.483 | 15074016.2435 | 961560.8286 | 32053237.5753 | 32053237.5753 | 23812626.8141 | 12421458.9187 | 0 | 48088814.6474 | 116376137.9556 | 1778279.41 | 1.8439 | 26080.1992 | 63114.7365 | 531.6801 | 1286.6793
1 | 6700 | 707 | 0.015 | 15 | 15 | 7 | 2.3714e-09 | 5spot_SharedNeighbor | CO2 | Porous | Wet | R600a | MinimizeLCOE_Brownfield | IgnoreSilica | 2019 | 87.5749 | 5.1857 | 0.46218 | 4 | 26019.5352 | 62957.2622 | 530.4434 | 1283.4689 | 53.3827 | 8.1899 | 70.6316 | 2092291.5077 | 0 | 1528313.7615 | 0 | 0 | 0 | 1250775.6321 | 1899838.5515 | 4942990.2006 | 3373692.3802 | 15087902.0336 | 961560.8286 | 32053237.5753 | 32053237.5753 | 23812626.8141 | 12421458.9187 | 0 | 48102700.4375 | 116390023.7457 | 2371373.7057 | 1.8487 | 26019.5352 | 62957.2622 | 530.4434 | 1283.4689
1 | 6700 | 707 | 0.015 | 15 | 15 | 7 | 3.1623e-09 | 5spot_SharedNeighbor | CO2 | Porous | Wet | R600a | MinimizeLCOE_Brownfield | IgnoreSilica | 2019 | 87.6797 | 5.1929 | 0.46308 | 4 | 25974.1003 | 62840.2562 | 529.5172 | 1281.0836 | 53.3798 | 8.1882 | 81.9887 | 2093826.8399 | 0 | 1529854.4381 | 0 | 0 | 0 | 1250678.4148 | 1901000.2802 | 4946012.7804 | 3375755.353 | 15097128.1065 | 961560.8286 | 32053237.5753 | 32053237.5753 | 23812626.8141 | 12421458.9187 | 0 | 48111926.5104 | 116399249.8186 | 3162277.6602 | 1.8523 | 25974.1003 | 62840.2562 | 529.5172 | 1281.0836
1 | 6700 | 707 | 0.015 | 15 | 15 | 7 | 4.217e-09 | 5spot_SharedNeighbor | CO2 | Porous | Wet | R600a | MinimizeLCOE_Brownfield | IgnoreSilica | 2019 | 87.7575 | 5.1983 | 0.46375 | 4 | 25940.0612 | 62752.7086 | 528.8232 | 1279.2988 | 53.3776 | 8.1868 | 77.4915 | 2094965.2667 | 0 | 1530997.6158 | 0 | 0 | 0 | 1250589.0946 | 1901855.2711 | 4948237.2912 | 3377273.6274 | 15103918.1668 | 961560.8286 | 32053237.5753 | 32053237.5753 | 23812626.8141 | 12421458.9187 | 0 | 48118716.5707 | 116406039.8789 | 4216965.0343 | 1.855 | 25940.0612 | 62752.7086 | 528.8232 | 1279.2988
1 | 6700 | 707 | 0.015 | 15 | 15 | 7 | 5.6234e-09 | 5spot_SharedNeighbor | CO2 | Porous | Wet | R600a | MinimizeLCOE_Brownfield | IgnoreSilica | 2019 | 87.8307 | 5.2032 | 0.46427 | 4 | 25914.5534 | 62685.5545 | 528.3032 | 1277.9298 | 53.3756 | 8.1856 | 73.4278 | 2096035.2346 | 0 | 1532072.6543 | 0 | 0 | 0 | 1250745.4695 | 1902752.8097 | 4950572.5026 | 3378867.4571 | 15111046.1278 | 961560.8286 | 32053237.5753 | 32053237.5753 | 23812626.8141 | 12421458.9187 | 0 | 48125844.5317 | 116413167.8399 | 5623413.2519 | 1.8571 | 25914.5534 | 62685.5545 | 528.3032 | 1277.9298
1 | 6700 | 707 | 0.015 | 15 | 15 | 7 | 7.4989e-09 | 5spot_SharedNeighbor | CO2 | Porous | Wet | R600a | MinimizeLCOE_Brownfield | IgnoreSilica | 2019 | 87.8696 | 5.206 | 0.46465 | 4 | 25895.4354 | 62636.9142 | 527.9135 | 1276.9382 | 53.3745 | 8.1849 | 81.676 | 2096603.7412 | 0 | 1532644.1039 | 0 | 0 | 0 | 1250618.4295 | 1903147.8471 | 4951600.3089 | 3379568.956 | 15114183.3867 | 961560.8286 | 32053237.5753 | 32053237.5753 | 23812626.8141 | 12421458.9187 | 0 | 48128981.7906 | 116416305.0988 | 7498942.0933 | 1.8586 | 25895.4354 | 62636.9142 | 527.9135 | 1276.9382
1 | 6700 | 707 | 0.015 | 15 | 15 | 7 | 1e-08 | 5spot_SharedNeighbor | CO2 | Porous | Wet | R600a | MinimizeLCOE_Brownfield | IgnoreSilica | 2019 | 87.9085 | 5.2086 | 0.46494 | 4 | 25881.1045 | 62599.4341 | 527.6213 | 1276.1741 | 53.3734 | 8.1843 | 80.0971 | 2097172.0807 | 0 | 1533215.5479 | 0 | 0 | 0 | 1250670.397 | 1903612.63 | 4952809.5787 | 3380394.3075 | 15117874.5418 | 961560.8286 | 32053237.5753 | 32053237.5753 | 23812626.8141 | 12421458.9187 | 0 | 48132672.9458 | 116419996.254 | 10000000 | 1.8598 | 25881.1045 | 62599.4341 | 527.6213 | 1276.1741
1 | 6800 | 707 | 0.015 | 15 | 15 | 7 | 1e-13 | 5spot_SharedNeighbor | CO2 | Porous | Wet | R600a | MinimizeLCOE_Brownfield | IgnoreSilica | 2019 | 0 | 0 | 0 | 0 |  |  |  |  | 15 |  | 18.5792 | [19 empty] | 100 | 0
1 | 6800 | 707 | 0.015 | 15 | 15 | 7 | 1.3335e-13 | 5spot_SharedNeighbor | CO2 | Porous | Wet | R600a | MinimizeLCOE_Brownfield | IgnoreSilica | 2019 | 0 | 0 | 0 | 0 |  |  |  |  | 15 |  | 21.4525 | [19 empty] | 133.3521 | 0
1 | 6800 | 707 | 0.015 | 15 | 15 | 7 | 1.7783e-13 | 5spot_SharedNeighbor | CO2 | Porous | Wet | R600a | MinimizeLCOE_Brownfield | IgnoreSilica | 2019 | 0 | 0 | 0 | 0 |  |  |  |  | 15 |  | 18.8187 | [19 empty] | 177.8279 | 0
1 | 6800 | 707 | 0.015 | 15 | 15 | 7 | 2.3714e-13 | 5spot_SharedNeighbor | CO2 | Porous | Wet | R600a | MinimizeLCOE_Brownfield | IgnoreSilica | 2019 | 0 | 0 | 0 | 0 |  |  |  |  | 15 |  | 20.1917 | [19 empty] | 237.1374 | 0
1 | 6800 | 707 | 0.015 | 15 | 15 | 7 | 3.1623e-13 | 5spot_SharedNeighbor | CO2 | Porous | Wet | R600a | MinimizeLCOE_Brownfield | IgnoreSilica | 2019 | 0 | 0 | 0 | 0 |  |  |  |  | 15 |  | 18.5442 | [19 empty] | 316.2278 | 0
1 | 6800 | 707 | 0.015 | 15 | 15 | 7 | 4.217e-13 | 5spot_SharedNeighbor | CO2 | Porous | Wet | R600a | MinimizeLCOE_Brownfield | IgnoreSilica | 2019 | 0 | 0 | 0 | 0 |  |  |  |  | 15 |  | 19.7671 | [19 empty] | 421.6965 | 0
1 | 6800 | 707 | 0.015 | 15 | 15 | 7 | 5.6234e-13 | 5spot_SharedNeighbor | CO2 | Porous | Wet | R600a | MinimizeLCOE_Brownfield | IgnoreSilica | 2019 | 1.6 | -0.1119 | 0.00076026 | 4 | 11271099.934 | 34181270.8841 | 229776.6174 | 696831.4406 | 34.5974 | 6.4522 | 21.1152 | 87431.9264 | 0 | 11218.4269 | 0 | 0 | 0 | 93375.7995 | 74890.1996 | 194848.9373 | 132988.4034 | 594753.6931 | 961560.8286 | 32719421.0761 | 32719421.0761 | 24290101.4924 | 12660959.158 | 0 | 34275735.5978 | 103946217.3242 | 562.3413 | 0.003041 | 11271099.934 | 34181270.8841 | 229776.6174 | 696831.4406
1 | 6800 | 707 | 0.015 | 15 | 15 | 7 | 7.4989e-13 | 5spot_SharedNeighbor | CO2 | Porous | Wet | R600a | MinimizeLCOE_Brownfield | IgnoreSilica | 2019 | 1.6 | -0.10814 | 0.0016916 | 4 | 5062592.3223 | 15359038.3889 | 103207.7922 | 313114.7722 | 34.5974 | 6.4523 | 21.3774 | 87432.4636 | 0 | 11218.2418 | 0 | 0 | 0 | 86946.7061 | 72382.9905 | 188325.6934 | 128536.1555 | 574842.2508 | 961560.8286 | 32719421.0761 | 32719421.0761 | 24290101.4924 | 12660959.158 | 0 | 34255824.1555 | 103926305.882 | 749.8942 | 0.0067665 | 5062592.3223 | 15359038.3889 | 103207.7922 | 313114.7722
1 | 6800 | 707 | 0.015 | 15 | 15 | 7 | 1e-12 | 5spot_SharedNeighbor | CO2 | Porous | Wet | R600a | MinimizeLCOE_Brownfield | IgnoreSilica | 2019 | 3.7 | -0.082577 | 0.0052668 | 4 | 1663905.341 | 4970968.5184 | 33920.961 | 101339.917 | 43.8104 | 7.7153 | 43.0259 | 191261.7293 | 0 | 70599.6666 | 0 | 0 | 0 | 181371.4812 | 172860.822 | 449748.4003 | 306962.5246 | 1372804.624 | 961560.8286 | 32719421.0761 | 32719421.0761 | 24290101.4924 | 12660959.158 | 0 | 35053786.5287 | 104724268.2552 | 1000 | 0.021067 | 1663905.341 | 4970968.5184 | 33920.961 | 101339.917
1 | 6800 | 707 | 0.015 | 15 | 15 | 7 | 1.3335e-12 | 5spot_SharedNeighbor | CO2 | Porous | Wet | R600a | MinimizeLCOE_Brownfield | IgnoreSilica | 2019 | 5.1176 | -0.025565 | 0.0096025 | 4 | 924753.6782 | 2738615.4178 | 18852.3546 | 55830.3795 | 46.6252 | 8.0798 | 38.1816 | 254289.5635 | 0 | 108383.5632 | 0 | 0 | 0 | 231024.9633 | 231542.2551 | 602425.4519 | 411167.7495 | 1838833.5466 | 961560.8286 | 32719421.0761 | 32719421.0761 | 24290101.4924 | 12660959.158 | 0 | 35519815.4513 | 105190297.1777 | 1333.5214 | 0.03841 | 924753.6782 | 2738615.4178 | 18852.3546 | 55830.3795
1 | 6800 | 707 | 0.015 | 15 | 15 | 7 | 1.7783e-12 | 5spot_SharedNeighbor | CO2 | Porous | Wet | R600a | MinimizeLCOE_Brownfield | IgnoreSilica | 2019 | 6.9345 | 0.063746 | 0.015843 | 4 | 569181.6002 | 1668601.7643 | 11603.5368 | 34016.7039 | 48.797 | 8.3538 | 51.0949 | 328680.2289 | 0 | 154218.7452 | 0 | 0 | 0 | 288162.5451 | 300713.9925 | 782396.1237 | 534001.431 | 2388173.0666 | 961560.8286 | 32719421.0761 | 32719421.0761 | 24290101.4924 | 12660959.158 | 0 | 36069154.9713 | 105739636.6977 | 1778.2794 | 0.06337 | 569181.6002 | 1668601.7643 | 11603.5368 | 34016.7039
1 | 6800 | 707 | 0.015 | 15 | 15 | 7 | 2.3714e-12 | 5spot_SharedNeighbor | CO2 | Porous | Wet | R600a | MinimizeLCOE_Brownfield | IgnoreSilica | 2019 | 9.2586 | 0.19082 | 0.024507 | 4 | 374538.7037 | 1085267.8604 | 7635.4781 | 22124.6533 | 50.4694 | 8.5595 | 45.4997 | 416114.0403 | 0 | 209517.092 | 0 | 0 | 0 | 353893.5936 | 382014.6431 | 993923.7395 | 678373.3753 | 3033836.4839 | 961560.8286 | 32719421.0761 | 32719421.0761 | 24290101.4924 | 12660959.158 | 0 | 36714818.3886 | 106385300.1151 | 2371.3737 | 0.098027 | 374538.7037 | 1085267.8604 | 7635.4781 | 22124.6533
1 | 6800 | 707 | 0.015 | 15 | 15 | 7 | 3.1623e-12 | 5spot_SharedNeighbor | CO2 | Porous | Wet | R600a | MinimizeLCOE_Brownfield | IgnoreSilica | 2019 | 12.2406 | 0.36387 | 0.03625 | 4 | 258467.3408 | 738959.3483 | 5269.2063 | 15064.6858 | 51.7598 | 8.713 | 47.6608 | 519162.3755 | 0 | 276397.8233 | 0 | 0 | 0 | 430145.1288 | 478025.0777 | 1243723.1959 | 848866.6371 | 3796320.2383 | 961560.8286 | 32719421.0761 | 32719421.0761 | 24290101.4924 | 12660959.158 | 0 | 37477302.143 | 107147783.8694 | 3162.2777 | 0.145 | 258467.3408 | 738959.3483 | 5269.2063 | 15064.6858
1 | 6800 | 707 | 0.015 | 15 | 15 | 7 | 4.217e-12 | 5spot_SharedNeighbor | CO2 | Porous | Wet | R600a | MinimizeLCOE_Brownfield | IgnoreSilica | 2019 | 16.0138 | 0.59082 | 0.051843 | 4 | 185009.1488 | 520979.0427 | 3771.6617 | 10620.8625 | 52.7402 | 8.8237 | 52.9024 | 639038.7531 | 0 | 356259.2071 | 0 | 0 | 0 | 517199.4995 | 589874.0093 | 1534731.1724 | 1047485.5608 | 4684588.2023 | 961560.8286 | 32719421.0761 | 32719421.0761 | 24290101.4924 | 12660959.158 | 0 | 38365570.107 | 108036051.8334 | 4216.965 | 0.20737 | 185009.1488 | 520979.0427 | 3771.6617 | 10620.8625
1 | 6800 | 707 | 0.015 | 15 | 15 | 7 | 5.6234e-12 | 5spot_SharedNeighbor | CO2 | Porous | Wet | R600a | MinimizeLCOE_Brownfield | IgnoreSilica | 2019 | 20.713 | 0.87989 | 0.072119 | 4 | 136530.1064 | 378042.9915 | 2783.3509 | 7706.9177 | 53.4721 | 8.8981 | 43.8539 | 776534.6159 | 0 | 450348.0919 | 0 | 0 | 0 | 614932.9159 | 718308.0932 | 1868890.3134 | 1275556.0407 | 5704570.071 | 961560.8286 | 32719421.0761 | 32719421.0761 | 24290101.4924 | 12660959.158 | 0 | 39385551.9757 | 109056033.7022 | 5623.4133 | 0.28848 | 136530.1064 | 378042.9915 | 2783.3509 | 7706.9177
1 | 6800 | 707 | 0.015 | 15 | 15 | 7 | 7.4989e-12 | 5spot_SharedNeighbor | CO2 | Porous | Wet | R600a | MinimizeLCOE_Brownfield | IgnoreSilica | 2019 | 26.4204 | 1.2364 | 0.097807 | 4 | 103595.2957 | 281677.3923 | 2111.9302 | 5742.3746 | 54.0012 | 8.94 | 51.322 | 930655.1742 | 0 | 558816.5555 | 0 | 0 | 0 | 721606.4909 | 862320.506 | 2243581.0704 | 1531290.1815 | 6848269.9784 | 961560.8286 | 32719421.0761 | 32719421.0761 | 24290101.4924 | 12660959.158 | 0 | 40529251.8831 | 110199733.6095 | 7498.9421 | 0.39123 | 103595.2957 | 281677.3923 | 2111.9302 | 5742.3746
1 | 6800 | 707 | 0.015 | 15 | 15 | 7 | 1e-11 | 5spot_SharedNeighbor | CO2 | Porous | Wet | R600a | MinimizeLCOE_Brownfield | IgnoreSilica | 2019 | 33.0519 | 1.6558 | 0.12921 | 4 | 80793.4588 | 215597.8647 | 1647.0839 | 4395.2541 | 54.3597 | 8.9512 | 37.727 | 1096381.1638 | 0 | 678987.2559 | 0 | 0 | 0 | 831849.1898 | 1016814.8677 | 2645543.7083 | 1805637.9414 | 8075214.1269 | 961560.8286 | 32719421.0761 | 32719421.0761 | 24290101.4924 | 12660959.158 | 0 | 41756196.0316 | 111426677.758 | 10000 | 0.51683 | 80793.4588 | 215597.8647 | 1647.0839 | 4395.2541
1 | 6800 | 707 | 0.015 | 15 | 15 | 7 | 1.3335e-11 | 5spot_SharedNeighbor | CO2 | Porous | Wet | R600a | MinimizeLCOE_Brownfield | IgnoreSilica | 2019 | 40.3575 | 2.1231 | 0.16584 | 4 | 64829.586 | 169856.2848 | 1321.6388 | 3462.7501 | 54.5777 | 8.9344 | 55.0694 | 1265953.0213 | 0 | 805937.5258 | 0 | 0 | 0 | 938632.8087 | 1174104.1088 | 3054778.0491 | 2084948.788 | 9324354.3017 | 961560.8286 | 32719421.0761 | 32719421.0761 | 24290101.4924 | 12660959.158 | 0 | 43005336.2064 | 112675817.9328 | 13335.2143 | 0.66336 | 64829.586 | 169856.2848 | 1321.6388 | 3462.7501
1 | 6800 | 707 | 0.015 | 15 | 15 | 7 | 1.7783e-11 | 5spot_SharedNeighbor | CO2 | Porous | Wet | R600a | MinimizeLCOE_Brownfield | IgnoreSilica | 2019 | 47.8897 | 2.6104 | 0.20619 | 4 | 53586.1429 | 138058.5755 | 1092.426 | 2814.5108 | 54.6836 | 8.8942 | 34.6886 | 1429080.6727 | 0 | 932270.3937 | 0 | 0 | 0 | 1033707.8913 | 1324072.9935 | 3444966.3244 | 2351260.3034 | 10515358.5791 | 961560.8286 | 32719421.0761 | 32719421.0761 | 24290101.4924 | 12660959.158 | 0 | 44196340.4838 | 113866822.2102 | 17782.7941 | 0.82477 | 53586.1429 | 138058.5755 | 1092.426 | 2814.5108
1 | 6800 | 707 | 0.015 | 15 | 15 | 7 | 2.3714e-11 | 5spot_SharedNeighbor | CO2 | Porous | Wet | R600a | MinimizeLCOE_Brownfield | IgnoreSilica | 2019 | 55.1661 | 3.0867 | 0.24794 | 4 | 45639.0112 | 115888.4781 | 930.413 | 2362.5434 | 54.7073 | 8.8376 | 29.9999 | 1576946.3838 | 0 | 1050856.9923 | 0 | 0 | 0 | 1111599.7097 | 1458367.2035 | 3794372.3112 | 2589737.0689 | 11581879.6695 | 961560.8286 | 32719421.0761 | 32719421.0761 | 24290101.4924 | 12660959.158 | 0 | 45262861.5742 | 114933343.3006 | 23713.7371 | 0.99176 | 45639.0112 | 115888.4781 | 930.413 | 2362.5434
1 | 6800 | 707 | 0.015 | 15 | 15 | 7 | 3.1623e-11 | 5spot_SharedNeighbor | CO2 | Porous | Wet | R600a | MinimizeLCOE_Brownfield | IgnoreSilica | 2019 | 61.7944 | 3.5254 | 0.28853 | 4 | 40001.3428 | 100367.1825 | 815.4815 | 2046.1208 | 54.6774 | 8.7726 | 38.9082 | 1704144.4427 | 0 | 1156469.9496 | 0 | 0 | 0 | 1170721.4388 | 1572220.9742 | 4090596.4679 | 2791916.1427 | 12486069.4159 | 961560.8286 | 32719421.0761 | 32719421.0761 | 24290101.4924 | 12660959.158 | 0 | 46167051.3206 | 115837533.047 | 31622.7766 | 1.1541 | 40001.3428 | 100367.1825 | 815.4815 | 2046.1208
1 | 6800 | 707 | 0.015 | 15 | 15 | 7 | 4.217e-11 | 5spot_SharedNeighbor | CO2 | Porous | Wet | R600a | MinimizeLCOE_Brownfield | IgnoreSilica | 2019 | 67.4876 | 3.9065 | 0.3258 | 4 | 35981.9723 | 89442.7427 | 733.5412 | 1823.4113 | 54.6185 | 8.7074 | 40.3549 | 1808064.9545 | 0 | 1245631.623 | 0 | 0 | 0 | 1211694.3637 | 1663502.4671 | 4328092.188 | 2954011.8517 | 13210997.448 | 961560.8286 | 32719421.0761 | 32719421.0761 | 24290101.4924 | 12660959.158 | 0 | 46891979.3527 | 116562461.0792 | 42169.6503 | 1.3032 | 35981.9723 | 89442.7427 | 733.5412 | 1823.4113
1 | 6800 | 707 | 0.015 | 15 | 15 | 7 | 5.6234e-11 | 5spot_SharedNeighbor | CO2 | Porous | Wet | R600a | MinimizeLCOE_Brownfield | IgnoreSilica | 2019 | 72.2204 | 4.2263 | 0.35847 | 4 | 33098.1656 | 81686.4142 | 674.7509 | 1665.288 | 54.5487 | 8.6469 | 46.1004 | 1890857.506 | 0 | 1318797.2395 | 0 | 0 | 0 | 1238910.9973 | 1734940.6397 | 4513959.6591 | 3080870.22 | 13778336.2615 | 961560.8286 | 32719421.0761 | 32719421.0761 | 24290101.4924 | 12660959.158 | 0 | 47459318.1662 | 117129799.8926 | 56234.1325 | 1.4339 | 33098.1656 | 81686.4142 | 674.7509 | 1665.288
1 | 6800 | 707 | 0.015 | 15 | 15 | 7 | 7.4989e-11 | 5spot_SharedNeighbor | CO2 | Porous | Wet | R600a | MinimizeLCOE_Brownfield | IgnoreSilica | 2019 | 76.0527 | 4.4872 | 0.38607 | 4 | 31014.6898 | 76129.7522 | 632.2764 | 1552.008 | 54.4792 | 8.5937 | 47.8148 | 1955566.5677 | 0 | 1377471.8557 | 0 | 0 | 0 | 1256355.229 | 1789863.5244 | 4656857.7391 | 3178401.0958 | 14214516.0117 | 961560.8286 | 32719421.0761 | 32719421.0761 | 24290101.4924 | 12660959.158 | 0 | 47895497.9164 | 117565979.6428 | 74989.4209 | 1.5443 | 31014.6898 | 76129.7522 | 632.2764 | 1552.008
1 | 6800 | 707 | 0.015 | 15 | 15 | 7 | 1e-10 | 5spot_SharedNeighbor | CO2 | Porous | Wet | R600a | MinimizeLCOE_Brownfield | IgnoreSilica | 2019 | 79.083 | 4.6948 | 0.4087 | 4 | 29499.1951 | 72116.3949 | 601.381 | 1470.1903 | 54.4164 | 8.5492 | 64.5428 | 2005278.1218 | 0 | 1423533.7222 | 0 | 0 | 0 | 1267032.7313 | 1831379.3844 | 4764873.4906 | 3252124.0657 | 14544221.5159 | 961560.8286 | 32719421.0761 | 32719421.0761 | 24290101.4924 | 12660959.158 | 0 | 48225203.4206 | 117895685.147 | 100000 | 1.6348 | 29499.1951 | 72116.3949 | 601.381 | 1470.1903
1 | 6800 | 707 | 0.015 | 15 | 15 | 7 | 1.3335e-10 | 5spot_SharedNeighbor | CO2 | Porous | Wet | R600a | MinimizeLCOE_Brownfield | IgnoreSilica | 2019 | 81.4387 | 4.8572 | 0.42684 | 4 | 28390.0869 | 69196.2216 | 578.7703 | 1410.6586 | 54.3629 | 8.513 | 73.856 | 2043045.8448 | 0 | 1459153.056 | 0 | 0 | 0 | 1273296.9813 | 1862443.394 | 4845695.6716 | 3307286.8649 | 14790921.8127 | 961560.8286 | 32719421.0761 | 32719421.0761 | 24290101.4924 | 12660959.158 | 0 | 48471903.7174 | 118142385.4438 | 133352.1432 | 1.7074 | 28390.0869 | 69196.2216 | 578.7703 | 1410.6586
1 | 6800 | 707 | 0.015 | 15 | 15 | 7 | 1.7783e-10 | 5spot_SharedNeighbor | CO2 | Porous | Wet | R600a | MinimizeLCOE_Brownfield | IgnoreSilica | 2019 | 83.2487 | 4.9825 | 0.44113 | 4 | 27574.1492 | 67057.9551 | 562.1363 | 1367.0671 | 54.3191 | 8.4842 | 64.4787 | 2071543.5383 | 0 | 1486412.0992 | 0 | 0 | 0 | 1276816.916 | 1885561.2958 | 4905843.71 | 3348339.1371 | 14974516.6963 | 961560.8286 | 32719421.0761 | 32719421.0761 | 24290101.4924 | 12660959.158 | 0 | 48655498.601 | 118325980.3275 | 177827.941 | 1.7645 | 27574.1492 | 67057.9551 | 562.1363 | 1367.0671
1 | 6800 | 707 | 0.015 | 15 | 15 | 7 | 2.3714e-10 | 5spot_SharedNeighbor | CO2 | Porous | Wet | R600a | MinimizeLCOE_Brownfield | IgnoreSilica | 2019 | 84.6519 | 5.0798 | 0.45229 | 4 | 26971.3115 | 65481.294 | 549.8467 | 1334.9247 | 54.2835 | 8.4614 | 54.9504 | 2093327.7599 | 0 | 1507483.7171 | 0 | 0 | 0 | 1279082.5353 | 1903158.6648 | 4951628.4543 | 3379588.1659 | 15114269.2973 | 961560.8286 | 32719421.0761 | 32719421.0761 | 24290101.4924 | 12660959.158 | 0 | 48795251.202 | 118465732.9285 | 237137.3706 | 1.8092 | 26971.3115 | 65481.294 | 549.8467 | 1334.9247
1 | 6800 | 707 | 0.015 | 15 | 15 | 7 | 3.1623e-10 | 5spot_SharedNeighbor | CO2 | Porous | Wet | R600a | MinimizeLCOE_Brownfield | IgnoreSilica | 2019 | 85.6971 | 5.1526 | 0.46086 | 4 | 26524.3882 | 64317.9523 | 540.7355 | 1311.2085 | 54.256 | 8.4441 | 64.6893 | 2109378.1253 | 0 | 1523144.5361 | 0 | 0 | 0 | 1280009.1062 | 1915887.3894 | 4984745.9846 | 3402191.5608 | 15215356.7023 | 961560.8286 | 32719421.0761 | 32719421.0761 | 24290101.4924 | 12660959.158 | 0 | 48896338.607 | 118566820.3334 | 316227.766 | 1.8434 | 26524.3882 | 64317.9523 | 540.7355 | 1311.2085
1 | 6800 | 707 | 0.015 | 15 | 15 | 7 | 4.217e-10 | 5spot_SharedNeighbor | CO2 | Porous | Wet | R600a | MinimizeLCOE_Brownfield | IgnoreSilica | 2019 | 86.5077 | 5.2091 | 0.46745 | 4 | 26192.1591 | 63452.827 | 533.9626 | 1293.5717 | 54.2342 | 8.4305 | 41.6662 | 2121723.5829 | 0 | 1535271.1826 | 0 | 0 | 0 | 1280753.3284 | 1925721.7566 | 5010332.9909 | 3419655.2183 | 15293458.0597 | 961560.8286 | 32719421.0761 | 32719421.0761 | 24290101.4924 | 12660959.158 | 0 | 48974439.9644 | 118644921.6909 | 421696.5034 | 1.8698 | 26192.1591 | 63452.827 | 533.9626 | 1293.5717
1 | 6800 | 707 | 0.015 | 15 | 15 | 7 | 5.6234e-10 | 5spot_SharedNeighbor | CO2 | Porous | Wet | R600a | MinimizeLCOE_Brownfield | IgnoreSilica | 2019 | 87.1191 | 5.2518 | 0.47247 | 4 | 25944.6732 | 62809.4824 | 528.9173 | 1280.4563 | 54.2175 | 8.4202 | 45.7969 | 2130975.7277 | 0 | 1544406.5815 | 0 | 0 | 0 | 1281147.4908 | 1933046.622 | 5029390.788 | 3432662.5565 | 15351629.7664 | 961560.8286 | 32719421.0761 | 32719421.0761 | 24290101.4924 | 12660959.158 | 0 | 49032611.6711 | 118703093.3975 | 562341.3252 | 1.8899 | 25944.6732 | 62809.4824 | 528.9173 | 1280.4563
1 | 6800 | 707 | 0.015 | 15 | 15 | 7 | 7.4989e-10 | 5spot_SharedNeighbor | CO2 | Porous | Wet | R600a | MinimizeLCOE_Brownfield | IgnoreSilica | 2019 | 87.5749 | 5.2837 | 0.47627 | 4 | 25760.0173 | 62330.5761 | 525.1528 | 1270.6931 | 54.2048 | 8.4124 | 42.2302 | 2137840.2229 | 0 | 1551211.1223 | 0 | 0 | 0 | 1281275.8802 | 1938427.6179 | 5043391.0355 | 3442218.0131 | 15394363.8918 | 961560.8286 | 32719421.0761 | 32719421.0761 | 24290101.4924 | 12660959.158 | 0 | 49075345.7965 | 118745827.523 | 749894.2093 | 1.9051 | 25760.0173 | 62330.5761 | 525.1528 | 1270.6931
1 | 6800 | 707 | 0.015 | 15 | 15 | 7 | 1e-09 | 5spot_SharedNeighbor | CO2 | Porous | Wet | R600a | MinimizeLCOE_Brownfield | IgnoreSilica | 2019 | 87.9233 | 5.308 | 0.47916 | 4 | 25622.0711 | 61972.5821 | 522.3406 | 1263.3949 | 54.1951 | 8.4064 | 43.4676 | 2143067.7754 | 0 | 1556408.4721 | 0 | 0 | 0 | 1281404.0435 | 1942543.3135 | 5054099.2313 | 3449526.5767 | 15427049.4127 | 961560.8286 | 32719421.0761 | 32719421.0761 | 24290101.4924 | 12660959.158 | 0 | 49108031.3174 | 118778513.0438 | 1000000 | 1.9166 | 25622.0711 | 61972.5821 | 522.3406 | 1263.3949
1 | 6800 | 707 | 0.015 | 15 | 15 | 7 | 1.3335e-09 | 5spot_SharedNeighbor | CO2 | Porous | Wet | R600a | MinimizeLCOE_Brownfield | IgnoreSilica | 2019 | 88.1861 | 5.3264 | 0.48133 | 4 | 25518.9226 | 61704.9918 | 520.2378 | 1257.9397 | 54.1876 | 8.4019 | 40.5175 | 2147000.6699 | 0 | 1560327.5506 | 0 | 0 | 0 | 1281484.2218 | 1945636.8525 | 5062147.9853 | 3455020.0167 | 15451617.2968 | 961560.8286 | 32719421.0761 | 32719421.0761 | 24290101.4924 | 12660959.158 | 0 | 49132599.2015 | 118803080.928 | 1333521.4322 | 1.9253 | 25518.9226 | 61704.9918 | 520.2378 | 1257.9397
1 | 6800 | 707 | 0.015 | 15 | 15 | 7 | 1.7783e-09 | 5spot_SharedNeighbor | CO2 | Porous | Wet | R600a | MinimizeLCOE_Brownfield | IgnoreSilica | 2019 | 88.3714 | 5.3394 | 0.48296 | 4 | 25441.7393 | 61506.1331 | 518.6643 | 1253.8857 | 54.1824 | 8.3987 | 38.894 | 2149766.4483 | 0 | 1563088.2377 | 0 | 0 | 0 | 1281336.6591 | 1947734.6245 | 5067605.9577 | 3458745.195 | 15468277.1223 | 961560.8286 | 32719421.0761 | 32719421.0761 | 24290101.4924 | 12660959.158 | 0 | 49149259.027 | 118819740.7534 | 1778279.41 | 1.9318 | 25441.7393 | 61506.1331 | 518.6643 | 1253.8857
1 | 6800 | 707 | 0.015 | 15 | 15 | 7 | 2.3714e-09 | 5spot_SharedNeighbor | CO2 | Porous | Wet | R600a | MinimizeLCOE_Brownfield | IgnoreSilica | 2019 | 88.5151 | 5.3495 | 0.48419 | 4 | 25383.9542 | 61356.8326 | 517.4862 | 1250.842 | 54.1783 | 8.3962 | 42.5343 | 2151909.3505 | 0 | 1565229.8312 | 0 | 0 | 0 | 1281288.4247 | 1949386.7665 | 5071904.4922 | 3461679.0331 | 15481397.8981 | 961560.8286 | 32719421.0761 | 32719421.0761 | 24290101.4924 | 12660959.158 | 0 | 49162379.8028 | 118832861.5293 | 2371373.7057 | 1.9368 | 25383.9542 | 61356.8326 | 517.4862 | 1250.842
1 | 6800 | 707 | 0.015 | 15 | 15 | 7 | 3.1623e-09 | 5spot_SharedNeighbor | CO2 | Porous | Wet | R600a | MinimizeLCOE_Brownfield | IgnoreSilica | 2019 | 88.6271 | 5.3574 | 0.48512 | 4 | 25340.6741 | 61244.6152 | 516.6039 | 1248.5543 | 54.1751 | 8.3943 | 41.7663 | 2153578.2021 | 0 | 1566899.2644 | 0 | 0 | 0 | 1281311.4273 | 1950697.6686 | 5075315.1905 | 3464006.9048 | 15491808.6576 | 961560.8286 | 32719421.0761 | 32719421.0761 | 24290101.4924 | 12660959.158 | 0 | 49172790.5623 | 118843272.2888 | 3162277.6602 | 1.9405 | 25340.6741 | 61244.6152 | 516.6039 | 1248.5543
1 | 6800 | 707 | 0.015 | 15 | 15 | 7 | 4.217e-09 | 5spot_SharedNeighbor | CO2 | Porous | Wet | R600a | MinimizeLCOE_Brownfield | IgnoreSilica | 2019 | 88.7197 | 5.3638 | 0.48583 | 4 | 25308.2484 | 61159.6907 | 515.9429 | 1246.823 | 54.1724 | 8.3927 | 42.5805 | 2154956.1532 | 0 | 1568278.753 | 0 | 0 | 0 | 1281457.3648 | 1951829.9857 | 5078261.2474 | 3466017.6492 | 15500801.1534 | 961560.8286 | 32719421.0761 | 32719421.0761 | 24290101.4924 | 12660959.158 | 0 | 49181783.0581 | 118852264.7845 | 4216965.0343 | 1.9433 | 25308.2484 | 61159.6907 | 515.9429 | 1246.823
1 | 6800 | 707 | 0.015 | 15 | 15 | 7 | 5.6234e-09 | 5spot_SharedNeighbor | CO2 | Porous | Wet | R600a | MinimizeLCOE_Brownfield | IgnoreSilica | 2019 | 88.7781 | 5.3679 | 0.48635 | 4 | 25283.9494 | 61097.2001 | 515.4475 | 1245.5491 | 54.1707 | 8.3917 | 47.0516 | 2155823.6286 | 0 | 1569147.6955 | 0 | 0 | 0 | 1281392.4697 | 1952481.8796 | 5079957.3415 | 3467175.2683 | 15505978.2831 | 961560.8286 | 32719421.0761 | 32719421.0761 | 24290101.4924 | 12660959.158 | 0 | 49186960.1879 | 118857441.9143 | 5623413.2519 | 1.9454 | 25283.9494 | 61097.2001 | 515.4475 | 1245.5491
1 | 6800 | 707 | 0.015 | 15 | 15 | 7 | 7.4989e-09 | 5spot_SharedNeighbor | CO2 | Porous | Wet | R600a | MinimizeLCOE_Brownfield | IgnoreSilica | 2019 | 88.8272 | 5.3713 | 0.48674 | 4 | 25265.7372 | 61049.8273 | 515.0762 | 1244.5833 | 54.1693 | 8.3908 | 43.0895 | 2156553.0686 | 0 | 1569878.6622 | 0 | 0 | 0 | 1281425.0157 | 1953064.1312 | 5081472.2408 | 3468209.2181 | 15510602.3367 | 961560.8286 | 32719421.0761 | 32719421.0761 | 24290101.4924 | 12660959.158 | 0 | 49191584.2414 | 118862065.9678 | 7498942.0933 | 1.947 | 25265.7372 | 61049.8273 | 515.0762 | 1244.5833
1 | 6800 | 707 | 0.015 | 15 | 15 | 7 | 1e-08 | 5spot_SharedNeighbor | CO2 | Porous | Wet | R600a | MinimizeLCOE_Brownfield | IgnoreSilica | 2019 | 88.8707 | 5.3743 | 0.48705 | 4 | 25252.0856 | 61013.6383 | 514.7979 | 1243.8455 | 54.1681 | 8.39 | 69.0565 | 2157199.6771 | 0 | 1570526.847 | 0 | 0 | 0 | 1281552.5637 | 1953618.8442 | 5082915.4904 | 3469194.2657 | 15515007.688 | 961560.8286 | 32719421.0761 | 32719421.0761 | 24290101.4924 | 12660959.158 | 0 | 49195989.5928 | 118866471.3192 | 10000000 | 1.9482 | 25252.0856 | 61013.6383 | 514.7979 | 1243.8455
1 | 6900 | 707 | 0.015 | 15 | 15 | 7 | 1e-13 | 5spot_SharedNeighbor | CO2 | Porous | Wet | R600a | MinimizeLCOE_Brownfield | IgnoreSilica | 2019 | 0 | 0 | 0 | 0 |  |  |  |  | 15 |  | 18.6581 | [19 empty] | 100 | 0
1 | 6900 | 707 | 0.015 | 15 | 15 | 7 | 1.3335e-13 | 5spot_SharedNeighbor | CO2 | Porous | Wet | R600a | MinimizeLCOE_Brownfield | IgnoreSilica | 2019 | 0 | 0 | 0 | 0 |  |  |  |  | 15 |  | 21.0096 | [19 empty] | 133.3521 | 0
1 | 6900 | 707 | 0.015 | 15 | 15 | 7 | 1.7783e-13 | 5spot_SharedNeighbor | CO2 | Porous | Wet | R600a | MinimizeLCOE_Brownfield | IgnoreSilica | 2019 | 0 | 0 | 0 | 0 |  |  |  |  | 15 |  | 21.8375 | [19 empty] | 177.8279 | 0
1 | 6900 | 707 | 0.015 | 15 | 15 | 7 | 2.3714e-13 | 5spot_SharedNeighbor | CO2 | Porous | Wet | R600a | MinimizeLCOE_Brownfield | IgnoreSilica | 2019 | 0 | 0 | 0 | 0 |  |  |  |  | 15 |  | 20.198 | [19 empty] | 237.1374 | 0
1 | 6900 | 707 | 0.015 | 15 | 15 | 7 | 3.1623e-13 | 5spot_SharedNeighbor | CO2 | Porous | Wet | R600a | MinimizeLCOE_Brownfield | IgnoreSilica | 2019 | 0 | 0 | 0 | 0 |  |  |  |  | 15 |  | 20.4485 | [19 empty] | 316.2278 | 0
1 | 6900 | 707 | 0.015 | 15 | 15 | 7 | 4.217e-13 | 5spot_SharedNeighbor | CO2 | Porous | Wet | R600a | MinimizeLCOE_Brownfield | IgnoreSilica | 2019 | 0 | 0 | 0 | 0 |  |  |  |  | 15 |  | 19.2967 | [19 empty] | 421.6965 | 0
1 | 6900 | 707 | 0.015 | 15 | 15 | 7 | 5.6234e-13 | 5spot_SharedNeighbor | CO2 | Porous | Wet | R600a | MinimizeLCOE_Brownfield | IgnoreSilica | 2019 | 1.6 | -0.11315 | 0.00082803 | 4 | 10553476.0081 | 32010164.3095 | 215146.8831 | 652570.4964 | 34.7554 | 6.5945 | 21.6239 | 88683.3452 | 0 | 11080.1569 | 0 | 0 | 0 | 94438.7383 | 75738.8738 | 197057.0134 | 134495.4608 | 601493.5884 | 961560.8286 | 33391464.6677 | 33391464.6677 | 24773143.2569 | 12902803.4336 | 0 | 34954519.0848 | 106021930.443 | 562.3413 | 0.0033121 | 10553476.0081 | 32010164.3095 | 215146.8831 | 652570.4964
1 | 6900 | 707 | 0.015 | 15 | 15 | 7 | 7.4989e-13 | 5spot_SharedNeighbor | CO2 | Porous | Wet | R600a | MinimizeLCOE_Brownfield | IgnoreSilica | 2019 | 1.6 | -0.10942 | 0.0017573 | 4 | 4970012.258 | 15080456.9667 | 101320.4223 | 307435.5131 | 34.7555 | 6.5946 | 20.0424 | 88683.889 | 0 | 11079.9691 | 0 | 0 | 0 | 88057.1144 | 73250.1792 | 190581.9407 | 130076.0906 | 581729.1829 | 961560.8286 | 33391464.6677 | 33391464.6677 | 24773143.2569 | 12902803.4336 | 0 | 34934754.6792 | 106002166.0375 | 749.8942 | 0.0070291 | 4970012.258 | 15080456.9667 | 101320.4223 | 307435.5131
1 | 6900 | 707 | 0.015 | 15 | 15 | 7 | 1e-12 | 5spot_SharedNeighbor | CO2 | Porous | Wet | R600a | MinimizeLCOE_Brownfield | IgnoreSilica | 2019 | 3.8413 | -0.080145 | 0.0057234 | 4 | 1563626.2781 | 4667876.0003 | 31876.6366 | 95160.966 | 44.5653 | 7.9419 | 37.0508 | 200973.1504 | 0 | 75068.3409 | 0 | 0 | 0 | 190174.4088 | 181824.201 | 473069.2738 | 322879.5 | 1443988.8749 | 961560.8286 | 33391464.6677 | 33391464.6677 | 24773143.2569 | 12902803.4336 | 0 | 35797014.3712 | 106864425.7295 | 1000 | 0.022894 | 1563626.2781 | 4667876.0003 | 31876.6366 | 95160.966
1 | 6900 | 707 | 0.015 | 15 | 15 | 7 | 1.3335e-12 | 5spot_SharedNeighbor | CO2 | Porous | Wet | R600a | MinimizeLCOE_Brownfield | IgnoreSilica | 2019 | 5.2956 | -0.019281 | 0.010392 | 4 | 872803.3143 | 2582547.1728 | 17793.2761 | 52648.7173 | 47.3854 | 8.3065 | 35.2642 | 266316.9874 | 0 | 114147.0545 | 0 | 0 | 0 | 241383.072 | 242520.3745 | 630988.2666 | 430662.4574 | 1926018.2124 | 961560.8286 | 33391464.6677 | 33391464.6677 | 24773143.2569 | 12902803.4336 | 0 | 36279043.7088 | 107346455.067 | 1333.5214 | 0.041566 | 872803.3143 | 2582547.1728 | 17793.2761 | 52648.7173
1 | 6900 | 707 | 0.015 | 15 | 15 | 7 | 1.7783e-12 | 5spot_SharedNeighbor | CO2 | Porous | Wet | R600a | MinimizeLCOE_Brownfield | IgnoreSilica | 2019 | 7.1781 | 0.075897 | 0.017097 | 4 | 538878.4275 | 1578033.9168 | 10985.7656 | 32170.3558 | 49.5853 | 8.5834 | 50.604 | 344203.9886 | 0 | 162014.6179 | 0 | 0 | 0 | 301156.6276 | 314876.3413 | 819243.6501 | 559150.625 | 2500645.8505 | 961560.8286 | 33391464.6677 | 33391464.6677 | 24773143.2569 | 12902803.4336 | 0 | 36853671.3468 | 107921082.7051 | 1778.2794 | 0.06839 | 538878.4275 | 1578033.9168 | 10985.7656 | 32170.3558
1 | 6900 | 707 | 0.015 | 15 | 15 | 7 | 2.3714e-12 | 5spot_SharedNeighbor | CO2 | Porous | Wet | R600a | MinimizeLCOE_Brownfield | IgnoreSilica | 2019 | 9.583 | 0.21064 | 0.026395 | 4 | 355450.2647 | 1028574.2787 | 7246.3344 | 20968.8779 | 51.2752 | 8.7904 | 45.8271 | 435606.4925 | 0 | 219678.1437 | 0 | 0 | 0 | 369776.3236 | 399773.7743 | 1040129.356 | 709909.658 | 3174873.7481 | 961560.8286 | 33391464.6677 | 33391464.6677 | 24773143.2569 | 12902803.4336 | 0 | 37527899.2445 | 108595310.6027 | 2371.3737 | 0.10558 | 355450.2647 | 1028574.2787 | 7246.3344 | 20968.8779
1 | 6900 | 707 | 0.015 | 15 | 15 | 7 | 3.1623e-12 | 5spot_SharedNeighbor | CO2 | Porous | Wet | R600a | MinimizeLCOE_Brownfield | IgnoreSilica | 2019 | 12.6427 | 0.39235 | 0.038974 | 4 | 245784.4477 | 701651.2685 | 5010.6484 | 14304.1102 | 52.5697 | 8.9437 | 46.5281 | 542456.9752 | 0 | 288850.1762 | 0 | 0 | 0 | 448397.468 | 499084.8016 | 1298516.2773 | 886264.0411 | 3963569.7394 | 961560.8286 | 33391464.6677 | 33391464.6677 | 24773143.2569 | 12902803.4336 | 0 | 38316595.2357 | 109384006.5939 | 3162.2777 | 0.1559 | 245784.4477 | 701651.2685 | 5010.6484 | 14304.1102
1 | 6900 | 707 | 0.015 | 15 | 15 | 7 | 4.217e-12 | 5spot_SharedNeighbor | CO2 | Porous | Wet | R600a | MinimizeLCOE_Brownfield | IgnoreSilica | 2019 | 16.5324 | 0.63131 | 0.055661 | 4 | 176248.7175 | 495445.8878 | 3593.0685 | 10100.3346 | 53.5592 | 9.0544 | 51.6468 | 667373.0037 | 0 | 371857.4466 | 0 | 0 | 0 | 538856.7472 | 615454.007 | 1601285.0793 | 1092909.9697 | 4887736.2536 | 961560.8286 | 33391464.6677 | 33391464.6677 | 24773143.2569 | 12902803.4336 | 0 | 39240761.7499 | 110308173.1081 | 4216.965 | 0.22264 | 176248.7175 | 495445.8878 | 3593.0685 | 10100.3346
1 | 6900 | 707 | 0.015 | 15 | 15 | 7 | 5.6234e-12 | 5spot_SharedNeighbor | CO2 | Porous | Wet | R600a | MinimizeLCOE_Brownfield | IgnoreSilica | 2019 | 21.3781 | 0.93553 | 0.077328 | 4 | 130296.4549 | 360054.7923 | 2656.2695 | 7340.204 | 54.2975 | 9.1282 | 44.4857 | 810690.1794 | 0 | 469695.5692 | 0 | 0 | 0 | 640496.2531 | 749143.9807 | 1949118.9672 | 1330313.7455 | 5949458.6951 | 961560.8286 | 33391464.6677 | 33391464.6677 | 24773143.2569 | 12902803.4336 | 0 | 40302484.1915 | 111369895.5497 | 5623.4133 | 0.30931 | 130296.4549 | 360054.7923 | 2656.2695 | 7340.204
1 | 6900 | 707 | 0.015 | 15 | 15 | 7 | 7.4989e-12 | 5spot_SharedNeighbor | CO2 | Porous | Wet | R600a | MinimizeLCOE_Brownfield | IgnoreSilica | 2019 | 27.2272 | 1.3084 | 0.10471 | 4 | 99050.9015 | 268734.479 | 2019.2866 | 5478.5158 | 54.8273 | 9.1683 | 48.3134 | 970365.4461 | 0 | 581825.9477 | 0 | 0 | 0 | 750424.5836 | 898020.2312 | 2336464.4322 | 1594684.9845 | 7131785.6253 | 961560.8286 | 33391464.6677 | 33391464.6677 | 24773143.2569 | 12902803.4336 | 0 | 41484811.1217 | 112552222.4799 | 7498.9421 | 0.41882 | 99050.9015 | 268734.479 | 2019.2866 | 5478.5158
1 | 6900 | 707 | 0.015 | 15 | 15 | 7 | 1e-11 | 5spot_SharedNeighbor | CO2 | Porous | Wet | R600a | MinimizeLCOE_Brownfield | IgnoreSilica | 2019 | 33.9844 | 1.7447 | 0.13805 | 4 | 77408.1802 | 206104.6867 | 1578.0705 | 4201.7228 | 55.1837 | 9.1771 | 65.621 | 1141138.5789 | 0 | 705405.5886 | 0 | 0 | 0 | 863112.4284 | 1056766.0724 | 2749488.5478 | 1876582.4302 | 8392493.6464 | 961560.8286 | 33391464.6677 | 33391464.6677 | 24773143.2569 | 12902803.4336 | 0 | 42745519.1427 | 113812930.501 | 10000 | 0.55221 | 77408.1802 | 206104.6867 | 1578.0705 | 4201.7228
1 | 6900 | 707 | 0.015 | 15 | 15 | 7 | 1.3335e-11 | 5spot_SharedNeighbor | CO2 | Porous | Wet | R600a | MinimizeLCOE_Brownfield | IgnoreSilica | 2019 | 41.4124 | 2.2296 | 0.17681 | 4 | 62252.9415 | 162740.5453 | 1269.1104 | 3317.6861 | 55.3987 | 9.1573 | 44.4917 | 1315557.0642 | 0 | 835750.2599 | 0 | 0 | 0 | 972057.1178 | 1218112.1323 | 3169277.8992 | 2163097.2883 | 9673851.7617 | 961560.8286 | 33391464.6677 | 33391464.6677 | 24773143.2569 | 12902803.4336 | 0 | 44026877.258 | 115094288.6162 | 13335.2143 | 0.70723 | 62252.9415 | 162740.5453 | 1269.1104 | 3317.6861
1 | 6900 | 707 | 0.015 | 15 | 15 | 7 | 1.7783e-11 | 5spot_SharedNeighbor | CO2 | Porous | Wet | R600a | MinimizeLCOE_Brownfield | IgnoreSilica | 2019 | 49.0151 | 2.7319 | 0.21927 | 4 | 51578.5113 | 132604.7058 | 1051.4977 | 2703.3263 | 55.5004 | 9.1139 | 53.236 | 1482187.7866 | 0 | 964595.4768 | 0 | 0 | 0 | 1067964.182 | 1370751.5037 | 3566414.2329 | 2434150.9965 | 10886064.1786 | 961560.8286 | 33391464.6677 | 33391464.6677 | 24773143.2569 | 12902803.4336 | 0 | 45239089.675 | 116306501.0332 | 17782.7941 | 0.87709 | 51578.5113 | 132604.7058 | 1051.4977 | 2703.3263
1 | 6900 | 707 | 0.015 | 15 | 15 | 7 | 2.3714e-11 | 5spot_SharedNeighbor | CO2 | Porous | Wet | R600a | MinimizeLCOE_Brownfield | IgnoreSilica | 2019 | 56.3427 | 3.2215 | 0.263 | 4 | 44033.011 | 111587.5697 | 897.6725 | 2274.8635 | 55.5198 | 9.054 | 56.0996 | 1632937.9181 | 0 | 1085330.3946 | 0 | 0 | 0 | 1146353.0032 | 1507202.3132 | 3921431.2492 | 2676457.4049 | 11969712.2832 | 961560.8286 | 33391464.6677 | 33391464.6677 | 24773143.2569 | 12902803.4336 | 0 | 46322737.7796 | 117390149.1378 | 23713.7371 | 1.052 | 44033.011 | 111587.5697 | 897.6725 | 2274.8635
1 | 6900 | 707 | 0.015 | 15 | 15 | 7 | 3.1623e-11 | 5spot_SharedNeighbor | CO2 | Porous | Wet | R600a | MinimizeLCOE_Brownfield | IgnoreSilica | 2019 | 62.9586 | 3.6689 | 0.30528 | 4 | 38679.0853 | 96877.0615 | 788.5255 | 1974.9699 | 55.486 | 8.9865 | 61.0483 | 1761525.9653 | 0 | 1191958.9191 | 0 | 0 | 0 | 1204793.7789 | 1621728.6787 | 4219405.3597 | 2879830.8581 | 12879243.5597 | 961560.8286 | 33391464.6677 | 33391464.6677 | 24773143.2569 | 12902803.4336 | 0 | 47232269.0561 | 118299680.4143 | 31622.7766 | 1.2211 | 38679.0853 | 96877.0615 | 788.5255 | 1974.9699
1 | 6900 | 707 | 0.015 | 15 | 15 | 7 | 4.217e-11 | 5spot_SharedNeighbor | CO2 | Porous | Wet | R600a | MinimizeLCOE_Brownfield | IgnoreSilica | 2019 | 68.642 | 4.0573 | 0.34396 | 4 | 34860.5333 | 86514.4791 | 710.6791 | 1763.7147 | 55.4239 | 8.9191 | 63.699 | 1866647.475 | 0 | 1282028.534 | 0 | 0 | 0 | 1245341.6643 | 1713666.8926 | 4458609.7331 | 3043092.7581 | 13609387.0571 | 961560.8286 | 33391464.6677 | 33391464.6677 | 24773143.2569 | 12902803.4336 | 0 | 47962412.5535 | 119029823.9117 | 42169.6503 | 1.3758 | 34860.5333 | 86514.4791 | 710.6791 | 1763.7147
1 | 6900 | 707 | 0.015 | 15 | 15 | 7 | 5.6234e-11 | 5spot_SharedNeighbor | CO2 | Porous | Wet | R600a | MinimizeLCOE_Brownfield | IgnoreSilica | 2019 | 73.3413 | 4.3816 | 0.37773 | 4 | 32119.4477 | 79154.8446 | 654.7984 | 1613.6786 | 55.3519 | 8.857 | 57.3208 | 1949987.8916 | 0 | 1355569.518 | 0 | 0 | 0 | 1271840.1594 | 1785185.0519 | 4644685.3133 | 3170093.1651 | 14177361.0993 | 961560.8286 | 33391464.6677 | 33391464.6677 | 24773143.2569 | 12902803.4336 | 0 | 48530386.5957 | 119597797.9539 | 56234.1325 | 1.5109 | 32119.4477 | 79154.8446 | 654.7984 | 1613.6786
1 | 6900 | 707 | 0.015 | 15 | 15 | 7 | 7.4989e-11 | 5spot_SharedNeighbor | CO2 | Porous | Wet | R600a | MinimizeLCOE_Brownfield | IgnoreSilica | 2019 | 77.1392 | 4.6457 | 0.40618 | 4 | 30138.035 | 73878.9565 | 614.4046 | 1506.1225 | 55.2808 | 8.8027 | 54.1487 | 2015030.0963 | 0 | 1414446.9494 | 0 | 0 | 0 | 1288670.1387 | 1840077.4019 | 4787503.948 | 3267569.8179 | 14613298.3522 | 961560.8286 | 33391464.6677 | 33391464.6677 | 24773143.2569 | 12902803.4336 | 0 | 48966323.8485 | 120033735.2068 | 74989.4209 | 1.6247 | 30138.035 | 73878.9565 | 614.4046 | 1506.1225
1 | 6900 | 707 | 0.015 | 15 | 15 | 7 | 1e-10 | 5spot_SharedNeighbor | CO2 | Porous | Wet | R600a | MinimizeLCOE_Brownfield | IgnoreSilica | 2019 | 80.1398 | 4.8557 | 0.42946 | 4 | 28696.054 | 70065.8378 | 585.0079 | 1428.3869 | 55.2169 | 8.7573 | 71.1189 | 2064978.3971 | 0 | 1460640.4446 | 0 | 0 | 0 | 1298887.195 | 1881557.3543 | 4895426.2754 | 3341229.0239 | 14942718.6904 | 961560.8286 | 33391464.6677 | 33391464.6677 | 24773143.2569 | 12902803.4336 | 0 | 49295744.1867 | 120363155.545 | 100000 | 1.7179 | 28696.054 | 70065.8378 | 585.0079 | 1428.3869
1 | 6900 | 707 | 0.015 | 15 | 15 | 7 | 1.3335e-10 | 5spot_SharedNeighbor | CO2 | Porous | Wet | R600a | MinimizeLCOE_Brownfield | IgnoreSilica | 2019 | 82.4787 | 5.0202 | 0.44811 | 4 | 27640.2785 | 67288.8729 | 563.4845 | 1371.7747 | 55.1624 | 8.7203 | 61.1636 | 2103038.6028 | 0 | 1496461.5282 | 0 | 0 | 0 | 1304940.1936 | 1912731.7266 | 4976535.5973 | 3396587.8028 | 15190295.4512 | 961560.8286 | 33391464.6677 | 33391464.6677 | 24773143.2569 | 12902803.4336 | 0 | 49543320.9476 | 120610732.3058 | 133352.1432 | 1.7924 | 27640.2785 | 67288.8729 | 563.4845 | 1371.7747
1 | 6900 | 707 | 0.015 | 15 | 15 | 7 | 1.7783e-10 | 5spot_SharedNeighbor | CO2 | Porous | Wet | R600a | MinimizeLCOE_Brownfield | IgnoreSilica | 2019 | 84.2692 | 5.1468 | 0.46278 | 4 | 26863.2858 | 65255.2156 | 547.6444 | 1330.3158 | 55.118 | 8.6911 | 56.6232 | 2131660.021 | 0 | 1523778.5574 | 0 | 0 | 0 | 1308210.4934 | 1935823.138 | 5036614.7131 | 3437593.0338 | 15373679.9565 | 961560.8286 | 33391464.6677 | 33391464.6677 | 24773143.2569 | 12902803.4336 | 0 | 49726705.4529 | 120794116.8111 | 177827.941 | 1.8511 | 26863.2858 | 65255.2156 | 547.6444 | 1330.3158
1 | 6900 | 707 | 0.015 | 15 | 15 | 7 | 2.3714e-10 | 5spot_SharedNeighbor | CO2 | Porous | Wet | R600a | MinimizeLCOE_Brownfield | IgnoreSilica | 2019 | 85.6434 | 5.2442 | 0.47419 | 4 | 26289.0481 | 63756.6139 | 535.9378 | 1299.7648 | 55.0823 | 8.6682 | 70.5501 | 2153323.7407 | 0 | 1544683.511 | 0 | 0 | 0 | 1310072.1434 | 1953150.9641 | 5081698.1622 | 3468363.4142 | 15511291.9356 | 961560.8286 | 33391464.6677 | 33391464.6677 | 24773143.2569 | 12902803.4336 | 0 | 49864317.432 | 120931728.7902 | 237137.3706 | 1.8968 | 26289.0481 | 63756.6139 | 535.9378 | 1299.7648
1 | 6900 | 707 | 0.015 | 15 | 15 | 7 | 3.1623e-10 | 5spot_SharedNeighbor | CO2 | Porous | Wet | R600a | MinimizeLCOE_Brownfield | IgnoreSilica | 2019 | 86.6929 | 5.3187 | 0.483 | 4 | 25863.225 | 62647.6745 | 527.2568 | 1277.1576 | 55.0542 | 8.6504 | 62.7285 | 2169694.3868 | 0 | 1560616.9745 | 0 | 0 | 0 | 1311130.3144 | 1966162.2535 | 5115550.8683 | 3491468.5817 | 15614623.3792 | 961560.8286 | 33391464.6677 | 33391464.6677 | 24773143.2569 | 12902803.4336 | 0 | 49967648.8755 | 121035060.2338 | 316227.766 | 1.932 | 25863.225 | 62647.6745 | 527.2568 | 1277.1576
1 | 6900 | 707 | 0.015 | 15 | 15 | 7 | 4.217e-10 | 5spot_SharedNeighbor | CO2 | Porous | Wet | R600a | MinimizeLCOE_Brownfield | IgnoreSilica | 2019 | 87.4823 | 5.375 | 0.48973 | 4 | 25546.6221 | 61825.3846 | 520.8024 | 1260.3941 | 55.0325 | 8.6368 | 68.8762 | 2181906.8213 | 0 | 1572582.1306 | 0 | 0 | 0 | 1311585.3943 | 1975768.995 | 5140545.639 | 3508528.0263 | 15690917.0064 | 961560.8286 | 33391464.6677 | 33391464.6677 | 24773143.2569 | 12902803.4336 | 0 | 50043942.5028 | 121111353.861 | 421696.5034 | 1.9589 | 25546.6221 | 61825.3846 | 520.8024 | 1260.3941
1 | 6900 | 707 | 0.015 | 15 | 15 | 7 | 5.6234e-10 | 5spot_SharedNeighbor | CO2 | Porous | Wet | R600a | MinimizeLCOE_Brownfield | IgnoreSilica | 2019 | 88.0935 | 5.4185 | 0.49488 | 4 | 25310.7422 | 61212.1241 | 515.9937 | 1247.8919 | 55.0154 | 8.6262 | 67.5925 | 2191303.8771 | 0 | 1581835.9329 | 0 | 0 | 0 | 1312020.0975 | 1983212.3639 | 5159911.7581 | 3521745.8005 | 15750029.8301 | 961560.8286 | 33391464.6677 | 33391464.6677 | 24773143.2569 | 12902803.4336 | 0 | 50103055.3264 | 121170466.6847 | 562341.3252 | 1.9795 | 25310.7422 | 61212.1241 | 515.9937 | 1247.8919
1 | 6900 | 707 | 0.015 | 15 | 15 | 7 | 7.4989e-10 | 5spot_SharedNeighbor | CO2 | Porous | Wet | R600a | MinimizeLCOE_Brownfield | IgnoreSilica | 2019 | 88.5345 | 5.45 | 0.49876 | 4 | 25134.7259 | 60757.0593 | 512.4054 | 1238.6148 | 55.0029 | 8.6185 | 69.4073 | 2198051.7395 | 0 | 1588506.6434 | 0 | 0 | 0 | 1311944.6124 | 1988416.1682 | 5173450.9894 | 3530986.604 | 15791356.7569 | 961560.8286 | 33391464.6677 | 33391464.6677 | 24773143.2569 | 12902803.4336 | 0 | 50144382.2533 | 121211793.6115 | 749894.2093 | 1.995 | 25134.7259 | 60757.0593 | 512.4054 | 1238.6148
1 | 6900 | 707 | 0.015 | 15 | 15 | 7 | 1e-09 | 5spot_SharedNeighbor | CO2 | Porous | Wet | R600a | MinimizeLCOE_Brownfield | IgnoreSilica | 2019 | 88.8855 | 5.475 | 0.50172 | 4 | 25003.2228 | 60415.4423 | 509.7245 | 1231.6505 | 54.9928 | 8.6123 | 36.3674 | 2203403.2435 | 0 | 1593812.4519 | 0 | 0 | 0 | 1312141.0683 | 1992649.1379 | 5184464.3082 | 3538503.4204 | 15824973.6303 | 961560.8286 | 33391464.6677 | 33391464.6677 | 24773143.2569 | 12902803.4336 | 0 | 50177999.1266 | 121245410.4848 | 1000000 | 2.0069 | 25003.2228 | 60415.4423 | 509.7245 | 1231.6505
1 | 6900 | 707 | 0.015 | 15 | 15 | 7 | 1.3335e-09 | 5spot_SharedNeighbor | CO2 | Porous | Wet | R600a | MinimizeLCOE_Brownfield | IgnoreSilica | 2019 | 89.1413 | 5.4933 | 0.50394 | 4 | 24904.8857 | 60160.9799 | 507.7198 | 1226.4629 | 54.9855 | 8.6078 | 39.8977 | 2207292.3366 | 0 | 1597677.0366 | 0 | 0 | 0 | 1312130.1682 | 1995668.8211 | 5192320.9047 | 3543865.709 | 15848954.9762 | 961560.8286 | 33391464.6677 | 33391464.6677 | 24773143.2569 | 12902803.4336 | 0 | 50201980.4725 | 121269391.8308 | 1333521.4322 | 2.0157 | 24904.8857 | 60160.9799 | 507.7198 | 1226.4629
1 | 6900 | 707 | 0.015 | 15 | 15 | 7 | 1.7783e-09 | 5spot_SharedNeighbor | CO2 | Porous | Wet | R600a | MinimizeLCOE_Brownfield | IgnoreSilica | 2019 | 89.3239 | 5.5064 | 0.5056 | 4 | 24831.2989 | 59971.6154 | 506.2196 | 1222.6025 | 54.9802 | 8.6046 | 45.9217 | 2210063.4586 | 0 | 1600435.2036 | 0 | 0 | 0 | 1311954.2566 | 1997756.6384 | 5197752.9768 | 3547573.2098 | 15865535.7438 | 961560.8286 | 33391464.6677 | 33391464.6677 | 24773143.2569 | 12902803.4336 | 0 | 50218561.2401 | 121285972.5984 | 1778279.41 | 2.0224 | 24831.2989 | 59971.6154 | 506.2196 | 1222.6025
1 | 6900 | 707 | 0.015 | 15 | 15 | 7 | 2.3714e-09 | 5spot_SharedNeighbor | CO2 | Porous | Wet | R600a | MinimizeLCOE_Brownfield | IgnoreSilica | 2019 | 89.4749 | 5.5172 | 0.50687 | 4 | 24776.2042 | 59828.5144 | 505.0964 | 1219.6852 | 54.9758 | 8.6019 | 46.6506 | 2212350.6787 | 0 | 1602714.5626 | 0 | 0 | 0 | 1312031.0486 | 1999567.5531 | 5202464.6054 | 3550788.9931 | 15879917.4416 | 961560.8286 | 33391464.6677 | 33391464.6677 | 24773143.2569 | 12902803.4336 | 0 | 50232942.9379 | 121300354.2962 | 2371373.7057 | 2.0275 | 24776.2042 | 59828.5144 | 505.0964 | 1219.6852
1 | 6900 | 707 | 0.015 | 15 | 15 | 7 | 3.1623e-09 | 5spot_SharedNeighbor | CO2 | Porous | Wet | R600a | MinimizeLCOE_Brownfield | IgnoreSilica | 2019 | 89.5823 | 5.5249 | 0.50781 | 4 | 24734.9384 | 59721.9498 | 504.2552 | 1217.5127 | 54.9726 | 8.6 | 40.7231 | 2213976.4594 | 0 | 1604336.3274 | 0 | 0 | 0 | 1311990.2795 | 2000818.1959 | 5205718.5214 | 3553009.8577 | 15889849.6412 | 961560.8286 | 33391464.6677 | 33391464.6677 | 24773143.2569 | 12902803.4336 | 0 | 50242875.1375 | 121310286.4958 | 3162277.6602 | 2.0313 | 24734.9384 | 59721.9498 | 504.2552 | 1217.5127
1 | 6900 | 707 | 0.015 | 15 | 15 | 7 | 4.217e-09 | 5spot_SharedNeighbor | CO2 | Porous | Wet | R600a | MinimizeLCOE_Brownfield | IgnoreSilica | 2019 | 89.6555 | 5.5302 | 0.50851 | 4 | 24704.0215 | 59642.8658 | 503.6249 | 1215.9005 | 54.9705 | 8.5987 | 39.1066 | 2215082.734 | 0 | 1605440.6216 | 0 | 0 | 0 | 1311839.2159 | 2001621.4029 | 5207808.3012 | 3554436.1754 | 15896228.4509 | 961560.8286 | 33391464.6677 | 33391464.6677 | 24773143.2569 | 12902803.4336 | 0 | 50249253.9473 | 121316665.3055 | 4216965.0343 | 2.0341 | 24704.0215 | 59642.8658 | 503.6249 | 1215.9005
1 | 6900 | 707 | 0.015 | 15 | 15 | 7 | 5.6234e-09 | 5spot_SharedNeighbor | CO2 | Porous | Wet | R600a | MinimizeLCOE_Brownfield | IgnoreSilica | 2019 | 89.7332 | 5.5356 | 0.50907 | 4 | 24680.8524 | 59581.3463 | 503.1526 | 1214.6463 | 54.9682 | 8.5973 | 43.8155 | 2216258.3073 | 0 | 1606614.741 | 0 | 0 | 0 | 1312084.5496 | 2002633.4631 | 5210441.4745 | 3556233.3702 | 15904265.9057 | 961560.8286 | 33391464.6677 | 33391464.6677 | 24773143.2569 | 12902803.4336 | 0 | 50257291.402 | 121324702.7603 | 5623413.2519 | 2.0363 | 24680.8524 | 59581.3463 | 503.1526 | 1214.6463
1 | 6900 | 707 | 0.015 | 15 | 15 | 7 | 7.4989e-09 | 5spot_SharedNeighbor | CO2 | Porous | Wet | R600a | MinimizeLCOE_Brownfield | IgnoreSilica | 2019 | 89.7649 | 5.538 | 0.50945 | 4 | 24663.4868 | 59537.8793 | 502.7985 | 1213.7602 | 54.9673 | 8.5967 | 46.6983 | 2216736.486 | 0 | 1607092.5373 | 0 | 0 | 0 | 1311847.5632 | 2002913.8687 | 5211171.0322 | 3556731.3084 | 15906492.7957 | 961560.8286 | 33391464.6677 | 33391464.6677 | 24773143.2569 | 12902803.4336 | 0 | 50259518.292 | 121326929.6503 | 7498942.0933 | 2.0378 | 24663.4868 | 59537.8793 | 502.7985 | 1213.7602
1 | 6900 | 707 | 0.015 | 15 | 15 | 7 | 1e-08 | 5spot_SharedNeighbor | CO2 | Porous | Wet | R600a | MinimizeLCOE_Brownfield | IgnoreSilica | 2019 | 89.8038 | 5.5408 | 0.50976 | 4 | 24650.4694 | 59503.8042 | 502.5332 | 1213.0655 | 54.9661 | 8.596 | 50.5794 | 2217323.7761 | 0 | 1607679.5005 | 0 | 0 | 0 | 1311907.4535 | 2003395.1847 | 5212423.3178 | 3557586.019 | 15910315.2515 | 961560.8286 | 33391464.6677 | 33391464.6677 | 24773143.2569 | 12902803.4336 | 0 | 50263340.7479 | 121330752.1061 | 10000000 | 2.039 | 24650.4694 | 59503.8042 | 502.5332 | 1213.0655
1 | 7000 | 707 | 0.015 | 15 | 15 | 7 | 1e-13 | 5spot_SharedNeighbor | CO2 | Porous | Wet | R600a | MinimizeLCOE_Brownfield | IgnoreSilica | 2019 | 0 | 0 | 0 | 0 |  |  |  |  | 15 |  | 12.6343 | [19 empty] | 100 | 0
1 | 7000 | 707 | 0.015 | 15 | 15 | 7 | 1.3335e-13 | 5spot_SharedNeighbor | CO2 | Porous | Wet | R600a | MinimizeLCOE_Brownfield | IgnoreSilica | 2019 | 0 | 0 | 0 | 0 |  |  |  |  | 15 |  | 13.0409 | [19 empty] | 133.3521 | 0
1 | 7000 | 707 | 0.015 | 15 | 15 | 7 | 1.7783e-13 | 5spot_SharedNeighbor | CO2 | Porous | Wet | R600a | MinimizeLCOE_Brownfield | IgnoreSilica | 2019 | 0 | 0 | 0 | 0 |  |  |  |  | 15 |  | 14.1569 | [19 empty] | 177.8279 | 0
1 | 7000 | 707 | 0.015 | 15 | 15 | 7 | 2.3714e-13 | 5spot_SharedNeighbor | CO2 | Porous | Wet | R600a | MinimizeLCOE_Brownfield | IgnoreSilica | 2019 | 0 | 0 | 0 | 0 |  |  |  |  | 15 |  | 14.1246 | [19 empty] | 237.1374 | 0
1 | 7000 | 707 | 0.015 | 15 | 15 | 7 | 3.1623e-13 | 5spot_SharedNeighbor | CO2 | Porous | Wet | R600a | MinimizeLCOE_Brownfield | IgnoreSilica | 2019 | 0 | 0 | 0 | 0 |  |  |  |  | 15 |  | 14.0044 | [19 empty] | 316.2278 | 0
1 | 7000 | 707 | 0.015 | 15 | 15 | 7 | 4.217e-13 | 5spot_SharedNeighbor | CO2 | Porous | Wet | R600a | MinimizeLCOE_Brownfield | IgnoreSilica | 2019 | 0 | 0 | 0 | 0 |  |  |  |  | 15 |  | 14.2623 | [19 empty] | 421.6965 | 0
1 | 7000 | 707 | 0.015 | 15 | 15 | 7 | 5.6234e-13 | 5spot_SharedNeighbor | CO2 | Porous | Wet | R600a | MinimizeLCOE_Brownfield | IgnoreSilica | 2019 | 1.6 | -0.11439 | 0.00089482 | 4 | 9957024.0077 | 30206334.9083 | 202987.4023 | 615796.9942 | 34.9092 | 6.7359 | 15.3244 | 89915.9173 | 0 | 10936.9334 | 0 | 0 | 0 | 95490.6904 | 76573.981 | 199229.7911 | 135978.4262 | 608125.7394 | 961560.8286 | 34069368.3502 | 34069368.3502 | 25261752.1078 | 13146991.7455 | 0 | 35639054.9183 | 108117167.1218 | 562.3413 | 0.0035793 | 9957024.0077 | 30206334.9083 | 202987.4023 | 615796.9942
1 | 7000 | 707 | 0.015 | 15 | 15 | 7 | 7.4989e-13 | 5spot_SharedNeighbor | CO2 | Porous | Wet | R600a | MinimizeLCOE_Brownfield | IgnoreSilica | 2019 | 2.7935 | -0.11238 | 0.0029006 | 4 | 3112777.6741 | 9359613.8608 | 63458.1832 | 190808.3884 | 41.5885 | 7.6717 | 28.6029 | 152584.2411 | 0 | 45870.83 | 0 | 0 | 0 | 151749.6486 | 136579.8407 | 355352.7291 | 242535.5394 | 1084672.8288 | 961560.8286 | 34069368.3502 | 34069368.3502 | 25261752.1078 | 13146991.7455 | 0 | 36115602.0077 | 108593714.2112 | 749.8942 | 0.011602 | 3112777.6741 | 9359613.8608 | 63458.1832 | 190808.3884
1 | 7000 | 707 | 0.015 | 15 | 15 | 7 | 1e-12 | 5spot_SharedNeighbor | CO2 | Porous | Wet | R600a | MinimizeLCOE_Brownfield | IgnoreSilica | 2019 | 3.9728 | -0.077717 | 0.0062115 | 4 | 1470776.5298 | 4387849.4541 | 29983.7689 | 89452.2461 | 45.2937 | 8.1651 | 29.9969 | 210377.6553 | 0 | 79332.0764 | 0 | 0 | 0 | 198544.0609 | 190418.9792 | 495431.1235 | 338141.9219 | 1512245.8172 | 961560.8286 | 34069368.3502 | 34069368.3502 | 25261752.1078 | 13146991.7455 | 0 | 36543174.9961 | 109021287.1996 | 1000 | 0.024846 | 1470776.5298 | 4387849.4541 | 29983.7689 | 89452.2461
1 | 7000 | 707 | 0.015 | 15 | 15 | 7 | 1.3335e-12 | 5spot_SharedNeighbor | CO2 | Porous | Wet | R600a | MinimizeLCOE_Brownfield | IgnoreSilica | 2019 | 5.5003 | -0.011608 | 0.011234 | 4 | 824603.5202 | 2437492.7383 | 16810.6581 | 49691.5864 | 48.1843 | 8.538 | 32.2986 | 279699.2609 | 0 | 120696.9425 | 0 | 0 | 0 | 253128.1455 | 254874.496 | 663131.1568 | 452600.6405 | 2024130.6421 | 961560.8286 | 34069368.3502 | 34069368.3502 | 25261752.1078 | 13146991.7455 | 0 | 37055059.821 | 109533172.0245 | 1333.5214 | 0.044937 | 824603.5202 | 2437492.7383 | 16810.6581 | 49691.5864
1 | 7000 | 707 | 0.015 | 15 | 15 | 7 | 1.7783e-12 | 5spot_SharedNeighbor | CO2 | Porous | Wet | R600a | MinimizeLCOE_Brownfield | IgnoreSilica | 2019 | 7.4144 | 0.088221 | 0.018427 | 4 | 510715.8645 | 1494051.9499 | 10411.6337 | 30458.2699 | 50.3672 | 8.8121 | 51.506 | 359685.3855 | 0 | 169738.5561 | 0 | 0 | 0 | 313927.1855 | 328906.9396 | 855748.3886 | 584065.8591 | 2612072.3144 | 961560.8286 | 34069368.3502 | 34069368.3502 | 25261752.1078 | 13146991.7455 | 0 | 37643001.4932 | 110121113.6968 | 1778.2794 | 0.073706 | 510715.8645 | 1494051.9499 | 10411.6337 | 30458.2699
1 | 7000 | 707 | 0.015 | 15 | 15 | 7 | 2.3714e-12 | 5spot_SharedNeighbor | CO2 | Porous | Wet | R600a | MinimizeLCOE_Brownfield | IgnoreSilica | 2019 | 9.8971 | 0.23064 | 0.028389 | 4 | 337681.8977 | 975947.2676 | 6884.1022 | 19896.0051 | 52.0764 | 9.0207 | 46.938 | 455036.3307 | 0 | 229738.7536 | 0 | 0 | 0 | 385359.9287 | 417352.6551 | 1085865.9977 | 741125.8558 | 3314479.5216 | 961560.8286 | 34069368.3502 | 34069368.3502 | 25261752.1078 | 13146991.7455 | 0 | 38345408.7005 | 110823520.904 | 2371.3737 | 0.11355 | 337681.8977 | 975947.2676 | 6884.1022 | 19896.0051
1 | 7000 | 707 | 0.015 | 15 | 15 | 7 | 3.1623e-12 | 5spot_SharedNeighbor | CO2 | Porous | Wet | R600a | MinimizeLCOE_Brownfield | IgnoreSilica | 2019 | 13.0714 | 0.42317 | 0.041857 | 4 | 233963.2327 | 666859.0375 | 4769.657 | 13594.8235 | 53.3898 | 9.1754 | 33.6379 | 567020.6935 | 0 | 302056.8951 | 0 | 0 | 0 | 467801.1949 | 521382.7256 | 1356530.9016 | 925860.2143 | 4140652.6249 | 961560.8286 | 34069368.3502 | 34069368.3502 | 25261752.1078 | 13146991.7455 | 0 | 39171581.8038 | 111649694.0074 | 3162.2777 | 0.16743 | 233963.2327 | 666859.0375 | 4769.657 | 13594.8235
1 | 7000 | 707 | 0.015 | 15 | 15 | 7 | 4.217e-12 | 5spot_SharedNeighbor | CO2 | Porous | Wet | R600a | MinimizeLCOE_Brownfield | IgnoreSilica | 2019 | 17.066 | 0.67384 | 0.059689 | 4 | 168073.6536 | 471640.7748 | 3426.4088 | 9615.0351 | 54.3832 | 9.2855 | 40.0329 | 696625.9663 | 0 | 387977.2825 | 0 | 0 | 0 | 561198.3956 | 641862.6413 | 1669994.9286 | 1139805.8537 | 5097465.0682 | 961560.8286 | 34069368.3502 | 34069368.3502 | 25261752.1078 | 13146991.7455 | 0 | 40128394.247 | 112606506.4506 | 4216.965 | 0.23875 | 168073.6536 | 471640.7748 | 3426.4088 | 9615.0351
1 | 7000 | 707 | 0.015 | 15 | 15 | 7 | 5.6234e-12 | 5spot_SharedNeighbor | CO2 | Porous | Wet | R600a | MinimizeLCOE_Brownfield | IgnoreSilica | 2019 | 22.036 | 0.99232 | 0.082802 | 4 | 124472.8148 | 343301.7832 | 2537.5467 | 6998.6712 | 55.1243 | 9.3582 | 49.868 | 845180.7618 | 0 | 489156.2713 | 0 | 0 | 0 | 666009.5834 | 780135.1805 | 2029751.7118 | 1385347.2505 | 6195580.7594 | 961560.8286 | 34069368.3502 | 34069368.3502 | 25261752.1078 | 13146991.7455 | 0 | 41226509.9382 | 113704622.1418 | 5623.4133 | 0.33121 | 124472.8148 | 343301.7832 | 2537.5467 | 6998.6712
1 | 7000 | 707 | 0.015 | 15 | 15 | 7 | 7.4989e-12 | 5spot_SharedNeighbor | CO2 | Porous | Wet | R600a | MinimizeLCOE_Brownfield | IgnoreSilica | 2019 | 28.0212 | 1.3817 | 0.11194 | 4 | 94800.4774 | 256673.008 | 1932.636 | 5232.6264 | 55.655 | 9.3967 | 53.8048 | 1010358.0855 | 0 | 604896.268 | 0 | 0 | 0 | 779060.7536 | 933782.8918 | 2429511.5392 | 1658191.547 | 7415801.0851 | 961560.8286 | 34069368.3502 | 34069368.3502 | 25261752.1078 | 13146991.7455 | 0 | 42446730.264 | 114924842.4675 | 7498.9421 | 0.44775 | 94800.4774 | 256673.008 | 1932.636 | 5232.6264
1 | 7000 | 707 | 0.015 | 15 | 15 | 7 | 1e-11 | 5spot_SharedNeighbor | CO2 | Porous | Wet | R600a | MinimizeLCOE_Brownfield | IgnoreSilica | 2019 | 34.9271 | 1.8365 | 0.14732 | 4 | 74237.793 | 197232.4619 | 1513.4378 | 4020.8505 | 56.0108 | 9.4031 | 55.0828 | 1186832.7368 | 0 | 732351.5891 | 0 | 0 | 0 | 894858.758 | 1097476.8027 | 2855409.5171 | 1948875.6683 | 8715805.0719 | 961560.8286 | 34069368.3502 | 34069368.3502 | 25261752.1078 | 13146991.7455 | 0 | 43746734.2508 | 116224846.4543 | 10000 | 0.58928 | 74237.793 | 197232.4619 | 1513.4378 | 4020.8505
1 | 7000 | 707 | 0.015 | 15 | 15 | 7 | 1.3335e-11 | 5spot_SharedNeighbor | CO2 | Porous | Wet | R600a | MinimizeLCOE_Brownfield | IgnoreSilica | 2019 | 42.4593 | 2.3383 | 0.18825 | 4 | 59836.1714 | 156088.4232 | 1219.8413 | 3182.0736 | 56.2223 | 9.3802 | 50.4377 | 1365712.8151 | 0 | 865803.4778 | 0 | 0 | 0 | 1005484.2221 | 1262430.2009 | 3284584.4226 | 2241796.3599 | 10025811.4983 | 961560.8286 | 34069368.3502 | 34069368.3502 | 25261752.1078 | 13146991.7455 | 0 | 45056740.6772 | 117534852.8808 | 13335.2143 | 0.753 | 59836.1714 | 156088.4232 | 1219.8413 | 3182.0736
1 | 7000 | 707 | 0.015 | 15 | 15 | 7 | 1.7783e-11 | 5spot_SharedNeighbor | CO2 | Porous | Wet | R600a | MinimizeLCOE_Brownfield | IgnoreSilica | 2019 | 50.1601 | 2.8574 | 0.23291 | 4 | 49692.0026 | 127487.397 | 1013.0387 | 2599.003 | 56.3198 | 9.3333 | 57.5015 | 1536464.1681 | 0 | 997646.8086 | 0 | 0 | 0 | 1102867.965 | 1418421.7873 | 3690442.5321 | 2518802.8592 | 11264646.1202 | 961560.8286 | 34069368.3502 | 34069368.3502 | 25261752.1078 | 13146991.7455 | 0 | 46295575.2991 | 118773687.5027 | 17782.7941 | 0.93165 | 49692.0026 | 127487.397 | 1013.0387 | 2599.003
1 | 7000 | 707 | 0.015 | 15 | 15 | 7 | 2.3714e-11 | 5spot_SharedNeighbor | CO2 | Porous | Wet | R600a | MinimizeLCOE_Brownfield | IgnoreSilica | 2019 | 57.505 | 3.3585 | 0.27863 | 4 | 42520.7199 | 107551.8178 | 866.8424 | 2192.5893 | 56.3347 | 9.2703 | 61.0888 | 1689388.7665 | 0 | 1119972.0337 | 0 | 0 | 0 | 1180960.3641 | 1556225.2541 | 4048978.8855 | 2763511.2875 | 12359036.5914 | 961560.8286 | 34069368.3502 | 34069368.3502 | 25261752.1078 | 13146991.7455 | 0 | 47389965.7703 | 119868077.9738 | 23713.7371 | 1.1145 | 42520.7199 | 107551.8178 | 866.8424 | 2192.5893
1 | 7000 | 707 | 0.015 | 15 | 15 | 7 | 3.1623e-11 | 5spot_SharedNeighbor | CO2 | Porous | Wet | R600a | MinimizeLCOE_Brownfield | IgnoreSilica | 2019 | 64.1159 | 3.8148 | 0.32263 | 4 | 37431.1424 | 93592.6782 | 763.0845 | 1908.0133 | 56.2971 | 9.2002 | 71.9648 | 1819494.1539 | 0 | 1227726.7218 | 0 | 0 | 0 | 1238853.7242 | 1671569.094 | 4349079.8966 | 2968336.3941 | 13275059.9846 | 961560.8286 | 34069368.3502 | 34069368.3502 | 25261752.1078 | 13146991.7455 | 0 | 48305989.1634 | 120784101.367 | 31622.7766 | 1.2905 | 37431.1424 | 93592.6782 | 763.0845 | 1908.0133
1 | 7000 | 707 | 0.015 | 15 | 15 | 7 | 4.217e-11 | 5spot_SharedNeighbor | CO2 | Porous | Wet | R600a | MinimizeLCOE_Brownfield | IgnoreSilica | 2019 | 69.7797 | 4.21 | 0.36272 | 4 | 33799.7073 | 83754.0005 | 689.0528 | 1707.4386 | 56.232 | 9.1306 | 76.9606 | 1925623.3561 | 0 | 1318542.95 | 0 | 0 | 0 | 1278769.4995 | 1763944.9642 | 4589422.962 | 3132375.4748 | 14008679.2066 | 961560.8286 | 34069368.3502 | 34069368.3502 | 25261752.1078 | 13146991.7455 | 0 | 49039608.3854 | 121517720.589 | 42169.6503 | 1.4509 | 33799.7073 | 83754.0005 | 689.0528 | 1707.4386
1 | 7000 | 707 | 0.015 | 15 | 15 | 7 | 5.6234e-11 | 5spot_SharedNeighbor | CO2 | Porous | Wet | R600a | MinimizeLCOE_Brownfield | IgnoreSilica | 2019 | 74.4667 | 4.5401 | 0.39763 | 4 | 31191.6534 | 76760.0142 | 635.884 | 1564.8567 | 56.1574 | 9.0667 | 56.2204 | 2009861.6102 | 0 | 1392774.7051 | 0 | 0 | 0 | 1304926.0256 | 1835949.313 | 4776763.5073 | 3260239.2464 | 14580514.4076 | 961560.8286 | 34069368.3502 | 34069368.3502 | 25261752.1078 | 13146991.7455 | 0 | 49611443.5865 | 122089555.79 | 56234.1325 | 1.5905 | 31191.6534 | 76760.0142 | 635.884 | 1564.8567
1 | 7000 | 707 | 0.015 | 15 | 15 | 7 | 7.4989e-11 | 5spot_SharedNeighbor | CO2 | Porous | Wet | R600a | MinimizeLCOE_Brownfield | IgnoreSilica | 2019 | 78.223 | 4.8068 | 0.42693 | 4 | 29305.4233 | 71746.6212 | 597.4307 | 1462.6519 | 56.0849 | 9.0114 | 66.1412 | 2075083.0204 | 0 | 1451724.4078 | 0 | 0 | 0 | 1320979.3308 | 1890636.836 | 4919049.2244 | 3357352.172 | 15014824.9913 | 961560.8286 | 34069368.3502 | 34069368.3502 | 25261752.1078 | 13146991.7455 | 0 | 50045754.1702 | 122523866.3737 | 74989.4209 | 1.7077 | 29305.4233 | 71746.6212 | 597.4307 | 1462.6519
1 | 7000 | 707 | 0.015 | 15 | 15 | 7 | 1e-10 | 5spot_SharedNeighbor | CO2 | Porous | Wet | R600a | MinimizeLCOE_Brownfield | IgnoreSilica | 2019 | 81.1876 | 5.0187 | 0.45086 | 4 | 27932.0388 | 68120.888 | 569.4324 | 1388.7364 | 56.02 | 8.9652 | 69.2183 | 2125138.2529 | 0 | 1497934.7064 | 0 | 0 | 0 | 1330599.8169 | 1931932.3827 | 5026491.766 | 3430683.9144 | 15342780.8394 | 961560.8286 | 34069368.3502 | 34069368.3502 | 25261752.1078 | 13146991.7455 | 0 | 50373710.0183 | 122851822.2218 | 100000 | 1.8034 | 27932.0388 | 68120.888 | 569.4324 | 1388.7364
1 | 7000 | 707 | 0.015 | 15 | 15 | 7 | 1.3335e-10 | 5spot_SharedNeighbor | CO2 | Porous | Wet | R600a | MinimizeLCOE_Brownfield | IgnoreSilica | 2019 | 83.4922 | 5.1843 | 0.46999 | 4 | 26926.0545 | 65479.4389 | 548.924 | 1334.8869 | 55.965 | 8.9278 | 46.9814 | 2163193.4149 | 0 | 1533678.795 | 0 | 0 | 0 | 1336129.0994 | 1962870.5106 | 5106986.4285 | 3485623.1756 | 15588481.424 | 961560.8286 | 34069368.3502 | 34069368.3502 | 25261752.1078 | 13146991.7455 | 0 | 50619410.6029 | 123097522.8064 | 133352.1432 | 1.8799 | 26926.0545 | 65479.4389 | 548.924 | 1334.8869
1 | 7000 | 707 | 0.015 | 15 | 15 | 7 | 1.7783e-10 | 5spot_SharedNeighbor | CO2 | Porous | Wet | R600a | MinimizeLCOE_Brownfield | IgnoreSilica | 2019 | 85.2755 | 5.3129 | 0.48504 | 4 | 26185.4388 | 63541.9155 | 533.8256 | 1295.3879 | 55.9197 | 8.898 | 59.5403 | 2192126.8467 | 0 | 1561233.5697 | 0 | 0 | 0 | 1339348.7071 | 1986156.5581 | 5167571.9476 | 3526974.0372 | 15773411.6664 | 961560.8286 | 34069368.3502 | 34069368.3502 | 25261752.1078 | 13146991.7455 | 0 | 50804340.8452 | 123282453.0488 | 177827.941 | 1.9402 | 26185.4388 | 63541.9155 | 533.8256 | 1295.3879
1 | 7000 | 707 | 0.015 | 15 | 15 | 7 | 2.3714e-10 | 5spot_SharedNeighbor | CO2 | Porous | Wet | R600a | MinimizeLCOE_Brownfield | IgnoreSilica | 2019 | 86.6346 | 5.4112 | 0.49674 | 4 | 25637.9256 | 62114.6479 | 522.6638 | 1266.2911 | 55.8837 | 8.8747 | 51.9201 | 2213877.8354 | 0 | 1582175.1272 | 0 | 0 | 0 | 1341024.3465 | 2003460.1505 | 5212592.3455 | 3557701.3839 | 15910831.189 | 961560.8286 | 34069368.3502 | 34069368.3502 | 25261752.1078 | 13146991.7455 | 0 | 50941760.3679 | 123419872.5714 | 237137.3706 | 1.987 | 25637.9256 | 62114.6479 | 522.6638 | 1266.2911
1 | 7000 | 707 | 0.015 | 15 | 15 | 7 | 3.1623e-10 | 5spot_SharedNeighbor | CO2 | Porous | Wet | R600a | MinimizeLCOE_Brownfield | IgnoreSilica | 2019 | 87.6649 | 5.486 | 0.50575 | 4 | 25231.8259 | 61058.9632 | 514.3849 | 1244.7696 | 55.8554 | 8.8568 | 82.6521 | 2230196.1176 | 0 | 1598019.4426 | 0 | 0 | 0 | 1341823.9195 | 2016315.3971 | 5246039.06 | 3580529.4538 | 16012923.3905 | 961560.8286 | 34069368.3502 | 34069368.3502 | 25261752.1078 | 13146991.7455 | 0 | 51043852.5694 | 123521964.7729 | 316227.766 | 2.023 | 25231.8259 | 61058.9632 | 514.3849 | 1244.7696
1 | 7000 | 707 | 0.015 | 15 | 15 | 7 | 4.217e-10 | 5spot_SharedNeighbor | CO2 | Porous | Wet | R600a | MinimizeLCOE_Brownfield | IgnoreSilica | 2019 | 88.4567 | 5.5435 | 0.51266 | 4 | 24929.8327 | 60274.2482 | 508.2284 | 1228.7721 | 55.8332 | 8.8428 | 75.0668 | 2242635.8294 | 0 | 1610177.076 | 0 | 0 | 0 | 1342366.513 | 2026119.9732 | 5271548.5558 | 3597940.2088 | 16090788.1562 | 961560.8286 | 34069368.3502 | 34069368.3502 | 25261752.1078 | 13146991.7455 | 0 | 51121717.3351 | 123599829.5386 | 421696.5034 | 2.0506 | 24929.8327 | 60274.2482 | 508.2284 | 1228.7721
1 | 7000 | 707 | 0.015 | 15 | 15 | 7 | 5.6234e-10 | 5spot_SharedNeighbor | CO2 | Porous | Wet | R600a | MinimizeLCOE_Brownfield | IgnoreSilica | 2019 | 89.0487 | 5.5865 | 0.5179 | 4 | 24704.8059 | 59691.0094 | 503.6409 | 1216.882 | 55.8163 | 8.8323 | 47.249 | 2251878.4236 | 0 | 1619255.5745 | 0 | 0 | 0 | 1342528.8461 | 2033328.5093 | 5290303.688 | 3610740.972 | 16148036.0135 | 961560.8286 | 34069368.3502 | 34069368.3502 | 25261752.1078 | 13146991.7455 | 0 | 51178965.1924 | 123657077.3959 | 562341.3252 | 2.0716 | 24704.8059 | 59691.0094 | 503.6409 | 1216.882
1 | 7000 | 707 | 0.015 | 15 | 15 | 7 | 7.4989e-10 | 5spot_SharedNeighbor | CO2 | Porous | Wet | R600a | MinimizeLCOE_Brownfield | IgnoreSilica | 2019 | 89.4897 | 5.6187 | 0.52188 | 4 | 24536.8706 | 59256.7482 | 500.2173 | 1208.029 | 55.8036 | 8.8244 | 48.795 | 2258732.2607 | 0 | 1626013.237 | 0 | 0 | 0 | 1342481.6729 | 2038618.5965 | 5304067.41 | 3620134.995 | 16190048.1721 | 961560.8286 | 34069368.3502 | 34069368.3502 | 25261752.1078 | 13146991.7455 | 0 | 51220977.351 | 123699089.5545 | 749894.2093 | 2.0875 | 24536.8706 | 59256.7482 | 500.2173 | 1208.029
1 | 7000 | 707 | 0.015 | 15 | 15 | 7 | 1e-09 | 5spot_SharedNeighbor | CO2 | Porous | Wet | R600a | MinimizeLCOE_Brownfield | IgnoreSilica | 2019 | 89.8381 | 5.644 | 0.52491 | 4 | 24411.3947 | 58930.9462 | 497.6593 | 1201.387 | 55.7934 | 8.8181 | 53.8372 | 2264127.6688 | 0 | 1631348.424 | 0 | 0 | 0 | 1342662.8096 | 2042874.1719 | 5315139.5443 | 3627691.9541 | 16223844.5727 | 961560.8286 | 34069368.3502 | 34069368.3502 | 25261752.1078 | 13146991.7455 | 0 | 51254773.7516 | 123732885.9551 | 1000000 | 2.0996 | 24411.3947 | 58930.9462 | 497.6593 | 1201.387
1 | 7000 | 707 | 0.015 | 15 | 15 | 7 | 1.3335e-09 | 5spot_SharedNeighbor | CO2 | Porous | Wet | R600a | MinimizeLCOE_Brownfield | IgnoreSilica | 2019 | 90.0887 | 5.6623 | 0.52717 | 4 | 24317.5586 | 58688.5685 | 495.7463 | 1196.4459 | 55.786 | 8.8135 | 64.8656 | 2267998.472 | 0 | 1635184.5301 | 0 | 0 | 0 | 1342587.2725 | 2045850.4071 | 5322883.0976 | 3632977.0884 | 16247480.8678 | 961560.8286 | 34069368.3502 | 34069368.3502 | 25261752.1078 | 13146991.7455 | 0 | 51278410.0466 | 123756522.2502 | 1333521.4322 | 2.1087 | 24317.5586 | 58688.5685 | 495.7463 | 1196.4459
1 | 7000 | 707 | 0.015 | 15 | 15 | 7 | 1.7783e-09 | 5spot_SharedNeighbor | CO2 | Porous | Wet | R600a | MinimizeLCOE_Brownfield | IgnoreSilica | 2019 | 90.2667 | 5.6754 | 0.52887 | 4 | 24247.3368 | 58508.2741 | 494.3148 | 1192.7703 | 55.7807 | 8.8103 | 60.893 | 2270742.0897 | 0 | 1637907.8967 | 0 | 0 | 0 | 1342348.6703 | 2047889.4761 | 5328188.3369 | 3636598.0233 | 16263674.493 | 961560.8286 | 34069368.3502 | 34069368.3502 | 25261752.1078 | 13146991.7455 | 0 | 51294603.6719 | 123772715.8754 | 1778279.41 | 2.1155 | 24247.3368 | 58508.2741 | 494.3148 | 1192.7703
1 | 7000 | 707 | 0.015 | 15 | 15 | 7 | 2.3714e-09 | 5spot_SharedNeighbor | CO2 | Porous | Wet | R600a | MinimizeLCOE_Brownfield | IgnoreSilica | 2019 | 90.4176 | 5.6864 | 0.53017 | 4 | 24194.7596 | 58371.6618 | 493.2429 | 1189.9853 | 55.7763 | 8.8076 | 41.8744 | 2273065.6052 | 0 | 1640217.0803 | 0 | 0 | 0 | 1342437.9479 | 2049731.047 | 5332979.7267 | 3639868.2452 | 16278299.6523 | 961560.8286 | 34069368.3502 | 34069368.3502 | 25261752.1078 | 13146991.7455 | 0 | 51309228.8312 | 123787341.0347 | 2371373.7057 | 2.1207 | 24194.7596 | 58371.6618 | 493.2429 | 1189.9853
1 | 7000 | 707 | 0.015 | 15 | 15 | 7 | 3.1623e-09 | 5spot_SharedNeighbor | CO2 | Porous | Wet | R600a | MinimizeLCOE_Brownfield | IgnoreSilica | 2019 | 90.5297 | 5.6945 | 0.53114 | 4 | 24155.3785 | 58269.49 | 492.4401 | 1187.9024 | 55.7729 | 8.8055 | 42.5384 | 2274788.3646 | 0 | 1641930.8971 | 0 | 0 | 0 | 1342479.2473 | 2051087.4185 | 5336508.7271 | 3642276.8605 | 16289071.515 | 961560.8286 | 34069368.3502 | 34069368.3502 | 25261752.1078 | 13146991.7455 | 0 | 51320000.6939 | 123798112.8975 | 3162277.6602 | 2.1246 | 24155.3785 | 58269.49 | 492.4401 | 1187.9024
1 | 7000 | 707 | 0.015 | 15 | 15 | 7 | 4.217e-09 | 5spot_SharedNeighbor | CO2 | Porous | Wet | R600a | MinimizeLCOE_Brownfield | IgnoreSilica | 2019 | 90.5956 | 5.6995 | 0.53185 | 4 | 24125.8727 | 58194.6993 | 491.8385 | 1186.3777 | 55.771 | 8.8043 | 64.7148 | 2275801.0677 | 0 | 1642939.0257 | 0 | 0 | 0 | 1342216.4582 | 2051773.0551 | 5338292.6129 | 3643494.3993 | 16294516.619 | 961560.8286 | 34069368.3502 | 34069368.3502 | 25261752.1078 | 13146991.7455 | 0 | 51325445.7979 | 123803558.0014 | 4216965.0343 | 2.1274 | 24125.8727 | 58194.6993 | 491.8385 | 1186.3777
1 | 7000 | 707 | 0.015 | 15 | 15 | 7 | 5.6234e-09 | 5spot_SharedNeighbor | CO2 | Porous | Wet | R600a | MinimizeLCOE_Brownfield | IgnoreSilica | 2019 | 90.6734 | 5.705 | 0.53242 | 4 | 24103.761 | 58135.9453 | 491.3878 | 1185.1799 | 55.7686 | 8.8029 | 70.9312 | 2276995.3421 | 0 | 1644128.5233 | 0 | 0 | 0 | 1342470.7383 | 2052801.8955 | 5340969.4445 | 3645321.3918 | 16302687.3355 | 961560.8286 | 34069368.3502 | 34069368.3502 | 25261752.1078 | 13146991.7455 | 0 | 51333616.5144 | 123811728.7179 | 5623413.2519 | 2.1297 | 24103.761 | 58135.9453 | 491.3878 | 1185.1799
1 | 7000 | 707 | 0.015 | 15 | 15 | 7 | 7.4989e-09 | 5spot_SharedNeighbor | CO2 | Porous | Wet | R600a | MinimizeLCOE_Brownfield | IgnoreSilica | 2019 | 90.7077 | 5.7076 | 0.53282 | 4 | 24087.1876 | 58094.2194 | 491.0499 | 1184.3292 | 55.7676 | 8.8023 | 64.4709 | 2277521.0523 | 0 | 1644652.363 | 0 | 0 | 0 | 1342275.221 | 2053134.9682 | 5341836.0313 | 3645912.8551 | 16305332.4909 | 961560.8286 | 34069368.3502 | 34069368.3502 | 25261752.1078 | 13146991.7455 | 0 | 51336261.6698 | 123814373.8734 | 7498942.0933 | 2.1313 | 24087.1876 | 58094.2194 | 491.0499 | 1184.3292
1 | 7000 | 707 | 0.015 | 15 | 15 | 7 | 1e-08 | 5spot_SharedNeighbor | CO2 | Porous | Wet | R600a | MinimizeLCOE_Brownfield | IgnoreSilica | 2019 | 90.7466 | 5.7104 | 0.53313 | 4 | 24074.764 | 58061.6825 | 490.7966 | 1183.6659 | 55.7664 | 8.8016 | 69.7602 | 2278117.673 | 0 | 1645247.0127 | 0 | 0 | 0 | 1342338.8945 | 2053624.3963 | 5343109.4228 | 3646781.971 | 16309219.3701 | 961560.8286 | 34069368.3502 | 34069368.3502 | 25261752.1078 | 13146991.7455 | 0 | 51340148.549 | 123818260.7525 | 10000000 | 2.1325 | 24074.764 | 58061.6825 | 490.7966 | 1183.6659

## Water (R245fa)
Time [year] | Depth [m] | Res Length [m] | Temp Gradient [C/m] | Temp Surface Air [C] | Temp Surface Rock [C] | dT Approach [C] | Transmissivity [m^3] | Config Number [-] | Fluid | Reservoir | Cooling Wet/Dry | orcFluid | Method | Silica? | CostYear | mass flow [kg/s] | Reservoir Heat [MWth] | Electric Power I-P Pair [MWe] | N_IP_Multiplier | SpCC (Brownfield) [$/kWe] | SpCC (Greenfield) [$/kWe] | LCOE (Brownfield) [$/MWh] | LCOE (Greenfield) [$/MWh] | Temp Production [C] | dP Surface [Mpa] | SolveTime [s] | C_T_G_N | C_pump_orc_N | C_coolingTowers_N | C_heatExchanger_N | C_recuperator_N | C_pump_prod_N | C_pump_inj_N | C_plant_otherEquipment_N | C_plant_installation_N | C_plant_indirectContingency_N | C_surfacePlant_N | C_gatheringSystem_N | C_wells_production_N | C_wells_injection_N | C_wellfield_N | C_exploration_N | C_stimulation_N | CapitalCost_N (Brownfield) | CapitalCost_N (Greenfield) | Trans [mD-m] | Electric Power 5-spot [MW] | Sp CC (Brownfield) [$/kWe] | Sp CC (Greenfield) [$/kWe] | LCOE (Brownfield) [$/MWh] | LCOE (Greenfield) [$/MWh]
1 | 1000 | 707 | 0.015 | 15 | 15 | 7 | 1e-13 | 5spot_SharedNeighbor | Water | Porous | Wet | R245fa | MinimizeLCOE_Brownfield | IgnoreSilica | 2019 | 0 | 0 | 0 | 0 |  |  |  |  | 15 |  | 11.8078 | [19 empty] | 100 | 0
1 | 1000 | 707 | 0.015 | 15 | 15 | 7 | 1.3335e-13 | 5spot_SharedNeighbor | Water | Porous | Wet | R245fa | MinimizeLCOE_Brownfield | IgnoreSilica | 2019 | 0 | 0 | 0 | 0 |  |  |  |  | 15 |  | 12.7313 | [19 empty] | 133.3521 | 0
1 | 1000 | 707 | 0.015 | 15 | 15 | 7 | 1.7783e-13 | 5spot_SharedNeighbor | Water | Porous | Wet | R245fa | MinimizeLCOE_Brownfield | IgnoreSilica | 2019 | 0 | 0 | 0 | 0 |  |  |  |  | 15 |  | 16.8905 | [19 empty] | 177.8279 | 0
1 | 1000 | 707 | 0.015 | 15 | 15 | 7 | 2.3714e-13 | 5spot_SharedNeighbor | Water | Porous | Wet | R245fa | MinimizeLCOE_Brownfield | IgnoreSilica | 2019 | 0 | 0 | 0 | 0 |  |  |  |  | 15 |  | 19.8164 | [19 empty] | 237.1374 | 0
1 | 1000 | 707 | 0.015 | 15 | 15 | 7 | 3.1623e-13 | 5spot_SharedNeighbor | Water | Porous | Wet | R245fa | MinimizeLCOE_Brownfield | IgnoreSilica | 2019 | 0 | 0 | 0 | 0 |  |  |  |  | 15 |  | 21.1054 | [19 empty] | 316.2278 | 0
1 | 1000 | 707 | 0.015 | 15 | 15 | 7 | 4.217e-13 | 5spot_SharedNeighbor | Water | Porous | Wet | R245fa | MinimizeLCOE_Brownfield | IgnoreSilica | 2019 | 0 | 0 | 0 | 0 |  |  |  |  | 15 |  | 20.7032 | [19 empty] | 421.6965 | 0
1 | 1000 | 707 | 0.015 | 15 | 15 | 7 | 5.6234e-13 | 5spot_SharedNeighbor | Water | Porous | Wet | R245fa | MinimizeLCOE_Brownfield | IgnoreSilica | 2019 | 0 | 0 | 0 | 0 |  |  |  |  | 15 |  | 20.8109 | [19 empty] | 562.3413 | 0
1 | 1000 | 707 | 0.015 | 15 | 15 | 7 | 7.4989e-13 | 5spot_SharedNeighbor | Water | Porous | Wet | R245fa | MinimizeLCOE_Brownfield | IgnoreSilica | 2019 | 0 | 0 | 0 | 0 |  |  |  |  | 15 |  | 20.1498 | [19 empty] | 749.8942 | 0
1 | 1000 | 707 | 0.015 | 15 | 15 | 7 | 1e-12 | 5spot_SharedNeighbor | Water | Porous | Wet | R245fa | MinimizeLCOE_Brownfield | IgnoreSilica | 2019 | 0 | 0 | 0 | 0 |  |  |  |  | 15 |  | 23.0411 | [19 empty] | 1000 | 0
1 | 1000 | 707 | 0.015 | 15 | 15 | 7 | 1.3335e-12 | 5spot_SharedNeighbor | Water | Porous | Wet | R245fa | MinimizeLCOE_Brownfield | IgnoreSilica | 2019 | 0 | 0 | 0 | 0 |  |  |  |  | 15 |  | 22.2569 | [19 empty] | 1333.5214 | 0
1 | 1000 | 707 | 0.015 | 15 | 15 | 7 | 1.7783e-12 | 5spot_SharedNeighbor | Water | Porous | Wet | R245fa | MinimizeLCOE_Brownfield | IgnoreSilica | 2019 | 0 | 0 | 0 | 0 |  |  |  |  | 15 |  | 285.5131 | [19 empty] | 1778.2794 | 0
1 | 1000 | 707 | 0.015 | 15 | 15 | 7 | 2.3714e-12 | 5spot_SharedNeighbor | Water | Porous | Wet | R245fa | MinimizeLCOE_Brownfield | IgnoreSilica | 2019 | 0 | 0 | 0 | 0 |  |  |  |  | 15 |  | 24.5299 | [19 empty] | 2371.3737 | 0
1 | 1000 | 707 | 0.015 | 15 | 15 | 7 | 3.1623e-12 | 5spot_SharedNeighbor | Water | Porous | Wet | R245fa | MinimizeLCOE_Brownfield | IgnoreSilica | 2019 | 0 | 0 | 0 | 0 |  |  |  |  | 15 |  | 27.1044 | [19 empty] | 3162.2777 | 0
1 | 1000 | 707 | 0.015 | 15 | 15 | 7 | 4.217e-12 | 5spot_SharedNeighbor | Water | Porous | Wet | R245fa | MinimizeLCOE_Brownfield | IgnoreSilica | 2019 | 0 | 0 | 0 | 0 |  |  |  |  | 15 |  | 30.0979 | [19 empty] | 4216.965 | 0
1 | 1000 | 707 | 0.015 | 15 | 15 | 7 | 5.6234e-12 | 5spot_SharedNeighbor | Water | Porous | Wet | R245fa | MinimizeLCOE_Brownfield | IgnoreSilica | 2019 | 0 | 0 | 0 | 0 |  |  |  |  | 15 |  | 33.5776 | [19 empty] | 5623.4133 | 0
1 | 1000 | 707 | 0.015 | 15 | 15 | 7 | 7.4989e-12 | 5spot_SharedNeighbor | Water | Porous | Wet | R245fa | MinimizeLCOE_Brownfield | IgnoreSilica | 2019 | 0 | 0 | 0 | 0 |  |  |  |  | 15 |  | 35.2209 | [19 empty] | 7498.9421 | 0
1 | 1000 | 707 | 0.015 | 15 | 15 | 7 | 1e-11 | 5spot_SharedNeighbor | Water | Porous | Wet | R245fa | MinimizeLCOE_Brownfield | IgnoreSilica | 2019 | 0 | 0 | 0 | 0 |  |  |  |  | 15 |  | 33.9312 | [19 empty] | 10000 | 0
1 | 1000 | 707 | 0.015 | 15 | 15 | 7 | 1.3335e-11 | 5spot_SharedNeighbor | Water | Porous | Wet | R245fa | MinimizeLCOE_Brownfield | IgnoreSilica | 2019 | 0 | 0 | 0 | 0 |  |  |  |  | 15 |  | 31.8695 | [19 empty] | 13335.2143 | 0
1 | 1000 | 707 | 0.015 | 15 | 15 | 7 | 1.7783e-11 | 5spot_SharedNeighbor | Water | Porous | Wet | R245fa | MinimizeLCOE_Brownfield | IgnoreSilica | 2019 | 0 | 0 | 0 | 0 |  |  |  |  | 15 |  | 32.1208 | [19 empty] | 17782.7941 | 0
1 | 1000 | 707 | 0.015 | 15 | 15 | 7 | 2.3714e-11 | 5spot_SharedNeighbor | Water | Porous | Wet | R245fa | MinimizeLCOE_Brownfield | IgnoreSilica | 2019 | 0 | 0 | 0 | 0 |  |  |  |  | 15 |  | 31.4126 | [19 empty] | 23713.7371 | 0
1 | 1000 | 707 | 0.015 | 15 | 15 | 7 | 3.1623e-11 | 5spot_SharedNeighbor | Water | Porous | Wet | R245fa | MinimizeLCOE_Brownfield | IgnoreSilica | 2019 | 0 | 0 | 0 | 0 |  |  |  |  | 15 |  | 29.6748 | [19 empty] | 31622.7766 | 0
1 | 1000 | 707 | 0.015 | 15 | 15 | 7 | 4.217e-11 | 5spot_SharedNeighbor | Water | Porous | Wet | R245fa | MinimizeLCOE_Brownfield | IgnoreSilica | 2019 | 0 | 0 | 0 | 0 |  |  |  |  | 15 |  | 290.7504 | [19 empty] | 42169.6503 | 0
1 | 1000 | 707 | 0.015 | 15 | 15 | 7 | 5.6234e-11 | 5spot_SharedNeighbor | Water | Porous | Wet | R245fa | MinimizeLCOE_Brownfield | IgnoreSilica | 2019 | 0 | 0 | 0 | 0 |  |  |  |  | 15 |  | 30.1472 | [19 empty] | 56234.1325 | 0
1 | 1000 | 707 | 0.015 | 15 | 15 | 7 | 7.4989e-11 | 5spot_SharedNeighbor | Water | Porous | Wet | R245fa | MinimizeLCOE_Brownfield | IgnoreSilica | 2019 | 0 | 0 | 0 | 0 |  |  |  |  | 15 |  | 31.1764 | [19 empty] | 74989.4209 | 0
1 | 1000 | 707 | 0.015 | 15 | 15 | 7 | 1e-10 | 5spot_SharedNeighbor | Water | Porous | Wet | R245fa | MinimizeLCOE_Brownfield | IgnoreSilica | 2019 | 0 | 0 | 0 | 0 |  |  |  |  | 15 |  | 32.0285 | [19 empty] | 100000 | 0
1 | 1000 | 707 | 0.015 | 15 | 15 | 7 | 1.3335e-10 | 5spot_SharedNeighbor | Water | Porous | Wet | R245fa | MinimizeLCOE_Brownfield | IgnoreSilica | 2019 | 0 | 0 | 0 | 0 |  |  |  |  | 15 |  | 30.3427 | [19 empty] | 133352.1432 | 0
1 | 1000 | 707 | 0.015 | 15 | 15 | 7 | 1.7783e-10 | 5spot_SharedNeighbor | Water | Porous | Wet | R245fa | MinimizeLCOE_Brownfield | IgnoreSilica | 2019 | 0 | 0 | 0 | 0 |  |  |  |  | 15 |  | 31.9375 | [19 empty] | 177827.941 | 0
1 | 1000 | 707 | 0.015 | 15 | 15 | 7 | 2.3714e-10 | 5spot_SharedNeighbor | Water | Porous | Wet | R245fa | MinimizeLCOE_Brownfield | IgnoreSilica | 2019 | 0 | 0 | 0 | 0 |  |  |  |  | 15 |  | 28.9976 | [19 empty] | 237137.3706 | 0
1 | 1000 | 707 | 0.015 | 15 | 15 | 7 | 3.1623e-10 | 5spot_SharedNeighbor | Water | Porous | Wet | R245fa | MinimizeLCOE_Brownfield | IgnoreSilica | 2019 | 0 | 0 | 0 | 0 |  |  |  |  | 15 |  | 29.1854 | [19 empty] | 316227.766 | 0
1 | 1000 | 707 | 0.015 | 15 | 15 | 7 | 4.217e-10 | 5spot_SharedNeighbor | Water | Porous | Wet | R245fa | MinimizeLCOE_Brownfield | IgnoreSilica | 2019 | 0 | 0 | 0 | 0 |  |  |  |  | 15 |  | 29.9427 | [19 empty] | 421696.5034 | 0
1 | 1000 | 707 | 0.015 | 15 | 15 | 7 | 5.6234e-10 | 5spot_SharedNeighbor | Water | Porous | Wet | R245fa | MinimizeLCOE_Brownfield | IgnoreSilica | 2019 | 0 | 0 | 0 | 0 |  |  |  |  | 15 |  | 28.9479 | [19 empty] | 562341.3252 | 0
1 | 1000 | 707 | 0.015 | 15 | 15 | 7 | 7.4989e-10 | 5spot_SharedNeighbor | Water | Porous | Wet | R245fa | MinimizeLCOE_Brownfield | IgnoreSilica | 2019 | 0 | 0 | 0 | 0 |  |  |  |  | 15 |  | 29.0822 | [19 empty] | 749894.2093 | 0
1 | 1000 | 707 | 0.015 | 15 | 15 | 7 | 1e-09 | 5spot_SharedNeighbor | Water | Porous | Wet | R245fa | MinimizeLCOE_Brownfield | IgnoreSilica | 2019 | 0 | 0 | 0 | 0 |  |  |  |  | 15 |  | 297.1215 | [19 empty] | 1000000 | 0
1 | 1000 | 707 | 0.015 | 15 | 15 | 7 | 1.3335e-09 | 5spot_SharedNeighbor | Water | Porous | Wet | R245fa | MinimizeLCOE_Brownfield | IgnoreSilica | 2019 | 0 | 0 | 0 | 0 |  |  |  |  | 15 |  | 28.6439 | [19 empty] | 1333521.4322 | 0
1 | 1000 | 707 | 0.015 | 15 | 15 | 7 | 1.7783e-09 | 5spot_SharedNeighbor | Water | Porous | Wet | R245fa | MinimizeLCOE_Brownfield | IgnoreSilica | 2019 | 0 | 0 | 0 | 0 |  |  |  |  | 15 |  | 28.9657 | [19 empty] | 1778279.41 | 0
1 | 1000 | 707 | 0.015 | 15 | 15 | 7 | 2.3714e-09 | 5spot_SharedNeighbor | Water | Porous | Wet | R245fa | MinimizeLCOE_Brownfield | IgnoreSilica | 2019 | 0 | 0 | 0 | 0 |  |  |  |  | 15 |  | 27.3758 | [19 empty] | 2371373.7057 | 0
1 | 1000 | 707 | 0.015 | 15 | 15 | 7 | 3.1623e-09 | 5spot_SharedNeighbor | Water | Porous | Wet | R245fa | MinimizeLCOE_Brownfield | IgnoreSilica | 2019 | 0 | 0 | 0 | 0 |  |  |  |  | 15 |  | 27.2987 | [19 empty] | 3162277.6602 | 0
1 | 1000 | 707 | 0.015 | 15 | 15 | 7 | 4.217e-09 | 5spot_SharedNeighbor | Water | Porous | Wet | R245fa | MinimizeLCOE_Brownfield | IgnoreSilica | 2019 | 0 | 0 | 0 | 0 |  |  |  |  | 15 |  | 27.6729 | [19 empty] | 4216965.0343 | 0
1 | 1000 | 707 | 0.015 | 15 | 15 | 7 | 5.6234e-09 | 5spot_SharedNeighbor | Water | Porous | Wet | R245fa | MinimizeLCOE_Brownfield | IgnoreSilica | 2019 | 0 | 0 | 0 | 0 |  |  |  |  | 15 |  | 27.1418 | [19 empty] | 5623413.2519 | 0
1 | 1000 | 707 | 0.015 | 15 | 15 | 7 | 7.4989e-09 | 5spot_SharedNeighbor | Water | Porous | Wet | R245fa | MinimizeLCOE_Brownfield | IgnoreSilica | 2019 | 0 | 0 | 0 | 0 |  |  |  |  | 15 |  | 27.0195 | [19 empty] | 7498942.0933 | 0
1 | 1000 | 707 | 0.015 | 15 | 15 | 7 | 1e-08 | 5spot_SharedNeighbor | Water | Porous | Wet | R245fa | MinimizeLCOE_Brownfield | IgnoreSilica | 2019 | 0 | 0 | 0 | 0 |  |  |  |  | 15 |  | 29.2268 | [19 empty] | 10000000 | 0
1 | 1100 | 707 | 0.015 | 15 | 15 | 7 | 1e-13 | 5spot_SharedNeighbor | Water | Porous | Wet | R245fa | MinimizeLCOE_Brownfield | IgnoreSilica | 2019 | 0 | 0 | 0 | 0 |  |  |  |  | 15 |  | 12 | [19 empty] | 100 | 0
1 | 1100 | 707 | 0.015 | 15 | 15 | 7 | 1.3335e-13 | 5spot_SharedNeighbor | Water | Porous | Wet | R245fa | MinimizeLCOE_Brownfield | IgnoreSilica | 2019 | 0 | 0 | 0 | 0 |  |  |  |  | 15 |  | 14.2722 | [19 empty] | 133.3521 | 0
1 | 1100 | 707 | 0.015 | 15 | 15 | 7 | 1.7783e-13 | 5spot_SharedNeighbor | Water | Porous | Wet | R245fa | MinimizeLCOE_Brownfield | IgnoreSilica | 2019 | 0 | 0 | 0 | 0 |  |  |  |  | 15 |  | 275.4833 | [19 empty] | 177.8279 | 0
1 | 1100 | 707 | 0.015 | 15 | 15 | 7 | 2.3714e-13 | 5spot_SharedNeighbor | Water | Porous | Wet | R245fa | MinimizeLCOE_Brownfield | IgnoreSilica | 2019 | 0 | 0 | 0 | 0 |  |  |  |  | 15 |  | 22.2304 | [19 empty] | 237.1374 | 0
1 | 1100 | 707 | 0.015 | 15 | 15 | 7 | 3.1623e-13 | 5spot_SharedNeighbor | Water | Porous | Wet | R245fa | MinimizeLCOE_Brownfield | IgnoreSilica | 2019 | 0 | 0 | 0 | 0 |  |  |  |  | 15 |  | 20.7174 | [19 empty] | 316.2278 | 0
1 | 1100 | 707 | 0.015 | 15 | 15 | 7 | 4.217e-13 | 5spot_SharedNeighbor | Water | Porous | Wet | R245fa | MinimizeLCOE_Brownfield | IgnoreSilica | 2019 | 0 | 0 | 0 | 0 |  |  |  |  | 15 |  | 21.062 | [19 empty] | 421.6965 | 0
1 | 1100 | 707 | 0.015 | 15 | 15 | 7 | 5.6234e-13 | 5spot_SharedNeighbor | Water | Porous | Wet | R245fa | MinimizeLCOE_Brownfield | IgnoreSilica | 2019 | 0 | 0 | 0 | 0 |  |  |  |  | 15 |  | 21.9032 | [19 empty] | 562.3413 | 0
1 | 1100 | 707 | 0.015 | 15 | 15 | 7 | 7.4989e-13 | 5spot_SharedNeighbor | Water | Porous | Wet | R245fa | MinimizeLCOE_Brownfield | IgnoreSilica | 2019 | 0 | 0 | 0 | 0 |  |  |  |  | 15 |  | 23.4884 | [19 empty] | 749.8942 | 0
1 | 1100 | 707 | 0.015 | 15 | 15 | 7 | 1e-12 | 5spot_SharedNeighbor | Water | Porous | Wet | R245fa | MinimizeLCOE_Brownfield | IgnoreSilica | 2019 | 0 | 0 | 0 | 0 |  |  |  |  | 15 |  | 22.4082 | [19 empty] | 1000 | 0
1 | 1100 | 707 | 0.015 | 15 | 15 | 7 | 1.3335e-12 | 5spot_SharedNeighbor | Water | Porous | Wet | R245fa | MinimizeLCOE_Brownfield | IgnoreSilica | 2019 | 0 | 0 | 0 | 0 |  |  |  |  | 15 |  | 21.1376 | [19 empty] | 1333.5214 | 0
1 | 1100 | 707 | 0.015 | 15 | 15 | 7 | 1.7783e-12 | 5spot_SharedNeighbor | Water | Porous | Wet | R245fa | MinimizeLCOE_Brownfield | IgnoreSilica | 2019 | 0 | 0 | 0 | 0 |  |  |  |  | 15 |  | 22.7357 | [19 empty] | 1778.2794 | 0
1 | 1100 | 707 | 0.015 | 15 | 15 | 7 | 2.3714e-12 | 5spot_SharedNeighbor | Water | Porous | Wet | R245fa | MinimizeLCOE_Brownfield | IgnoreSilica | 2019 | 0 | 0 | 0 | 0 |  |  |  |  | 15 |  | 24.5479 | [19 empty] | 2371.3737 | 0
1 | 1100 | 707 | 0.015 | 15 | 15 | 7 | 3.1623e-12 | 5spot_SharedNeighbor | Water | Porous | Wet | R245fa | MinimizeLCOE_Brownfield | IgnoreSilica | 2019 | 0 | 0 | 0 | 0 |  |  |  |  | 15 |  | 27.7103 | [19 empty] | 3162.2777 | 0
1 | 1100 | 707 | 0.015 | 15 | 15 | 7 | 4.217e-12 | 5spot_SharedNeighbor | Water | Porous | Wet | R245fa | MinimizeLCOE_Brownfield | IgnoreSilica | 2019 | 0 | 0 | 0 | 0 |  |  |  |  | 15 |  | 288.4474 | [19 empty] | 4216.965 | 0
1 | 1100 | 707 | 0.015 | 15 | 15 | 7 | 5.6234e-12 | 5spot_SharedNeighbor | Water | Porous | Wet | R245fa | MinimizeLCOE_Brownfield | IgnoreSilica | 2019 | 0 | 0 | 0 | 0 |  |  |  |  | 15 |  | 32.9718 | [19 empty] | 5623.4133 | 0
1 | 1100 | 707 | 0.015 | 15 | 15 | 7 | 7.4989e-12 | 5spot_SharedNeighbor | Water | Porous | Wet | R245fa | MinimizeLCOE_Brownfield | IgnoreSilica | 2019 | 0 | 0 | 0 | 0 |  |  |  |  | 15 |  | 32.9766 | [19 empty] | 7498.9421 | 0
1 | 1100 | 707 | 0.015 | 15 | 15 | 7 | 1e-11 | 5spot_SharedNeighbor | Water | Porous | Wet | R245fa | MinimizeLCOE_Brownfield | IgnoreSilica | 2019 | 0 | 0 | 0 | 0 |  |  |  |  | 15 |  | 34.0401 | [19 empty] | 10000 | 0
1 | 1100 | 707 | 0.015 | 15 | 15 | 7 | 1.3335e-11 | 5spot_SharedNeighbor | Water | Porous | Wet | R245fa | MinimizeLCOE_Brownfield | IgnoreSilica | 2019 | 0 | 0 | 0 | 0 |  |  |  |  | 15 |  | 33.3952 | [19 empty] | 13335.2143 | 0
1 | 1100 | 707 | 0.015 | 15 | 15 | 7 | 1.7783e-11 | 5spot_SharedNeighbor | Water | Porous | Wet | R245fa | MinimizeLCOE_Brownfield | IgnoreSilica | 2019 | 0 | 0 | 0 | 0 |  |  |  |  | 15 |  | 32.4378 | [19 empty] | 17782.7941 | 0
1 | 1100 | 707 | 0.015 | 15 | 15 | 7 | 2.3714e-11 | 5spot_SharedNeighbor | Water | Porous | Wet | R245fa | MinimizeLCOE_Brownfield | IgnoreSilica | 2019 | 0 | 0 | 0 | 0 |  |  |  |  | 15 |  | 29.846 | [19 empty] | 23713.7371 | 0
1 | 1100 | 707 | 0.015 | 15 | 15 | 7 | 3.1623e-11 | 5spot_SharedNeighbor | Water | Porous | Wet | R245fa | MinimizeLCOE_Brownfield | IgnoreSilica | 2019 | 0 | 0 | 0 | 0 |  |  |  |  | 15 |  | 29.9582 | [19 empty] | 31622.7766 | 0
1 | 1100 | 707 | 0.015 | 15 | 15 | 7 | 4.217e-11 | 5spot_SharedNeighbor | Water | Porous | Wet | R245fa | MinimizeLCOE_Brownfield | IgnoreSilica | 2019 | 0 | 0 | 0 | 0 |  |  |  |  | 15 |  | 31.6786 | [19 empty] | 42169.6503 | 0
1 | 1100 | 707 | 0.015 | 15 | 15 | 7 | 5.6234e-11 | 5spot_SharedNeighbor | Water | Porous | Wet | R245fa | MinimizeLCOE_Brownfield | IgnoreSilica | 2019 | 0 | 0 | 0 | 0 |  |  |  |  | 15 |  | 29.2883 | [19 empty] | 56234.1325 | 0
1 | 1100 | 707 | 0.015 | 15 | 15 | 7 | 7.4989e-11 | 5spot_SharedNeighbor | Water | Porous | Wet | R245fa | MinimizeLCOE_Brownfield | IgnoreSilica | 2019 | 0 | 0 | 0 | 0 |  |  |  |  | 15 |  | 31.1873 | [19 empty] | 74989.4209 | 0
1 | 1100 | 707 | 0.015 | 15 | 15 | 7 | 1e-10 | 5spot_SharedNeighbor | Water | Porous | Wet | R245fa | MinimizeLCOE_Brownfield | IgnoreSilica | 2019 | 0 | 0 | 0 | 0 |  |  |  |  | 15 |  | 298.4426 | [19 empty] | 100000 | 0
1 | 1100 | 707 | 0.015 | 15 | 15 | 7 | 1.3335e-10 | 5spot_SharedNeighbor | Water | Porous | Wet | R245fa | MinimizeLCOE_Brownfield | IgnoreSilica | 2019 | 0 | 0 | 0 | 0 |  |  |  |  | 15 |  | 27.9113 | [19 empty] | 133352.1432 | 0
1 | 1100 | 707 | 0.015 | 15 | 15 | 7 | 1.7783e-10 | 5spot_SharedNeighbor | Water | Porous | Wet | R245fa | MinimizeLCOE_Brownfield | IgnoreSilica | 2019 | 0 | 0 | 0 | 0 |  |  |  |  | 15 |  | 29.1583 | [19 empty] | 177827.941 | 0
1 | 1100 | 707 | 0.015 | 15 | 15 | 7 | 2.3714e-10 | 5spot_SharedNeighbor | Water | Porous | Wet | R245fa | MinimizeLCOE_Brownfield | IgnoreSilica | 2019 | 0 | 0 | 0 | 0 |  |  |  |  | 15 |  | 29.8848 | [19 empty] | 237137.3706 | 0
1 | 1100 | 707 | 0.015 | 15 | 15 | 7 | 3.1623e-10 | 5spot_SharedNeighbor | Water | Porous | Wet | R245fa | MinimizeLCOE_Brownfield | IgnoreSilica | 2019 | 0 | 0 | 0 | 0 |  |  |  |  | 15 |  | 28.4471 | [19 empty] | 316227.766 | 0
1 | 1100 | 707 | 0.015 | 15 | 15 | 7 | 4.217e-10 | 5spot_SharedNeighbor | Water | Porous | Wet | R245fa | MinimizeLCOE_Brownfield | IgnoreSilica | 2019 | 0 | 0 | 0 | 0 |  |  |  |  | 15 |  | 27.6392 | [19 empty] | 421696.5034 | 0
1 | 1100 | 707 | 0.015 | 15 | 15 | 7 | 5.6234e-10 | 5spot_SharedNeighbor | Water | Porous | Wet | R245fa | MinimizeLCOE_Brownfield | IgnoreSilica | 2019 | 0 | 0 | 0 | 0 |  |  |  |  | 15 |  | 28.7159 | [19 empty] | 562341.3252 | 0
1 | 1100 | 707 | 0.015 | 15 | 15 | 7 | 7.4989e-10 | 5spot_SharedNeighbor | Water | Porous | Wet | R245fa | MinimizeLCOE_Brownfield | IgnoreSilica | 2019 | 0 | 0 | 0 | 0 |  |  |  |  | 15 |  | 27.8284 | [19 empty] | 749894.2093 | 0
1 | 1100 | 707 | 0.015 | 15 | 15 | 7 | 1e-09 | 5spot_SharedNeighbor | Water | Porous | Wet | R245fa | MinimizeLCOE_Brownfield | IgnoreSilica | 2019 | 0 | 0 | 0 | 0 |  |  |  |  | 15 |  | 27.8145 | [19 empty] | 1000000 | 0
1 | 1100 | 707 | 0.015 | 15 | 15 | 7 | 1.3335e-09 | 5spot_SharedNeighbor | Water | Porous | Wet | R245fa | MinimizeLCOE_Brownfield | IgnoreSilica | 2019 | 0 | 0 | 0 | 0 |  |  |  |  | 15 |  | 27.9082 | [19 empty] | 1333521.4322 | 0
1 | 1100 | 707 | 0.015 | 15 | 15 | 7 | 1.7783e-09 | 5spot_SharedNeighbor | Water | Porous | Wet | R245fa | MinimizeLCOE_Brownfield | IgnoreSilica | 2019 | 0 | 0 | 0 | 0 |  |  |  |  | 15 |  | 27.1548 | [19 empty] | 1778279.41 | 0
1 | 1100 | 707 | 0.015 | 15 | 15 | 7 | 2.3714e-09 | 5spot_SharedNeighbor | Water | Porous | Wet | R245fa | MinimizeLCOE_Brownfield | IgnoreSilica | 2019 | 0 | 0 | 0 | 0 |  |  |  |  | 15 |  | 298.2724 | [19 empty] | 2371373.7057 | 0
1 | 1100 | 707 | 0.015 | 15 | 15 | 7 | 3.1623e-09 | 5spot_SharedNeighbor | Water | Porous | Wet | R245fa | MinimizeLCOE_Brownfield | IgnoreSilica | 2019 | 0 | 0 | 0 | 0 |  |  |  |  | 15 |  | 28.0819 | [19 empty] | 3162277.6602 | 0
1 | 1100 | 707 | 0.015 | 15 | 15 | 7 | 4.217e-09 | 5spot_SharedNeighbor | Water | Porous | Wet | R245fa | MinimizeLCOE_Brownfield | IgnoreSilica | 2019 | 0 | 0 | 0 | 0 |  |  |  |  | 15 |  | 27.5785 | [19 empty] | 4216965.0343 | 0
1 | 1100 | 707 | 0.015 | 15 | 15 | 7 | 5.6234e-09 | 5spot_SharedNeighbor | Water | Porous | Wet | R245fa | MinimizeLCOE_Brownfield | IgnoreSilica | 2019 | 0 | 0 | 0 | 0 |  |  |  |  | 15 |  | 27.9227 | [19 empty] | 5623413.2519 | 0
1 | 1100 | 707 | 0.015 | 15 | 15 | 7 | 7.4989e-09 | 5spot_SharedNeighbor | Water | Porous | Wet | R245fa | MinimizeLCOE_Brownfield | IgnoreSilica | 2019 | 0 | 0 | 0 | 0 |  |  |  |  | 15 |  | 27.6333 | [19 empty] | 7498942.0933 | 0
1 | 1100 | 707 | 0.015 | 15 | 15 | 7 | 1e-08 | 5spot_SharedNeighbor | Water | Porous | Wet | R245fa | MinimizeLCOE_Brownfield | IgnoreSilica | 2019 | 0 | 0 | 0 | 0 |  |  |  |  | 15 |  | 29.0109 | [19 empty] | 10000000 | 0
1 | 1200 | 707 | 0.015 | 15 | 15 | 7 | 1e-13 | 5spot_SharedNeighbor | Water | Porous | Wet | R245fa | MinimizeLCOE_Brownfield | IgnoreSilica | 2019 | 0 | 0 | 0 | 0 |  |  |  |  | 15 |  | 11.617 | [19 empty] | 100 | 0
1 | 1200 | 707 | 0.015 | 15 | 15 | 7 | 1.3335e-13 | 5spot_SharedNeighbor | Water | Porous | Wet | R245fa | MinimizeLCOE_Brownfield | IgnoreSilica | 2019 | 0 | 0 | 0 | 0 |  |  |  |  | 15 |  | 13.4961 | [19 empty] | 133.3521 | 0
1 | 1200 | 707 | 0.015 | 15 | 15 | 7 | 1.7783e-13 | 5spot_SharedNeighbor | Water | Porous | Wet | R245fa | MinimizeLCOE_Brownfield | IgnoreSilica | 2019 | 0 | 0 | 0 | 0 |  |  |  |  | 15 |  | 15.9337 | [19 empty] | 177.8279 | 0
1 | 1200 | 707 | 0.015 | 15 | 15 | 7 | 2.3714e-13 | 5spot_SharedNeighbor | Water | Porous | Wet | R245fa | MinimizeLCOE_Brownfield | IgnoreSilica | 2019 | 0 | 0 | 0 | 0 |  |  |  |  | 15 |  | 21.0593 | [19 empty] | 237.1374 | 0
1 | 1200 | 707 | 0.015 | 15 | 15 | 7 | 3.1623e-13 | 5spot_SharedNeighbor | Water | Porous | Wet | R245fa | MinimizeLCOE_Brownfield | IgnoreSilica | 2019 | 0 | 0 | 0 | 0 |  |  |  |  | 15 |  | 19.2594 | [19 empty] | 316.2278 | 0
1 | 1200 | 707 | 0.015 | 15 | 15 | 7 | 4.217e-13 | 5spot_SharedNeighbor | Water | Porous | Wet | R245fa | MinimizeLCOE_Brownfield | IgnoreSilica | 2019 | 0 | 0 | 0 | 0 |  |  |  |  | 15 |  | 287.935 | [19 empty] | 421.6965 | 0
1 | 1200 | 707 | 0.015 | 15 | 15 | 7 | 5.6234e-13 | 5spot_SharedNeighbor | Water | Porous | Wet | R245fa | MinimizeLCOE_Brownfield | IgnoreSilica | 2019 | 0 | 0 | 0 | 0 |  |  |  |  | 15 |  | 20.0331 | [19 empty] | 562.3413 | 0
1 | 1200 | 707 | 0.015 | 15 | 15 | 7 | 7.4989e-13 | 5spot_SharedNeighbor | Water | Porous | Wet | R245fa | MinimizeLCOE_Brownfield | IgnoreSilica | 2019 | 0 | 0 | 0 | 0 |  |  |  |  | 15 |  | 20.864 | [19 empty] | 749.8942 | 0
1 | 1200 | 707 | 0.015 | 15 | 15 | 7 | 1e-12 | 5spot_SharedNeighbor | Water | Porous | Wet | R245fa | MinimizeLCOE_Brownfield | IgnoreSilica | 2019 | 0 | 0 | 0 | 0 |  |  |  |  | 15 |  | 23.0177 | [19 empty] | 1000 | 0
1 | 1200 | 707 | 0.015 | 15 | 15 | 7 | 1.3335e-12 | 5spot_SharedNeighbor | Water | Porous | Wet | R245fa | MinimizeLCOE_Brownfield | IgnoreSilica | 2019 | 0 | 0 | 0 | 0 |  |  |  |  | 15 |  | 22.3009 | [19 empty] | 1333.5214 | 0
1 | 1200 | 707 | 0.015 | 15 | 15 | 7 | 1.7783e-12 | 5spot_SharedNeighbor | Water | Porous | Wet | R245fa | MinimizeLCOE_Brownfield | IgnoreSilica | 2019 | 0 | 0 | 0 | 0 |  |  |  |  | 15 |  | 23.5766 | [19 empty] | 1778.2794 | 0
1 | 1200 | 707 | 0.015 | 15 | 15 | 7 | 2.3714e-12 | 5spot_SharedNeighbor | Water | Porous | Wet | R245fa | MinimizeLCOE_Brownfield | IgnoreSilica | 2019 | 0 | 0 | 0 | 0 |  |  |  |  | 15 |  | 27.9321 | [19 empty] | 2371.3737 | 0
1 | 1200 | 707 | 0.015 | 15 | 15 | 7 | 3.1623e-12 | 5spot_SharedNeighbor | Water | Porous | Wet | R245fa | MinimizeLCOE_Brownfield | IgnoreSilica | 2019 | 0 | 0 | 0 | 0 |  |  |  |  | 15 |  | 28.7854 | [19 empty] | 3162.2777 | 0
1 | 1200 | 707 | 0.015 | 15 | 15 | 7 | 4.217e-12 | 5spot_SharedNeighbor | Water | Porous | Wet | R245fa | MinimizeLCOE_Brownfield | IgnoreSilica | 2019 | 0 | 0 | 0 | 0 |  |  |  |  | 15 |  | 31.2242 | [19 empty] | 4216.965 | 0
1 | 1200 | 707 | 0.015 | 15 | 15 | 7 | 5.6234e-12 | 5spot_SharedNeighbor | Water | Porous | Wet | R245fa | MinimizeLCOE_Brownfield | IgnoreSilica | 2019 | 0 | 0 | 0 | 0 |  |  |  |  | 15 |  | 34.9874 | [19 empty] | 5623.4133 | 0
1 | 1200 | 707 | 0.015 | 15 | 15 | 7 | 7.4989e-12 | 5spot_SharedNeighbor | Water | Porous | Wet | R245fa | MinimizeLCOE_Brownfield | IgnoreSilica | 2019 | 0 | 0 | 0 | 0 |  |  |  |  | 15 |  | 35.6658 | [19 empty] | 7498.9421 | 0
1 | 1200 | 707 | 0.015 | 15 | 15 | 7 | 1e-11 | 5spot_SharedNeighbor | Water | Porous | Wet | R245fa | MinimizeLCOE_Brownfield | IgnoreSilica | 2019 | 0 | 0 | 0 | 0 |  |  |  |  | 15 |  | 302.9406 | [19 empty] | 10000 | 0
1 | 1200 | 707 | 0.015 | 15 | 15 | 7 | 1.3335e-11 | 5spot_SharedNeighbor | Water | Porous | Wet | R245fa | MinimizeLCOE_Brownfield | IgnoreSilica | 2019 | 0 | 0 | 0 | 0 |  |  |  |  | 15 |  | 33.0339 | [19 empty] | 13335.2143 | 0
1 | 1200 | 707 | 0.015 | 15 | 15 | 7 | 1.7783e-11 | 5spot_SharedNeighbor | Water | Porous | Wet | R245fa | MinimizeLCOE_Brownfield | IgnoreSilica | 2019 | 0 | 0 | 0 | 0 |  |  |  |  | 15 |  | 32.0215 | [19 empty] | 17782.7941 | 0
1 | 1200 | 707 | 0.015 | 15 | 15 | 7 | 2.3714e-11 | 5spot_SharedNeighbor | Water | Porous | Wet | R245fa | MinimizeLCOE_Brownfield | IgnoreSilica | 2019 | 0 | 0 | 0 | 0 |  |  |  |  | 15 |  | 32.0396 | [19 empty] | 23713.7371 | 0
1 | 1200 | 707 | 0.015 | 15 | 15 | 7 | 3.1623e-11 | 5spot_SharedNeighbor | Water | Porous | Wet | R245fa | MinimizeLCOE_Brownfield | IgnoreSilica | 2019 | 0 | 0 | 0 | 0 |  |  |  |  | 15 |  | 29.8926 | [19 empty] | 31622.7766 | 0
1 | 1200 | 707 | 0.015 | 15 | 15 | 7 | 4.217e-11 | 5spot_SharedNeighbor | Water | Porous | Wet | R245fa | MinimizeLCOE_Brownfield | IgnoreSilica | 2019 | 0 | 0 | 0 | 0 |  |  |  |  | 15 |  | 29.5243 | [19 empty] | 42169.6503 | 0
1 | 1200 | 707 | 0.015 | 15 | 15 | 7 | 5.6234e-11 | 5spot_SharedNeighbor | Water | Porous | Wet | R245fa | MinimizeLCOE_Brownfield | IgnoreSilica | 2019 | 0 | 0 | 0 | 0 |  |  |  |  | 15 |  | 30.9655 | [19 empty] | 56234.1325 | 0
1 | 1200 | 707 | 0.015 | 15 | 15 | 7 | 7.4989e-11 | 5spot_SharedNeighbor | Water | Porous | Wet | R245fa | MinimizeLCOE_Brownfield | IgnoreSilica | 2019 | 0 | 0 | 0 | 0 |  |  |  |  | 15 |  | 30.3723 | [19 empty] | 74989.4209 | 0
1 | 1200 | 707 | 0.015 | 15 | 15 | 7 | 1e-10 | 5spot_SharedNeighbor | Water | Porous | Wet | R245fa | MinimizeLCOE_Brownfield | IgnoreSilica | 2019 | 0 | 0 | 0 | 0 |  |  |  |  | 15 |  | 29.41 | [19 empty] | 100000 | 0
1 | 1200 | 707 | 0.015 | 15 | 15 | 7 | 1.3335e-10 | 5spot_SharedNeighbor | Water | Porous | Wet | R245fa | MinimizeLCOE_Brownfield | IgnoreSilica | 2019 | 0 | 0 | 0 | 0 |  |  |  |  | 15 |  | 29.0167 | [19 empty] | 133352.1432 | 0
1 | 1200 | 707 | 0.015 | 15 | 15 | 7 | 1.7783e-10 | 5spot_SharedNeighbor | Water | Porous | Wet | R245fa | MinimizeLCOE_Brownfield | IgnoreSilica | 2019 | 0 | 0 | 0 | 0 |  |  |  |  | 15 |  | 30.517 | [19 empty] | 177827.941 | 0
1 | 1200 | 707 | 0.015 | 15 | 15 | 7 | 2.3714e-10 | 5spot_SharedNeighbor | Water | Porous | Wet | R245fa | MinimizeLCOE_Brownfield | IgnoreSilica | 2019 | 0 | 0 | 0 | 0 |  |  |  |  | 15 |  | 300.664 | [19 empty] | 237137.3706 | 0
1 | 1200 | 707 | 0.015 | 15 | 15 | 7 | 3.1623e-10 | 5spot_SharedNeighbor | Water | Porous | Wet | R245fa | MinimizeLCOE_Brownfield | IgnoreSilica | 2019 | 0 | 0 | 0 | 0 |  |  |  |  | 15 |  | 29.4197 | [19 empty] | 316227.766 | 0
1 | 1200 | 707 | 0.015 | 15 | 15 | 7 | 4.217e-10 | 5spot_SharedNeighbor | Water | Porous | Wet | R245fa | MinimizeLCOE_Brownfield | IgnoreSilica | 2019 | 0 | 0 | 0 | 0 |  |  |  |  | 15 |  | 29.4588 | [19 empty] | 421696.5034 | 0
1 | 1200 | 707 | 0.015 | 15 | 15 | 7 | 5.6234e-10 | 5spot_SharedNeighbor | Water | Porous | Wet | R245fa | MinimizeLCOE_Brownfield | IgnoreSilica | 2019 | 0 | 0 | 0 | 0 |  |  |  |  | 15 |  | 30.0594 | [19 empty] | 562341.3252 | 0
1 | 1200 | 707 | 0.015 | 15 | 15 | 7 | 7.4989e-10 | 5spot_SharedNeighbor | Water | Porous | Wet | R245fa | MinimizeLCOE_Brownfield | IgnoreSilica | 2019 | 0 | 0 | 0 | 0 |  |  |  |  | 15 |  | 27.8899 | [19 empty] | 749894.2093 | 0
1 | 1200 | 707 | 0.015 | 15 | 15 | 7 | 1e-09 | 5spot_SharedNeighbor | Water | Porous | Wet | R245fa | MinimizeLCOE_Brownfield | IgnoreSilica | 2019 | 0 | 0 | 0 | 0 |  |  |  |  | 15 |  | 27.9052 | [19 empty] | 1000000 | 0
1 | 1200 | 707 | 0.015 | 15 | 15 | 7 | 1.3335e-09 | 5spot_SharedNeighbor | Water | Porous | Wet | R245fa | MinimizeLCOE_Brownfield | IgnoreSilica | 2019 | 0 | 0 | 0 | 0 |  |  |  |  | 15 |  | 27.1338 | [19 empty] | 1333521.4322 | 0
1 | 1200 | 707 | 0.015 | 15 | 15 | 7 | 1.7783e-09 | 5spot_SharedNeighbor | Water | Porous | Wet | R245fa | MinimizeLCOE_Brownfield | IgnoreSilica | 2019 | 0 | 0 | 0 | 0 |  |  |  |  | 15 |  | 27.7577 | [19 empty] | 1778279.41 | 0
1 | 1200 | 707 | 0.015 | 15 | 15 | 7 | 2.3714e-09 | 5spot_SharedNeighbor | Water | Porous | Wet | R245fa | MinimizeLCOE_Brownfield | IgnoreSilica | 2019 | 0 | 0 | 0 | 0 |  |  |  |  | 15 |  | 25.8989 | [19 empty] | 2371373.7057 | 0
1 | 1200 | 707 | 0.015 | 15 | 15 | 7 | 3.1623e-09 | 5spot_SharedNeighbor | Water | Porous | Wet | R245fa | MinimizeLCOE_Brownfield | IgnoreSilica | 2019 | 0 | 0 | 0 | 0 |  |  |  |  | 15 |  | 27.371 | [19 empty] | 3162277.6602 | 0
1 | 1200 | 707 | 0.015 | 15 | 15 | 7 | 4.217e-09 | 5spot_SharedNeighbor | Water | Porous | Wet | R245fa | MinimizeLCOE_Brownfield | IgnoreSilica | 2019 | 0 | 0 | 0 | 0 |  |  |  |  | 15 |  | 26.4518 | [19 empty] | 4216965.0343 | 0
1 | 1200 | 707 | 0.015 | 15 | 15 | 7 | 5.6234e-09 | 5spot_SharedNeighbor | Water | Porous | Wet | R245fa | MinimizeLCOE_Brownfield | IgnoreSilica | 2019 | 0 | 0 | 0 | 0 |  |  |  |  | 15 |  | 296.3908 | [19 empty] | 5623413.2519 | 0
1 | 1200 | 707 | 0.015 | 15 | 15 | 7 | 7.4989e-09 | 5spot_SharedNeighbor | Water | Porous | Wet | R245fa | MinimizeLCOE_Brownfield | IgnoreSilica | 2019 | 0 | 0 | 0 | 0 |  |  |  |  | 15 |  | 25.7885 | [19 empty] | 7498942.0933 | 0
1 | 1200 | 707 | 0.015 | 15 | 15 | 7 | 1e-08 | 5spot_SharedNeighbor | Water | Porous | Wet | R245fa | MinimizeLCOE_Brownfield | IgnoreSilica | 2019 | 0 | 0 | 0 | 0 |  |  |  |  | 15 |  | 24.9717 | [19 empty] | 10000000 | 0
1 | 1300 | 707 | 0.015 | 15 | 15 | 7 | 1e-13 | 5spot_SharedNeighbor | Water | Porous | Wet | R245fa | MinimizeLCOE_Brownfield | IgnoreSilica | 2019 | 0 | 0 | 0 | 0 |  |  |  |  | 15 |  | 10.4103 | [19 empty] | 100 | 0
1 | 1300 | 707 | 0.015 | 15 | 15 | 7 | 1.3335e-13 | 5spot_SharedNeighbor | Water | Porous | Wet | R245fa | MinimizeLCOE_Brownfield | IgnoreSilica | 2019 | 0 | 0 | 0 | 0 |  |  |  |  | 15 |  | 12.861 | [19 empty] | 133.3521 | 0
1 | 1300 | 707 | 0.015 | 15 | 15 | 7 | 1.7783e-13 | 5spot_SharedNeighbor | Water | Porous | Wet | R245fa | MinimizeLCOE_Brownfield | IgnoreSilica | 2019 | 0 | 0 | 0 | 0 |  |  |  |  | 15 |  | 16.8303 | [19 empty] | 177.8279 | 0
1 | 1300 | 707 | 0.015 | 15 | 15 | 7 | 2.3714e-13 | 5spot_SharedNeighbor | Water | Porous | Wet | R245fa | MinimizeLCOE_Brownfield | IgnoreSilica | 2019 | 0 | 0 | 0 | 0 |  |  |  |  | 15 |  | 19.9621 | [19 empty] | 237.1374 | 0
1 | 1300 | 707 | 0.015 | 15 | 15 | 7 | 3.1623e-13 | 5spot_SharedNeighbor | Water | Porous | Wet | R245fa | MinimizeLCOE_Brownfield | IgnoreSilica | 2019 | 0 | 0 | 0 | 0 |  |  |  |  | 15 |  | 20.3601 | [19 empty] | 316.2278 | 0
1 | 1300 | 707 | 0.015 | 15 | 15 | 7 | 4.217e-13 | 5spot_SharedNeighbor | Water | Porous | Wet | R245fa | MinimizeLCOE_Brownfield | IgnoreSilica | 2019 | 0 | 0 | 0 | 0 |  |  |  |  | 15 |  | 20.8661 | [19 empty] | 421.6965 | 0
1 | 1300 | 707 | 0.015 | 15 | 15 | 7 | 5.6234e-13 | 5spot_SharedNeighbor | Water | Porous | Wet | R245fa | MinimizeLCOE_Brownfield | IgnoreSilica | 2019 | 0 | 0 | 0 | 0 |  |  |  |  | 15 |  | 20.945 | [19 empty] | 562.3413 | 0
1 | 1300 | 707 | 0.015 | 15 | 15 | 7 | 7.4989e-13 | 5spot_SharedNeighbor | Water | Porous | Wet | R245fa | MinimizeLCOE_Brownfield | IgnoreSilica | 2019 | 0 | 0 | 0 | 0 |  |  |  |  | 15 |  | 20.7978 | [19 empty] | 749.8942 | 0
1 | 1300 | 707 | 0.015 | 15 | 15 | 7 | 1e-12 | 5spot_SharedNeighbor | Water | Porous | Wet | R245fa | MinimizeLCOE_Brownfield | IgnoreSilica | 2019 | 0 | 0 | 0 | 0 |  |  |  |  | 15 |  | 285.512 | [19 empty] | 1000 | 0
1 | 1300 | 707 | 0.015 | 15 | 15 | 7 | 1.3335e-12 | 5spot_SharedNeighbor | Water | Porous | Wet | R245fa | MinimizeLCOE_Brownfield | IgnoreSilica | 2019 | 0 | 0 | 0 | 0 |  |  |  |  | 15 |  | 21.9206 | [19 empty] | 1333.5214 | 0
1 | 1300 | 707 | 0.015 | 15 | 15 | 7 | 1.7783e-12 | 5spot_SharedNeighbor | Water | Porous | Wet | R245fa | MinimizeLCOE_Brownfield | IgnoreSilica | 2019 | 0 | 0 | 0 | 0 |  |  |  |  | 15 |  | 24.832 | [19 empty] | 1778.2794 | 0
1 | 1300 | 707 | 0.015 | 15 | 15 | 7 | 2.3714e-12 | 5spot_SharedNeighbor | Water | Porous | Wet | R245fa | MinimizeLCOE_Brownfield | IgnoreSilica | 2019 | 0 | 0 | 0 | 0 |  |  |  |  | 15 |  | 26.0204 | [19 empty] | 2371.3737 | 0
1 | 1300 | 707 | 0.015 | 15 | 15 | 7 | 3.1623e-12 | 5spot_SharedNeighbor | Water | Porous | Wet | R245fa | MinimizeLCOE_Brownfield | IgnoreSilica | 2019 | 0 | 0 | 0 | 0 |  |  |  |  | 15 |  | 27.8908 | [19 empty] | 3162.2777 | 0
1 | 1300 | 707 | 0.015 | 15 | 15 | 7 | 4.217e-12 | 5spot_SharedNeighbor | Water | Porous | Wet | R245fa | MinimizeLCOE_Brownfield | IgnoreSilica | 2019 | 0 | 0 | 0 | 0 |  |  |  |  | 15 |  | 31.5886 | [19 empty] | 4216.965 | 0
1 | 1300 | 707 | 0.015 | 15 | 15 | 7 | 5.6234e-12 | 5spot_SharedNeighbor | Water | Porous | Wet | R245fa | MinimizeLCOE_Brownfield | IgnoreSilica | 2019 | 0 | 0 | 0 | 0 |  |  |  |  | 15 |  | 33.6723 | [19 empty] | 5623.4133 | 0
1 | 1300 | 707 | 0.015 | 15 | 15 | 7 | 7.4989e-12 | 5spot_SharedNeighbor | Water | Porous | Wet | R245fa | MinimizeLCOE_Brownfield | IgnoreSilica | 2019 | 0 | 0 | 0 | 0 |  |  |  |  | 15 |  | 31.8605 | [19 empty] | 7498.9421 | 0
1 | 1300 | 707 | 0.015 | 15 | 15 | 7 | 1e-11 | 5spot_SharedNeighbor | Water | Porous | Wet | R245fa | MinimizeLCOE_Brownfield | IgnoreSilica | 2019 | 0 | 0 | 0 | 0 |  |  |  |  | 15 |  | 33.4001 | [19 empty] | 10000 | 0
1 | 1300 | 707 | 0.015 | 15 | 15 | 7 | 1.3335e-11 | 5spot_SharedNeighbor | Water | Porous | Wet | R245fa | MinimizeLCOE_Brownfield | IgnoreSilica | 2019 | 0 | 0 | 0 | 0 |  |  |  |  | 15 |  | 34.3294 | [19 empty] | 13335.2143 | 0
1 | 1300 | 707 | 0.015 | 15 | 15 | 7 | 1.7783e-11 | 5spot_SharedNeighbor | Water | Porous | Wet | R245fa | MinimizeLCOE_Brownfield | IgnoreSilica | 2019 | 0 | 0 | 0 | 0 |  |  |  |  | 15 |  | 30.9078 | [19 empty] | 17782.7941 | 0
1 | 1300 | 707 | 0.015 | 15 | 15 | 7 | 2.3714e-11 | 5spot_SharedNeighbor | Water | Porous | Wet | R245fa | MinimizeLCOE_Brownfield | IgnoreSilica | 2019 | 0 | 0 | 0 | 0 |  |  |  |  | 15 |  | 30.7438 | [19 empty] | 23713.7371 | 0
1 | 1300 | 707 | 0.015 | 15 | 15 | 7 | 3.1623e-11 | 5spot_SharedNeighbor | Water | Porous | Wet | R245fa | MinimizeLCOE_Brownfield | IgnoreSilica | 2019 | 0 | 0 | 0 | 0 |  |  |  |  | 15 |  | 29.7507 | [19 empty] | 31622.7766 | 0
1 | 1300 | 707 | 0.015 | 15 | 15 | 7 | 4.217e-11 | 5spot_SharedNeighbor | Water | Porous | Wet | R245fa | MinimizeLCOE_Brownfield | IgnoreSilica | 2019 | 0 | 0 | 0 | 0 |  |  |  |  | 15 |  | 27.909 | [19 empty] | 42169.6503 | 0
1 | 1300 | 707 | 0.015 | 15 | 15 | 7 | 5.6234e-11 | 5spot_SharedNeighbor | Water | Porous | Wet | R245fa | MinimizeLCOE_Brownfield | IgnoreSilica | 2019 | 0 | 0 | 0 | 0 |  |  |  |  | 15 |  | 29.3302 | [19 empty] | 56234.1325 | 0
1 | 1300 | 707 | 0.015 | 15 | 15 | 7 | 7.4989e-11 | 5spot_SharedNeighbor | Water | Porous | Wet | R245fa | MinimizeLCOE_Brownfield | IgnoreSilica | 2019 | 0 | 0 | 0 | 0 |  |  |  |  | 15 |  | 29.5546 | [19 empty] | 74989.4209 | 0
1 | 1300 | 707 | 0.015 | 15 | 15 | 7 | 1e-10 | 5spot_SharedNeighbor | Water | Porous | Wet | R245fa | MinimizeLCOE_Brownfield | IgnoreSilica | 2019 | 0 | 0 | 0 | 0 |  |  |  |  | 15 |  | 28.9695 | [19 empty] | 100000 | 0
1 | 1300 | 707 | 0.015 | 15 | 15 | 7 | 1.3335e-10 | 5spot_SharedNeighbor | Water | Porous | Wet | R245fa | MinimizeLCOE_Brownfield | IgnoreSilica | 2019 | 0 | 0 | 0 | 0 |  |  |  |  | 15 |  | 29.0245 | [19 empty] | 133352.1432 | 0
1 | 1300 | 707 | 0.015 | 15 | 15 | 7 | 1.7783e-10 | 5spot_SharedNeighbor | Water | Porous | Wet | R245fa | MinimizeLCOE_Brownfield | IgnoreSilica | 2019 | 0 | 0 | 0 | 0 |  |  |  |  | 15 |  | 28.0288 | [19 empty] | 177827.941 | 0
1 | 1300 | 707 | 0.015 | 15 | 15 | 7 | 2.3714e-10 | 5spot_SharedNeighbor | Water | Porous | Wet | R245fa | MinimizeLCOE_Brownfield | IgnoreSilica | 2019 | 0 | 0 | 0 | 0 |  |  |  |  | 15 |  | 29.5787 | [19 empty] | 237137.3706 | 0
1 | 1300 | 707 | 0.015 | 15 | 15 | 7 | 3.1623e-10 | 5spot_SharedNeighbor | Water | Porous | Wet | R245fa | MinimizeLCOE_Brownfield | IgnoreSilica | 2019 | 0 | 0 | 0 | 0 |  |  |  |  | 15 |  | 30.0675 | [19 empty] | 316227.766 | 0
1 | 1300 | 707 | 0.015 | 15 | 15 | 7 | 4.217e-10 | 5spot_SharedNeighbor | Water | Porous | Wet | R245fa | MinimizeLCOE_Brownfield | IgnoreSilica | 2019 | 0 | 0 | 0 | 0 |  |  |  |  | 15 |  | 28.3027 | [19 empty] | 421696.5034 | 0
1 | 1300 | 707 | 0.015 | 15 | 15 | 7 | 5.6234e-10 | 5spot_SharedNeighbor | Water | Porous | Wet | R245fa | MinimizeLCOE_Brownfield | IgnoreSilica | 2019 | 0 | 0 | 0 | 0 |  |  |  |  | 15 |  | 28.8832 | [19 empty] | 562341.3252 | 0
1 | 1300 | 707 | 0.015 | 15 | 15 | 7 | 7.4989e-10 | 5spot_SharedNeighbor | Water | Porous | Wet | R245fa | MinimizeLCOE_Brownfield | IgnoreSilica | 2019 | 0 | 0 | 0 | 0 |  |  |  |  | 15 |  | 27.8688 | [19 empty] | 749894.2093 | 0
1 | 1300 | 707 | 0.015 | 15 | 15 | 7 | 1e-09 | 5spot_SharedNeighbor | Water | Porous | Wet | R245fa | MinimizeLCOE_Brownfield | IgnoreSilica | 2019 | 0 | 0 | 0 | 0 |  |  |  |  | 15 |  | 28.1436 | [19 empty] | 1000000 | 0
1 | 1300 | 707 | 0.015 | 15 | 15 | 7 | 1.3335e-09 | 5spot_SharedNeighbor | Water | Porous | Wet | R245fa | MinimizeLCOE_Brownfield | IgnoreSilica | 2019 | 0 | 0 | 0 | 0 |  |  |  |  | 15 |  | 27.2301 | [19 empty] | 1333521.4322 | 0
1 | 1300 | 707 | 0.015 | 15 | 15 | 7 | 1.7783e-09 | 5spot_SharedNeighbor | Water | Porous | Wet | R245fa | MinimizeLCOE_Brownfield | IgnoreSilica | 2019 | 0 | 0 | 0 | 0 |  |  |  |  | 15 |  | 28.0678 | [19 empty] | 1778279.41 | 0
1 | 1300 | 707 | 0.015 | 15 | 15 | 7 | 2.3714e-09 | 5spot_SharedNeighbor | Water | Porous | Wet | R245fa | MinimizeLCOE_Brownfield | IgnoreSilica | 2019 | 0 | 0 | 0 | 0 |  |  |  |  | 15 |  | 25.9529 | [19 empty] | 2371373.7057 | 0
1 | 1300 | 707 | 0.015 | 15 | 15 | 7 | 3.1623e-09 | 5spot_SharedNeighbor | Water | Porous | Wet | R245fa | MinimizeLCOE_Brownfield | IgnoreSilica | 2019 | 0 | 0 | 0 | 0 |  |  |  |  | 15 |  | 26.3657 | [19 empty] | 3162277.6602 | 0
1 | 1300 | 707 | 0.015 | 15 | 15 | 7 | 4.217e-09 | 5spot_SharedNeighbor | Water | Porous | Wet | R245fa | MinimizeLCOE_Brownfield | IgnoreSilica | 2019 | 0 | 0 | 0 | 0 |  |  |  |  | 15 |  | 26.2716 | [19 empty] | 4216965.0343 | 0
1 | 1300 | 707 | 0.015 | 15 | 15 | 7 | 5.6234e-09 | 5spot_SharedNeighbor | Water | Porous | Wet | R245fa | MinimizeLCOE_Brownfield | IgnoreSilica | 2019 | 0 | 0 | 0 | 0 |  |  |  |  | 15 |  | 24.7594 | [19 empty] | 5623413.2519 | 0
1 | 1300 | 707 | 0.015 | 15 | 15 | 7 | 7.4989e-09 | 5spot_SharedNeighbor | Water | Porous | Wet | R245fa | MinimizeLCOE_Brownfield | IgnoreSilica | 2019 | 0 | 0 | 0 | 0 |  |  |  |  | 15 |  | 26.5936 | [19 empty] | 7498942.0933 | 0
1 | 1300 | 707 | 0.015 | 15 | 15 | 7 | 1e-08 | 5spot_SharedNeighbor | Water | Porous | Wet | R245fa | MinimizeLCOE_Brownfield | IgnoreSilica | 2019 | 0 | 0 | 0 | 0 |  |  |  |  | 15 |  | 25.2415 | [19 empty] | 10000000 | 0
1 | 1400 | 707 | 0.015 | 15 | 15 | 7 | 1e-13 | 5spot_SharedNeighbor | Water | Porous | Wet | R245fa | MinimizeLCOE_Brownfield | IgnoreSilica | 2019 | 0 | 0 | 0 | 0 |  |  |  |  | 15 |  | 13.2285 | [19 empty] | 100 | 0
1 | 1400 | 707 | 0.015 | 15 | 15 | 7 | 1.3335e-13 | 5spot_SharedNeighbor | Water | Porous | Wet | R245fa | MinimizeLCOE_Brownfield | IgnoreSilica | 2019 | 0 | 0 | 0 | 0 |  |  |  |  | 15 |  | 13.1274 | [19 empty] | 133.3521 | 0
1 | 1400 | 707 | 0.015 | 15 | 15 | 7 | 1.7783e-13 | 5spot_SharedNeighbor | Water | Porous | Wet | R245fa | MinimizeLCOE_Brownfield | IgnoreSilica | 2019 | 0 | 0 | 0 | 0 |  |  |  |  | 15 |  | 15.9606 | [19 empty] | 177.8279 | 0
1 | 1400 | 707 | 0.015 | 15 | 15 | 7 | 2.3714e-13 | 5spot_SharedNeighbor | Water | Porous | Wet | R245fa | MinimizeLCOE_Brownfield | IgnoreSilica | 2019 | 0 | 0 | 0 | 0 |  |  |  |  | 15 |  | 19.4538 | [19 empty] | 237.1374 | 0
1 | 1400 | 707 | 0.015 | 15 | 15 | 7 | 3.1623e-13 | 5spot_SharedNeighbor | Water | Porous | Wet | R245fa | MinimizeLCOE_Brownfield | IgnoreSilica | 2019 | 0 | 0 | 0 | 0 |  |  |  |  | 15 |  | 20.5755 | [19 empty] | 316.2278 | 0
1 | 1400 | 707 | 0.015 | 15 | 15 | 7 | 4.217e-13 | 5spot_SharedNeighbor | Water | Porous | Wet | R245fa | MinimizeLCOE_Brownfield | IgnoreSilica | 2019 | 0 | 0 | 0 | 0 |  |  |  |  | 15 |  | 18.8656 | [19 empty] | 421.6965 | 0
1 | 1400 | 707 | 0.015 | 15 | 15 | 7 | 5.6234e-13 | 5spot_SharedNeighbor | Water | Porous | Wet | R245fa | MinimizeLCOE_Brownfield | IgnoreSilica | 2019 | 0 | 0 | 0 | 0 |  |  |  |  | 15 |  | 20.0015 | [19 empty] | 562.3413 | 0
1 | 1400 | 707 | 0.015 | 15 | 15 | 7 | 7.4989e-13 | 5spot_SharedNeighbor | Water | Porous | Wet | R245fa | MinimizeLCOE_Brownfield | IgnoreSilica | 2019 | 0 | 0 | 0 | 0 |  |  |  |  | 15 |  | 20.8077 | [19 empty] | 749.8942 | 0
1 | 1400 | 707 | 0.015 | 15 | 15 | 7 | 1e-12 | 5spot_SharedNeighbor | Water | Porous | Wet | R245fa | MinimizeLCOE_Brownfield | IgnoreSilica | 2019 | 0 | 0 | 0 | 0 |  |  |  |  | 15 |  | 21.4659 | [19 empty] | 1000 | 0
1 | 1400 | 707 | 0.015 | 15 | 15 | 7 | 1.3335e-12 | 5spot_SharedNeighbor | Water | Porous | Wet | R245fa | MinimizeLCOE_Brownfield | IgnoreSilica | 2019 | 0 | 0 | 0 | 0 |  |  |  |  | 15 |  | 22.367 | [19 empty] | 1333.5214 | 0
1 | 1400 | 707 | 0.015 | 15 | 15 | 7 | 1.7783e-12 | 5spot_SharedNeighbor | Water | Porous | Wet | R245fa | MinimizeLCOE_Brownfield | IgnoreSilica | 2019 | 0 | 0 | 0 | 0 |  |  |  |  | 15 |  | 25.1641 | [19 empty] | 1778.2794 | 0
1 | 1400 | 707 | 0.015 | 15 | 15 | 7 | 2.3714e-12 | 5spot_SharedNeighbor | Water | Porous | Wet | R245fa | MinimizeLCOE_Brownfield | IgnoreSilica | 2019 | 0 | 0 | 0 | 0 |  |  |  |  | 15 |  | 26.0625 | [19 empty] | 2371.3737 | 0
1 | 1400 | 707 | 0.015 | 15 | 15 | 7 | 3.1623e-12 | 5spot_SharedNeighbor | Water | Porous | Wet | R245fa | MinimizeLCOE_Brownfield | IgnoreSilica | 2019 | 0 | 0 | 0 | 0 |  |  |  |  | 15 |  | 29.4942 | [19 empty] | 3162.2777 | 0
1 | 1400 | 707 | 0.015 | 15 | 15 | 7 | 4.217e-12 | 5spot_SharedNeighbor | Water | Porous | Wet | R245fa | MinimizeLCOE_Brownfield | IgnoreSilica | 2019 | 0 | 0 | 0 | 0 |  |  |  |  | 15 |  | 30.8051 | [19 empty] | 4216.965 | 0
1 | 1400 | 707 | 0.015 | 15 | 15 | 7 | 5.6234e-12 | 5spot_SharedNeighbor | Water | Porous | Wet | R245fa | MinimizeLCOE_Brownfield | IgnoreSilica | 2019 | 0 | 0 | 0 | 0 |  |  |  |  | 15 |  | 33.4507 | [19 empty] | 5623.4133 | 0
1 | 1400 | 707 | 0.015 | 15 | 15 | 7 | 7.4989e-12 | 5spot_SharedNeighbor | Water | Porous | Wet | R245fa | MinimizeLCOE_Brownfield | IgnoreSilica | 2019 | 0 | 0 | 0 | 0 |  |  |  |  | 15 |  | 34.7457 | [19 empty] | 7498.9421 | 0
1 | 1400 | 707 | 0.015 | 15 | 15 | 7 | 1e-11 | 5spot_SharedNeighbor | Water | Porous | Wet | R245fa | MinimizeLCOE_Brownfield | IgnoreSilica | 2019 | 0 | 0 | 0 | 0 |  |  |  |  | 15 |  | 33.5445 | [19 empty] | 10000 | 0
1 | 1400 | 707 | 0.015 | 15 | 15 | 7 | 1.3335e-11 | 5spot_SharedNeighbor | Water | Porous | Wet | R245fa | MinimizeLCOE_Brownfield | IgnoreSilica | 2019 | 0 | 0 | 0 | 0 |  |  |  |  | 15 |  | 32.5408 | [19 empty] | 13335.2143 | 0
1 | 1400 | 707 | 0.015 | 15 | 15 | 7 | 1.7783e-11 | 5spot_SharedNeighbor | Water | Porous | Wet | R245fa | MinimizeLCOE_Brownfield | IgnoreSilica | 2019 | 0 | 0 | 0 | 0 |  |  |  |  | 15 |  | 31.273 | [19 empty] | 17782.7941 | 0
1 | 1400 | 707 | 0.015 | 15 | 15 | 7 | 2.3714e-11 | 5spot_SharedNeighbor | Water | Porous | Wet | R245fa | MinimizeLCOE_Brownfield | IgnoreSilica | 2019 | 0 | 0 | 0 | 0 |  |  |  |  | 15 |  | 29.8867 | [19 empty] | 23713.7371 | 0
1 | 1400 | 707 | 0.015 | 15 | 15 | 7 | 3.1623e-11 | 5spot_SharedNeighbor | Water | Porous | Wet | R245fa | MinimizeLCOE_Brownfield | IgnoreSilica | 2019 | 0 | 0 | 0 | 0 |  |  |  |  | 15 |  | 29.7505 | [19 empty] | 31622.7766 | 0
1 | 1400 | 707 | 0.015 | 15 | 15 | 7 | 4.217e-11 | 5spot_SharedNeighbor | Water | Porous | Wet | R245fa | MinimizeLCOE_Brownfield | IgnoreSilica | 2019 | 0 | 0 | 0 | 0 |  |  |  |  | 15 |  | 30.8341 | [19 empty] | 42169.6503 | 0
1 | 1400 | 707 | 0.015 | 15 | 15 | 7 | 5.6234e-11 | 5spot_SharedNeighbor | Water | Porous | Wet | R245fa | MinimizeLCOE_Brownfield | IgnoreSilica | 2019 | 0 | 0 | 0 | 0 |  |  |  |  | 15 |  | 30.1976 | [19 empty] | 56234.1325 | 0
1 | 1400 | 707 | 0.015 | 15 | 15 | 7 | 7.4989e-11 | 5spot_SharedNeighbor | Water | Porous | Wet | R245fa | MinimizeLCOE_Brownfield | IgnoreSilica | 2019 | 0 | 0 | 0 | 0 |  |  |  |  | 15 |  | 30.5678 | [19 empty] | 74989.4209 | 0
1 | 1400 | 707 | 0.015 | 15 | 15 | 7 | 1e-10 | 5spot_SharedNeighbor | Water | Porous | Wet | R245fa | MinimizeLCOE_Brownfield | IgnoreSilica | 2019 | 0 | 0 | 0 | 0 |  |  |  |  | 15 |  | 29.2768 | [19 empty] | 100000 | 0
1 | 1400 | 707 | 0.015 | 15 | 15 | 7 | 1.3335e-10 | 5spot_SharedNeighbor | Water | Porous | Wet | R245fa | MinimizeLCOE_Brownfield | IgnoreSilica | 2019 | 0 | 0 | 0 | 0 |  |  |  |  | 15 |  | 29.2272 | [19 empty] | 133352.1432 | 0
1 | 1400 | 707 | 0.015 | 15 | 15 | 7 | 1.7783e-10 | 5spot_SharedNeighbor | Water | Porous | Wet | R245fa | MinimizeLCOE_Brownfield | IgnoreSilica | 2019 | 0 | 0 | 0 | 0 |  |  |  |  | 15 |  | 29.4727 | [19 empty] | 177827.941 | 0
1 | 1400 | 707 | 0.015 | 15 | 15 | 7 | 2.3714e-10 | 5spot_SharedNeighbor | Water | Porous | Wet | R245fa | MinimizeLCOE_Brownfield | IgnoreSilica | 2019 | 0 | 0 | 0 | 0 |  |  |  |  | 15 |  | 28.3241 | [19 empty] | 237137.3706 | 0
1 | 1400 | 707 | 0.015 | 15 | 15 | 7 | 3.1623e-10 | 5spot_SharedNeighbor | Water | Porous | Wet | R245fa | MinimizeLCOE_Brownfield | IgnoreSilica | 2019 | 0 | 0 | 0 | 0 |  |  |  |  | 15 |  | 28.7955 | [19 empty] | 316227.766 | 0
1 | 1400 | 707 | 0.015 | 15 | 15 | 7 | 4.217e-10 | 5spot_SharedNeighbor | Water | Porous | Wet | R245fa | MinimizeLCOE_Brownfield | IgnoreSilica | 2019 | 0 | 0 | 0 | 0 |  |  |  |  | 15 |  | 28.9952 | [19 empty] | 421696.5034 | 0
1 | 1400 | 707 | 0.015 | 15 | 15 | 7 | 5.6234e-10 | 5spot_SharedNeighbor | Water | Porous | Wet | R245fa | MinimizeLCOE_Brownfield | IgnoreSilica | 2019 | 0 | 0 | 0 | 0 |  |  |  |  | 15 |  | 28.7325 | [19 empty] | 562341.3252 | 0
1 | 1400 | 707 | 0.015 | 15 | 15 | 7 | 7.4989e-10 | 5spot_SharedNeighbor | Water | Porous | Wet | R245fa | MinimizeLCOE_Brownfield | IgnoreSilica | 2019 | 0 | 0 | 0 | 0 |  |  |  |  | 15 |  | 29.8383 | [19 empty] | 749894.2093 | 0
1 | 1400 | 707 | 0.015 | 15 | 15 | 7 | 1e-09 | 5spot_SharedNeighbor | Water | Porous | Wet | R245fa | MinimizeLCOE_Brownfield | IgnoreSilica | 2019 | 0 | 0 | 0 | 0 |  |  |  |  | 15 |  | 28.7097 | [19 empty] | 1000000 | 0
1 | 1400 | 707 | 0.015 | 15 | 15 | 7 | 1.3335e-09 | 5spot_SharedNeighbor | Water | Porous | Wet | R245fa | MinimizeLCOE_Brownfield | IgnoreSilica | 2019 | 0 | 0 | 0 | 0 |  |  |  |  | 15 |  | 28.2711 | [19 empty] | 1333521.4322 | 0
1 | 1400 | 707 | 0.015 | 15 | 15 | 7 | 1.7783e-09 | 5spot_SharedNeighbor | Water | Porous | Wet | R245fa | MinimizeLCOE_Brownfield | IgnoreSilica | 2019 | 0 | 0 | 0 | 0 |  |  |  |  | 15 |  | 27.788 | [19 empty] | 1778279.41 | 0
1 | 1400 | 707 | 0.015 | 15 | 15 | 7 | 2.3714e-09 | 5spot_SharedNeighbor | Water | Porous | Wet | R245fa | MinimizeLCOE_Brownfield | IgnoreSilica | 2019 | 0 | 0 | 0 | 0 |  |  |  |  | 15 |  | 28.1213 | [19 empty] | 2371373.7057 | 0
1 | 1400 | 707 | 0.015 | 15 | 15 | 7 | 3.1623e-09 | 5spot_SharedNeighbor | Water | Porous | Wet | R245fa | MinimizeLCOE_Brownfield | IgnoreSilica | 2019 | 0 | 0 | 0 | 0 |  |  |  |  | 15 |  | 26.6556 | [19 empty] | 3162277.6602 | 0
1 | 1400 | 707 | 0.015 | 15 | 15 | 7 | 4.217e-09 | 5spot_SharedNeighbor | Water | Porous | Wet | R245fa | MinimizeLCOE_Brownfield | IgnoreSilica | 2019 | 0 | 0 | 0 | 0 |  |  |  |  | 15 |  | 26.3899 | [19 empty] | 4216965.0343 | 0
1 | 1400 | 707 | 0.015 | 15 | 15 | 7 | 5.6234e-09 | 5spot_SharedNeighbor | Water | Porous | Wet | R245fa | MinimizeLCOE_Brownfield | IgnoreSilica | 2019 | 0 | 0 | 0 | 0 |  |  |  |  | 15 |  | 27.6742 | [19 empty] | 5623413.2519 | 0
1 | 1400 | 707 | 0.015 | 15 | 15 | 7 | 7.4989e-09 | 5spot_SharedNeighbor | Water | Porous | Wet | R245fa | MinimizeLCOE_Brownfield | IgnoreSilica | 2019 | 0 | 0 | 0 | 0 |  |  |  |  | 15 |  | 27.7366 | [19 empty] | 7498942.0933 | 0
1 | 1400 | 707 | 0.015 | 15 | 15 | 7 | 1e-08 | 5spot_SharedNeighbor | Water | Porous | Wet | R245fa | MinimizeLCOE_Brownfield | IgnoreSilica | 2019 | 0 | 0 | 0 | 0 |  |  |  |  | 15 |  | 26.3044 | [19 empty] | 10000000 | 0
1 | 1500 | 707 | 0.015 | 15 | 15 | 7 | 1e-13 | 5spot_SharedNeighbor | Water | Porous | Wet | R245fa | MinimizeLCOE_Brownfield | IgnoreSilica | 2019 | 0 | 0 | 0 | 0 |  |  |  |  | 15 |  | 13.5398 | [19 empty] | 100 | 0
1 | 1500 | 707 | 0.015 | 15 | 15 | 7 | 1.3335e-13 | 5spot_SharedNeighbor | Water | Porous | Wet | R245fa | MinimizeLCOE_Brownfield | IgnoreSilica | 2019 | 0 | 0 | 0 | 0 |  |  |  |  | 15 |  | 14.8713 | [19 empty] | 133.3521 | 0
1 | 1500 | 707 | 0.015 | 15 | 15 | 7 | 1.7783e-13 | 5spot_SharedNeighbor | Water | Porous | Wet | R245fa | MinimizeLCOE_Brownfield | IgnoreSilica | 2019 | 0 | 0 | 0 | 0 |  |  |  |  | 15 |  | 17.594 | [19 empty] | 177.8279 | 0
1 | 1500 | 707 | 0.015 | 15 | 15 | 7 | 2.3714e-13 | 5spot_SharedNeighbor | Water | Porous | Wet | R245fa | MinimizeLCOE_Brownfield | IgnoreSilica | 2019 | 0 | 0 | 0 | 0 |  |  |  |  | 15 |  | 20.7574 | [19 empty] | 237.1374 | 0
1 | 1500 | 707 | 0.015 | 15 | 15 | 7 | 3.1623e-13 | 5spot_SharedNeighbor | Water | Porous | Wet | R245fa | MinimizeLCOE_Brownfield | IgnoreSilica | 2019 | 0 | 0 | 0 | 0 |  |  |  |  | 15 |  | 20.2159 | [19 empty] | 316.2278 | 0
1 | 1500 | 707 | 0.015 | 15 | 15 | 7 | 4.217e-13 | 5spot_SharedNeighbor | Water | Porous | Wet | R245fa | MinimizeLCOE_Brownfield | IgnoreSilica | 2019 | 0 | 0 | 0 | 0 |  |  |  |  | 15 |  | 20.601 | [19 empty] | 421.6965 | 0
1 | 1500 | 707 | 0.015 | 15 | 15 | 7 | 5.6234e-13 | 5spot_SharedNeighbor | Water | Porous | Wet | R245fa | MinimizeLCOE_Brownfield | IgnoreSilica | 2019 | 0 | 0 | 0 | 0 |  |  |  |  | 15 |  | 21.339 | [19 empty] | 562.3413 | 0
1 | 1500 | 707 | 0.015 | 15 | 15 | 7 | 7.4989e-13 | 5spot_SharedNeighbor | Water | Porous | Wet | R245fa | MinimizeLCOE_Brownfield | IgnoreSilica | 2019 | 0 | 0 | 0 | 0 |  |  |  |  | 15 |  | 23.4456 | [19 empty] | 749.8942 | 0
1 | 1500 | 707 | 0.015 | 15 | 15 | 7 | 1e-12 | 5spot_SharedNeighbor | Water | Porous | Wet | R245fa | MinimizeLCOE_Brownfield | IgnoreSilica | 2019 | 0 | 0 | 0 | 0 |  |  |  |  | 15 |  | 22.5641 | [19 empty] | 1000 | 0
1 | 1500 | 707 | 0.015 | 15 | 15 | 7 | 1.3335e-12 | 5spot_SharedNeighbor | Water | Porous | Wet | R245fa | MinimizeLCOE_Brownfield | IgnoreSilica | 2019 | 0 | 0 | 0 | 0 |  |  |  |  | 15 |  | 21.8248 | [19 empty] | 1333.5214 | 0
1 | 1500 | 707 | 0.015 | 15 | 15 | 7 | 1.7783e-12 | 5spot_SharedNeighbor | Water | Porous | Wet | R245fa | MinimizeLCOE_Brownfield | IgnoreSilica | 2019 | 0 | 0 | 0 | 0 |  |  |  |  | 15 |  | 27.248 | [19 empty] | 1778.2794 | 0
1 | 1500 | 707 | 0.015 | 15 | 15 | 7 | 2.3714e-12 | 5spot_SharedNeighbor | Water | Porous | Wet | R245fa | MinimizeLCOE_Brownfield | IgnoreSilica | 2019 | 0 | 0 | 0 | 0 |  |  |  |  | 15 |  | 27.4904 | [19 empty] | 2371.3737 | 0
1 | 1500 | 707 | 0.015 | 15 | 15 | 7 | 3.1623e-12 | 5spot_SharedNeighbor | Water | Porous | Wet | R245fa | MinimizeLCOE_Brownfield | IgnoreSilica | 2019 | 0 | 0 | 0 | 0 |  |  |  |  | 15 |  | 31.034 | [19 empty] | 3162.2777 | 0
1 | 1500 | 707 | 0.015 | 15 | 15 | 7 | 4.217e-12 | 5spot_SharedNeighbor | Water | Porous | Wet | R245fa | MinimizeLCOE_Brownfield | IgnoreSilica | 2019 | 0 | 0 | 0 | 0 |  |  |  |  | 15 |  | 32.4253 | [19 empty] | 4216.965 | 0
1 | 1500 | 707 | 0.015 | 15 | 15 | 7 | 5.6234e-12 | 5spot_SharedNeighbor | Water | Porous | Wet | R245fa | MinimizeLCOE_Brownfield | IgnoreSilica | 2019 | 0 | 0 | 0 | 0 |  |  |  |  | 15 |  | 33.0697 | [19 empty] | 5623.4133 | 0
1 | 1500 | 707 | 0.015 | 15 | 15 | 7 | 7.4989e-12 | 5spot_SharedNeighbor | Water | Porous | Wet | R245fa | MinimizeLCOE_Brownfield | IgnoreSilica | 2019 | 0 | 0 | 0 | 0 |  |  |  |  | 15 |  | 32.5443 | [19 empty] | 7498.9421 | 0
1 | 1500 | 707 | 0.015 | 15 | 15 | 7 | 1e-11 | 5spot_SharedNeighbor | Water | Porous | Wet | R245fa | MinimizeLCOE_Brownfield | IgnoreSilica | 2019 | 0 | 0 | 0 | 0 |  |  |  |  | 15 |  | 33.781 | [19 empty] | 10000 | 0
1 | 1500 | 707 | 0.015 | 15 | 15 | 7 | 1.3335e-11 | 5spot_SharedNeighbor | Water | Porous | Wet | R245fa | MinimizeLCOE_Brownfield | IgnoreSilica | 2019 | 0 | 0 | 0 | 0 |  |  |  |  | 15 |  | 31.5596 | [19 empty] | 13335.2143 | 0
1 | 1500 | 707 | 0.015 | 15 | 15 | 7 | 1.7783e-11 | 5spot_SharedNeighbor | Water | Porous | Wet | R245fa | MinimizeLCOE_Brownfield | IgnoreSilica | 2019 | 0 | 0 | 0 | 0 |  |  |  |  | 15 |  | 32.6172 | [19 empty] | 17782.7941 | 0
1 | 1500 | 707 | 0.015 | 15 | 15 | 7 | 2.3714e-11 | 5spot_SharedNeighbor | Water | Porous | Wet | R245fa | MinimizeLCOE_Brownfield | IgnoreSilica | 2019 | 0 | 0 | 0 | 0 |  |  |  |  | 15 |  | 30.8593 | [19 empty] | 23713.7371 | 0
1 | 1500 | 707 | 0.015 | 15 | 15 | 7 | 3.1623e-11 | 5spot_SharedNeighbor | Water | Porous | Wet | R245fa | MinimizeLCOE_Brownfield | IgnoreSilica | 2019 | 0 | 0 | 0 | 0 |  |  |  |  | 15 |  | 29.535 | [19 empty] | 31622.7766 | 0
1 | 1500 | 707 | 0.015 | 15 | 15 | 7 | 4.217e-11 | 5spot_SharedNeighbor | Water | Porous | Wet | R245fa | MinimizeLCOE_Brownfield | IgnoreSilica | 2019 | 0 | 0 | 0 | 0 |  |  |  |  | 15 |  | 28.8907 | [19 empty] | 42169.6503 | 0
1 | 1500 | 707 | 0.015 | 15 | 15 | 7 | 5.6234e-11 | 5spot_SharedNeighbor | Water | Porous | Wet | R245fa | MinimizeLCOE_Brownfield | IgnoreSilica | 2019 | 0 | 0 | 0 | 0 |  |  |  |  | 15 |  | 30.6267 | [19 empty] | 56234.1325 | 0
1 | 1500 | 707 | 0.015 | 15 | 15 | 7 | 7.4989e-11 | 5spot_SharedNeighbor | Water | Porous | Wet | R245fa | MinimizeLCOE_Brownfield | IgnoreSilica | 2019 | 0 | 0 | 0 | 0 |  |  |  |  | 15 |  | 29.0311 | [19 empty] | 74989.4209 | 0
1 | 1500 | 707 | 0.015 | 15 | 15 | 7 | 1e-10 | 5spot_SharedNeighbor | Water | Porous | Wet | R245fa | MinimizeLCOE_Brownfield | IgnoreSilica | 2019 | 0 | 0 | 0 | 0 |  |  |  |  | 15 |  | 30.5172 | [19 empty] | 100000 | 0
1 | 1500 | 707 | 0.015 | 15 | 15 | 7 | 1.3335e-10 | 5spot_SharedNeighbor | Water | Porous | Wet | R245fa | MinimizeLCOE_Brownfield | IgnoreSilica | 2019 | 0 | 0 | 0 | 0 |  |  |  |  | 15 |  | 29.7129 | [19 empty] | 133352.1432 | 0
1 | 1500 | 707 | 0.015 | 15 | 15 | 7 | 1.7783e-10 | 5spot_SharedNeighbor | Water | Porous | Wet | R245fa | MinimizeLCOE_Brownfield | IgnoreSilica | 2019 | 0 | 0 | 0 | 0 |  |  |  |  | 15 |  | 29.0196 | [19 empty] | 177827.941 | 0
1 | 1500 | 707 | 0.015 | 15 | 15 | 7 | 2.3714e-10 | 5spot_SharedNeighbor | Water | Porous | Wet | R245fa | MinimizeLCOE_Brownfield | IgnoreSilica | 2019 | 0 | 0 | 0 | 0 |  |  |  |  | 15 |  | 26.5477 | [19 empty] | 237137.3706 | 0
1 | 1500 | 707 | 0.015 | 15 | 15 | 7 | 3.1623e-10 | 5spot_SharedNeighbor | Water | Porous | Wet | R245fa | MinimizeLCOE_Brownfield | IgnoreSilica | 2019 | 0 | 0 | 0 | 0 |  |  |  |  | 15 |  | 29.6188 | [19 empty] | 316227.766 | 0
1 | 1500 | 707 | 0.015 | 15 | 15 | 7 | 4.217e-10 | 5spot_SharedNeighbor | Water | Porous | Wet | R245fa | MinimizeLCOE_Brownfield | IgnoreSilica | 2019 | 0 | 0 | 0 | 0 |  |  |  |  | 15 |  | 30.1157 | [19 empty] | 421696.5034 | 0
1 | 1500 | 707 | 0.015 | 15 | 15 | 7 | 5.6234e-10 | 5spot_SharedNeighbor | Water | Porous | Wet | R245fa | MinimizeLCOE_Brownfield | IgnoreSilica | 2019 | 0 | 0 | 0 | 0 |  |  |  |  | 15 |  | 28.7512 | [19 empty] | 562341.3252 | 0
1 | 1500 | 707 | 0.015 | 15 | 15 | 7 | 7.4989e-10 | 5spot_SharedNeighbor | Water | Porous | Wet | R245fa | MinimizeLCOE_Brownfield | IgnoreSilica | 2019 | 0 | 0 | 0 | 0 |  |  |  |  | 15 |  | 27.537 | [19 empty] | 749894.2093 | 0
1 | 1500 | 707 | 0.015 | 15 | 15 | 7 | 1e-09 | 5spot_SharedNeighbor | Water | Porous | Wet | R245fa | MinimizeLCOE_Brownfield | IgnoreSilica | 2019 | 0 | 0 | 0 | 0 |  |  |  |  | 15 |  | 29.8467 | [19 empty] | 1000000 | 0
1 | 1500 | 707 | 0.015 | 15 | 15 | 7 | 1.3335e-09 | 5spot_SharedNeighbor | Water | Porous | Wet | R245fa | MinimizeLCOE_Brownfield | IgnoreSilica | 2019 | 0 | 0 | 0 | 0 |  |  |  |  | 15 |  | 27.5549 | [19 empty] | 1333521.4322 | 0
1 | 1500 | 707 | 0.015 | 15 | 15 | 7 | 1.7783e-09 | 5spot_SharedNeighbor | Water | Porous | Wet | R245fa | MinimizeLCOE_Brownfield | IgnoreSilica | 2019 | 0 | 0 | 0 | 0 |  |  |  |  | 15 |  | 28.6753 | [19 empty] | 1778279.41 | 0
1 | 1500 | 707 | 0.015 | 15 | 15 | 7 | 2.3714e-09 | 5spot_SharedNeighbor | Water | Porous | Wet | R245fa | MinimizeLCOE_Brownfield | IgnoreSilica | 2019 | 0 | 0 | 0 | 0 |  |  |  |  | 15 |  | 26.1648 | [19 empty] | 2371373.7057 | 0
1 | 1500 | 707 | 0.015 | 15 | 15 | 7 | 3.1623e-09 | 5spot_SharedNeighbor | Water | Porous | Wet | R245fa | MinimizeLCOE_Brownfield | IgnoreSilica | 2019 | 0 | 0 | 0 | 0 |  |  |  |  | 15 |  | 28.2156 | [19 empty] | 3162277.6602 | 0
1 | 1500 | 707 | 0.015 | 15 | 15 | 7 | 4.217e-09 | 5spot_SharedNeighbor | Water | Porous | Wet | R245fa | MinimizeLCOE_Brownfield | IgnoreSilica | 2019 | 0 | 0 | 0 | 0 |  |  |  |  | 15 |  | 27.0372 | [19 empty] | 4216965.0343 | 0
1 | 1500 | 707 | 0.015 | 15 | 15 | 7 | 5.6234e-09 | 5spot_SharedNeighbor | Water | Porous | Wet | R245fa | MinimizeLCOE_Brownfield | IgnoreSilica | 2019 | 0 | 0 | 0 | 0 |  |  |  |  | 15 |  | 26.1917 | [19 empty] | 5623413.2519 | 0
1 | 1500 | 707 | 0.015 | 15 | 15 | 7 | 7.4989e-09 | 5spot_SharedNeighbor | Water | Porous | Wet | R245fa | MinimizeLCOE_Brownfield | IgnoreSilica | 2019 | 0 | 0 | 0 | 0 |  |  |  |  | 15 |  | 27.5699 | [19 empty] | 7498942.0933 | 0
1 | 1500 | 707 | 0.015 | 15 | 15 | 7 | 1e-08 | 5spot_SharedNeighbor | Water | Porous | Wet | R245fa | MinimizeLCOE_Brownfield | IgnoreSilica | 2019 | 0 | 0 | 0 | 0 |  |  |  |  | 15 |  | 26.3736 | [19 empty] | 10000000 | 0
1 | 1600 | 707 | 0.015 | 15 | 15 | 7 | 1e-13 | 5spot_SharedNeighbor | Water | Porous | Wet | R245fa | MinimizeLCOE_Brownfield | IgnoreSilica | 2019 | 0 | 0 | 0 | 0 |  |  |  |  | 15 |  | 13.5924 | [19 empty] | 100 | 0
1 | 1600 | 707 | 0.015 | 15 | 15 | 7 | 1.3335e-13 | 5spot_SharedNeighbor | Water | Porous | Wet | R245fa | MinimizeLCOE_Brownfield | IgnoreSilica | 2019 | 0 | 0 | 0 | 0 |  |  |  |  | 15 |  | 16.7961 | [19 empty] | 133.3521 | 0
1 | 1600 | 707 | 0.015 | 15 | 15 | 7 | 1.7783e-13 | 5spot_SharedNeighbor | Water | Porous | Wet | R245fa | MinimizeLCOE_Brownfield | IgnoreSilica | 2019 | 0 | 0 | 0 | 0 |  |  |  |  | 15 |  | 17.9185 | [19 empty] | 177.8279 | 0
1 | 1600 | 707 | 0.015 | 15 | 15 | 7 | 2.3714e-13 | 5spot_SharedNeighbor | Water | Porous | Wet | R245fa | MinimizeLCOE_Brownfield | IgnoreSilica | 2019 | 0 | 0 | 0 | 0 |  |  |  |  | 15 |  | 20.0576 | [19 empty] | 237.1374 | 0
1 | 1600 | 707 | 0.015 | 15 | 15 | 7 | 3.1623e-13 | 5spot_SharedNeighbor | Water | Porous | Wet | R245fa | MinimizeLCOE_Brownfield | IgnoreSilica | 2019 | 0 | 0 | 0 | 0 |  |  |  |  | 15 |  | 21.5811 | [19 empty] | 316.2278 | 0
1 | 1600 | 707 | 0.015 | 15 | 15 | 7 | 4.217e-13 | 5spot_SharedNeighbor | Water | Porous | Wet | R245fa | MinimizeLCOE_Brownfield | IgnoreSilica | 2019 | 0 | 0 | 0 | 0 |  |  |  |  | 15 |  | 21.1495 | [19 empty] | 421.6965 | 0
1 | 1600 | 707 | 0.015 | 15 | 15 | 7 | 5.6234e-13 | 5spot_SharedNeighbor | Water | Porous | Wet | R245fa | MinimizeLCOE_Brownfield | IgnoreSilica | 2019 | 0 | 0 | 0 | 0 |  |  |  |  | 15 |  | 20.5272 | [19 empty] | 562.3413 | 0
1 | 1600 | 707 | 0.015 | 15 | 15 | 7 | 7.4989e-13 | 5spot_SharedNeighbor | Water | Porous | Wet | R245fa | MinimizeLCOE_Brownfield | IgnoreSilica | 2019 | 0 | 0 | 0 | 0 |  |  |  |  | 15 |  | 22.8269 | [19 empty] | 749.8942 | 0
1 | 1600 | 707 | 0.015 | 15 | 15 | 7 | 1e-12 | 5spot_SharedNeighbor | Water | Porous | Wet | R245fa | MinimizeLCOE_Brownfield | IgnoreSilica | 2019 | 0 | 0 | 0 | 0 |  |  |  |  | 15 |  | 24.4547 | [19 empty] | 1000 | 0
1 | 1600 | 707 | 0.015 | 15 | 15 | 7 | 1.3335e-12 | 5spot_SharedNeighbor | Water | Porous | Wet | R245fa | MinimizeLCOE_Brownfield | IgnoreSilica | 2019 | 0 | 0 | 0 | 0 |  |  |  |  | 15 |  | 23.2937 | [19 empty] | 1333.5214 | 0
1 | 1600 | 707 | 0.015 | 15 | 15 | 7 | 1.7783e-12 | 5spot_SharedNeighbor | Water | Porous | Wet | R245fa | MinimizeLCOE_Brownfield | IgnoreSilica | 2019 | 0 | 0 | 0 | 0 |  |  |  |  | 15 |  | 25.2888 | [19 empty] | 1778.2794 | 0
1 | 1600 | 707 | 0.015 | 15 | 15 | 7 | 2.3714e-12 | 5spot_SharedNeighbor | Water | Porous | Wet | R245fa | MinimizeLCOE_Brownfield | IgnoreSilica | 2019 | 0 | 0 | 0 | 0 |  |  |  |  | 15 |  | 26.7491 | [19 empty] | 2371.3737 | 0
1 | 1600 | 707 | 0.015 | 15 | 15 | 7 | 3.1623e-12 | 5spot_SharedNeighbor | Water | Porous | Wet | R245fa | MinimizeLCOE_Brownfield | IgnoreSilica | 2019 | 0 | 0 | 0 | 0 |  |  |  |  | 15 |  | 30.5482 | [19 empty] | 3162.2777 | 0
1 | 1600 | 707 | 0.015 | 15 | 15 | 7 | 4.217e-12 | 5spot_SharedNeighbor | Water | Porous | Wet | R245fa | MinimizeLCOE_Brownfield | IgnoreSilica | 2019 | 0 | 0 | 0 | 0 |  |  |  |  | 15 |  | 33.4658 | [19 empty] | 4216.965 | 0
1 | 1600 | 707 | 0.015 | 15 | 15 | 7 | 5.6234e-12 | 5spot_SharedNeighbor | Water | Porous | Wet | R245fa | MinimizeLCOE_Brownfield | IgnoreSilica | 2019 | 0 | 0 | 0 | 0 |  |  |  |  | 15 |  | 33.5214 | [19 empty] | 5623.4133 | 0
1 | 1600 | 707 | 0.015 | 15 | 15 | 7 | 7.4989e-12 | 5spot_SharedNeighbor | Water | Porous | Wet | R245fa | MinimizeLCOE_Brownfield | IgnoreSilica | 2019 | 0 | 0 | 0 | 0 |  |  |  |  | 15 |  | 33.7728 | [19 empty] | 7498.9421 | 0
1 | 1600 | 707 | 0.015 | 15 | 15 | 7 | 1e-11 | 5spot_SharedNeighbor | Water | Porous | Wet | R245fa | MinimizeLCOE_Brownfield | IgnoreSilica | 2019 | 0 | 0 | 0 | 0 |  |  |  |  | 15 |  | 32.9757 | [19 empty] | 10000 | 0
1 | 1600 | 707 | 0.015 | 15 | 15 | 7 | 1.3335e-11 | 5spot_SharedNeighbor | Water | Porous | Wet | R245fa | MinimizeLCOE_Brownfield | IgnoreSilica | 2019 | 0 | 0 | 0 | 0 |  |  |  |  | 15 |  | 32.4433 | [19 empty] | 13335.2143 | 0
1 | 1600 | 707 | 0.015 | 15 | 15 | 7 | 1.7783e-11 | 5spot_SharedNeighbor | Water | Porous | Wet | R245fa | MinimizeLCOE_Brownfield | IgnoreSilica | 2019 | 0 | 0 | 0 | 0 |  |  |  |  | 15 |  | 30.6119 | [19 empty] | 17782.7941 | 0
1 | 1600 | 707 | 0.015 | 15 | 15 | 7 | 2.3714e-11 | 5spot_SharedNeighbor | Water | Porous | Wet | R245fa | MinimizeLCOE_Brownfield | IgnoreSilica | 2019 | 0 | 0 | 0 | 0 |  |  |  |  | 15 |  | 29.2369 | [19 empty] | 23713.7371 | 0
1 | 1600 | 707 | 0.015 | 15 | 15 | 7 | 3.1623e-11 | 5spot_SharedNeighbor | Water | Porous | Wet | R245fa | MinimizeLCOE_Brownfield | IgnoreSilica | 2019 | 0 | 0 | 0 | 0 |  |  |  |  | 15 |  | 29.5244 | [19 empty] | 31622.7766 | 0
1 | 1600 | 707 | 0.015 | 15 | 15 | 7 | 4.217e-11 | 5spot_SharedNeighbor | Water | Porous | Wet | R245fa | MinimizeLCOE_Brownfield | IgnoreSilica | 2019 | 0 | 0 | 0 | 0 |  |  |  |  | 15 |  | 29.1276 | [19 empty] | 42169.6503 | 0
1 | 1600 | 707 | 0.015 | 15 | 15 | 7 | 5.6234e-11 | 5spot_SharedNeighbor | Water | Porous | Wet | R245fa | MinimizeLCOE_Brownfield | IgnoreSilica | 2019 | 0 | 0 | 0 | 0 |  |  |  |  | 15 |  | 27.1687 | [19 empty] | 56234.1325 | 0
1 | 1600 | 707 | 0.015 | 15 | 15 | 7 | 7.4989e-11 | 5spot_SharedNeighbor | Water | Porous | Wet | R245fa | MinimizeLCOE_Brownfield | IgnoreSilica | 2019 | 0 | 0 | 0 | 0 |  |  |  |  | 15 |  | 27.0346 | [19 empty] | 74989.4209 | 0
1 | 1600 | 707 | 0.015 | 15 | 15 | 7 | 1e-10 | 5spot_SharedNeighbor | Water | Porous | Wet | R245fa | MinimizeLCOE_Brownfield | IgnoreSilica | 2019 | 0 | 0 | 0 | 0 |  |  |  |  | 15 |  | 27.7684 | [19 empty] | 100000 | 0
1 | 1600 | 707 | 0.015 | 15 | 15 | 7 | 1.3335e-10 | 5spot_SharedNeighbor | Water | Porous | Wet | R245fa | MinimizeLCOE_Brownfield | IgnoreSilica | 2019 | 0 | 0 | 0 | 0 |  |  |  |  | 15 |  | 27.808 | [19 empty] | 133352.1432 | 0
1 | 1600 | 707 | 0.015 | 15 | 15 | 7 | 1.7783e-10 | 5spot_SharedNeighbor | Water | Porous | Wet | R245fa | MinimizeLCOE_Brownfield | IgnoreSilica | 2019 | 0 | 0 | 0 | 0 |  |  |  |  | 15 |  | 26.9463 | [19 empty] | 177827.941 | 0
1 | 1600 | 707 | 0.015 | 15 | 15 | 7 | 2.3714e-10 | 5spot_SharedNeighbor | Water | Porous | Wet | R245fa | MinimizeLCOE_Brownfield | IgnoreSilica | 2019 | 0 | 0 | 0 | 0 |  |  |  |  | 15 |  | 27.9978 | [19 empty] | 237137.3706 | 0
1 | 1600 | 707 | 0.015 | 15 | 15 | 7 | 3.1623e-10 | 5spot_SharedNeighbor | Water | Porous | Wet | R245fa | MinimizeLCOE_Brownfield | IgnoreSilica | 2019 | 0 | 0 | 0 | 0 |  |  |  |  | 15 |  | 28.2979 | [19 empty] | 316227.766 | 0
1 | 1600 | 707 | 0.015 | 15 | 15 | 7 | 4.217e-10 | 5spot_SharedNeighbor | Water | Porous | Wet | R245fa | MinimizeLCOE_Brownfield | IgnoreSilica | 2019 | 0 | 0 | 0 | 0 |  |  |  |  | 15 |  | 28.4087 | [19 empty] | 421696.5034 | 0
1 | 1600 | 707 | 0.015 | 15 | 15 | 7 | 5.6234e-10 | 5spot_SharedNeighbor | Water | Porous | Wet | R245fa | MinimizeLCOE_Brownfield | IgnoreSilica | 2019 | 0 | 0 | 0 | 0 |  |  |  |  | 15 |  | 26.0869 | [19 empty] | 562341.3252 | 0
1 | 1600 | 707 | 0.015 | 15 | 15 | 7 | 7.4989e-10 | 5spot_SharedNeighbor | Water | Porous | Wet | R245fa | MinimizeLCOE_Brownfield | IgnoreSilica | 2019 | 0 | 0 | 0 | 0 |  |  |  |  | 15 |  | 27.9919 | [19 empty] | 749894.2093 | 0
1 | 1600 | 707 | 0.015 | 15 | 15 | 7 | 1e-09 | 5spot_SharedNeighbor | Water | Porous | Wet | R245fa | MinimizeLCOE_Brownfield | IgnoreSilica | 2019 | 0 | 0 | 0 | 0 |  |  |  |  | 15 |  | 27.3573 | [19 empty] | 1000000 | 0
1 | 1600 | 707 | 0.015 | 15 | 15 | 7 | 1.3335e-09 | 5spot_SharedNeighbor | Water | Porous | Wet | R245fa | MinimizeLCOE_Brownfield | IgnoreSilica | 2019 | 0 | 0 | 0 | 0 |  |  |  |  | 15 |  | 25.2013 | [19 empty] | 1333521.4322 | 0
1 | 1600 | 707 | 0.015 | 15 | 15 | 7 | 1.7783e-09 | 5spot_SharedNeighbor | Water | Porous | Wet | R245fa | MinimizeLCOE_Brownfield | IgnoreSilica | 2019 | 0 | 0 | 0 | 0 |  |  |  |  | 15 |  | 26.2248 | [19 empty] | 1778279.41 | 0
1 | 1600 | 707 | 0.015 | 15 | 15 | 7 | 2.3714e-09 | 5spot_SharedNeighbor | Water | Porous | Wet | R245fa | MinimizeLCOE_Brownfield | IgnoreSilica | 2019 | 0 | 0 | 0 | 0 |  |  |  |  | 15 |  | 26.6653 | [19 empty] | 2371373.7057 | 0
1 | 1600 | 707 | 0.015 | 15 | 15 | 7 | 3.1623e-09 | 5spot_SharedNeighbor | Water | Porous | Wet | R245fa | MinimizeLCOE_Brownfield | IgnoreSilica | 2019 | 0 | 0 | 0 | 0 |  |  |  |  | 15 |  | 26.2239 | [19 empty] | 3162277.6602 | 0
1 | 1600 | 707 | 0.015 | 15 | 15 | 7 | 4.217e-09 | 5spot_SharedNeighbor | Water | Porous | Wet | R245fa | MinimizeLCOE_Brownfield | IgnoreSilica | 2019 | 0 | 0 | 0 | 0 |  |  |  |  | 15 |  | 27.083 | [19 empty] | 4216965.0343 | 0
1 | 1600 | 707 | 0.015 | 15 | 15 | 7 | 5.6234e-09 | 5spot_SharedNeighbor | Water | Porous | Wet | R245fa | MinimizeLCOE_Brownfield | IgnoreSilica | 2019 | 0 | 0 | 0 | 0 |  |  |  |  | 15 |  | 28.0445 | [19 empty] | 5623413.2519 | 0
1 | 1600 | 707 | 0.015 | 15 | 15 | 7 | 7.4989e-09 | 5spot_SharedNeighbor | Water | Porous | Wet | R245fa | MinimizeLCOE_Brownfield | IgnoreSilica | 2019 | 0 | 0 | 0 | 0 |  |  |  |  | 15 |  | 25.999 | [19 empty] | 7498942.0933 | 0
1 | 1600 | 707 | 0.015 | 15 | 15 | 7 | 1e-08 | 5spot_SharedNeighbor | Water | Porous | Wet | R245fa | MinimizeLCOE_Brownfield | IgnoreSilica | 2019 | 0 | 0 | 0 | 0 |  |  |  |  | 15 |  | 26.9299 | [19 empty] | 10000000 | 0
1 | 1700 | 707 | 0.015 | 15 | 15 | 7 | 1e-13 | 5spot_SharedNeighbor | Water | Porous | Wet | R245fa | MinimizeLCOE_Brownfield | IgnoreSilica | 2019 | 0 | 0 | 0 | 0 |  |  |  |  | 15 |  | 13.7783 | [19 empty] | 100 | 0
1 | 1700 | 707 | 0.015 | 15 | 15 | 7 | 1.3335e-13 | 5spot_SharedNeighbor | Water | Porous | Wet | R245fa | MinimizeLCOE_Brownfield | IgnoreSilica | 2019 | 0 | 0 | 0 | 0 |  |  |  |  | 15 |  | 16.9161 | [19 empty] | 133.3521 | 0
1 | 1700 | 707 | 0.015 | 15 | 15 | 7 | 1.7783e-13 | 5spot_SharedNeighbor | Water | Porous | Wet | R245fa | MinimizeLCOE_Brownfield | IgnoreSilica | 2019 | 0 | 0 | 0 | 0 |  |  |  |  | 15 |  | 17.6253 | [19 empty] | 177.8279 | 0
1 | 1700 | 707 | 0.015 | 15 | 15 | 7 | 2.3714e-13 | 5spot_SharedNeighbor | Water | Porous | Wet | R245fa | MinimizeLCOE_Brownfield | IgnoreSilica | 2019 | 0 | 0 | 0 | 0 |  |  |  |  | 15 |  | 19.3357 | [19 empty] | 237.1374 | 0
1 | 1700 | 707 | 0.015 | 15 | 15 | 7 | 3.1623e-13 | 5spot_SharedNeighbor | Water | Porous | Wet | R245fa | MinimizeLCOE_Brownfield | IgnoreSilica | 2019 | 0 | 0 | 0 | 0 |  |  |  |  | 15 |  | 20.0393 | [19 empty] | 316.2278 | 0
1 | 1700 | 707 | 0.015 | 15 | 15 | 7 | 4.217e-13 | 5spot_SharedNeighbor | Water | Porous | Wet | R245fa | MinimizeLCOE_Brownfield | IgnoreSilica | 2019 | 0 | 0 | 0 | 0 |  |  |  |  | 15 |  | 19.7744 | [19 empty] | 421.6965 | 0
1 | 1700 | 707 | 0.015 | 15 | 15 | 7 | 5.6234e-13 | 5spot_SharedNeighbor | Water | Porous | Wet | R245fa | MinimizeLCOE_Brownfield | IgnoreSilica | 2019 | 0 | 0 | 0 | 0 |  |  |  |  | 15 |  | 19.454 | [19 empty] | 562.3413 | 0
1 | 1700 | 707 | 0.015 | 15 | 15 | 7 | 7.4989e-13 | 5spot_SharedNeighbor | Water | Porous | Wet | R245fa | MinimizeLCOE_Brownfield | IgnoreSilica | 2019 | 0 | 0 | 0 | 0 |  |  |  |  | 15 |  | 22.1989 | [19 empty] | 749.8942 | 0
1 | 1700 | 707 | 0.015 | 15 | 15 | 7 | 1e-12 | 5spot_SharedNeighbor | Water | Porous | Wet | R245fa | MinimizeLCOE_Brownfield | IgnoreSilica | 2019 | 0 | 0 | 0 | 0 |  |  |  |  | 15 |  | 21.8201 | [19 empty] | 1000 | 0
1 | 1700 | 707 | 0.015 | 15 | 15 | 7 | 1.3335e-12 | 5spot_SharedNeighbor | Water | Porous | Wet | R245fa | MinimizeLCOE_Brownfield | IgnoreSilica | 2019 | 0 | 0 | 0 | 0 |  |  |  |  | 15 |  | 20.3405 | [19 empty] | 1333.5214 | 0
1 | 1700 | 707 | 0.015 | 15 | 15 | 7 | 1.7783e-12 | 5spot_SharedNeighbor | Water | Porous | Wet | R245fa | MinimizeLCOE_Brownfield | IgnoreSilica | 2019 | 0 | 0 | 0 | 0 |  |  |  |  | 15 |  | 24.9727 | [19 empty] | 1778.2794 | 0
1 | 1700 | 707 | 0.015 | 15 | 15 | 7 | 2.3714e-12 | 5spot_SharedNeighbor | Water | Porous | Wet | R245fa | MinimizeLCOE_Brownfield | IgnoreSilica | 2019 | 0 | 0 | 0 | 0 |  |  |  |  | 15 |  | 25.6629 | [19 empty] | 2371.3737 | 0
1 | 1700 | 707 | 0.015 | 15 | 15 | 7 | 3.1623e-12 | 5spot_SharedNeighbor | Water | Porous | Wet | R245fa | MinimizeLCOE_Brownfield | IgnoreSilica | 2019 | 0 | 0 | 0 | 0 |  |  |  |  | 15 |  | 27.6814 | [19 empty] | 3162.2777 | 0
1 | 1700 | 707 | 0.015 | 15 | 15 | 7 | 4.217e-12 | 5spot_SharedNeighbor | Water | Porous | Wet | R245fa | MinimizeLCOE_Brownfield | IgnoreSilica | 2019 | 0 | 0 | 0 | 0 |  |  |  |  | 15 |  | 28.5432 | [19 empty] | 4216.965 | 0
1 | 1700 | 707 | 0.015 | 15 | 15 | 7 | 5.6234e-12 | 5spot_SharedNeighbor | Water | Porous | Wet | R245fa | MinimizeLCOE_Brownfield | IgnoreSilica | 2019 | 0 | 0 | 0 | 0 |  |  |  |  | 15 |  | 31.2277 | [19 empty] | 5623.4133 | 0
1 | 1700 | 707 | 0.015 | 15 | 15 | 7 | 7.4989e-12 | 5spot_SharedNeighbor | Water | Porous | Wet | R245fa | MinimizeLCOE_Brownfield | IgnoreSilica | 2019 | 0 | 0 | 0 | 0 |  |  |  |  | 15 |  | 31.5439 | [19 empty] | 7498.9421 | 0
1 | 1700 | 707 | 0.015 | 15 | 15 | 7 | 1e-11 | 5spot_SharedNeighbor | Water | Porous | Wet | R245fa | MinimizeLCOE_Brownfield | IgnoreSilica | 2019 | 0 | 0 | 0 | 0 |  |  |  |  | 15 |  | 30.1224 | [19 empty] | 10000 | 0
1 | 1700 | 707 | 0.015 | 15 | 15 | 7 | 1.3335e-11 | 5spot_SharedNeighbor | Water | Porous | Wet | R245fa | MinimizeLCOE_Brownfield | IgnoreSilica | 2019 | 0 | 0 | 0 | 0 |  |  |  |  | 15 |  | 31.3032 | [19 empty] | 13335.2143 | 0
1 | 1700 | 707 | 0.015 | 15 | 15 | 7 | 1.7783e-11 | 5spot_SharedNeighbor | Water | Porous | Wet | R245fa | MinimizeLCOE_Brownfield | IgnoreSilica | 2019 | 0 | 0 | 0 | 0 |  |  |  |  | 15 |  | 29.5521 | [19 empty] | 17782.7941 | 0
1 | 1700 | 707 | 0.015 | 15 | 15 | 7 | 2.3714e-11 | 5spot_SharedNeighbor | Water | Porous | Wet | R245fa | MinimizeLCOE_Brownfield | IgnoreSilica | 2019 | 0 | 0 | 0 | 0 |  |  |  |  | 15 |  | 28.8159 | [19 empty] | 23713.7371 | 0
1 | 1700 | 707 | 0.015 | 15 | 15 | 7 | 3.1623e-11 | 5spot_SharedNeighbor | Water | Porous | Wet | R245fa | MinimizeLCOE_Brownfield | IgnoreSilica | 2019 | 0 | 0 | 0 | 0 |  |  |  |  | 15 |  | 29.6394 | [19 empty] | 31622.7766 | 0
1 | 1700 | 707 | 0.015 | 15 | 15 | 7 | 4.217e-11 | 5spot_SharedNeighbor | Water | Porous | Wet | R245fa | MinimizeLCOE_Brownfield | IgnoreSilica | 2019 | 0 | 0 | 0 | 0 |  |  |  |  | 15 |  | 28.6184 | [19 empty] | 42169.6503 | 0
1 | 1700 | 707 | 0.015 | 15 | 15 | 7 | 5.6234e-11 | 5spot_SharedNeighbor | Water | Porous | Wet | R245fa | MinimizeLCOE_Brownfield | IgnoreSilica | 2019 | 0 | 0 | 0 | 0 |  |  |  |  | 15 |  | 27.9128 | [19 empty] | 56234.1325 | 0
1 | 1700 | 707 | 0.015 | 15 | 15 | 7 | 7.4989e-11 | 5spot_SharedNeighbor | Water | Porous | Wet | R245fa | MinimizeLCOE_Brownfield | IgnoreSilica | 2019 | 0 | 0 | 0 | 0 |  |  |  |  | 15 |  | 27.452 | [19 empty] | 74989.4209 | 0
1 | 1700 | 707 | 0.015 | 15 | 15 | 7 | 1e-10 | 5spot_SharedNeighbor | Water | Porous | Wet | R245fa | MinimizeLCOE_Brownfield | IgnoreSilica | 2019 | 0 | 0 | 0 | 0 |  |  |  |  | 15 |  | 28.7265 | [19 empty] | 100000 | 0
1 | 1700 | 707 | 0.015 | 15 | 15 | 7 | 1.3335e-10 | 5spot_SharedNeighbor | Water | Porous | Wet | R245fa | MinimizeLCOE_Brownfield | IgnoreSilica | 2019 | 0 | 0 | 0 | 0 |  |  |  |  | 15 |  | 27.3201 | [19 empty] | 133352.1432 | 0
1 | 1700 | 707 | 0.015 | 15 | 15 | 7 | 1.7783e-10 | 5spot_SharedNeighbor | Water | Porous | Wet | R245fa | MinimizeLCOE_Brownfield | IgnoreSilica | 2019 | 0 | 0 | 0 | 0 |  |  |  |  | 15 |  | 27.0978 | [19 empty] | 177827.941 | 0
1 | 1700 | 707 | 0.015 | 15 | 15 | 7 | 2.3714e-10 | 5spot_SharedNeighbor | Water | Porous | Wet | R245fa | MinimizeLCOE_Brownfield | IgnoreSilica | 2019 | 0 | 0 | 0 | 0 |  |  |  |  | 15 |  | 27.9578 | [19 empty] | 237137.3706 | 0
1 | 1700 | 707 | 0.015 | 15 | 15 | 7 | 3.1623e-10 | 5spot_SharedNeighbor | Water | Porous | Wet | R245fa | MinimizeLCOE_Brownfield | IgnoreSilica | 2019 | 0 | 0 | 0 | 0 |  |  |  |  | 15 |  | 27.0876 | [19 empty] | 316227.766 | 0
1 | 1700 | 707 | 0.015 | 15 | 15 | 7 | 4.217e-10 | 5spot_SharedNeighbor | Water | Porous | Wet | R245fa | MinimizeLCOE_Brownfield | IgnoreSilica | 2019 | 0 | 0 | 0 | 0 |  |  |  |  | 15 |  | 27.3354 | [19 empty] | 421696.5034 | 0
1 | 1700 | 707 | 0.015 | 15 | 15 | 7 | 5.6234e-10 | 5spot_SharedNeighbor | Water | Porous | Wet | R245fa | MinimizeLCOE_Brownfield | IgnoreSilica | 2019 | 0 | 0 | 0 | 0 |  |  |  |  | 15 |  | 26.8245 | [19 empty] | 562341.3252 | 0
1 | 1700 | 707 | 0.015 | 15 | 15 | 7 | 7.4989e-10 | 5spot_SharedNeighbor | Water | Porous | Wet | R245fa | MinimizeLCOE_Brownfield | IgnoreSilica | 2019 | 0 | 0 | 0 | 0 |  |  |  |  | 15 |  | 27.7506 | [19 empty] | 749894.2093 | 0
1 | 1700 | 707 | 0.015 | 15 | 15 | 7 | 1e-09 | 5spot_SharedNeighbor | Water | Porous | Wet | R245fa | MinimizeLCOE_Brownfield | IgnoreSilica | 2019 | 0 | 0 | 0 | 0 |  |  |  |  | 15 |  | 26.542 | [19 empty] | 1000000 | 0
1 | 1700 | 707 | 0.015 | 15 | 15 | 7 | 1.3335e-09 | 5spot_SharedNeighbor | Water | Porous | Wet | R245fa | MinimizeLCOE_Brownfield | IgnoreSilica | 2019 | 0 | 0 | 0 | 0 |  |  |  |  | 15 |  | 27.2935 | [19 empty] | 1333521.4322 | 0
1 | 1700 | 707 | 0.015 | 15 | 15 | 7 | 1.7783e-09 | 5spot_SharedNeighbor | Water | Porous | Wet | R245fa | MinimizeLCOE_Brownfield | IgnoreSilica | 2019 | 0 | 0 | 0 | 0 |  |  |  |  | 15 |  | 28.5624 | [19 empty] | 1778279.41 | 0
1 | 1700 | 707 | 0.015 | 15 | 15 | 7 | 2.3714e-09 | 5spot_SharedNeighbor | Water | Porous | Wet | R245fa | MinimizeLCOE_Brownfield | IgnoreSilica | 2019 | 0 | 0 | 0 | 0 |  |  |  |  | 15 |  | 26.0657 | [19 empty] | 2371373.7057 | 0
1 | 1700 | 707 | 0.015 | 15 | 15 | 7 | 3.1623e-09 | 5spot_SharedNeighbor | Water | Porous | Wet | R245fa | MinimizeLCOE_Brownfield | IgnoreSilica | 2019 | 0 | 0 | 0 | 0 |  |  |  |  | 15 |  | 24.7176 | [19 empty] | 3162277.6602 | 0
1 | 1700 | 707 | 0.015 | 15 | 15 | 7 | 4.217e-09 | 5spot_SharedNeighbor | Water | Porous | Wet | R245fa | MinimizeLCOE_Brownfield | IgnoreSilica | 2019 | 0 | 0 | 0 | 0 |  |  |  |  | 15 |  | 26.9992 | [19 empty] | 4216965.0343 | 0
1 | 1700 | 707 | 0.015 | 15 | 15 | 7 | 5.6234e-09 | 5spot_SharedNeighbor | Water | Porous | Wet | R245fa | MinimizeLCOE_Brownfield | IgnoreSilica | 2019 | 0 | 0 | 0 | 0 |  |  |  |  | 15 |  | 25.8017 | [19 empty] | 5623413.2519 | 0
1 | 1700 | 707 | 0.015 | 15 | 15 | 7 | 7.4989e-09 | 5spot_SharedNeighbor | Water | Porous | Wet | R245fa | MinimizeLCOE_Brownfield | IgnoreSilica | 2019 | 0 | 0 | 0 | 0 |  |  |  |  | 15 |  | 26.9177 | [19 empty] | 7498942.0933 | 0
1 | 1700 | 707 | 0.015 | 15 | 15 | 7 | 1e-08 | 5spot_SharedNeighbor | Water | Porous | Wet | R245fa | MinimizeLCOE_Brownfield | IgnoreSilica | 2019 | 0 | 0 | 0 | 0 |  |  |  |  | 15 |  | 25.6413 | [19 empty] | 10000000 | 0
1 | 1800 | 707 | 0.015 | 15 | 15 | 7 | 1e-13 | 5spot_SharedNeighbor | Water | Porous | Wet | R245fa | MinimizeLCOE_Brownfield | IgnoreSilica | 2019 | 0 | 0 | 0 | 0 |  |  |  |  | 15 |  | 12.9947 | [19 empty] | 100 | 0
1 | 1800 | 707 | 0.015 | 15 | 15 | 7 | 1.3335e-13 | 5spot_SharedNeighbor | Water | Porous | Wet | R245fa | MinimizeLCOE_Brownfield | IgnoreSilica | 2019 | 0 | 0 | 0 | 0 |  |  |  |  | 15 |  | 16.997 | [19 empty] | 133.3521 | 0
1 | 1800 | 707 | 0.015 | 15 | 15 | 7 | 1.7783e-13 | 5spot_SharedNeighbor | Water | Porous | Wet | R245fa | MinimizeLCOE_Brownfield | IgnoreSilica | 2019 | 0 | 0 | 0 | 0 |  |  |  |  | 15 |  | 18.6098 | [19 empty] | 177.8279 | 0
1 | 1800 | 707 | 0.015 | 15 | 15 | 7 | 2.3714e-13 | 5spot_SharedNeighbor | Water | Porous | Wet | R245fa | MinimizeLCOE_Brownfield | IgnoreSilica | 2019 | 0 | 0 | 0 | 0 |  |  |  |  | 15 |  | 21.7664 | [19 empty] | 237.1374 | 0
1 | 1800 | 707 | 0.015 | 15 | 15 | 7 | 3.1623e-13 | 5spot_SharedNeighbor | Water | Porous | Wet | R245fa | MinimizeLCOE_Brownfield | IgnoreSilica | 2019 | 0 | 0 | 0 | 0 |  |  |  |  | 15 |  | 20.2771 | [19 empty] | 316.2278 | 0
1 | 1800 | 707 | 0.015 | 15 | 15 | 7 | 4.217e-13 | 5spot_SharedNeighbor | Water | Porous | Wet | R245fa | MinimizeLCOE_Brownfield | IgnoreSilica | 2019 | 0 | 0 | 0 | 0 |  |  |  |  | 15 |  | 22.5112 | [19 empty] | 421.6965 | 0
1 | 1800 | 707 | 0.015 | 15 | 15 | 7 | 5.6234e-13 | 5spot_SharedNeighbor | Water | Porous | Wet | R245fa | MinimizeLCOE_Brownfield | IgnoreSilica | 2019 | 0 | 0 | 0 | 0 |  |  |  |  | 15 |  | 23.6381 | [19 empty] | 562.3413 | 0
1 | 1800 | 707 | 0.015 | 15 | 15 | 7 | 7.4989e-13 | 5spot_SharedNeighbor | Water | Porous | Wet | R245fa | MinimizeLCOE_Brownfield | IgnoreSilica | 2019 | 0 | 0 | 0 | 0 |  |  |  |  | 15 |  | 21.5338 | [19 empty] | 749.8942 | 0
1 | 1800 | 707 | 0.015 | 15 | 15 | 7 | 1e-12 | 5spot_SharedNeighbor | Water | Porous | Wet | R245fa | MinimizeLCOE_Brownfield | IgnoreSilica | 2019 | 0 | 0 | 0 | 0 |  |  |  |  | 15 |  | 23.9423 | [19 empty] | 1000 | 0
1 | 1800 | 707 | 0.015 | 15 | 15 | 7 | 1.3335e-12 | 5spot_SharedNeighbor | Water | Porous | Wet | R245fa | MinimizeLCOE_Brownfield | IgnoreSilica | 2019 | 0 | 0 | 0 | 0 |  |  |  |  | 15 |  | 22.7307 | [19 empty] | 1333.5214 | 0
1 | 1800 | 707 | 0.015 | 15 | 15 | 7 | 1.7783e-12 | 5spot_SharedNeighbor | Water | Porous | Wet | R245fa | MinimizeLCOE_Brownfield | IgnoreSilica | 2019 | 0 | 0 | 0 | 0 |  |  |  |  | 15 |  | 27.3058 | [19 empty] | 1778.2794 | 0
1 | 1800 | 707 | 0.015 | 15 | 15 | 7 | 2.3714e-12 | 5spot_SharedNeighbor | Water | Porous | Wet | R245fa | MinimizeLCOE_Brownfield | IgnoreSilica | 2019 | 0 | 0 | 0 | 0 |  |  |  |  | 15 |  | 28.049 | [19 empty] | 2371.3737 | 0
1 | 1800 | 707 | 0.015 | 15 | 15 | 7 | 3.1623e-12 | 5spot_SharedNeighbor | Water | Porous | Wet | R245fa | MinimizeLCOE_Brownfield | IgnoreSilica | 2019 | 0 | 0 | 0 | 0 |  |  |  |  | 15 |  | 31.2103 | [19 empty] | 3162.2777 | 0
1 | 1800 | 707 | 0.015 | 15 | 15 | 7 | 4.217e-12 | 5spot_SharedNeighbor | Water | Porous | Wet | R245fa | MinimizeLCOE_Brownfield | IgnoreSilica | 2019 | 0 | 0 | 0 | 0 |  |  |  |  | 15 |  | 32.4206 | [19 empty] | 4216.965 | 0
1 | 1800 | 707 | 0.015 | 15 | 15 | 7 | 5.6234e-12 | 5spot_SharedNeighbor | Water | Porous | Wet | R245fa | MinimizeLCOE_Brownfield | IgnoreSilica | 2019 | 0 | 0 | 0 | 0 |  |  |  |  | 15 |  | 33.5724 | [19 empty] | 5623.4133 | 0
1 | 1800 | 707 | 0.015 | 15 | 15 | 7 | 7.4989e-12 | 5spot_SharedNeighbor | Water | Porous | Wet | R245fa | MinimizeLCOE_Brownfield | IgnoreSilica | 2019 | 0 | 0 | 0 | 0 |  |  |  |  | 15 |  | 33.4699 | [19 empty] | 7498.9421 | 0
1 | 1800 | 707 | 0.015 | 15 | 15 | 7 | 1e-11 | 5spot_SharedNeighbor | Water | Porous | Wet | R245fa | MinimizeLCOE_Brownfield | IgnoreSilica | 2019 | 0 | 0 | 0 | 0 |  |  |  |  | 15 |  | 32.336 | [19 empty] | 10000 | 0
1 | 1800 | 707 | 0.015 | 15 | 15 | 7 | 1.3335e-11 | 5spot_SharedNeighbor | Water | Porous | Wet | R245fa | MinimizeLCOE_Brownfield | IgnoreSilica | 2019 | 0 | 0 | 0 | 0 |  |  |  |  | 15 |  | 30.5098 | [19 empty] | 13335.2143 | 0
1 | 1800 | 707 | 0.015 | 15 | 15 | 7 | 1.7783e-11 | 5spot_SharedNeighbor | Water | Porous | Wet | R245fa | MinimizeLCOE_Brownfield | IgnoreSilica | 2019 | 0 | 0 | 0 | 0 |  |  |  |  | 15 |  | 29.0202 | [19 empty] | 17782.7941 | 0
1 | 1800 | 707 | 0.015 | 15 | 15 | 7 | 2.3714e-11 | 5spot_SharedNeighbor | Water | Porous | Wet | R245fa | MinimizeLCOE_Brownfield | IgnoreSilica | 2019 | 0 | 0 | 0 | 0 |  |  |  |  | 15 |  | 28.8281 | [19 empty] | 23713.7371 | 0
1 | 1800 | 707 | 0.015 | 15 | 15 | 7 | 3.1623e-11 | 5spot_SharedNeighbor | Water | Porous | Wet | R245fa | MinimizeLCOE_Brownfield | IgnoreSilica | 2019 | 0 | 0 | 0 | 0 |  |  |  |  | 15 |  | 28.9784 | [19 empty] | 31622.7766 | 0
1 | 1800 | 707 | 0.015 | 15 | 15 | 7 | 4.217e-11 | 5spot_SharedNeighbor | Water | Porous | Wet | R245fa | MinimizeLCOE_Brownfield | IgnoreSilica | 2019 | 0 | 0 | 0 | 0 |  |  |  |  | 15 |  | 26.2571 | [19 empty] | 42169.6503 | 0
1 | 1800 | 707 | 0.015 | 15 | 15 | 7 | 5.6234e-11 | 5spot_SharedNeighbor | Water | Porous | Wet | R245fa | MinimizeLCOE_Brownfield | IgnoreSilica | 2019 | 0 | 0 | 0 | 0 |  |  |  |  | 15 |  | 28.5489 | [19 empty] | 56234.1325 | 0
1 | 1800 | 707 | 0.015 | 15 | 15 | 7 | 7.4989e-11 | 5spot_SharedNeighbor | Water | Porous | Wet | R245fa | MinimizeLCOE_Brownfield | IgnoreSilica | 2019 | 0 | 0 | 0 | 0 |  |  |  |  | 15 |  | 29.1367 | [19 empty] | 74989.4209 | 0
1 | 1800 | 707 | 0.015 | 15 | 15 | 7 | 1e-10 | 5spot_SharedNeighbor | Water | Porous | Wet | R245fa | MinimizeLCOE_Brownfield | IgnoreSilica | 2019 | 0 | 0 | 0 | 0 |  |  |  |  | 15 |  | 27.4769 | [19 empty] | 100000 | 0
1 | 1800 | 707 | 0.015 | 15 | 15 | 7 | 1.3335e-10 | 5spot_SharedNeighbor | Water | Porous | Wet | R245fa | MinimizeLCOE_Brownfield | IgnoreSilica | 2019 | 0 | 0 | 0 | 0 |  |  |  |  | 15 |  | 30.8456 | [19 empty] | 133352.1432 | 0
1 | 1800 | 707 | 0.015 | 15 | 15 | 7 | 1.7783e-10 | 5spot_SharedNeighbor | Water | Porous | Wet | R245fa | MinimizeLCOE_Brownfield | IgnoreSilica | 2019 | 0 | 0 | 0 | 0 |  |  |  |  | 15 |  | 27.8791 | [19 empty] | 177827.941 | 0
1 | 1800 | 707 | 0.015 | 15 | 15 | 7 | 2.3714e-10 | 5spot_SharedNeighbor | Water | Porous | Wet | R245fa | MinimizeLCOE_Brownfield | IgnoreSilica | 2019 | 0 | 0 | 0 | 0 |  |  |  |  | 15 |  | 26.8825 | [19 empty] | 237137.3706 | 0
1 | 1800 | 707 | 0.015 | 15 | 15 | 7 | 3.1623e-10 | 5spot_SharedNeighbor | Water | Porous | Wet | R245fa | MinimizeLCOE_Brownfield | IgnoreSilica | 2019 | 0 | 0 | 0 | 0 |  |  |  |  | 15 |  | 25.2425 | [19 empty] | 316227.766 | 0
1 | 1800 | 707 | 0.015 | 15 | 15 | 7 | 4.217e-10 | 5spot_SharedNeighbor | Water | Porous | Wet | R245fa | MinimizeLCOE_Brownfield | IgnoreSilica | 2019 | 0 | 0 | 0 | 0 |  |  |  |  | 15 |  | 28.1797 | [19 empty] | 421696.5034 | 0
1 | 1800 | 707 | 0.015 | 15 | 15 | 7 | 5.6234e-10 | 5spot_SharedNeighbor | Water | Porous | Wet | R245fa | MinimizeLCOE_Brownfield | IgnoreSilica | 2019 | 0 | 0 | 0 | 0 |  |  |  |  | 15 |  | 26.6971 | [19 empty] | 562341.3252 | 0
1 | 1800 | 707 | 0.015 | 15 | 15 | 7 | 7.4989e-10 | 5spot_SharedNeighbor | Water | Porous | Wet | R245fa | MinimizeLCOE_Brownfield | IgnoreSilica | 2019 | 0 | 0 | 0 | 0 |  |  |  |  | 15 |  | 26.8708 | [19 empty] | 749894.2093 | 0
1 | 1800 | 707 | 0.015 | 15 | 15 | 7 | 1e-09 | 5spot_SharedNeighbor | Water | Porous | Wet | R245fa | MinimizeLCOE_Brownfield | IgnoreSilica | 2019 | 0 | 0 | 0 | 0 |  |  |  |  | 15 |  | 25.1726 | [19 empty] | 1000000 | 0
1 | 1800 | 707 | 0.015 | 15 | 15 | 7 | 1.3335e-09 | 5spot_SharedNeighbor | Water | Porous | Wet | R245fa | MinimizeLCOE_Brownfield | IgnoreSilica | 2019 | 0 | 0 | 0 | 0 |  |  |  |  | 15 |  | 26.6376 | [19 empty] | 1333521.4322 | 0
1 | 1800 | 707 | 0.015 | 15 | 15 | 7 | 1.7783e-09 | 5spot_SharedNeighbor | Water | Porous | Wet | R245fa | MinimizeLCOE_Brownfield | IgnoreSilica | 2019 | 0 | 0 | 0 | 0 |  |  |  |  | 15 |  | 27.3995 | [19 empty] | 1778279.41 | 0
1 | 1800 | 707 | 0.015 | 15 | 15 | 7 | 2.3714e-09 | 5spot_SharedNeighbor | Water | Porous | Wet | R245fa | MinimizeLCOE_Brownfield | IgnoreSilica | 2019 | 0 | 0 | 0 | 0 |  |  |  |  | 15 |  | 25.199 | [19 empty] | 2371373.7057 | 0
1 | 1800 | 707 | 0.015 | 15 | 15 | 7 | 3.1623e-09 | 5spot_SharedNeighbor | Water | Porous | Wet | R245fa | MinimizeLCOE_Brownfield | IgnoreSilica | 2019 | 0 | 0 | 0 | 0 |  |  |  |  | 15 |  | 27.2161 | [19 empty] | 3162277.6602 | 0
1 | 1800 | 707 | 0.015 | 15 | 15 | 7 | 4.217e-09 | 5spot_SharedNeighbor | Water | Porous | Wet | R245fa | MinimizeLCOE_Brownfield | IgnoreSilica | 2019 | 0 | 0 | 0 | 0 |  |  |  |  | 15 |  | 26.156 | [19 empty] | 4216965.0343 | 0
1 | 1800 | 707 | 0.015 | 15 | 15 | 7 | 5.6234e-09 | 5spot_SharedNeighbor | Water | Porous | Wet | R245fa | MinimizeLCOE_Brownfield | IgnoreSilica | 2019 | 0 | 0 | 0 | 0 |  |  |  |  | 15 |  | 27.7333 | [19 empty] | 5623413.2519 | 0
1 | 1800 | 707 | 0.015 | 15 | 15 | 7 | 7.4989e-09 | 5spot_SharedNeighbor | Water | Porous | Wet | R245fa | MinimizeLCOE_Brownfield | IgnoreSilica | 2019 | 0 | 0 | 0 | 0 |  |  |  |  | 15 |  | 24.6229 | [19 empty] | 7498942.0933 | 0
1 | 1800 | 707 | 0.015 | 15 | 15 | 7 | 1e-08 | 5spot_SharedNeighbor | Water | Porous | Wet | R245fa | MinimizeLCOE_Brownfield | IgnoreSilica | 2019 | 0 | 0 | 0 | 0 |  |  |  |  | 15 |  | 27.1526 | [19 empty] | 10000000 | 0
1 | 1900 | 707 | 0.015 | 15 | 15 | 7 | 1e-13 | 5spot_SharedNeighbor | Water | Porous | Wet | R245fa | MinimizeLCOE_Brownfield | IgnoreSilica | 2019 | 0 | 0 | 0 | 0 |  |  |  |  | 15 |  | 14.4796 | [19 empty] | 100 | 0
1 | 1900 | 707 | 0.015 | 15 | 15 | 7 | 1.3335e-13 | 5spot_SharedNeighbor | Water | Porous | Wet | R245fa | MinimizeLCOE_Brownfield | IgnoreSilica | 2019 | 0 | 0 | 0 | 0 |  |  |  |  | 15 |  | 17.3067 | [19 empty] | 133.3521 | 0
1 | 1900 | 707 | 0.015 | 15 | 15 | 7 | 1.7783e-13 | 5spot_SharedNeighbor | Water | Porous | Wet | R245fa | MinimizeLCOE_Brownfield | IgnoreSilica | 2019 | 0 | 0 | 0 | 0 |  |  |  |  | 15 |  | 18.8526 | [19 empty] | 177.8279 | 0
1 | 1900 | 707 | 0.015 | 15 | 15 | 7 | 2.3714e-13 | 5spot_SharedNeighbor | Water | Porous | Wet | R245fa | MinimizeLCOE_Brownfield | IgnoreSilica | 2019 | 0 | 0 | 0 | 0 |  |  |  |  | 15 |  | 20.2822 | [19 empty] | 237.1374 | 0
1 | 1900 | 707 | 0.015 | 15 | 15 | 7 | 3.1623e-13 | 5spot_SharedNeighbor | Water | Porous | Wet | R245fa | MinimizeLCOE_Brownfield | IgnoreSilica | 2019 | 0 | 0 | 0 | 0 |  |  |  |  | 15 |  | 19.961 | [19 empty] | 316.2278 | 0
1 | 1900 | 707 | 0.015 | 15 | 15 | 7 | 4.217e-13 | 5spot_SharedNeighbor | Water | Porous | Wet | R245fa | MinimizeLCOE_Brownfield | IgnoreSilica | 2019 | 0 | 0 | 0 | 0 |  |  |  |  | 15 |  | 20.5582 | [19 empty] | 421.6965 | 0
1 | 1900 | 707 | 0.015 | 15 | 15 | 7 | 5.6234e-13 | 5spot_SharedNeighbor | Water | Porous | Wet | R245fa | MinimizeLCOE_Brownfield | IgnoreSilica | 2019 | 0 | 0 | 0 | 0 |  |  |  |  | 15 |  | 20.9718 | [19 empty] | 562.3413 | 0
1 | 1900 | 707 | 0.015 | 15 | 15 | 7 | 7.4989e-13 | 5spot_SharedNeighbor | Water | Porous | Wet | R245fa | MinimizeLCOE_Brownfield | IgnoreSilica | 2019 | 0 | 0 | 0 | 0 |  |  |  |  | 15 |  | 22.6279 | [19 empty] | 749.8942 | 0
1 | 1900 | 707 | 0.015 | 15 | 15 | 7 | 1e-12 | 5spot_SharedNeighbor | Water | Porous | Wet | R245fa | MinimizeLCOE_Brownfield | IgnoreSilica | 2019 | 0 | 0 | 0 | 0 |  |  |  |  | 15 |  | 23.5568 | [19 empty] | 1000 | 0
1 | 1900 | 707 | 0.015 | 15 | 15 | 7 | 1.3335e-12 | 5spot_SharedNeighbor | Water | Porous | Wet | R245fa | MinimizeLCOE_Brownfield | IgnoreSilica | 2019 | 0 | 0 | 0 | 0 |  |  |  |  | 15 |  | 24.214 | [19 empty] | 1333.5214 | 0
1 | 1900 | 707 | 0.015 | 15 | 15 | 7 | 1.7783e-12 | 5spot_SharedNeighbor | Water | Porous | Wet | R245fa | MinimizeLCOE_Brownfield | IgnoreSilica | 2019 | 0 | 0 | 0 | 0 |  |  |  |  | 15 |  | 26.7578 | [19 empty] | 1778.2794 | 0
1 | 1900 | 707 | 0.015 | 15 | 15 | 7 | 2.3714e-12 | 5spot_SharedNeighbor | Water | Porous | Wet | R245fa | MinimizeLCOE_Brownfield | IgnoreSilica | 2019 | 0 | 0 | 0 | 0 |  |  |  |  | 15 |  | 26.2893 | [19 empty] | 2371.3737 | 0
1 | 1900 | 707 | 0.015 | 15 | 15 | 7 | 3.1623e-12 | 5spot_SharedNeighbor | Water | Porous | Wet | R245fa | MinimizeLCOE_Brownfield | IgnoreSilica | 2019 | 0 | 0 | 0 | 0 |  |  |  |  | 15 |  | 31.5402 | [19 empty] | 3162.2777 | 0
1 | 1900 | 707 | 0.015 | 15 | 15 | 7 | 4.217e-12 | 5spot_SharedNeighbor | Water | Porous | Wet | R245fa | MinimizeLCOE_Brownfield | IgnoreSilica | 2019 | 0 | 0 | 0 | 0 |  |  |  |  | 15 |  | 30.7793 | [19 empty] | 4216.965 | 0
1 | 1900 | 707 | 0.015 | 15 | 15 | 7 | 5.6234e-12 | 5spot_SharedNeighbor | Water | Porous | Wet | R245fa | MinimizeLCOE_Brownfield | IgnoreSilica | 2019 | 0 | 0 | 0 | 0 |  |  |  |  | 15 |  | 32.7323 | [19 empty] | 5623.4133 | 0
1 | 1900 | 707 | 0.015 | 15 | 15 | 7 | 7.4989e-12 | 5spot_SharedNeighbor | Water | Porous | Wet | R245fa | MinimizeLCOE_Brownfield | IgnoreSilica | 2019 | 0 | 0 | 0 | 0 |  |  |  |  | 15 |  | 31.9819 | [19 empty] | 7498.9421 | 0
1 | 1900 | 707 | 0.015 | 15 | 15 | 7 | 1e-11 | 5spot_SharedNeighbor | Water | Porous | Wet | R245fa | MinimizeLCOE_Brownfield | IgnoreSilica | 2019 | 0 | 0 | 0 | 0 |  |  |  |  | 15 |  | 33.7324 | [19 empty] | 10000 | 0
1 | 1900 | 707 | 0.015 | 15 | 15 | 7 | 1.3335e-11 | 5spot_SharedNeighbor | Water | Porous | Wet | R245fa | MinimizeLCOE_Brownfield | IgnoreSilica | 2019 | 0 | 0 | 0 | 0 |  |  |  |  | 15 |  | 31.9826 | [19 empty] | 13335.2143 | 0
1 | 1900 | 707 | 0.015 | 15 | 15 | 7 | 1.7783e-11 | 5spot_SharedNeighbor | Water | Porous | Wet | R245fa | MinimizeLCOE_Brownfield | IgnoreSilica | 2019 | 0 | 0 | 0 | 0 |  |  |  |  | 15 |  | 30.7665 | [19 empty] | 17782.7941 | 0
1 | 1900 | 707 | 0.015 | 15 | 15 | 7 | 2.3714e-11 | 5spot_SharedNeighbor | Water | Porous | Wet | R245fa | MinimizeLCOE_Brownfield | IgnoreSilica | 2019 | 0 | 0 | 0 | 0 |  |  |  |  | 15 |  | 29.1268 | [19 empty] | 23713.7371 | 0
1 | 1900 | 707 | 0.015 | 15 | 15 | 7 | 3.1623e-11 | 5spot_SharedNeighbor | Water | Porous | Wet | R245fa | MinimizeLCOE_Brownfield | IgnoreSilica | 2019 | 0 | 0 | 0 | 0 |  |  |  |  | 15 |  | 29.166 | [19 empty] | 31622.7766 | 0
1 | 1900 | 707 | 0.015 | 15 | 15 | 7 | 4.217e-11 | 5spot_SharedNeighbor | Water | Porous | Wet | R245fa | MinimizeLCOE_Brownfield | IgnoreSilica | 2019 | 0 | 0 | 0 | 0 |  |  |  |  | 15 |  | 28.3517 | [19 empty] | 42169.6503 | 0
1 | 1900 | 707 | 0.015 | 15 | 15 | 7 | 5.6234e-11 | 5spot_SharedNeighbor | Water | Porous | Wet | R245fa | MinimizeLCOE_Brownfield | IgnoreSilica | 2019 | 0 | 0 | 0 | 0 |  |  |  |  | 15 |  | 27.1839 | [19 empty] | 56234.1325 | 0
1 | 1900 | 707 | 0.015 | 15 | 15 | 7 | 7.4989e-11 | 5spot_SharedNeighbor | Water | Porous | Wet | R245fa | MinimizeLCOE_Brownfield | IgnoreSilica | 2019 | 0 | 0 | 0 | 0 |  |  |  |  | 15 |  | 29.2958 | [19 empty] | 74989.4209 | 0
1 | 1900 | 707 | 0.015 | 15 | 15 | 7 | 1e-10 | 5spot_SharedNeighbor | Water | Porous | Wet | R245fa | MinimizeLCOE_Brownfield | IgnoreSilica | 2019 | 0 | 0 | 0 | 0 |  |  |  |  | 15 |  | 27.0165 | [19 empty] | 100000 | 0
1 | 1900 | 707 | 0.015 | 15 | 15 | 7 | 1.3335e-10 | 5spot_SharedNeighbor | Water | Porous | Wet | R245fa | MinimizeLCOE_Brownfield | IgnoreSilica | 2019 | 0 | 0 | 0 | 0 |  |  |  |  | 15 |  | 26.7553 | [19 empty] | 133352.1432 | 0
1 | 1900 | 707 | 0.015 | 15 | 15 | 7 | 1.7783e-10 | 5spot_SharedNeighbor | Water | Porous | Wet | R245fa | MinimizeLCOE_Brownfield | IgnoreSilica | 2019 | 0 | 0 | 0 | 0 |  |  |  |  | 15 |  | 27.7233 | [19 empty] | 177827.941 | 0
1 | 1900 | 707 | 0.015 | 15 | 15 | 7 | 2.3714e-10 | 5spot_SharedNeighbor | Water | Porous | Wet | R245fa | MinimizeLCOE_Brownfield | IgnoreSilica | 2019 | 0 | 0 | 0 | 0 |  |  |  |  | 15 |  | 26.9607 | [19 empty] | 237137.3706 | 0
1 | 1900 | 707 | 0.015 | 15 | 15 | 7 | 3.1623e-10 | 5spot_SharedNeighbor | Water | Porous | Wet | R245fa | MinimizeLCOE_Brownfield | IgnoreSilica | 2019 | 0 | 0 | 0 | 0 |  |  |  |  | 15 |  | 28.5273 | [19 empty] | 316227.766 | 0
1 | 1900 | 707 | 0.015 | 15 | 15 | 7 | 4.217e-10 | 5spot_SharedNeighbor | Water | Porous | Wet | R245fa | MinimizeLCOE_Brownfield | IgnoreSilica | 2019 | 0 | 0 | 0 | 0 |  |  |  |  | 15 |  | 27.0202 | [19 empty] | 421696.5034 | 0
1 | 1900 | 707 | 0.015 | 15 | 15 | 7 | 5.6234e-10 | 5spot_SharedNeighbor | Water | Porous | Wet | R245fa | MinimizeLCOE_Brownfield | IgnoreSilica | 2019 | 0 | 0 | 0 | 0 |  |  |  |  | 15 |  | 26.5535 | [19 empty] | 562341.3252 | 0
1 | 1900 | 707 | 0.015 | 15 | 15 | 7 | 7.4989e-10 | 5spot_SharedNeighbor | Water | Porous | Wet | R245fa | MinimizeLCOE_Brownfield | IgnoreSilica | 2019 | 0 | 0 | 0 | 0 |  |  |  |  | 15 |  | 26.4836 | [19 empty] | 749894.2093 | 0
1 | 1900 | 707 | 0.015 | 15 | 15 | 7 | 1e-09 | 5spot_SharedNeighbor | Water | Porous | Wet | R245fa | MinimizeLCOE_Brownfield | IgnoreSilica | 2019 | 0 | 0 | 0 | 0 |  |  |  |  | 15 |  | 25.976 | [19 empty] | 1000000 | 0
1 | 1900 | 707 | 0.015 | 15 | 15 | 7 | 1.3335e-09 | 5spot_SharedNeighbor | Water | Porous | Wet | R245fa | MinimizeLCOE_Brownfield | IgnoreSilica | 2019 | 0 | 0 | 0 | 0 |  |  |  |  | 15 |  | 25.468 | [19 empty] | 1333521.4322 | 0
1 | 1900 | 707 | 0.015 | 15 | 15 | 7 | 1.7783e-09 | 5spot_SharedNeighbor | Water | Porous | Wet | R245fa | MinimizeLCOE_Brownfield | IgnoreSilica | 2019 | 0 | 0 | 0 | 0 |  |  |  |  | 15 |  | 25.0787 | [19 empty] | 1778279.41 | 0
1 | 1900 | 707 | 0.015 | 15 | 15 | 7 | 2.3714e-09 | 5spot_SharedNeighbor | Water | Porous | Wet | R245fa | MinimizeLCOE_Brownfield | IgnoreSilica | 2019 | 0 | 0 | 0 | 0 |  |  |  |  | 15 |  | 23.4415 | [19 empty] | 2371373.7057 | 0
1 | 1900 | 707 | 0.015 | 15 | 15 | 7 | 3.1623e-09 | 5spot_SharedNeighbor | Water | Porous | Wet | R245fa | MinimizeLCOE_Brownfield | IgnoreSilica | 2019 | 0 | 0 | 0 | 0 |  |  |  |  | 15 |  | 24.9666 | [19 empty] | 3162277.6602 | 0
1 | 1900 | 707 | 0.015 | 15 | 15 | 7 | 4.217e-09 | 5spot_SharedNeighbor | Water | Porous | Wet | R245fa | MinimizeLCOE_Brownfield | IgnoreSilica | 2019 | 0 | 0 | 0 | 0 |  |  |  |  | 15 |  | 25.3554 | [19 empty] | 4216965.0343 | 0
1 | 1900 | 707 | 0.015 | 15 | 15 | 7 | 5.6234e-09 | 5spot_SharedNeighbor | Water | Porous | Wet | R245fa | MinimizeLCOE_Brownfield | IgnoreSilica | 2019 | 0 | 0 | 0 | 0 |  |  |  |  | 15 |  | 25.4123 | [19 empty] | 5623413.2519 | 0
1 | 1900 | 707 | 0.015 | 15 | 15 | 7 | 7.4989e-09 | 5spot_SharedNeighbor | Water | Porous | Wet | R245fa | MinimizeLCOE_Brownfield | IgnoreSilica | 2019 | 0 | 0 | 0 | 0 |  |  |  |  | 15 |  | 25.3213 | [19 empty] | 7498942.0933 | 0
1 | 1900 | 707 | 0.015 | 15 | 15 | 7 | 1e-08 | 5spot_SharedNeighbor | Water | Porous | Wet | R245fa | MinimizeLCOE_Brownfield | IgnoreSilica | 2019 | 0 | 0 | 0 | 0 |  |  |  |  | 15 |  | 24.4361 | [19 empty] | 10000000 | 0
1 | 2000 | 707 | 0.015 | 15 | 15 | 7 | 1e-13 | 5spot_SharedNeighbor | Water | Porous | Wet | R245fa | MinimizeLCOE_Brownfield | IgnoreSilica | 2019 | 0 | 0 | 0 | 0 |  |  |  |  | 15 |  | 13.9391 | [19 empty] | 100 | 0
1 | 2000 | 707 | 0.015 | 15 | 15 | 7 | 1.3335e-13 | 5spot_SharedNeighbor | Water | Porous | Wet | R245fa | MinimizeLCOE_Brownfield | IgnoreSilica | 2019 | 0 | 0 | 0 | 0 |  |  |  |  | 15 |  | 16.8166 | [19 empty] | 133.3521 | 0
1 | 2000 | 707 | 0.015 | 15 | 15 | 7 | 1.7783e-13 | 5spot_SharedNeighbor | Water | Porous | Wet | R245fa | MinimizeLCOE_Brownfield | IgnoreSilica | 2019 | 0 | 0 | 0 | 0 |  |  |  |  | 15 |  | 18.6667 | [19 empty] | 177.8279 | 0
1 | 2000 | 707 | 0.015 | 15 | 15 | 7 | 2.3714e-13 | 5spot_SharedNeighbor | Water | Porous | Wet | R245fa | MinimizeLCOE_Brownfield | IgnoreSilica | 2019 | 0 | 0 | 0 | 0 |  |  |  |  | 15 |  | 20.1489 | [19 empty] | 237.1374 | 0
1 | 2000 | 707 | 0.015 | 15 | 15 | 7 | 3.1623e-13 | 5spot_SharedNeighbor | Water | Porous | Wet | R245fa | MinimizeLCOE_Brownfield | IgnoreSilica | 2019 | 0 | 0 | 0 | 0 |  |  |  |  | 15 |  | 20.3322 | [19 empty] | 316.2278 | 0
1 | 2000 | 707 | 0.015 | 15 | 15 | 7 | 4.217e-13 | 5spot_SharedNeighbor | Water | Porous | Wet | R245fa | MinimizeLCOE_Brownfield | IgnoreSilica | 2019 | 0 | 0 | 0 | 0 |  |  |  |  | 15 |  | 19.913 | [19 empty] | 421.6965 | 0
1 | 2000 | 707 | 0.015 | 15 | 15 | 7 | 5.6234e-13 | 5spot_SharedNeighbor | Water | Porous | Wet | R245fa | MinimizeLCOE_Brownfield | IgnoreSilica | 2019 | 0 | 0 | 0 | 0 |  |  |  |  | 15 |  | 21.3335 | [19 empty] | 562.3413 | 0
1 | 2000 | 707 | 0.015 | 15 | 15 | 7 | 7.4989e-13 | 5spot_SharedNeighbor | Water | Porous | Wet | R245fa | MinimizeLCOE_Brownfield | IgnoreSilica | 2019 | 0 | 0 | 0 | 0 |  |  |  |  | 15 |  | 23.1059 | [19 empty] | 749.8942 | 0
1 | 2000 | 707 | 0.015 | 15 | 15 | 7 | 1e-12 | 5spot_SharedNeighbor | Water | Porous | Wet | R245fa | MinimizeLCOE_Brownfield | IgnoreSilica | 2019 | 0 | 0 | 0 | 0 |  |  |  |  | 15 |  | 24.3978 | [19 empty] | 1000 | 0
1 | 2000 | 707 | 0.015 | 15 | 15 | 7 | 1.3335e-12 | 5spot_SharedNeighbor | Water | Porous | Wet | R245fa | MinimizeLCOE_Brownfield | IgnoreSilica | 2019 | 0 | 0 | 0 | 0 |  |  |  |  | 15 |  | 24.2069 | [19 empty] | 1333.5214 | 0
1 | 2000 | 707 | 0.015 | 15 | 15 | 7 | 1.7783e-12 | 5spot_SharedNeighbor | Water | Porous | Wet | R245fa | MinimizeLCOE_Brownfield | IgnoreSilica | 2019 | 0 | 0 | 0 | 0 |  |  |  |  | 15 |  | 27.1492 | [19 empty] | 1778.2794 | 0
1 | 2000 | 707 | 0.015 | 15 | 15 | 7 | 2.3714e-12 | 5spot_SharedNeighbor | Water | Porous | Wet | R245fa | MinimizeLCOE_Brownfield | IgnoreSilica | 2019 | 0 | 0 | 0 | 0 |  |  |  |  | 15 |  | 27.323 | [19 empty] | 2371.3737 | 0
1 | 2000 | 707 | 0.015 | 15 | 15 | 7 | 3.1623e-12 | 5spot_SharedNeighbor | Water | Porous | Wet | R245fa | MinimizeLCOE_Brownfield | IgnoreSilica | 2019 | 0 | 0 | 0 | 0 |  |  |  |  | 15 |  | 31.3286 | [19 empty] | 3162.2777 | 0
1 | 2000 | 707 | 0.015 | 15 | 15 | 7 | 4.217e-12 | 5spot_SharedNeighbor | Water | Porous | Wet | R245fa | MinimizeLCOE_Brownfield | IgnoreSilica | 2019 | 0 | 0 | 0 | 0 |  |  |  |  | 15 |  | 34.4172 | [19 empty] | 4216.965 | 0
1 | 2000 | 707 | 0.015 | 15 | 15 | 7 | 5.6234e-12 | 5spot_SharedNeighbor | Water | Porous | Wet | R245fa | MinimizeLCOE_Brownfield | IgnoreSilica | 2019 | 0 | 0 | 0 | 0 |  |  |  |  | 15 |  | 35.2672 | [19 empty] | 5623.4133 | 0
1 | 2000 | 707 | 0.015 | 15 | 15 | 7 | 7.4989e-12 | 5spot_SharedNeighbor | Water | Porous | Wet | R245fa | MinimizeLCOE_Brownfield | IgnoreSilica | 2019 | 0 | 0 | 0 | 0 |  |  |  |  | 15 |  | 33.6877 | [19 empty] | 7498.9421 | 0
1 | 2000 | 707 | 0.015 | 15 | 15 | 7 | 1e-11 | 5spot_SharedNeighbor | Water | Porous | Wet | R245fa | MinimizeLCOE_Brownfield | IgnoreSilica | 2019 | 0 | 0 | 0 | 0 |  |  |  |  | 15 |  | 31.8058 | [19 empty] | 10000 | 0
1 | 2000 | 707 | 0.015 | 15 | 15 | 7 | 1.3335e-11 | 5spot_SharedNeighbor | Water | Porous | Wet | R245fa | MinimizeLCOE_Brownfield | IgnoreSilica | 2019 | 0 | 0 | 0 | 0 |  |  |  |  | 15 |  | 31.2533 | [19 empty] | 13335.2143 | 0
1 | 2000 | 707 | 0.015 | 15 | 15 | 7 | 1.7783e-11 | 5spot_SharedNeighbor | Water | Porous | Wet | R245fa | MinimizeLCOE_Brownfield | IgnoreSilica | 2019 | 0 | 0 | 0 | 0 |  |  |  |  | 15 |  | 33.0647 | [19 empty] | 17782.7941 | 0
1 | 2000 | 707 | 0.015 | 15 | 15 | 7 | 2.3714e-11 | 5spot_SharedNeighbor | Water | Porous | Wet | R245fa | MinimizeLCOE_Brownfield | IgnoreSilica | 2019 | 0 | 0 | 0 | 0 |  |  |  |  | 15 |  | 29.4009 | [19 empty] | 23713.7371 | 0
1 | 2000 | 707 | 0.015 | 15 | 15 | 7 | 3.1623e-11 | 5spot_SharedNeighbor | Water | Porous | Wet | R245fa | MinimizeLCOE_Brownfield | IgnoreSilica | 2019 | 0 | 0 | 0 | 0 |  |  |  |  | 15 |  | 29.0247 | [19 empty] | 31622.7766 | 0
1 | 2000 | 707 | 0.015 | 15 | 15 | 7 | 4.217e-11 | 5spot_SharedNeighbor | Water | Porous | Wet | R245fa | MinimizeLCOE_Brownfield | IgnoreSilica | 2019 | 0 | 0 | 0 | 0 |  |  |  |  | 15 |  | 29.6149 | [19 empty] | 42169.6503 | 0
1 | 2000 | 707 | 0.015 | 15 | 15 | 7 | 5.6234e-11 | 5spot_SharedNeighbor | Water | Porous | Wet | R245fa | MinimizeLCOE_Brownfield | IgnoreSilica | 2019 | 0 | 0 | 0 | 0 |  |  |  |  | 15 |  | 28.6871 | [19 empty] | 56234.1325 | 0
1 | 2000 | 707 | 0.015 | 15 | 15 | 7 | 7.4989e-11 | 5spot_SharedNeighbor | Water | Porous | Wet | R245fa | MinimizeLCOE_Brownfield | IgnoreSilica | 2019 | 0 | 0 | 0 | 0 |  |  |  |  | 15 |  | 27.6084 | [19 empty] | 74989.4209 | 0
1 | 2000 | 707 | 0.015 | 15 | 15 | 7 | 1e-10 | 5spot_SharedNeighbor | Water | Porous | Wet | R245fa | MinimizeLCOE_Brownfield | IgnoreSilica | 2019 | 0 | 0 | 0 | 0 |  |  |  |  | 15 |  | 28.2641 | [19 empty] | 100000 | 0
1 | 2000 | 707 | 0.015 | 15 | 15 | 7 | 1.3335e-10 | 5spot_SharedNeighbor | Water | Porous | Wet | R245fa | MinimizeLCOE_Brownfield | IgnoreSilica | 2019 | 0 | 0 | 0 | 0 |  |  |  |  | 15 |  | 27.3489 | [19 empty] | 133352.1432 | 0
1 | 2000 | 707 | 0.015 | 15 | 15 | 7 | 1.7783e-10 | 5spot_SharedNeighbor | Water | Porous | Wet | R245fa | MinimizeLCOE_Brownfield | IgnoreSilica | 2019 | 0 | 0 | 0 | 0 |  |  |  |  | 15 |  | 27.559 | [19 empty] | 177827.941 | 0
1 | 2000 | 707 | 0.015 | 15 | 15 | 7 | 2.3714e-10 | 5spot_SharedNeighbor | Water | Porous | Wet | R245fa | MinimizeLCOE_Brownfield | IgnoreSilica | 2019 | 0 | 0 | 0 | 0 |  |  |  |  | 15 |  | 28.0731 | [19 empty] | 237137.3706 | 0
1 | 2000 | 707 | 0.015 | 15 | 15 | 7 | 3.1623e-10 | 5spot_SharedNeighbor | Water | Porous | Wet | R245fa | MinimizeLCOE_Brownfield | IgnoreSilica | 2019 | 0 | 0 | 0 | 0 |  |  |  |  | 15 |  | 26.8735 | [19 empty] | 316227.766 | 0
1 | 2000 | 707 | 0.015 | 15 | 15 | 7 | 4.217e-10 | 5spot_SharedNeighbor | Water | Porous | Wet | R245fa | MinimizeLCOE_Brownfield | IgnoreSilica | 2019 | 0 | 0 | 0 | 0 |  |  |  |  | 15 |  | 27.4197 | [19 empty] | 421696.5034 | 0
1 | 2000 | 707 | 0.015 | 15 | 15 | 7 | 5.6234e-10 | 5spot_SharedNeighbor | Water | Porous | Wet | R245fa | MinimizeLCOE_Brownfield | IgnoreSilica | 2019 | 0 | 0 | 0 | 0 |  |  |  |  | 15 |  | 27.3063 | [19 empty] | 562341.3252 | 0
1 | 2000 | 707 | 0.015 | 15 | 15 | 7 | 7.4989e-10 | 5spot_SharedNeighbor | Water | Porous | Wet | R245fa | MinimizeLCOE_Brownfield | IgnoreSilica | 2019 | 0 | 0 | 0 | 0 |  |  |  |  | 15 |  | 25.7812 | [19 empty] | 749894.2093 | 0
1 | 2000 | 707 | 0.015 | 15 | 15 | 7 | 1e-09 | 5spot_SharedNeighbor | Water | Porous | Wet | R245fa | MinimizeLCOE_Brownfield | IgnoreSilica | 2019 | 9.5 | 0.26723 | 7.4165e-05 | 4 | 26917650.3504 | 63209781.7656 | 548752.7112 | 1288616.8988 | 43.7021 | 0 | 45.9433 | 59594.0123 | 1384.9026 | 126380.6131 | 141854.7367 | 0 | 0 | 0 | 128393.5632 | 334053.7144 | 227998.5242 | 1019660.0665 | 961560.8286 | 6004137.4768 | 6004137.4768 | 1478867.319 | 3283376.0606 | 0 | 7985358.3719 | 18751739.2283 | 1000000 | 0.00029666 | 26917650.3504 | 63209781.7656 | 548752.7112 | 1288616.8988
1 | 2000 | 707 | 0.015 | 15 | 15 | 7 | 1.3335e-09 | 5spot_SharedNeighbor | Water | Porous | Wet | R245fa | MinimizeLCOE_Brownfield | IgnoreSilica | 2019 | 11.7802 | 0.33404 | 0.00015844 | 4 | 12913537.8132 | 29901227.4895 | 263259.9352 | 609576.9668 | 43.8304 | 0 | 70.7995 | 69810.4063 | 1628.8853 | 151062.6895 | 170938.5417 | 0 | 0 | 0 | 153441.8039 | 399224.0985 | 272478.6505 | 1218585.0757 | 961560.8286 | 6004137.4768 | 6004137.4768 | 1478867.319 | 3283376.0606 | 0 | 8184283.3811 | 18950664.2374 | 1333521.4322 | 0.00063378 | 12913537.8132 | 29901227.4895 | 263259.9352 | 609576.9668
1 | 2000 | 707 | 0.015 | 15 | 15 | 7 | 1.7783e-09 | 5spot_SharedNeighbor | Water | Porous | Wet | R245fa | MinimizeLCOE_Brownfield | IgnoreSilica | 2019 | 13.9682 | 0.39816 | 0.00024009 | 4 | 8715912.3098 | 19926629.18 | 177685.6616 | 406231.2886 | 43.9143 | 0 | 60.6788 | 79023.9901 | 1849.1896 | 173830.3906 | 198846.44 | 0 | 0 | 0 | 176884.5041 | 460217.1956 | 314107.6925 | 1404759.4025 | 961560.8286 | 6004137.4768 | 6004137.4768 | 1478867.319 | 3283376.0606 | 0 | 8370457.7079 | 19136838.5643 | 1778279.41 | 0.00096037 | 8715912.3098 | 19926629.18 | 177685.6616 | 406231.2886
1 | 2000 | 707 | 0.015 | 15 | 15 | 7 | 2.3714e-09 | 5spot_SharedNeighbor | Water | Porous | Wet | R245fa | MinimizeLCOE_Brownfield | IgnoreSilica | 2019 | 16.0728 | 0.45985 | 0.00031923 | 4 | 6692785.2493 | 15124378.3791 | 136441.48 | 308330.9105 | 43.9738 | 0 | 61.0452 | 87459.2972 | 2051.0635 | 195049.0509 | 225693.3991 | 0 | 0 | 0 | 198998.5962 | 517753.5271 | 353377.421 | 1580382.355 | 961560.8286 | 6004137.4768 | 6004137.4768 | 1478867.319 | 3283376.0606 | 0 | 8546080.6604 | 19312461.5168 | 2371373.7057 | 0.0012769 | 6692785.2493 | 15124378.3791 | 136441.48 | 308330.9105
1 | 2000 | 707 | 0.015 | 15 | 15 | 7 | 3.1623e-09 | 5spot_SharedNeighbor | Water | Porous | Wet | R245fa | MinimizeLCOE_Brownfield | IgnoreSilica | 2019 | 18.0212 | 0.51698 | 0.00039269 | 4 | 5542667.0638 | 12396940.1793 | 112994.7651 | 252728.3937 | 44.0168 | 0 | 79.6635 | 94961.1228 | 2230.7101 | 214195.3378 | 250553.0413 | 0 | 0 | 0 | 219156.6827 | 570200.7331 | 389173.7168 | 1740471.3444 | 961560.8286 | 6004137.4768 | 6004137.4768 | 1478867.319 | 3283376.0606 | 0 | 8706169.6498 | 19472550.5062 | 3162277.6602 | 0.0015708 | 5542667.0638 | 12396940.1793 | 112994.7651 | 252728.3937
1 | 2000 | 707 | 0.015 | 15 | 15 | 7 | 4.217e-09 | 5spot_SharedNeighbor | Water | Porous | Wet | R245fa | MinimizeLCOE_Brownfield | IgnoreSilica | 2019 | 19.7191 | 0.56679 | 0.00045673 | 4 | 4840984.8501 | 10734232.6033 | 98690.0241 | 218831.8507 | 44.0474 | 0 | 79.4894 | 101292.7423 | 2382.4009 | 230543.2937 | 272222.7942 | 0 | 0 | 0 | 236512.0801 | 615355.9172 | 419993.0578 | 1878302.2862 | 961560.8286 | 6004137.4768 | 6004137.4768 | 1478867.319 | 3283376.0606 | 0 | 8844000.5916 | 19610381.4479 | 4216965.0343 | 0.0018269 | 4840984.8501 | 10734232.6033 | 98690.0241 | 218831.8507
1 | 2000 | 707 | 0.015 | 15 | 15 | 7 | 5.6234e-09 | 5spot_SharedNeighbor | Water | Porous | Wet | R245fa | MinimizeLCOE_Brownfield | IgnoreSilica | 2019 | 21.1418 | 0.60852 | 0.00051054 | 4 | 4386694.604 | 9658711.3338 | 89428.7029 | 196905.8949 | 44.0694 | 0 | 69.8048 | 106467.174 | 2506.4114 | 244021.8468 | 290380.9525 | 0 | 0 | 0 | 250916.79 | 652834.0175 | 445572.6313 | 1992699.8235 | 961560.8286 | 6004137.4768 | 6004137.4768 | 1478867.319 | 3283376.0606 | 0 | 8958398.1289 | 19724778.9853 | 5623413.2519 | 0.0020422 | 4386694.604 | 9658711.3338 | 89428.7029 | 196905.8949
1 | 2000 | 707 | 0.015 | 15 | 15 | 7 | 7.4989e-09 | 5spot_SharedNeighbor | Water | Porous | Wet | R245fa | MinimizeLCOE_Brownfield | IgnoreSilica | 2019 | 22.2795 | 0.64191 | 0.00055368 | 4 | 4085917.3137 | 8947162.3894 | 83296.9511 | 182400.0072 | 44.0851 | 0 | 92.6576 | 110527.436 | 2603.744 | 254669.258 | 304903.6722 | 0 | 0 | 0 | 262354.6029 | 682592.8605 | 465883.6532 | 2083535.2267 | 961560.8286 | 6004137.4768 | 6004137.4768 | 1478867.319 | 3283376.0606 | 0 | 9049233.532 | 19815614.3884 | 7498942.0933 | 0.0022147 | 4085917.3137 | 8947162.3894 | 83296.9511 | 182400.0072
1 | 2000 | 707 | 0.015 | 15 | 15 | 7 | 1e-08 | 5spot_SharedNeighbor | Water | Porous | Wet | R245fa | MinimizeLCOE_Brownfield | IgnoreSilica | 2019 | 23.2029 | 0.669 | 0.00058876 | 4 | 3873655.7546 | 8445322.4014 | 78969.7121 | 172169.3203 | 44.0967 | 0 | 62.874 | 113775.0632 | 2681.6102 | 263229.0321 | 316689.5382 | 0 | 0 | 0 | 271586.345 | 706611.9598 | 482277.182 | 2156850.7305 | 961560.8286 | 6004137.4768 | 6004137.4768 | 1478867.319 | 3283376.0606 | 0 | 9122549.0359 | 19888929.8923 | 10000000 | 0.002355 | 3873655.7546 | 8445322.4014 | 78969.7121 | 172169.3203
1 | 2100 | 707 | 0.015 | 15 | 15 | 7 | 1e-13 | 5spot_SharedNeighbor | Water | Porous | Wet | R245fa | MinimizeLCOE_Brownfield | IgnoreSilica | 2019 | 0 | 0 | 0 | 0 |  |  |  |  | 15 |  | 13.6009 | [19 empty] | 100 | 0
1 | 2100 | 707 | 0.015 | 15 | 15 | 7 | 1.3335e-13 | 5spot_SharedNeighbor | Water | Porous | Wet | R245fa | MinimizeLCOE_Brownfield | IgnoreSilica | 2019 | 0 | 0 | 0 | 0 |  |  |  |  | 15 |  | 16.6907 | [19 empty] | 133.3521 | 0
1 | 2100 | 707 | 0.015 | 15 | 15 | 7 | 1.7783e-13 | 5spot_SharedNeighbor | Water | Porous | Wet | R245fa | MinimizeLCOE_Brownfield | IgnoreSilica | 2019 | 0 | 0 | 0 | 0 |  |  |  |  | 15 |  | 16.9797 | [19 empty] | 177.8279 | 0
1 | 2100 | 707 | 0.015 | 15 | 15 | 7 | 2.3714e-13 | 5spot_SharedNeighbor | Water | Porous | Wet | R245fa | MinimizeLCOE_Brownfield | IgnoreSilica | 2019 | 0 | 0 | 0 | 0 |  |  |  |  | 15 |  | 21.1538 | [19 empty] | 237.1374 | 0
1 | 2100 | 707 | 0.015 | 15 | 15 | 7 | 3.1623e-13 | 5spot_SharedNeighbor | Water | Porous | Wet | R245fa | MinimizeLCOE_Brownfield | IgnoreSilica | 2019 | 0 | 0 | 0 | 0 |  |  |  |  | 15 |  | 21.1285 | [19 empty] | 316.2278 | 0
1 | 2100 | 707 | 0.015 | 15 | 15 | 7 | 4.217e-13 | 5spot_SharedNeighbor | Water | Porous | Wet | R245fa | MinimizeLCOE_Brownfield | IgnoreSilica | 2019 | 0 | 0 | 0 | 0 |  |  |  |  | 15 |  | 22.2376 | [19 empty] | 421.6965 | 0
1 | 2100 | 707 | 0.015 | 15 | 15 | 7 | 5.6234e-13 | 5spot_SharedNeighbor | Water | Porous | Wet | R245fa | MinimizeLCOE_Brownfield | IgnoreSilica | 2019 | 0 | 0 | 0 | 0 |  |  |  |  | 15 |  | 20.9275 | [19 empty] | 562.3413 | 0
1 | 2100 | 707 | 0.015 | 15 | 15 | 7 | 7.4989e-13 | 5spot_SharedNeighbor | Water | Porous | Wet | R245fa | MinimizeLCOE_Brownfield | IgnoreSilica | 2019 | 0 | 0 | 0 | 0 |  |  |  |  | 15 |  | 23.1077 | [19 empty] | 749.8942 | 0
1 | 2100 | 707 | 0.015 | 15 | 15 | 7 | 1e-12 | 5spot_SharedNeighbor | Water | Porous | Wet | R245fa | MinimizeLCOE_Brownfield | IgnoreSilica | 2019 | 0 | 0 | 0 | 0 |  |  |  |  | 15 |  | 23.9803 | [19 empty] | 1000 | 0
1 | 2100 | 707 | 0.015 | 15 | 15 | 7 | 1.3335e-12 | 5spot_SharedNeighbor | Water | Porous | Wet | R245fa | MinimizeLCOE_Brownfield | IgnoreSilica | 2019 | 0 | 0 | 0 | 0 |  |  |  |  | 15 |  | 24.9963 | [19 empty] | 1333.5214 | 0
1 | 2100 | 707 | 0.015 | 15 | 15 | 7 | 1.7783e-12 | 5spot_SharedNeighbor | Water | Porous | Wet | R245fa | MinimizeLCOE_Brownfield | IgnoreSilica | 2019 | 0 | 0 | 0 | 0 |  |  |  |  | 15 |  | 25.3253 | [19 empty] | 1778.2794 | 0
1 | 2100 | 707 | 0.015 | 15 | 15 | 7 | 2.3714e-12 | 5spot_SharedNeighbor | Water | Porous | Wet | R245fa | MinimizeLCOE_Brownfield | IgnoreSilica | 2019 | 0 | 0 | 0 | 0 |  |  |  |  | 15 |  | 27.406 | [19 empty] | 2371.3737 | 0
1 | 2100 | 707 | 0.015 | 15 | 15 | 7 | 3.1623e-12 | 5spot_SharedNeighbor | Water | Porous | Wet | R245fa | MinimizeLCOE_Brownfield | IgnoreSilica | 2019 | 0 | 0 | 0 | 0 |  |  |  |  | 15 |  | 29.0589 | [19 empty] | 3162.2777 | 0
1 | 2100 | 707 | 0.015 | 15 | 15 | 7 | 4.217e-12 | 5spot_SharedNeighbor | Water | Porous | Wet | R245fa | MinimizeLCOE_Brownfield | IgnoreSilica | 2019 | 0 | 0 | 0 | 0 |  |  |  |  | 15 |  | 32.3408 | [19 empty] | 4216.965 | 0
1 | 2100 | 707 | 0.015 | 15 | 15 | 7 | 5.6234e-12 | 5spot_SharedNeighbor | Water | Porous | Wet | R245fa | MinimizeLCOE_Brownfield | IgnoreSilica | 2019 | 0 | 0 | 0 | 0 |  |  |  |  | 15 |  | 31.7712 | [19 empty] | 5623.4133 | 0
1 | 2100 | 707 | 0.015 | 15 | 15 | 7 | 7.4989e-12 | 5spot_SharedNeighbor | Water | Porous | Wet | R245fa | MinimizeLCOE_Brownfield | IgnoreSilica | 2019 | 0 | 0 | 0 | 0 |  |  |  |  | 15 |  | 30.8749 | [19 empty] | 7498.9421 | 0
1 | 2100 | 707 | 0.015 | 15 | 15 | 7 | 1e-11 | 5spot_SharedNeighbor | Water | Porous | Wet | R245fa | MinimizeLCOE_Brownfield | IgnoreSilica | 2019 | 0 | 0 | 0 | 0 |  |  |  |  | 15 |  | 31.4195 | [19 empty] | 10000 | 0
1 | 2100 | 707 | 0.015 | 15 | 15 | 7 | 1.3335e-11 | 5spot_SharedNeighbor | Water | Porous | Wet | R245fa | MinimizeLCOE_Brownfield | IgnoreSilica | 2019 | 0 | 0 | 0 | 0 |  |  |  |  | 15 |  | 29.6924 | [19 empty] | 13335.2143 | 0
1 | 2100 | 707 | 0.015 | 15 | 15 | 7 | 1.7783e-11 | 5spot_SharedNeighbor | Water | Porous | Wet | R245fa | MinimizeLCOE_Brownfield | IgnoreSilica | 2019 | 0 | 0 | 0 | 0 |  |  |  |  | 15 |  | 28.775 | [19 empty] | 17782.7941 | 0
1 | 2100 | 707 | 0.015 | 15 | 15 | 7 | 2.3714e-11 | 5spot_SharedNeighbor | Water | Porous | Wet | R245fa | MinimizeLCOE_Brownfield | IgnoreSilica | 2019 | 0 | 0 | 0 | 0 |  |  |  |  | 15 |  | 27.7951 | [19 empty] | 23713.7371 | 0
1 | 2100 | 707 | 0.015 | 15 | 15 | 7 | 3.1623e-11 | 5spot_SharedNeighbor | Water | Porous | Wet | R245fa | MinimizeLCOE_Brownfield | IgnoreSilica | 2019 | 0 | 0 | 0 | 0 |  |  |  |  | 15 |  | 27.9704 | [19 empty] | 31622.7766 | 0
1 | 2100 | 707 | 0.015 | 15 | 15 | 7 | 4.217e-11 | 5spot_SharedNeighbor | Water | Porous | Wet | R245fa | MinimizeLCOE_Brownfield | IgnoreSilica | 2019 | 0 | 0 | 0 | 0 |  |  |  |  | 15 |  | 26.7726 | [19 empty] | 42169.6503 | 0
1 | 2100 | 707 | 0.015 | 15 | 15 | 7 | 5.6234e-11 | 5spot_SharedNeighbor | Water | Porous | Wet | R245fa | MinimizeLCOE_Brownfield | IgnoreSilica | 2019 | 0 | 0 | 0 | 0 |  |  |  |  | 15 |  | 25.8925 | [19 empty] | 56234.1325 | 0
1 | 2100 | 707 | 0.015 | 15 | 15 | 7 | 7.4989e-11 | 5spot_SharedNeighbor | Water | Porous | Wet | R245fa | MinimizeLCOE_Brownfield | IgnoreSilica | 2019 | 0 | 0 | 0 | 0 |  |  |  |  | 15 |  | 27.8578 | [19 empty] | 74989.4209 | 0
1 | 2100 | 707 | 0.015 | 15 | 15 | 7 | 1e-10 | 5spot_SharedNeighbor | Water | Porous | Wet | R245fa | MinimizeLCOE_Brownfield | IgnoreSilica | 2019 | 0 | 0 | 0 | 0 |  |  |  |  | 15 |  | 27.3644 | [19 empty] | 100000 | 0
1 | 2100 | 707 | 0.015 | 15 | 15 | 7 | 1.3335e-10 | 5spot_SharedNeighbor | Water | Porous | Wet | R245fa | MinimizeLCOE_Brownfield | IgnoreSilica | 2019 | 0 | 0 | 0 | 0 |  |  |  |  | 15 |  | 26.5063 | [19 empty] | 133352.1432 | 0
1 | 2100 | 707 | 0.015 | 15 | 15 | 7 | 1.7783e-10 | 5spot_SharedNeighbor | Water | Porous | Wet | R245fa | MinimizeLCOE_Brownfield | IgnoreSilica | 2019 | 0 | 0 | 0 | 0 |  |  |  |  | 15 |  | 25.496 | [19 empty] | 177827.941 | 0
1 | 2100 | 707 | 0.015 | 15 | 15 | 7 | 2.3714e-10 | 5spot_SharedNeighbor | Water | Porous | Wet | R245fa | MinimizeLCOE_Brownfield | IgnoreSilica | 2019 | 3.7 | 0.1059 | 3.9687e-06 | 4 | 492826664.0503 | 1199552597.2093 | 10046938.1441 | 24454502.2091 | 43.9808 | 0 | 28.5048 | 31969.2221 | 734.0559 | 60253.0525 | 70503.5105 | 0 | 9091.014 | 0 | 67294.8334 | 175087.3525 | 119500.7158 | 534433.7566 | 961560.8286 | 6327463.8043 | 6327463.8043 | 1478867.319 | 3412706.5916 | 0 | 7823458.3896 | 19042496.1045 | 237137.3706 | 1.5875e-05 | 492826664.0503 | 1199552597.2093 | 10046938.1441 | 24454502.2091
1 | 2100 | 707 | 0.015 | 15 | 15 | 7 | 3.1623e-10 | 5spot_SharedNeighbor | Water | Porous | Wet | R245fa | MinimizeLCOE_Brownfield | IgnoreSilica | 2019 | 3.7 | 0.1059 | 7.4649e-05 | 4 | 26106650.1662 | 63679477.3713 | 532219.3755 | 1298192.2791 | 43.9808 | 0 | 27.9551 | 31969.185 | 734.0549 | 60253.0102 | 70503.4818 | 0 | 0 | 0 | 63749.2954 | 165862.59 | 113204.6258 | 506276.2431 | 961560.8286 | 6327463.8043 | 6327463.8043 | 1478867.319 | 3412706.5916 | 0 | 7795300.876 | 19014338.5909 | 316227.766 | 0.00029859 | 26106650.1662 | 63679477.3713 | 532219.3755 | 1298192.2791
1 | 2100 | 707 | 0.015 | 15 | 15 | 7 | 4.217e-10 | 5spot_SharedNeighbor | Water | Porous | Wet | R245fa | MinimizeLCOE_Brownfield | IgnoreSilica | 2019 | 5.9265 | 0.17686 | 0.00027286 | 4 | 7377140.7807 | 17656361.8485 | 150392.9931 | 359948.8183 | 44.6512 | 0 | 66.7108 | 46525.069 | 1083.369 | 90750.2889 | 100606.068 | 0 | 7253.0584 | 0 | 96024.9629 | 249837.2559 | 170519.0608 | 762599.1331 | 961560.8286 | 6327463.8043 | 6327463.8043 | 1478867.319 | 3412706.5916 | 0 | 8051623.7661 | 19270661.481 | 421696.5034 | 0.0010914 | 7377140.7807 | 17656361.8485 | 150392.9931 | 359948.8183
1 | 2100 | 707 | 0.015 | 15 | 15 | 7 | 5.6234e-10 | 5spot_SharedNeighbor | Water | Porous | Wet | R245fa | MinimizeLCOE_Brownfield | IgnoreSilica | 2019 | 7.507 | 0.22718 | 0.00043331 | 4 | 4736690.3455 | 11209602.3201 | 96563.8395 | 228522.9054 | 44.8809 | 0 | 78.9457 | 55690.205 | 1304.0444 | 110849.5461 | 121946.6326 | 0 | 7487.0313 | 0 | 115938.2092 | 301647.438 | 205880.5747 | 920743.6813 | 961560.8286 | 6327463.8043 | 6327463.8043 | 1478867.319 | 3412706.5916 | 0 | 8209768.3142 | 19428806.0291 | 562341.3252 | 0.0017332 | 4736690.3455 | 11209602.3201 | 96563.8395 | 228522.9054
1 | 2100 | 707 | 0.015 | 15 | 15 | 7 | 7.4989e-10 | 5spot_SharedNeighbor | Water | Porous | Wet | R245fa | MinimizeLCOE_Brownfield | IgnoreSilica | 2019 | 9.6756 | 0.29671 | 0.00064309 | 4 | 3274706.9146 | 7636072.8747 | 66759.3298 | 155671.6741 | 45.0978 | 0 | 68.6272 | 67402.405 | 1586.8248 | 137218.4146 | 151365.5003 | 0 | 8792.1589 | 0 | 142882.4684 | 371750.8735 | 253727.6099 | 1134726.2553 | 961560.8286 | 6327463.8043 | 6327463.8043 | 1478867.319 | 3412706.5916 | 0 | 8423750.8882 | 19642788.6032 | 749894.2093 | 0.0025724 | 3274706.9146 | 7636072.8747 | 66759.3298 | 155671.6741
1 | 2100 | 707 | 0.015 | 15 | 15 | 7 | 1e-09 | 5spot_SharedNeighbor | Water | Porous | Wet | R245fa | MinimizeLCOE_Brownfield | IgnoreSilica | 2019 | 11.6144 | 0.3588 | 0.00087083 | 4 | 2469863.3553 | 5690657.3933 | 50351.5052 | 116011.7481 | 45.2169 | 0 | 74.9697 | 77120.1426 | 1821.6837 | 159727.2966 | 177642.5736 | 0 | 8027.3202 | 0 | 165492.2165 | 430576.8001 | 293877.5135 | 1314285.5467 | 961560.8286 | 6327463.8043 | 6327463.8043 | 1478867.319 | 3412706.5916 | 0 | 8603310.1796 | 19822347.8945 | 1000000 | 0.0034833 | 2469863.3553 | 5690657.3933 | 50351.5052 | 116011.7481
1 | 2100 | 707 | 0.015 | 15 | 15 | 7 | 1.3335e-09 | 5spot_SharedNeighbor | Water | Porous | Wet | R245fa | MinimizeLCOE_Brownfield | IgnoreSilica | 2019 | 13.432 | 0.41702 | 0.0011131 | 4 | 1964273.227 | 4484154.3289 | 40044.3666 | 91415.5513 | 45.2977 | 0 | 62.7676 | 85762.4242 | 2030.7509 | 180130.3266 | 202277.1346 | 0 | 0 | 0 | 183378.2482 | 477112.5857 | 325639.1434 | 1456330.6136 | 961560.8286 | 6327463.8043 | 6327463.8043 | 1478867.319 | 3412706.5916 | 0 | 8745355.2465 | 19964392.9615 | 1333521.4322 | 0.0044522 | 1964273.227 | 4484154.3289 | 40044.3666 | 91415.5513
1 | 2100 | 707 | 0.015 | 15 | 15 | 7 | 1.7783e-09 | 5spot_SharedNeighbor | Water | Porous | Wet | R245fa | MinimizeLCOE_Brownfield | IgnoreSilica | 2019 | 15.7578 | 0.49154 | 0.0013667 | 4 | 1638087.4815 | 3690371.3711 | 33394.629 | 75233.212 | 45.3744 | 0 | 58.9032 | 96294.6978 | 2285.7398 | 205434.4038 | 233804.3529 | 0 | 0 | 0 | 209749.4858 | 545725.1365 | 372468.6192 | 1665762.4359 | 961560.8286 | 6327463.8043 | 6327463.8043 | 1478867.319 | 3412706.5916 | 0 | 8954787.0688 | 20173824.7838 | 1778279.41 | 0.0054666 | 1638087.4815 | 3690371.3711 | 33394.629 | 75233.212
1 | 2100 | 707 | 0.015 | 15 | 15 | 7 | 2.3714e-09 | 5spot_SharedNeighbor | Water | Porous | Wet | R245fa | MinimizeLCOE_Brownfield | IgnoreSilica | 2019 | 17.9673 | 0.56234 | 0.0016082 | 4 | 1422421.3228 | 3166458.3853 | 28997.9826 | 64552.5371 | 45.4292 | 0 | 74.9321 | 105850.6296 | 2517.2437 | 228771.2303 | 263755.8542 | 0 | 0 | 0 | 234349.0336 | 609728.1137 | 416151.9663 | 1861124.0713 | 961560.8286 | 6327463.8043 | 6327463.8043 | 1478867.319 | 3412706.5916 | 0 | 9150148.7043 | 20369186.4192 | 2371373.7057 | 0.0064328 | 1422421.3228 | 3166458.3853 | 28997.9826 | 64552.5371
1 | 2100 | 707 | 0.015 | 15 | 15 | 7 | 3.1623e-09 | 5spot_SharedNeighbor | Water | Porous | Wet | R245fa | MinimizeLCOE_Brownfield | IgnoreSilica | 2019 | 19.936 | 0.62543 | 0.0018238 | 4 | 1277761.0351 | 2815592.2096 | 26048.887 | 57399.6556 | 45.468 | 0 | 82.1797 | 114056.8868 | 2716.144 | 249075.0203 | 290445.2629 | 0 | 0 | 0 | 255954.3925 | 665940.8258 | 454518.2973 | 2032706.8297 | 961560.8286 | 6327463.8043 | 6327463.8043 | 1478867.319 | 3412706.5916 | 0 | 9321731.4627 | 20540769.1776 | 3162277.6602 | 0.0072954 | 1277761.0351 | 2815592.2096 | 26048.887 | 57399.6556
1 | 2100 | 707 | 0.015 | 15 | 15 | 7 | 4.217e-09 | 5spot_SharedNeighbor | Water | Porous | Wet | R245fa | MinimizeLCOE_Brownfield | IgnoreSilica | 2019 | 21.6144 | 0.67923 | 0.002008 | 4 | 1178607.1455 | 2575425.0234 | 24027.5008 | 52503.5226 | 45.4957 | 0 | 79.6052 | 120854.5259 | 2880.9581 | 266065.0778 | 313201.6939 | 0 | 0 | 0 | 274170.8797 | 713336.3888 | 486866.743 | 2177376.2671 | 961560.8286 | 6327463.8043 | 6327463.8043 | 1478867.319 | 3412706.5916 | 0 | 9466400.9001 | 20685438.615 | 4216965.0343 | 0.0080319 | 1178607.1455 | 2575425.0234 | 24027.5008 | 52503.5226
1 | 2100 | 707 | 0.015 | 15 | 15 | 7 | 5.6234e-09 | 5spot_SharedNeighbor | Water | Porous | Wet | R245fa | MinimizeLCOE_Brownfield | IgnoreSilica | 2019 | 23.0176 | 0.72421 | 0.0021621 | 4 | 1108464.9379 | 2405720.9594 | 22597.5571 | 49043.8757 | 45.5158 | 0 | 65.4759 | 126411.9202 | 3015.7338 | 280064.415 | 332227.7201 | 0 | 0 | 0 | 289270.7178 | 752623.0701 | 513680.7102 | 2297294.2873 | 961560.8286 | 6327463.8043 | 6327463.8043 | 1478867.319 | 3412706.5916 | 0 | 9586318.9203 | 20805356.6352 | 5623413.2519 | 0.0086483 | 1108464.9379 | 2405720.9594 | 22597.5571 | 49043.8757
1 | 2100 | 707 | 0.015 | 15 | 15 | 7 | 7.4989e-09 | 5spot_SharedNeighbor | Water | Porous | Wet | R245fa | MinimizeLCOE_Brownfield | IgnoreSilica | 2019 | 24.136 | 0.76006 | 0.002285 | 4 | 1059219.8727 | 2286685.3707 | 21593.6298 | 46617.1743 | 45.5302 | 0 | 74.1684 | 130765.9164 | 3121.3434 | 291098.0389 | 347391.7669 | 0 | 0 | 0 | 301227.0556 | 783731.0085 | 534912.5174 | 2392247.6471 | 961560.8286 | 6327463.8043 | 6327463.8043 | 1478867.319 | 3412706.5916 | 0 | 9681272.2801 | 20900309.995 | 7498942.0933 | 0.00914 | 1059219.8727 | 2286685.3707 | 21593.6298 | 46617.1743
1 | 2100 | 707 | 0.015 | 15 | 15 | 7 | 1e-08 | 5spot_SharedNeighbor | Water | Porous | Wet | R245fa | MinimizeLCOE_Brownfield | IgnoreSilica | 2019 | 25.0197 | 0.7884 | 0.0023822 | 4 | 1023831.6052 | 2201206.5019 | 20872.1921 | 44874.5719 | 45.5408 | 0 | 76.8213 | 134162.5915 | 3203.7426 | 299744.4548 | 359375.7904 | 0 | 0 | 0 | 310629.7659 | 808194.932 | 551609.6479 | 2466920.9252 | 961560.8286 | 6327463.8043 | 6327463.8043 | 1478867.319 | 3412706.5916 | 0 | 9755945.5581 | 20974983.273 | 10000000 | 0.0095289 | 1023831.6052 | 2201206.5019 | 20872.1921 | 44874.5719
1 | 2200 | 707 | 0.015 | 15 | 15 | 7 | 1e-13 | 5spot_SharedNeighbor | Water | Porous | Wet | R245fa | MinimizeLCOE_Brownfield | IgnoreSilica | 2019 | 0 | 0 | 0 | 0 |  |  |  |  | 15 |  | 14.5973 | [19 empty] | 100 | 0
1 | 2200 | 707 | 0.015 | 15 | 15 | 7 | 1.3335e-13 | 5spot_SharedNeighbor | Water | Porous | Wet | R245fa | MinimizeLCOE_Brownfield | IgnoreSilica | 2019 | 0 | 0 | 0 | 0 |  |  |  |  | 15 |  | 17.5401 | [19 empty] | 133.3521 | 0
1 | 2200 | 707 | 0.015 | 15 | 15 | 7 | 1.7783e-13 | 5spot_SharedNeighbor | Water | Porous | Wet | R245fa | MinimizeLCOE_Brownfield | IgnoreSilica | 2019 | 0 | 0 | 0 | 0 |  |  |  |  | 15 |  | 18.2357 | [19 empty] | 177.8279 | 0
1 | 2200 | 707 | 0.015 | 15 | 15 | 7 | 2.3714e-13 | 5spot_SharedNeighbor | Water | Porous | Wet | R245fa | MinimizeLCOE_Brownfield | IgnoreSilica | 2019 | 0 | 0 | 0 | 0 |  |  |  |  | 15 |  | 20.8826 | [19 empty] | 237.1374 | 0
1 | 2200 | 707 | 0.015 | 15 | 15 | 7 | 3.1623e-13 | 5spot_SharedNeighbor | Water | Porous | Wet | R245fa | MinimizeLCOE_Brownfield | IgnoreSilica | 2019 | 0 | 0 | 0 | 0 |  |  |  |  | 15 |  | 21.4256 | [19 empty] | 316.2278 | 0
1 | 2200 | 707 | 0.015 | 15 | 15 | 7 | 4.217e-13 | 5spot_SharedNeighbor | Water | Porous | Wet | R245fa | MinimizeLCOE_Brownfield | IgnoreSilica | 2019 | 0 | 0 | 0 | 0 |  |  |  |  | 15 |  | 22.0294 | [19 empty] | 421.6965 | 0
1 | 2200 | 707 | 0.015 | 15 | 15 | 7 | 5.6234e-13 | 5spot_SharedNeighbor | Water | Porous | Wet | R245fa | MinimizeLCOE_Brownfield | IgnoreSilica | 2019 | 0 | 0 | 0 | 0 |  |  |  |  | 15 |  | 20.6143 | [19 empty] | 562.3413 | 0
1 | 2200 | 707 | 0.015 | 15 | 15 | 7 | 7.4989e-13 | 5spot_SharedNeighbor | Water | Porous | Wet | R245fa | MinimizeLCOE_Brownfield | IgnoreSilica | 2019 | 0 | 0 | 0 | 0 |  |  |  |  | 15 |  | 24.0643 | [19 empty] | 749.8942 | 0
1 | 2200 | 707 | 0.015 | 15 | 15 | 7 | 1e-12 | 5spot_SharedNeighbor | Water | Porous | Wet | R245fa | MinimizeLCOE_Brownfield | IgnoreSilica | 2019 | 0 | 0 | 0 | 0 |  |  |  |  | 15 |  | 23.4959 | [19 empty] | 1000 | 0
1 | 2200 | 707 | 0.015 | 15 | 15 | 7 | 1.3335e-12 | 5spot_SharedNeighbor | Water | Porous | Wet | R245fa | MinimizeLCOE_Brownfield | IgnoreSilica | 2019 | 0 | 0 | 0 | 0 |  |  |  |  | 15 |  | 23.3613 | [19 empty] | 1333.5214 | 0
1 | 2200 | 707 | 0.015 | 15 | 15 | 7 | 1.7783e-12 | 5spot_SharedNeighbor | Water | Porous | Wet | R245fa | MinimizeLCOE_Brownfield | IgnoreSilica | 2019 | 0 | 0 | 0 | 0 |  |  |  |  | 15 |  | 27.2624 | [19 empty] | 1778.2794 | 0
1 | 2200 | 707 | 0.015 | 15 | 15 | 7 | 2.3714e-12 | 5spot_SharedNeighbor | Water | Porous | Wet | R245fa | MinimizeLCOE_Brownfield | IgnoreSilica | 2019 | 0 | 0 | 0 | 0 |  |  |  |  | 15 |  | 30.3688 | [19 empty] | 2371.3737 | 0
1 | 2200 | 707 | 0.015 | 15 | 15 | 7 | 3.1623e-12 | 5spot_SharedNeighbor | Water | Porous | Wet | R245fa | MinimizeLCOE_Brownfield | IgnoreSilica | 2019 | 0 | 0 | 0 | 0 |  |  |  |  | 15 |  | 31.8933 | [19 empty] | 3162.2777 | 0
1 | 2200 | 707 | 0.015 | 15 | 15 | 7 | 4.217e-12 | 5spot_SharedNeighbor | Water | Porous | Wet | R245fa | MinimizeLCOE_Brownfield | IgnoreSilica | 2019 | 0 | 0 | 0 | 0 |  |  |  |  | 15 |  | 33.1191 | [19 empty] | 4216.965 | 0
1 | 2200 | 707 | 0.015 | 15 | 15 | 7 | 5.6234e-12 | 5spot_SharedNeighbor | Water | Porous | Wet | R245fa | MinimizeLCOE_Brownfield | IgnoreSilica | 2019 | 0 | 0 | 0 | 0 |  |  |  |  | 15 |  | 35.3045 | [19 empty] | 5623.4133 | 0
1 | 2200 | 707 | 0.015 | 15 | 15 | 7 | 7.4989e-12 | 5spot_SharedNeighbor | Water | Porous | Wet | R245fa | MinimizeLCOE_Brownfield | IgnoreSilica | 2019 | 0 | 0 | 0 | 0 |  |  |  |  | 15 |  | 33.8526 | [19 empty] | 7498.9421 | 0
1 | 2200 | 707 | 0.015 | 15 | 15 | 7 | 1e-11 | 5spot_SharedNeighbor | Water | Porous | Wet | R245fa | MinimizeLCOE_Brownfield | IgnoreSilica | 2019 | 0 | 0 | 0 | 0 |  |  |  |  | 15 |  | 32.5683 | [19 empty] | 10000 | 0
1 | 2200 | 707 | 0.015 | 15 | 15 | 7 | 1.3335e-11 | 5spot_SharedNeighbor | Water | Porous | Wet | R245fa | MinimizeLCOE_Brownfield | IgnoreSilica | 2019 | 0 | 0 | 0 | 0 |  |  |  |  | 15 |  | 31.6166 | [19 empty] | 13335.2143 | 0
1 | 2200 | 707 | 0.015 | 15 | 15 | 7 | 1.7783e-11 | 5spot_SharedNeighbor | Water | Porous | Wet | R245fa | MinimizeLCOE_Brownfield | IgnoreSilica | 2019 | 0 | 0 | 0 | 0 |  |  |  |  | 15 |  | 30.953 | [19 empty] | 17782.7941 | 0
1 | 2200 | 707 | 0.015 | 15 | 15 | 7 | 2.3714e-11 | 5spot_SharedNeighbor | Water | Porous | Wet | R245fa | MinimizeLCOE_Brownfield | IgnoreSilica | 2019 | 0 | 0 | 0 | 0 |  |  |  |  | 15 |  | 28.9529 | [19 empty] | 23713.7371 | 0
1 | 2200 | 707 | 0.015 | 15 | 15 | 7 | 3.1623e-11 | 5spot_SharedNeighbor | Water | Porous | Wet | R245fa | MinimizeLCOE_Brownfield | IgnoreSilica | 2019 | 0 | 0 | 0 | 0 |  |  |  |  | 15 |  | 29.1914 | [19 empty] | 31622.7766 | 0
1 | 2200 | 707 | 0.015 | 15 | 15 | 7 | 4.217e-11 | 5spot_SharedNeighbor | Water | Porous | Wet | R245fa | MinimizeLCOE_Brownfield | IgnoreSilica | 2019 | 0 | 0 | 0 | 0 |  |  |  |  | 15 |  | 29.5948 | [19 empty] | 42169.6503 | 0
1 | 2200 | 707 | 0.015 | 15 | 15 | 7 | 5.6234e-11 | 5spot_SharedNeighbor | Water | Porous | Wet | R245fa | MinimizeLCOE_Brownfield | IgnoreSilica | 2019 | 0 | 0 | 0 | 0 |  |  |  |  | 15 |  | 28.6804 | [19 empty] | 56234.1325 | 0
1 | 2200 | 707 | 0.015 | 15 | 15 | 7 | 7.4989e-11 | 5spot_SharedNeighbor | Water | Porous | Wet | R245fa | MinimizeLCOE_Brownfield | IgnoreSilica | 2019 | 0 | 0 | 0 | 0 |  |  |  |  | 15 |  | 27.8735 | [19 empty] | 74989.4209 | 0
1 | 2200 | 707 | 0.015 | 15 | 15 | 7 | 1e-10 | 5spot_SharedNeighbor | Water | Porous | Wet | R245fa | MinimizeLCOE_Brownfield | IgnoreSilica | 2019 | 0 | 0 | 0 | 0 |  |  |  |  | 15 |  | 27.9059 | [19 empty] | 100000 | 0
1 | 2200 | 707 | 0.015 | 15 | 15 | 7 | 1.3335e-10 | 5spot_SharedNeighbor | Water | Porous | Wet | R245fa | MinimizeLCOE_Brownfield | IgnoreSilica | 2019 | 3.7 | 0.11457 | 3.2105e-05 | 4 | 63830708.3508 | 154782018.1504 | 1301275.3272 | 3155440.7982 | 45.2546 | 0 | 30.1598 | 35307.1087 | 820.5562 | 64081.5565 | 73075.8105 | 0 | 13616.1758 | 0 | 72891.471 | 189648.6554 | 129439.1042 | 578880.4383 | 961560.8286 | 6656650.2227 | 6656650.2227 | 1478867.319 | 3544381.159 | 0 | 8197091.4897 | 19876990.1904 | 133352.1432 | 0.00012842 | 63830708.3508 | 154782018.1504 | 1301275.3272 | 3155440.7982
1 | 2200 | 707 | 0.015 | 15 | 15 | 7 | 1.7783e-10 | 5spot_SharedNeighbor | Water | Porous | Wet | R245fa | MinimizeLCOE_Brownfield | IgnoreSilica | 2019 | 3.7 | 0.11457 | 0.00017359 | 4 | 11792613.4227 | 28614118.574 | 240408.3753 | 583337.5106 | 45.2546 | 0 | 31.5626 | 35307.1575 | 820.5575 | 64081.6128 | 73075.8479 | 0 | 10719.9634 | 0 | 71762.0043 | 186710.0147 | 127433.4215 | 569910.5796 | 961560.8286 | 6656650.2227 | 6656650.2227 | 1478867.319 | 3544381.159 | 0 | 8188121.6309 | 19868020.3317 | 177827.941 | 0.00069434 | 11792613.4227 | 28614118.574 | 240408.3753 | 583337.5106
1 | 2200 | 707 | 0.015 | 15 | 15 | 7 | 2.3714e-10 | 5spot_SharedNeighbor | Water | Porous | Wet | R245fa | MinimizeLCOE_Brownfield | IgnoreSilica | 2019 | 5.3003 | 0.17008 | 0.00034496 | 4 | 6071744.42 | 14536382.3956 | 123780.7226 | 296343.817 | 45.8428 | 0 | 76.7164 | 47175.4168 | 1108.6103 | 87850.9032 | 95987.9751 | 0 | 13211.3886 | 0 | 95680.3747 | 248940.7082 | 169907.1486 | 759862.5256 | 961560.8286 | 6656650.2227 | 6656650.2227 | 1478867.319 | 3544381.159 | 0 | 8378073.5769 | 20057972.2777 | 237137.3706 | 0.0013798 | 6071744.42 | 14536382.3956 | 123780.7226 | 296343.817
1 | 2200 | 707 | 0.015 | 15 | 15 | 7 | 3.1623e-10 | 5spot_SharedNeighbor | Water | Porous | Wet | R245fa | MinimizeLCOE_Brownfield | IgnoreSilica | 2019 | 6.8445 | 0.22356 | 0.00056385 | 4 | 3790484.767 | 8969141.0257 | 77274.159 | 182848.0715 | 46.15 | 0 | 61.2764 | 57481.349 | 1359.5863 | 109296.605 | 118057.1181 | 0 | 14335.1701 | 0 | 117206.6331 | 304947.6168 | 208133.0145 | 930817.0928 | 961560.8286 | 6656650.2227 | 6656650.2227 | 1478867.319 | 3544381.159 | 0 | 8549028.1441 | 20228926.8448 | 316227.766 | 0.0022554 | 3790484.767 | 8969141.0257 | 77274.159 | 182848.0715
1 | 2200 | 707 | 0.015 | 15 | 15 | 7 | 4.217e-10 | 5spot_SharedNeighbor | Water | Porous | Wet | R245fa | MinimizeLCOE_Brownfield | IgnoreSilica | 2019 | 9.5 | 0.31569 | 0.00085073 | 4 | 2596206.3894 | 6028541.2409 | 52927.1789 | 122899.9674 | 46.4615 | 0 | 61.7571 | 73611.1072 | 1753.5584 | 143996.5912 | 156036.252 | 0 | 17345.4484 | 0 | 153169.7533 | 398516.2787 | 271995.5489 | 1216424.538 | 961560.8286 | 6656650.2227 | 6656650.2227 | 1478867.319 | 3544381.159 | 0 | 8834635.5894 | 20514534.2901 | 421696.5034 | 0.0034029 | 2596206.3894 | 6028541.2409 | 52927.1789 | 122899.9674
1 | 2200 | 707 | 0.015 | 15 | 15 | 7 | 5.6234e-10 | 5spot_SharedNeighbor | Water | Porous | Wet | R245fa | MinimizeLCOE_Brownfield | IgnoreSilica | 2019 | 11.0419 | 0.36917 | 0.0011939 | 4 | 1882098.8245 | 4327875.4259 | 38369.1303 | 88229.5944 | 46.573 | 0 | 74.1651 | 82279.1254 | 1965.5735 | 163184.3236 | 178082.6895 | 0 | 16758.5297 | 0 | 172485.3943 | 448771.6142 | 306295.848 | 1369823.0982 | 961560.8286 | 6656650.2227 | 6656650.2227 | 1478867.319 | 3544381.159 | 0 | 8988034.1495 | 20667932.8502 | 562341.3252 | 0.0047755 | 1882098.8245 | 4327875.4259 | 38369.1303 | 88229.5944
1 | 2200 | 707 | 0.015 | 15 | 15 | 7 | 7.4989e-10 | 5spot_SharedNeighbor | Water | Porous | Wet | R245fa | MinimizeLCOE_Brownfield | IgnoreSilica | 2019 | 13.3855 | 0.45047 | 0.0015875 | 4 | 1452070.9796 | 3291422.6946 | 29602.431 | 67100.1036 | 46.6934 | 0 | 74.3348 | 94736.7653 | 2270.5467 | 191325.2413 | 211589.9796 | 0 | 17455.7522 | 0 | 201777.5312 | 524983.7459 | 358312.1939 | 1602451.7561 | 961560.8286 | 6656650.2227 | 6656650.2227 | 1478867.319 | 3544381.159 | 0 | 9220662.8075 | 20900561.5082 | 749894.2093 | 0.00635 | 1452070.9796 | 3291422.6946 | 29602.431 | 67100.1036
1 | 2200 | 707 | 0.015 | 15 | 15 | 7 | 1e-09 | 5spot_SharedNeighbor | Water | Porous | Wet | R245fa | MinimizeLCOE_Brownfield | IgnoreSilica | 2019 | 15.736 | 0.53202 | 0.0020138 | 4 | 1172838.8603 | 2622809.82 | 23909.9065 | 53469.5258 | 46.7787 | 0 | 89.2006 | 106547.1098 | 2559.9039 | 218548.0467 | 245199.5225 | 0 | 17770.4338 | 0 | 230343.7565 | 599307.2044 | 409039.4815 | 1829315.4591 | 961560.8286 | 6656650.2227 | 6656650.2227 | 1478867.319 | 3544381.159 | 0 | 9447526.5105 | 21127425.2112 | 1000000 | 0.0080553 | 1172838.8603 | 2622809.82 | 23909.9065 | 53469.5258
1 | 2200 | 707 | 0.015 | 15 | 15 | 7 | 1.3335e-09 | 5spot_SharedNeighbor | Water | Porous | Wet | R245fa | MinimizeLCOE_Brownfield | IgnoreSilica | 2019 | 17.9675 | 0.60946 | 0.0024483 | 4 | 986191.8065 | 2178856.837 | 20104.8539 | 44418.9437 | 46.8394 | 0 | 89.3691 | 117251.2718 | 2822.3071 | 243631.3117 | 277110.2911 | 0 | 17727.2285 | 0 | 256831.54 | 668222.9837 | 456075.917 | 2039672.8508 | 961560.8286 | 6656650.2227 | 6656650.2227 | 1478867.319 | 3544381.159 | 0 | 9657883.9022 | 21337782.6029 | 1333521.4322 | 0.0097931 | 986191.8065 | 2178856.837 | 20104.8539 | 44418.9437
1 | 2200 | 707 | 0.015 | 15 | 15 | 7 | 1.7783e-09 | 5spot_SharedNeighbor | Water | Porous | Wet | R245fa | MinimizeLCOE_Brownfield | IgnoreSilica | 2019 | 17.946 | 0.60871 | 0.0029653 | 4 | 811507.8235 | 1796226.146 | 16543.6846 | 36618.4996 | 46.8389 | 0 | 301.4943 | 117150.3545 | 2819.8328 | 243393.0878 | 276803.1967 | 0 | 7894.9957 | 0 | 252743.9723 | 657587.971 | 448817.3023 | 2007210.7131 | 961560.8286 | 6656650.2227 | 6656650.2227 | 1478867.319 | 3544381.159 | 0 | 9625421.7645 | 21305320.4652 | 1778279.41 | 0.011861 | 811507.8235 | 1796226.146 | 16543.6846 | 36618.4996
1 | 2200 | 707 | 0.015 | 15 | 15 | 7 | 2.3714e-09 | 5spot_SharedNeighbor | Water | Porous | Wet | R245fa | MinimizeLCOE_Brownfield | IgnoreSilica | 2019 | 21.6124 | 0.73597 | 0.0034741 | 4 | 718237.7153 | 1558737.662 | 14642.2473 | 31776.9756 | 46.9122 | 0 | 59.2583 | 133880.0402 | 3230.1578 | 283291.7622 | 329238.303 | 0 | 13192.4536 | 0 | 297504.7595 | 774046.3576 | 528302.5441 | 2362686.3778 | 961560.8286 | 6656650.2227 | 6656650.2227 | 1478867.319 | 3544381.159 | 0 | 9980897.4292 | 21660796.1299 | 2371373.7057 | 0.013896 | 718237.7153 | 1558737.662 | 14642.2473 | 31776.9756
1 | 2200 | 707 | 0.015 | 15 | 15 | 7 | 3.1623e-09 | 5spot_SharedNeighbor | Water | Porous | Wet | R245fa | MinimizeLCOE_Brownfield | IgnoreSilica | 2019 | 23.5124 | 0.80193 | 0.0038421 | 4 | 660689.251 | 1420679.6641 | 13469.044 | 28962.4766 | 46.9414 | 0 | 64.5165 | 142197.1166 | 3434.2241 | 303417.79 | 356413.4326 | 0 | 13191.6036 | 0 | 319275.1251 | 830688.3832 | 566961.8904 | 2535579.5656 | 961560.8286 | 6656650.2227 | 6656650.2227 | 1478867.319 | 3544381.159 | 0 | 10153790.617 | 21833689.3177 | 3162277.6602 | 0.015368 | 660689.251 | 1420679.6641 | 13469.044 | 28962.4766
1 | 2200 | 707 | 0.015 | 15 | 15 | 7 | 4.217e-09 | 5spot_SharedNeighbor | Water | Porous | Wet | R245fa | MinimizeLCOE_Brownfield | IgnoreSilica | 2019 | 24.6176 | 0.8403 | 0.0041343 | 4 | 619748.3443 | 1326033.8079 | 12634.4083 | 27032.9928 | 46.9564 | 0 | 85.6451 | 146939.3471 | 3550.5969 | 314973.7462 | 372223.2015 | 0 | 11651.5186 | 0 | 331241.98 | 861823.6849 | 588212.3737 | 2630616.4489 | 961560.8286 | 6656650.2227 | 6656650.2227 | 1478867.319 | 3544381.159 | 0 | 10248827.5003 | 21928726.201 | 4216965.0343 | 0.016537 | 619748.3443 | 1326033.8079 | 12634.4083 | 27032.9928
1 | 2200 | 707 | 0.015 | 15 | 15 | 7 | 5.6234e-09 | 5spot_SharedNeighbor | Water | Porous | Wet | R245fa | MinimizeLCOE_Brownfield | IgnoreSilica | 2019 | 25.3681 | 0.86636 | 0.0043677 | 4 | 590073.1726 | 1258615.9044 | 12029.4398 | 25658.5876 | 46.9659 | 0 | 86.956 | 150121.8307 | 3628.7006 | 322760.4938 | 382958.4783 | 0 | 9290.7394 | 0 | 338816.4947 | 881531.0184 | 601663.0337 | 2690770.7895 | 961560.8286 | 6656650.2227 | 6656650.2227 | 1478867.319 | 3544381.159 | 0 | 10308981.8409 | 21988880.5416 | 5623413.2519 | 0.017471 | 590073.1726 | 1258615.9044 | 12029.4398 | 25658.5876
1 | 2200 | 707 | 0.015 | 15 | 15 | 7 | 7.4989e-09 | 5spot_SharedNeighbor | Water | Porous | Wet | R245fa | MinimizeLCOE_Brownfield | IgnoreSilica | 2019 | 25.9405 | 0.88623 | 0.0045551 | 4 | 567033.4983 | 1208072.5392 | 11559.7448 | 24628.1927 | 46.9728 | 0 | 76.5264 | 152529.3127 | 3687.7877 | 328667.4975 | 391145.4892 | 0 | 0 | 0 | 341651.734 | 888907.7294 | 606697.7905 | 2713287.341 | 961560.8286 | 6656650.2227 | 6656650.2227 | 1478867.319 | 3544381.159 | 0 | 10331498.3924 | 22011397.0931 | 7498942.0933 | 0.01822 | 567033.4983 | 1208072.5392 | 11559.7448 | 24628.1927
1 | 2200 | 707 | 0.015 | 15 | 15 | 7 | 1e-08 | 5spot_SharedNeighbor | Water | Porous | Wet | R245fa | MinimizeLCOE_Brownfield | IgnoreSilica | 2019 | 26.7882 | 0.91567 | 0.0047196 | 4 | 551282.7839 | 1169980.2582 | 11238.6452 | 23851.6301 | 46.9825 | 0 | 92.3608 | 156065.4305 | 3774.58 | 337368.9704 | 403272.4003 | 0 | 0 | 0 | 351187.7387 | 913718.4575 | 623631.6223 | 2789019.1997 | 961560.8286 | 6656650.2227 | 6656650.2227 | 1478867.319 | 3544381.159 | 0 | 10407230.2511 | 22087128.9518 | 10000000 | 0.018878 | 551282.7839 | 1169980.2582 | 11238.6452 | 23851.6301
1 | 2300 | 707 | 0.015 | 15 | 15 | 7 | 1e-13 | 5spot_SharedNeighbor | Water | Porous | Wet | R245fa | MinimizeLCOE_Brownfield | IgnoreSilica | 2019 | 0 | 0 | 0 | 0 |  |  |  |  | 15 |  | 14.7941 | [19 empty] | 100 | 0
1 | 2300 | 707 | 0.015 | 15 | 15 | 7 | 1.3335e-13 | 5spot_SharedNeighbor | Water | Porous | Wet | R245fa | MinimizeLCOE_Brownfield | IgnoreSilica | 2019 | 0 | 0 | 0 | 0 |  |  |  |  | 15 |  | 17.1926 | [19 empty] | 133.3521 | 0
1 | 2300 | 707 | 0.015 | 15 | 15 | 7 | 1.7783e-13 | 5spot_SharedNeighbor | Water | Porous | Wet | R245fa | MinimizeLCOE_Brownfield | IgnoreSilica | 2019 | 0 | 0 | 0 | 0 |  |  |  |  | 15 |  | 19.8883 | [19 empty] | 177.8279 | 0
1 | 2300 | 707 | 0.015 | 15 | 15 | 7 | 2.3714e-13 | 5spot_SharedNeighbor | Water | Porous | Wet | R245fa | MinimizeLCOE_Brownfield | IgnoreSilica | 2019 | 0 | 0 | 0 | 0 |  |  |  |  | 15 |  | 21.6732 | [19 empty] | 237.1374 | 0
1 | 2300 | 707 | 0.015 | 15 | 15 | 7 | 3.1623e-13 | 5spot_SharedNeighbor | Water | Porous | Wet | R245fa | MinimizeLCOE_Brownfield | IgnoreSilica | 2019 | 0 | 0 | 0 | 0 |  |  |  |  | 15 |  | 21.6988 | [19 empty] | 316.2278 | 0
1 | 2300 | 707 | 0.015 | 15 | 15 | 7 | 4.217e-13 | 5spot_SharedNeighbor | Water | Porous | Wet | R245fa | MinimizeLCOE_Brownfield | IgnoreSilica | 2019 | 0 | 0 | 0 | 0 |  |  |  |  | 15 |  | 21.5641 | [19 empty] | 421.6965 | 0
1 | 2300 | 707 | 0.015 | 15 | 15 | 7 | 5.6234e-13 | 5spot_SharedNeighbor | Water | Porous | Wet | R245fa | MinimizeLCOE_Brownfield | IgnoreSilica | 2019 | 0 | 0 | 0 | 0 |  |  |  |  | 15 |  | 21.9506 | [19 empty] | 562.3413 | 0
1 | 2300 | 707 | 0.015 | 15 | 15 | 7 | 7.4989e-13 | 5spot_SharedNeighbor | Water | Porous | Wet | R245fa | MinimizeLCOE_Brownfield | IgnoreSilica | 2019 | 0 | 0 | 0 | 0 |  |  |  |  | 15 |  | 23.8467 | [19 empty] | 749.8942 | 0
1 | 2300 | 707 | 0.015 | 15 | 15 | 7 | 1e-12 | 5spot_SharedNeighbor | Water | Porous | Wet | R245fa | MinimizeLCOE_Brownfield | IgnoreSilica | 2019 | 0 | 0 | 0 | 0 |  |  |  |  | 15 |  | 24.5245 | [19 empty] | 1000 | 0
1 | 2300 | 707 | 0.015 | 15 | 15 | 7 | 1.3335e-12 | 5spot_SharedNeighbor | Water | Porous | Wet | R245fa | MinimizeLCOE_Brownfield | IgnoreSilica | 2019 | 0 | 0 | 0 | 0 |  |  |  |  | 15 |  | 23.2536 | [19 empty] | 1333.5214 | 0
1 | 2300 | 707 | 0.015 | 15 | 15 | 7 | 1.7783e-12 | 5spot_SharedNeighbor | Water | Porous | Wet | R245fa | MinimizeLCOE_Brownfield | IgnoreSilica | 2019 | 0 | 0 | 0 | 0 |  |  |  |  | 15 |  | 28.535 | [19 empty] | 1778.2794 | 0
1 | 2300 | 707 | 0.015 | 15 | 15 | 7 | 2.3714e-12 | 5spot_SharedNeighbor | Water | Porous | Wet | R245fa | MinimizeLCOE_Brownfield | IgnoreSilica | 2019 | 0 | 0 | 0 | 0 |  |  |  |  | 15 |  | 29.9083 | [19 empty] | 2371.3737 | 0
1 | 2300 | 707 | 0.015 | 15 | 15 | 7 | 3.1623e-12 | 5spot_SharedNeighbor | Water | Porous | Wet | R245fa | MinimizeLCOE_Brownfield | IgnoreSilica | 2019 | 0 | 0 | 0 | 0 |  |  |  |  | 15 |  | 30.4628 | [19 empty] | 3162.2777 | 0
1 | 2300 | 707 | 0.015 | 15 | 15 | 7 | 4.217e-12 | 5spot_SharedNeighbor | Water | Porous | Wet | R245fa | MinimizeLCOE_Brownfield | IgnoreSilica | 2019 | 0 | 0 | 0 | 0 |  |  |  |  | 15 |  | 33.836 | [19 empty] | 4216.965 | 0
1 | 2300 | 707 | 0.015 | 15 | 15 | 7 | 5.6234e-12 | 5spot_SharedNeighbor | Water | Porous | Wet | R245fa | MinimizeLCOE_Brownfield | IgnoreSilica | 2019 | 0 | 0 | 0 | 0 |  |  |  |  | 15 |  | 32.1236 | [19 empty] | 5623.4133 | 0
1 | 2300 | 707 | 0.015 | 15 | 15 | 7 | 7.4989e-12 | 5spot_SharedNeighbor | Water | Porous | Wet | R245fa | MinimizeLCOE_Brownfield | IgnoreSilica | 2019 | 0 | 0 | 0 | 0 |  |  |  |  | 15 |  | 32.1739 | [19 empty] | 7498.9421 | 0
1 | 2300 | 707 | 0.015 | 15 | 15 | 7 | 1e-11 | 5spot_SharedNeighbor | Water | Porous | Wet | R245fa | MinimizeLCOE_Brownfield | IgnoreSilica | 2019 | 0 | 0 | 0 | 0 |  |  |  |  | 15 |  | 31.7368 | [19 empty] | 10000 | 0
1 | 2300 | 707 | 0.015 | 15 | 15 | 7 | 1.3335e-11 | 5spot_SharedNeighbor | Water | Porous | Wet | R245fa | MinimizeLCOE_Brownfield | IgnoreSilica | 2019 | 0 | 0 | 0 | 0 |  |  |  |  | 15 |  | 31.4723 | [19 empty] | 13335.2143 | 0
1 | 2300 | 707 | 0.015 | 15 | 15 | 7 | 1.7783e-11 | 5spot_SharedNeighbor | Water | Porous | Wet | R245fa | MinimizeLCOE_Brownfield | IgnoreSilica | 2019 | 0 | 0 | 0 | 0 |  |  |  |  | 15 |  | 30.0722 | [19 empty] | 17782.7941 | 0
1 | 2300 | 707 | 0.015 | 15 | 15 | 7 | 2.3714e-11 | 5spot_SharedNeighbor | Water | Porous | Wet | R245fa | MinimizeLCOE_Brownfield | IgnoreSilica | 2019 | 0 | 0 | 0 | 0 |  |  |  |  | 15 |  | 28.9116 | [19 empty] | 23713.7371 | 0
1 | 2300 | 707 | 0.015 | 15 | 15 | 7 | 3.1623e-11 | 5spot_SharedNeighbor | Water | Porous | Wet | R245fa | MinimizeLCOE_Brownfield | IgnoreSilica | 2019 | 0 | 0 | 0 | 0 |  |  |  |  | 15 |  | 29.2551 | [19 empty] | 31622.7766 | 0
1 | 2300 | 707 | 0.015 | 15 | 15 | 7 | 4.217e-11 | 5spot_SharedNeighbor | Water | Porous | Wet | R245fa | MinimizeLCOE_Brownfield | IgnoreSilica | 2019 | 0 | 0 | 0 | 0 |  |  |  |  | 15 |  | 28.3872 | [19 empty] | 42169.6503 | 0
1 | 2300 | 707 | 0.015 | 15 | 15 | 7 | 5.6234e-11 | 5spot_SharedNeighbor | Water | Porous | Wet | R245fa | MinimizeLCOE_Brownfield | IgnoreSilica | 2019 | 0 | 0 | 0 | 0 |  |  |  |  | 15 |  | 26.7252 | [19 empty] | 56234.1325 | 0
1 | 2300 | 707 | 0.015 | 15 | 15 | 7 | 7.4989e-11 | 5spot_SharedNeighbor | Water | Porous | Wet | R245fa | MinimizeLCOE_Brownfield | IgnoreSilica | 2019 | 1.6 | 0.045642 | 9.477e-06 | 4 | 217949205.7365 | 538435693.7081 | 4443189.3571 | 10976739.9044 | 43.9264 | 0 | 29.6694 | 17986.8385 | 406.2027 | 30730.2534 | 44106.6231 | 0 | 6450.3626 | 0 | 38875.3093 | 101145.5804 | 69033.937 | 308735.1071 | 961560.8286 | 6991696.732 | 6991696.732 | 1478867.319 | 3678399.7627 | 0 | 8261992.6677 | 20410956.4814 | 74989.4209 | 3.7908e-05 | 217949205.7365 | 538435693.7081 | 4443189.3571 | 10976739.9044
1 | 2300 | 707 | 0.015 | 15 | 15 | 7 | 1e-10 | 5spot_SharedNeighbor | Water | Porous | Wet | R245fa | MinimizeLCOE_Brownfield | IgnoreSilica | 2019 | 3.2345 | 0.10606 | 0.0001701 | 4 | 12497862.6044 | 30353839.4607 | 254785.8338 | 618804.074 | 46.2199 | 0 | 68.1096 | 34581.7904 | 809.0638 | 60186.5533 | 68605.6166 | 0 | 13431.8104 | 0 | 69269.7855 | 180225.7727 | 123007.7931 | 550118.1859 | 961560.8286 | 6991696.732 | 6991696.732 | 1478867.319 | 3678399.7627 | 0 | 8503375.7465 | 20652339.5602 | 100000 | 0.00068039 | 12497862.6044 | 30353839.4607 | 254785.8338 | 618804.074
1 | 2300 | 707 | 0.015 | 15 | 15 | 7 | 1.3335e-10 | 5spot_SharedNeighbor | Water | Porous | Wet | R245fa | MinimizeLCOE_Brownfield | IgnoreSilica | 2019 | 4.3601 | 0.14789 | 0.00036478 | 4 | 5927219.2463 | 14253491.5687 | 120834.3815 | 290576.7049 | 46.8386 | 0 | 75.4346 | 44294.1105 | 1047.3282 | 78473.8474 | 85477.7205 | 0 | 15170.0902 | 0 | 87540.6078 | 227762.7043 | 155452.7258 | 695219.1347 | 961560.8286 | 6991696.732 | 6991696.732 | 1478867.319 | 3678399.7627 | 0 | 8648476.6953 | 20797440.509 | 133352.1432 | 0.0014591 | 5927219.2463 | 14253491.5687 | 120834.3815 | 290576.7049
1 | 2300 | 707 | 0.015 | 15 | 15 | 7 | 1.7783e-10 | 5spot_SharedNeighbor | Water | Porous | Wet | R245fa | MinimizeLCOE_Brownfield | IgnoreSilica | 2019 | 5.7165 | 0.19856 | 0.00062514 | 4 | 3525043.6514 | 8383521.1967 | 71862.7828 | 170909.4191 | 47.2686 | 0 | 87.4344 | 54930.3747 | 1309.075 | 99288.8112 | 105866.1051 | 0 | 16710.4981 | 0 | 108460.897 | 282193.0056 | 192602.5248 | 861361.2916 | 961560.8286 | 6991696.732 | 6991696.732 | 1478867.319 | 3678399.7627 | 0 | 8814618.8522 | 20963582.6659 | 177827.941 | 0.0025006 | 3525043.6514 | 8383521.1967 | 71862.7828 | 170909.4191
1 | 2300 | 707 | 0.015 | 15 | 15 | 7 | 2.3714e-10 | 5spot_SharedNeighbor | Water | Porous | Wet | R245fa | MinimizeLCOE_Brownfield | IgnoreSilica | 2019 | 7.3218 | 0.25856 | 0.00095815 | 4 | 2348864.6927 | 5518780.2511 | 47884.7838 | 112507.8001 | 47.5669 | 0 | 90.483 | 66437.5652 | 1592.785 | 122604.6431 | 129992.5215 | 0 | 18046.9922 | 0 | 132083.0577 | 343653.0223 | 234550.2491 | 1048960.8361 | 961560.8286 | 6991696.732 | 6991696.732 | 1478867.319 | 3678399.7627 | 0 | 9002218.3967 | 21151182.2104 | 237137.3706 | 0.0038326 | 2348864.6927 | 5518780.2511 | 47884.7838 | 112507.8001
1 | 2300 | 707 | 0.015 | 15 | 15 | 7 | 3.1623e-10 | 5spot_SharedNeighbor | Water | Porous | Wet | R245fa | MinimizeLCOE_Brownfield | IgnoreSilica | 2019 | 9.607 | 0.34444 | 0.0014026 | 4 | 1650829.7795 | 3816305.313 | 33654.398 | 77800.5457 | 47.8442 | 0 | 81.2706 | 81587.2699 | 1967.2794 | 154181.1329 | 164454.2075 | 0 | 20245.6605 | 0 | 164749.8646 | 428645.3528 | 292559.2611 | 1308390.0287 | 961560.8286 | 6991696.732 | 6991696.732 | 1478867.319 | 3678399.7627 | 0 | 9261647.5893 | 21410611.403 | 316227.766 | 0.0056103 | 1650829.7795 | 3816305.313 | 33654.398 | 77800.5457
1 | 2300 | 707 | 0.015 | 15 | 15 | 7 | 4.217e-10 | 5spot_SharedNeighbor | Water | Porous | Wet | R245fa | MinimizeLCOE_Brownfield | IgnoreSilica | 2019 | 12.0165 | 0.43485 | 0.0019338 | 4 | 1231140.4508 | 2801767.7457 | 25098.4633 | 57117.8252 | 48.0164 | 0 | 79.2756 | 96279.0201 | 2330.843 | 185752.3881 | 200743.3326 | 0 | 21711.3478 | 0 | 197658.6033 | 514267.1405 | 350997.8905 | 1569740.5659 | 961560.8286 | 6991696.732 | 6991696.732 | 1478867.319 | 3678399.7627 | 0 | 9522998.1265 | 21671961.9402 | 421696.5034 | 0.0077351 | 1231140.4508 | 2801767.7457 | 25098.4633 | 57117.8252
1 | 2300 | 707 | 0.015 | 15 | 15 | 7 | 5.6234e-10 | 5spot_SharedNeighbor | Water | Porous | Wet | R245fa | MinimizeLCOE_Brownfield | IgnoreSilica | 2019 | 14.6501 | 0.53355 | 0.0025543 | 4 | 959092.3912 | 2148166.7913 | 19552.3957 | 43793.2857 | 48.1407 | 0 | 76.7065 | 111279.9871 | 2702.4717 | 218751.6432 | 240373.0922 | 0 | 22886.363 | 0 | 232437.4873 | 604754.6624 | 412757.4836 | 1845943.1904 | 961560.8286 | 6991696.732 | 6991696.732 | 1478867.319 | 3678399.7627 | 0 | 9799200.751 | 21948164.5647 | 562341.3252 | 0.010217 | 959092.3912 | 2148166.7913 | 19552.3957 | 43793.2857
1 | 2300 | 707 | 0.015 | 15 | 15 | 7 | 7.4989e-10 | 5spot_SharedNeighbor | Water | Porous | Wet | R245fa | MinimizeLCOE_Brownfield | IgnoreSilica | 2019 | 17.3755 | 0.63572 | 0.0032387 | 4 | 777874.4213 | 1715680.2859 | 15858.0222 | 34976.4633 | 48.2303 | 0 | 86.5348 | 125924.6937 | 3065.5084 | 251642.057 | 281388.0915 | 0 | 23699.2395 | 0 | 267430.6401 | 695799.668 | 474897.5707 | 2123847.4689 | 961560.8286 | 6991696.732 | 6991696.732 | 1478867.319 | 3678399.7627 | 0 | 10077105.0296 | 22226068.8433 | 749894.2093 | 0.012955 | 777874.4213 | 1715680.2859 | 15858.0222 | 34976.4633
1 | 2300 | 707 | 0.015 | 15 | 15 | 7 | 1e-09 | 5spot_SharedNeighbor | Water | Porous | Wet | R245fa | MinimizeLCOE_Brownfield | IgnoreSilica | 2019 | 19.9897 | 0.73374 | 0.0039478 | 4 | 654614.5344 | 1423965.5565 | 13345.2027 | 29029.4639 | 48.2938 | 0 | 82.7982 | 139304.5756 | 3397.337 | 282211.6783 | 320732.8664 | 0 | 24029.3691 | 0 | 300173.5723 | 780990.0611 | 533041.7644 | 2383881.2242 | 961560.8286 | 6991696.732 | 6991696.732 | 1478867.319 | 3678399.7627 | 0 | 10337138.7848 | 22486102.5985 | 1000000 | 0.015791 | 654614.5344 | 1423965.5565 | 13345.2027 | 29029.4639
1 | 2300 | 707 | 0.015 | 15 | 15 | 7 | 1.3335e-09 | 5spot_SharedNeighbor | Water | Porous | Wet | R245fa | MinimizeLCOE_Brownfield | IgnoreSilica | 2019 | 22.4018 | 0.82419 | 0.0046441 | 4 | 569119.5372 | 1223113.6989 | 11602.2716 | 24934.8271 | 48.3395 | 0 | 83.7768 | 151171.9235 | 3691.7413 | 309703.024 | 357039.6131 | 0 | 23990.4017 | 0 | 329782.7144 | 858026.9752 | 585621.0413 | 2619027.4347 | 961560.8286 | 6991696.732 | 6991696.732 | 1478867.319 | 3678399.7627 | 0 | 10572284.9953 | 22721248.809 | 1333521.4322 | 0.018577 | 569119.5372 | 1223113.6989 | 11602.2716 | 24934.8271
1 | 2300 | 707 | 0.015 | 15 | 15 | 7 | 1.7783e-09 | 5spot_SharedNeighbor | Water | Porous | Wet | R245fa | MinimizeLCOE_Brownfield | IgnoreSilica | 2019 | 24.4667 | 0.90164 | 0.0052842 | 4 | 509540.7226 | 1084321.4525 | 10387.6768 | 22105.3595 | 48.3718 | 0 | 84.6916 | 161018.5735 | 3936.0647 | 332762.6169 | 388122.9777 | 0 | 23593.9341 | 0 | 354679.3251 | 922802.8491 | 629831.9062 | 2816748.2473 | 961560.8286 | 6991696.732 | 6991696.732 | 1478867.319 | 3678399.7627 | 0 | 10770005.8079 | 22918969.6216 | 1778279.41 | 0.021137 | 509540.7226 | 1084321.4525 | 10387.6768 | 22105.3595
1 | 2300 | 707 | 0.015 | 15 | 15 | 7 | 2.3714e-09 | 5spot_SharedNeighbor | Water | Porous | Wet | R245fa | MinimizeLCOE_Brownfield | IgnoreSilica | 2019 | 26.1964 | 0.96652 | 0.0058491 | 4 | 467306.2763 | 986571.695 | 9526.6705 | 20112.5984 | 48.395 | 0 | 105.3151 | 169070.51 | 4135.8823 | 351777.2527 | 414162.8429 | 0 | 23011.4498 | 0 | 375241.5957 | 976301.6593 | 666345.9435 | 2980047.1361 | 961560.8286 | 6991696.732 | 6991696.732 | 1478867.319 | 3678399.7627 | 0 | 10933304.6967 | 23082268.5104 | 2371373.7057 | 0.023396 | 467306.2763 | 986571.695 | 9526.6705 | 20112.5984
1 | 2300 | 707 | 0.015 | 15 | 15 | 7 | 3.1623e-09 | 5spot_SharedNeighbor | Water | Porous | Wet | R245fa | MinimizeLCOE_Brownfield | IgnoreSilica | 2019 | 27.5996 | 1.0192 | 0.006329 | 4 | 437044.2694 | 916937.4601 | 8909.7386 | 18693.0104 | 48.4118 | 0 | 91.7105 | 175482.7748 | 4295.0236 | 367016.7827 | 435288.5823 | 0 | 22337.0277 | 0 | 391723.8745 | 1019185.1678 | 695614.8192 | 3110944.0524 | 961560.8286 | 6991696.732 | 6991696.732 | 1478867.319 | 3678399.7627 | 0 | 11064201.613 | 23213165.4267 | 3162277.6602 | 0.025316 | 437044.2694 | 916937.4601 | 8909.7386 | 18693.0104
1 | 2300 | 707 | 0.015 | 15 | 15 | 7 | 4.217e-09 | 5spot_SharedNeighbor | Water | Porous | Wet | R245fa | MinimizeLCOE_Brownfield | IgnoreSilica | 2019 | 28.7056 | 1.0607 | 0.0067241 | 4 | 415158.0947 | 866852.0781 | 8463.5593 | 17671.9521 | 48.424 | 0 | 81.154 | 180466.2482 | 4418.7121 | 378917.8646 | 451939.5934 | 0 | 21634.8952 | 0 | 404577.1522 | 1052626.7599 | 718439.393 | 3213020.6186 | 961560.8286 | 6991696.732 | 6991696.732 | 1478867.319 | 3678399.7627 | 0 | 11166278.1792 | 23315241.9929 | 4216965.0343 | 0.026896 | 415158.0947 | 866852.0781 | 8463.5593 | 17671.9521
1 | 2300 | 707 | 0.015 | 15 | 15 | 7 | 5.6234e-09 | 5spot_SharedNeighbor | Water | Porous | Wet | R245fa | MinimizeLCOE_Brownfield | IgnoreSilica | 2019 | 29.2199 | 1.08 | 0.0073432 | 4 | 381270.4978 | 794883.7363 | 7772.7148 | 16204.7801 | 48.4294 | 0 | 91.8232 | 182763.8069 | 4475.7389 | 384421.1135 | 459683.6994 | 0 | 16587.4549 | 0 | 408693.4073 | 1063336.4112 | 725748.95 | 3245710.582 | 961560.8286 | 6991696.732 | 6991696.732 | 1478867.319 | 3678399.7627 | 0 | 11198968.1426 | 23347931.9563 | 5623413.2519 | 0.029373 | 381270.4978 | 794883.7363 | 7772.7148 | 16204.7801
1 | 2300 | 707 | 0.015 | 15 | 15 | 7 | 7.4989e-09 | 5spot_SharedNeighbor | Water | Porous | Wet | R245fa | MinimizeLCOE_Brownfield | IgnoreSilica | 2019 | 30.6011 | 1.1318 | 0.0076567 | 4 | 369986.5107 | 766666.1386 | 7542.6755 | 15629.5262 | 48.4429 | 0 | 92.9989 | 188873.1947 | 4627.3827 | 399104.077 | 480480.0352 | 0 | 17618.9528 | 0 | 425374.4205 | 1106736.9858 | 755370.734 | 3378185.7826 | 961560.8286 | 6991696.732 | 6991696.732 | 1478867.319 | 3678399.7627 | 0 | 11331443.3432 | 23480407.1569 | 7498942.0933 | 0.030627 | 369986.5107 | 766666.1386 | 7542.6755 | 15629.5262
1 | 2300 | 707 | 0.015 | 15 | 15 | 7 | 1e-08 | 5spot_SharedNeighbor | Water | Porous | Wet | R245fa | MinimizeLCOE_Brownfield | IgnoreSilica | 2019 | 31.1003 | 1.1505 | 0.0078598 | 4 | 361833.1592 | 748259.9209 | 7376.4584 | 15254.2906 | 48.4475 | 0 | 92.5235 | 191060.342 | 4681.6725 | 404377.6629 | 487996.347 | 0 | 16895.873 | 0 | 430954.64 | 1121255.5723 | 765279.9676 | 3422502.0773 | 961560.8286 | 6991696.732 | 6991696.732 | 1478867.319 | 3678399.7627 | 0 | 11375759.6379 | 23524723.4516 | 10000000 | 0.031439 | 361833.1592 | 748259.9209 | 7376.4584 | 15254.2906
1 | 2400 | 707 | 0.015 | 15 | 15 | 7 | 1e-13 | 5spot_SharedNeighbor | Water | Porous | Wet | R245fa | MinimizeLCOE_Brownfield | IgnoreSilica | 2019 | 0 | 0 | 0 | 0 |  |  |  |  | 15 |  | 15.3349 | [19 empty] | 100 | 0
1 | 2400 | 707 | 0.015 | 15 | 15 | 7 | 1.3335e-13 | 5spot_SharedNeighbor | Water | Porous | Wet | R245fa | MinimizeLCOE_Brownfield | IgnoreSilica | 2019 | 0 | 0 | 0 | 0 |  |  |  |  | 15 |  | 16.7694 | [19 empty] | 133.3521 | 0
1 | 2400 | 707 | 0.015 | 15 | 15 | 7 | 1.7783e-13 | 5spot_SharedNeighbor | Water | Porous | Wet | R245fa | MinimizeLCOE_Brownfield | IgnoreSilica | 2019 | 0 | 0 | 0 | 0 |  |  |  |  | 15 |  | 19.3562 | [19 empty] | 177.8279 | 0
1 | 2400 | 707 | 0.015 | 15 | 15 | 7 | 2.3714e-13 | 5spot_SharedNeighbor | Water | Porous | Wet | R245fa | MinimizeLCOE_Brownfield | IgnoreSilica | 2019 | 0 | 0 | 0 | 0 |  |  |  |  | 15 |  | 20.4859 | [19 empty] | 237.1374 | 0
1 | 2400 | 707 | 0.015 | 15 | 15 | 7 | 3.1623e-13 | 5spot_SharedNeighbor | Water | Porous | Wet | R245fa | MinimizeLCOE_Brownfield | IgnoreSilica | 2019 | 0 | 0 | 0 | 0 |  |  |  |  | 15 |  | 21.4724 | [19 empty] | 316.2278 | 0
1 | 2400 | 707 | 0.015 | 15 | 15 | 7 | 4.217e-13 | 5spot_SharedNeighbor | Water | Porous | Wet | R245fa | MinimizeLCOE_Brownfield | IgnoreSilica | 2019 | 0 | 0 | 0 | 0 |  |  |  |  | 15 |  | 21.0587 | [19 empty] | 421.6965 | 0
1 | 2400 | 707 | 0.015 | 15 | 15 | 7 | 5.6234e-13 | 5spot_SharedNeighbor | Water | Porous | Wet | R245fa | MinimizeLCOE_Brownfield | IgnoreSilica | 2019 | 0 | 0 | 0 | 0 |  |  |  |  | 15 |  | 21.1945 | [19 empty] | 562.3413 | 0
1 | 2400 | 707 | 0.015 | 15 | 15 | 7 | 7.4989e-13 | 5spot_SharedNeighbor | Water | Porous | Wet | R245fa | MinimizeLCOE_Brownfield | IgnoreSilica | 2019 | 0 | 0 | 0 | 0 |  |  |  |  | 15 |  | 23.0865 | [19 empty] | 749.8942 | 0
1 | 2400 | 707 | 0.015 | 15 | 15 | 7 | 1e-12 | 5spot_SharedNeighbor | Water | Porous | Wet | R245fa | MinimizeLCOE_Brownfield | IgnoreSilica | 2019 | 0 | 0 | 0 | 0 |  |  |  |  | 15 |  | 24.8658 | [19 empty] | 1000 | 0
1 | 2400 | 707 | 0.015 | 15 | 15 | 7 | 1.3335e-12 | 5spot_SharedNeighbor | Water | Porous | Wet | R245fa | MinimizeLCOE_Brownfield | IgnoreSilica | 2019 | 0 | 0 | 0 | 0 |  |  |  |  | 15 |  | 24.9764 | [19 empty] | 1333.5214 | 0
1 | 2400 | 707 | 0.015 | 15 | 15 | 7 | 1.7783e-12 | 5spot_SharedNeighbor | Water | Porous | Wet | R245fa | MinimizeLCOE_Brownfield | IgnoreSilica | 2019 | 0 | 0 | 0 | 0 |  |  |  |  | 15 |  | 29.2186 | [19 empty] | 1778.2794 | 0
1 | 2400 | 707 | 0.015 | 15 | 15 | 7 | 2.3714e-12 | 5spot_SharedNeighbor | Water | Porous | Wet | R245fa | MinimizeLCOE_Brownfield | IgnoreSilica | 2019 | 0 | 0 | 0 | 0 |  |  |  |  | 15 |  | 29.8426 | [19 empty] | 2371.3737 | 0
1 | 2400 | 707 | 0.015 | 15 | 15 | 7 | 3.1623e-12 | 5spot_SharedNeighbor | Water | Porous | Wet | R245fa | MinimizeLCOE_Brownfield | IgnoreSilica | 2019 | 0 | 0 | 0 | 0 |  |  |  |  | 15 |  | 32.5109 | [19 empty] | 3162.2777 | 0
1 | 2400 | 707 | 0.015 | 15 | 15 | 7 | 4.217e-12 | 5spot_SharedNeighbor | Water | Porous | Wet | R245fa | MinimizeLCOE_Brownfield | IgnoreSilica | 2019 | 0 | 0 | 0 | 0 |  |  |  |  | 15 |  | 34.7577 | [19 empty] | 4216.965 | 0
1 | 2400 | 707 | 0.015 | 15 | 15 | 7 | 5.6234e-12 | 5spot_SharedNeighbor | Water | Porous | Wet | R245fa | MinimizeLCOE_Brownfield | IgnoreSilica | 2019 | 0 | 0 | 0 | 0 |  |  |  |  | 15 |  | 32.8542 | [19 empty] | 5623.4133 | 0
1 | 2400 | 707 | 0.015 | 15 | 15 | 7 | 7.4989e-12 | 5spot_SharedNeighbor | Water | Porous | Wet | R245fa | MinimizeLCOE_Brownfield | IgnoreSilica | 2019 | 0 | 0 | 0 | 0 |  |  |  |  | 15 |  | 34.6707 | [19 empty] | 7498.9421 | 0
1 | 2400 | 707 | 0.015 | 15 | 15 | 7 | 1e-11 | 5spot_SharedNeighbor | Water | Porous | Wet | R245fa | MinimizeLCOE_Brownfield | IgnoreSilica | 2019 | 0 | 0 | 0 | 0 |  |  |  |  | 15 |  | 34.0223 | [19 empty] | 10000 | 0
1 | 2400 | 707 | 0.015 | 15 | 15 | 7 | 1.3335e-11 | 5spot_SharedNeighbor | Water | Porous | Wet | R245fa | MinimizeLCOE_Brownfield | IgnoreSilica | 2019 | 0 | 0 | 0 | 0 |  |  |  |  | 15 |  | 33.6801 | [19 empty] | 13335.2143 | 0
1 | 2400 | 707 | 0.015 | 15 | 15 | 7 | 1.7783e-11 | 5spot_SharedNeighbor | Water | Porous | Wet | R245fa | MinimizeLCOE_Brownfield | IgnoreSilica | 2019 | 0 | 0 | 0 | 0 |  |  |  |  | 15 |  | 30.4889 | [19 empty] | 17782.7941 | 0
1 | 2400 | 707 | 0.015 | 15 | 15 | 7 | 2.3714e-11 | 5spot_SharedNeighbor | Water | Porous | Wet | R245fa | MinimizeLCOE_Brownfield | IgnoreSilica | 2019 | 0 | 0 | 0 | 0 |  |  |  |  | 15 |  | 28.87 | [19 empty] | 23713.7371 | 0
1 | 2400 | 707 | 0.015 | 15 | 15 | 7 | 3.1623e-11 | 5spot_SharedNeighbor | Water | Porous | Wet | R245fa | MinimizeLCOE_Brownfield | IgnoreSilica | 2019 | 0 | 0 | 0 | 0 |  |  |  |  | 15 |  | 29.4143 | [19 empty] | 31622.7766 | 0
1 | 2400 | 707 | 0.015 | 15 | 15 | 7 | 4.217e-11 | 5spot_SharedNeighbor | Water | Porous | Wet | R245fa | MinimizeLCOE_Brownfield | IgnoreSilica | 2019 | 0 | 0 | 0 | 0 |  |  |  |  | 15 |  | 30.2081 | [19 empty] | 42169.6503 | 0
1 | 2400 | 707 | 0.015 | 15 | 15 | 7 | 5.6234e-11 | 5spot_SharedNeighbor | Water | Porous | Wet | R245fa | MinimizeLCOE_Brownfield | IgnoreSilica | 2019 | 1.6 | 0.048685 | 5.4532e-05 | 4 | 39524458.64 | 97408557.492 | 805759.5502 | 1985805.1993 | 44.9717 | 0 | 30.7143 | 19517.7194 | 445.3863 | 32323.3005 | 45014.4397 | 0 | 8369.7518 | 0 | 41211.5331 | 107223.9555 | 73182.5529 | 327288.6391 | 961560.8286 | 7332603.3321 | 7332603.3321 | 1478867.319 | 3814762.4027 | 0 | 8621452.7999 | 21247685.8538 | 56234.1325 | 0.00021813 | 39524458.64 | 97408557.492 | 805759.5502 | 1985805.1993
1 | 2400 | 707 | 0.015 | 15 | 15 | 7 | 7.4989e-11 | 5spot_SharedNeighbor | Water | Porous | Wet | R245fa | MinimizeLCOE_Brownfield | IgnoreSilica | 2019 | 3.254 | 0.11427 | 0.00027928 | 4 | 7948805.6739 | 19251472.8335 | 162047.1552 | 392467.3133 | 47.4661 | 0 | 72.2442 | 37852.7392 | 895.9108 | 63804.8086 | 70974.4665 | 0 | 15498.6479 | 0 | 73720.3635 | 191805.2636 | 130911.0336 | 585463.2336 | 961560.8286 | 7332603.3321 | 7332603.3321 | 1478867.319 | 3814762.4027 | 0 | 8879627.3944 | 21505860.4483 | 74989.4209 | 0.0011171 | 7948805.6739 | 19251472.8335 | 162047.1552 | 392467.3133
1 | 2400 | 707 | 0.015 | 15 | 15 | 7 | 1e-10 | 5spot_SharedNeighbor | Water | Porous | Wet | R245fa | MinimizeLCOE_Brownfield | IgnoreSilica | 2019 | 4.4138 | 0.16078 | 0.00053933 | 4 | 4190151.1083 | 10042863.4357 | 85421.8979 | 204737.3551 | 48.1452 | 0 | 71.5431 | 48788.3564 | 1167.303 | 83792.5529 | 89252.6338 | 0 | 17656.027 | 0 | 93856.1805 | 244194.5291 | 166667.7838 | 745375.3665 | 961560.8286 | 7332603.3321 | 7332603.3321 | 1478867.319 | 3814762.4027 | 0 | 9039539.5273 | 21665772.5812 | 100000 | 0.0021573 | 4190151.1083 | 10042863.4357 | 85421.8979 | 204737.3551
1 | 2400 | 707 | 0.015 | 15 | 15 | 7 | 1.3335e-10 | 5spot_SharedNeighbor | Water | Porous | Wet | R245fa | MinimizeLCOE_Brownfield | IgnoreSilica | 2019 | 5.8286 | 0.21747 | 0.00089228 | 4 | 2584325.1262 | 6121942.4573 | 52684.9633 | 124804.0775 | 48.6168 | 0 | 94.4643 | 60855.5592 | 1467.9483 | 106639.8074 | 111510.5881 | 0 | 19676.052 | 0 | 117058.4825 | 304562.1595 | 207869.932 | 929640.5291 | 961560.8286 | 7332603.3321 | 7332603.3321 | 1478867.319 | 3814762.4027 | 0 | 9223804.6899 | 21850037.7438 | 133352.1432 | 0.0035691 | 2584325.1262 | 6121942.4573 | 52684.9633 | 124804.0775
1 | 2400 | 707 | 0.015 | 15 | 15 | 7 | 1.7783e-10 | 5spot_SharedNeighbor | Water | Porous | Wet | R245fa | MinimizeLCOE_Brownfield | IgnoreSilica | 2019 | 7.483 | 0.28368 | 0.0013465 | 4 | 1750626.5869 | 4094959.1169 | 35688.8909 | 83481.2804 | 48.9359 | 0 | 87.4768 | 73725.0773 | 1789.1732 | 131863.3513 | 137506.0797 | 0 | 21394.1342 | 0 | 142848.3482 | 371662.0997 | 253667.0199 | 1134455.2836 | 961560.8286 | 7332603.3321 | 7332603.3321 | 1478867.319 | 3814762.4027 | 0 | 9428619.4443 | 22054852.4982 | 177827.941 | 0.0053859 | 1750626.5869 | 4094959.1169 | 35688.8909 | 83481.2804
1 | 2400 | 707 | 0.015 | 15 | 15 | 7 | 2.3714e-10 | 5spot_SharedNeighbor | Water | Porous | Wet | R245fa | MinimizeLCOE_Brownfield | IgnoreSilica | 2019 | 9.8239 | 0.37816 | 0.0019557 | 4 | 1241321.7334 | 2855383.139 | 25306.0225 | 58210.8475 | 49.2337 | 0 | 91.5959 | 90598.6397 | 2211.3126 | 165909.244 | 174486.3416 | 0 | 24056.9581 | 0 | 178332.3735 | 463984.2548 | 316678.7878 | 1416257.9121 | 961560.8286 | 7332603.3321 | 7332603.3321 | 1478867.319 | 3814762.4027 | 0 | 9710422.0729 | 22336655.1268 | 237137.3706 | 0.0078226 | 1241321.7334 | 2855383.139 | 25306.0225 | 58210.8475
1 | 2400 | 707 | 0.015 | 15 | 15 | 7 | 3.1623e-10 | 5spot_SharedNeighbor | Water | Porous | Wet | R245fa | MinimizeLCOE_Brownfield | IgnoreSilica | 2019 | 12.3797 | 0.48117 | 0.0026931 | 4 | 928688.4885 | 2100758.4551 | 18932.571 | 42826.8026 | 49.4221 | 0 | 96.1439 | 107514.8317 | 2634.8257 | 201135.3421 | 214816.8372 | 0 | 26070.971 | 0 | 215347.395 | 560289.748 | 382409.2658 | 1710219.2166 | 961560.8286 | 7332603.3321 | 7332603.3321 | 1478867.319 | 3814762.4027 | 0 | 10004383.3774 | 22630616.4313 | 316227.766 | 0.010773 | 928688.4885 | 2100758.4551 | 18932.571 | 42826.8026
1 | 2400 | 707 | 0.015 | 15 | 15 | 7 | 4.217e-10 | 5spot_SharedNeighbor | Water | Porous | Wet | R245fa | MinimizeLCOE_Brownfield | IgnoreSilica | 2019 | 15.2561 | 0.59714 | 0.0035696 | 4 | 723069.3308 | 1607362.3033 | 14740.7463 | 32768.2547 | 49.5598 | 0 | 90.8729 | 125261.0666 | 3079.4784 | 239029.268 | 260210.9035 | 0 | 27859.1247 | 0 | 255621.5381 | 665074.8069 | 453927.2216 | 2030063.4078 | 961560.8286 | 7332603.3321 | 7332603.3321 | 1478867.319 | 3814762.4027 | 0 | 10324227.5686 | 22950460.6225 | 421696.5034 | 0.014278 | 723069.3308 | 1607362.3033 | 14740.7463 | 32768.2547
1 | 2400 | 707 | 0.015 | 15 | 15 | 7 | 5.6234e-10 | 5spot_SharedNeighbor | Water | Porous | Wet | R245fa | MinimizeLCOE_Brownfield | IgnoreSilica | 2019 | 18.2723 | 0.71878 | 0.0045567 | 4 | 584284.3062 | 1277014.4305 | 11911.4259 | 26033.6665 | 49.6584 | 0 | 98.9949 | 142762.9604 | 3518.2473 | 277221.0135 | 307818.5309 | 0 | 29176.1748 | 0 | 296593.8014 | 771676.2316 | 526684.8844 | 2355451.8442 | 961560.8286 | 7332603.3321 | 7332603.3321 | 1478867.319 | 3814762.4027 | 0 | 10649616.0049 | 23275849.0588 | 562341.3252 | 0.018227 | 584284.3062 | 1277014.4305 | 11911.4259 | 26033.6665
1 | 2400 | 707 | 0.015 | 15 | 15 | 7 | 7.4989e-10 | 5spot_SharedNeighbor | Water | Porous | Wet | R245fa | MinimizeLCOE_Brownfield | IgnoreSilica | 2019 | 21.264 | 0.83946 | 0.0056054 | 4 | 488997.3138 | 1052123.6403 | 9968.8717 | 21448.9635 | 49.7292 | 0 | 86.2482 | 159245.2737 | 3931.6006 | 313846.7977 | 355042.8557 | 0 | 29978.6659 | 0 | 336197.6255 | 874717.258 | 597012.5022 | 2669972.5793 | 961560.8286 | 7332603.3321 | 7332603.3321 | 1478867.319 | 3814762.4027 | 0 | 10964136.74 | 23590369.7939 | 749894.2093 | 0.022422 | 488997.3138 | 1052123.6403 | 9968.8717 | 21448.9635
1 | 2400 | 707 | 0.015 | 15 | 15 | 7 | 1e-09 | 5spot_SharedNeighbor | Water | Porous | Wet | R245fa | MinimizeLCOE_Brownfield | IgnoreSilica | 2019 | 24.0434 | 0.95159 | 0.006653 | 4 | 422740.5468 | 897198.8865 | 8618.1378 | 18290.6129 | 49.7796 | 0 | 94.442 | 173920.7004 | 4299.7203 | 346942.8763 | 398920.5728 | 0 | 30232.7827 | 0 | 372183.4944 | 968345.1072 | 660915.4332 | 2955760.6872 | 961560.8286 | 7332603.3321 | 7332603.3321 | 1478867.319 | 3814762.4027 | 0 | 11249924.8479 | 23876157.9018 | 1000000 | 0.026612 | 422740.5468 | 897198.8865 | 8618.1378 | 18290.6129
1 | 2400 | 707 | 0.015 | 15 | 15 | 7 | 1.3335e-09 | 5spot_SharedNeighbor | Water | Porous | Wet | R245fa | MinimizeLCOE_Brownfield | IgnoreSilica | 2019 | 26.513 | 1.0512 | 0.0076425 | 4 | 376164.6837 | 789193.5765 | 7668.6259 | 16088.7785 | 49.8158 | 0 | 90.7292 | 186525.143 | 4615.9329 | 375703.9763 | 437912.1822 | 0 | 30074.2029 | 0 | 403584.2605 | 1050043.4594 | 716676.2373 | 3205135.3945 | 961560.8286 | 7332603.3321 | 7332603.3321 | 1478867.319 | 3814762.4027 | 0 | 11499299.5553 | 24125532.6092 | 1333521.4322 | 0.03057 | 376164.6837 | 789193.5765 | 7668.6259 | 16088.7785
1 | 2400 | 707 | 0.015 | 15 | 15 | 7 | 1.7783e-09 | 5spot_SharedNeighbor | Water | Porous | Wet | R245fa | MinimizeLCOE_Brownfield | IgnoreSilica | 2019 | 28.5935 | 1.1352 | 0.0085299 | 4 | 343089.0043 | 713145.5669 | 6994.3334 | 14538.437 | 49.8417 | 0 | 87.4129 | 196865.6136 | 4875.3684 | 399515.5187 | 470764.1379 | 0 | 29582.0407 | 0 | 429625.0449 | 1117796.2386 | 762918.9013 | 3411942.8641 | 961560.8286 | 7332603.3321 | 7332603.3321 | 1478867.319 | 3814762.4027 | 0 | 11706107.0248 | 24332340.0787 | 1778279.41 | 0.03412 | 343089.0043 | 713145.5669 | 6994.3334 | 14538.437
1 | 2400 | 707 | 0.015 | 15 | 15 | 7 | 2.3714e-09 | 5spot_SharedNeighbor | Water | Porous | Wet | R245fa | MinimizeLCOE_Brownfield | IgnoreSilica | 2019 | 30.3038 | 1.2043 | 0.0092947 | 4 | 319375.3435 | 658983.4023 | 6510.8984 | 13434.268 | 49.8605 | 0 | 105.6895 | 205194.1206 | 5084.3344 | 418828.5405 | 497771.7446 | 0 | 28932.3456 | 0 | 450766.3234 | 1172801.5087 | 800461.1283 | 3579840.0461 | 961560.8286 | 7332603.3321 | 7332603.3321 | 1478867.319 | 3814762.4027 | 0 | 11874004.2069 | 24500237.2608 | 2371373.7057 | 0.037179 | 319375.3435 | 658983.4023 | 6510.8984 | 13434.268
1 | 2400 | 707 | 0.015 | 15 | 15 | 7 | 3.1623e-09 | 5spot_SharedNeighbor | Water | Porous | Wet | R245fa | MinimizeLCOE_Brownfield | IgnoreSilica | 2019 | 31.264 | 1.243 | 0.0098983 | 4 | 302171.8225 | 621071.9362 | 6160.1813 | 12661.3915 | 49.8701 | 0 | 59.8778 | 209806.8654 | 5200.0729 | 429574.7983 | 512935.276 | 0 | 27321.2467 | 0 | 462086.9212 | 1202255.3818 | 820564.002 | 3669744.5643 | 961560.8286 | 7332603.3321 | 7332603.3321 | 1478867.319 | 3814762.4027 | 0 | 11963908.7251 | 24590141.779 | 3162277.6602 | 0.039593 | 302171.8225 | 621071.9362 | 6160.1813 | 12661.3915
1 | 2400 | 707 | 0.015 | 15 | 15 | 7 | 4.217e-09 | 5spot_SharedNeighbor | Water | Porous | Wet | R245fa | MinimizeLCOE_Brownfield | IgnoreSilica | 2019 | 32.7741 | 1.304 | 0.010456 | 4 | 289631.5203 | 591529.014 | 5904.5303 | 12059.1191 | 49.8843 | 0 | 70.1295 | 216974.9527 | 5379.9301 | 446342.4324 | 536783.9349 | 0 | 27569.2605 | 0 | 480889.6991 | 1251176.3531 | 853953.5701 | 3819070.1328 | 961560.8286 | 7332603.3321 | 7332603.3321 | 1478867.319 | 3814762.4027 | 0 | 12113234.2935 | 24739467.3474 | 4216965.0343 | 0.041823 | 289631.5203 | 591529.014 | 5904.5303 | 12059.1191
1 | 2400 | 707 | 0.015 | 15 | 15 | 7 | 5.6234e-09 | 5spot_SharedNeighbor | Water | Porous | Wet | R245fa | MinimizeLCOE_Brownfield | IgnoreSilica | 2019 | 31.705 | 1.2608 | 0.011013 | 4 | 271992.2607 | 558600.979 | 5544.9301 | 11387.8365 | 49.8744 | 0 | 288.9713 | 211910.8964 | 5252.8656 | 434488.0555 | 519899.8262 | 0 | 19231.3354 | 0 | 464405.3619 | 1208287.489 | 824681.0391 | 3688156.8691 | 961560.8286 | 7332603.3321 | 7332603.3321 | 1478867.319 | 3814762.4027 | 0 | 11982321.0299 | 24608554.0838 | 5623413.2519 | 0.044054 | 271992.2607 | 558600.979 | 5544.9301 | 11387.8365
1 | 2400 | 707 | 0.015 | 15 | 15 | 7 | 7.4989e-09 | 5spot_SharedNeighbor | Water | Porous | Wet | R245fa | MinimizeLCOE_Brownfield | IgnoreSilica | 2019 | 33.805 | 1.3456 | 0.011531 | 4 | 264452.2574 | 538197.9994 | 5391.217 | 10971.8942 | 49.8933 | 0 | 67.7789 | 221810.899 | 5501.2719 | 457700.4678 | 553066.259 | 0 | 22204.3197 | 0 | 491510.4548 | 1278809.3807 | 872813.6792 | 3903416.7321 | 961560.8286 | 7332603.3321 | 7332603.3321 | 1478867.319 | 3814762.4027 | 0 | 12197580.8929 | 24823813.9468 | 7498942.0933 | 0.046124 | 264452.2574 | 538197.9994 | 5391.217 | 10971.8942
1 | 2400 | 707 | 0.015 | 15 | 15 | 7 | 1e-08 | 5spot_SharedNeighbor | Water | Porous | Wet | R245fa | MinimizeLCOE_Brownfield | IgnoreSilica | 2019 | 35.0374 | 1.3954 | 0.011869 | 4 | 259537.0144 | 525487.5991 | 5291.0131 | 10712.7755 | 49.9034 | 0 | 101.8386 | 227533.6979 | 5644.867 | 471187.7911 | 572531.933 | 0 | 23472.8282 | 0 | 507144.7357 | 1319486.5726 | 900576.6985 | 4027579.124 | 961560.8286 | 7332603.3321 | 7332603.3321 | 1478867.319 | 3814762.4027 | 0 | 12321743.2848 | 24947976.3387 | 10000000 | 0.047476 | 259537.0144 | 525487.5991 | 5291.0131 | 10712.7755
1 | 2500 | 707 | 0.015 | 15 | 15 | 7 | 1e-13 | 5spot_SharedNeighbor | Water | Porous | Wet | R245fa | MinimizeLCOE_Brownfield | IgnoreSilica | 2019 | 0 | 0 | 0 | 0 |  |  |  |  | 15 |  | 15.0861 | [19 empty] | 100 | 0
1 | 2500 | 707 | 0.015 | 15 | 15 | 7 | 1.3335e-13 | 5spot_SharedNeighbor | Water | Porous | Wet | R245fa | MinimizeLCOE_Brownfield | IgnoreSilica | 2019 | 0 | 0 | 0 | 0 |  |  |  |  | 15 |  | 17.5121 | [19 empty] | 133.3521 | 0
1 | 2500 | 707 | 0.015 | 15 | 15 | 7 | 1.7783e-13 | 5spot_SharedNeighbor | Water | Porous | Wet | R245fa | MinimizeLCOE_Brownfield | IgnoreSilica | 2019 | 0 | 0 | 0 | 0 |  |  |  |  | 15 |  | 19.0008 | [19 empty] | 177.8279 | 0
1 | 2500 | 707 | 0.015 | 15 | 15 | 7 | 2.3714e-13 | 5spot_SharedNeighbor | Water | Porous | Wet | R245fa | MinimizeLCOE_Brownfield | IgnoreSilica | 2019 | 0 | 0 | 0 | 0 |  |  |  |  | 15 |  | 21.9409 | [19 empty] | 237.1374 | 0
1 | 2500 | 707 | 0.015 | 15 | 15 | 7 | 3.1623e-13 | 5spot_SharedNeighbor | Water | Porous | Wet | R245fa | MinimizeLCOE_Brownfield | IgnoreSilica | 2019 | 0 | 0 | 0 | 0 |  |  |  |  | 15 |  | 22.9216 | [19 empty] | 316.2278 | 0
1 | 2500 | 707 | 0.015 | 15 | 15 | 7 | 4.217e-13 | 5spot_SharedNeighbor | Water | Porous | Wet | R245fa | MinimizeLCOE_Brownfield | IgnoreSilica | 2019 | 0 | 0 | 0 | 0 |  |  |  |  | 15 |  | 20.7967 | [19 empty] | 421.6965 | 0
1 | 2500 | 707 | 0.015 | 15 | 15 | 7 | 5.6234e-13 | 5spot_SharedNeighbor | Water | Porous | Wet | R245fa | MinimizeLCOE_Brownfield | IgnoreSilica | 2019 | 0 | 0 | 0 | 0 |  |  |  |  | 15 |  | 22.3607 | [19 empty] | 562.3413 | 0
1 | 2500 | 707 | 0.015 | 15 | 15 | 7 | 7.4989e-13 | 5spot_SharedNeighbor | Water | Porous | Wet | R245fa | MinimizeLCOE_Brownfield | IgnoreSilica | 2019 | 0 | 0 | 0 | 0 |  |  |  |  | 15 |  | 23.8273 | [19 empty] | 749.8942 | 0
1 | 2500 | 707 | 0.015 | 15 | 15 | 7 | 1e-12 | 5spot_SharedNeighbor | Water | Porous | Wet | R245fa | MinimizeLCOE_Brownfield | IgnoreSilica | 2019 | 0 | 0 | 0 | 0 |  |  |  |  | 15 |  | 24.3243 | [19 empty] | 1000 | 0
1 | 2500 | 707 | 0.015 | 15 | 15 | 7 | 1.3335e-12 | 5spot_SharedNeighbor | Water | Porous | Wet | R245fa | MinimizeLCOE_Brownfield | IgnoreSilica | 2019 | 0 | 0 | 0 | 0 |  |  |  |  | 15 |  | 25.9118 | [19 empty] | 1333.5214 | 0
1 | 2500 | 707 | 0.015 | 15 | 15 | 7 | 1.7783e-12 | 5spot_SharedNeighbor | Water | Porous | Wet | R245fa | MinimizeLCOE_Brownfield | IgnoreSilica | 2019 | 0 | 0 | 0 | 0 |  |  |  |  | 15 |  | 29.5139 | [19 empty] | 1778.2794 | 0
1 | 2500 | 707 | 0.015 | 15 | 15 | 7 | 2.3714e-12 | 5spot_SharedNeighbor | Water | Porous | Wet | R245fa | MinimizeLCOE_Brownfield | IgnoreSilica | 2019 | 0 | 0 | 0 | 0 |  |  |  |  | 15 |  | 31.0372 | [19 empty] | 2371.3737 | 0
1 | 2500 | 707 | 0.015 | 15 | 15 | 7 | 3.1623e-12 | 5spot_SharedNeighbor | Water | Porous | Wet | R245fa | MinimizeLCOE_Brownfield | IgnoreSilica | 2019 | 0 | 0 | 0 | 0 |  |  |  |  | 15 |  | 31.5441 | [19 empty] | 3162.2777 | 0
1 | 2500 | 707 | 0.015 | 15 | 15 | 7 | 4.217e-12 | 5spot_SharedNeighbor | Water | Porous | Wet | R245fa | MinimizeLCOE_Brownfield | IgnoreSilica | 2019 | 0 | 0 | 0 | 0 |  |  |  |  | 15 |  | 32.7871 | [19 empty] | 4216.965 | 0
1 | 2500 | 707 | 0.015 | 15 | 15 | 7 | 5.6234e-12 | 5spot_SharedNeighbor | Water | Porous | Wet | R245fa | MinimizeLCOE_Brownfield | IgnoreSilica | 2019 | 0 | 0 | 0 | 0 |  |  |  |  | 15 |  | 33.5212 | [19 empty] | 5623.4133 | 0
1 | 2500 | 707 | 0.015 | 15 | 15 | 7 | 7.4989e-12 | 5spot_SharedNeighbor | Water | Porous | Wet | R245fa | MinimizeLCOE_Brownfield | IgnoreSilica | 2019 | 0 | 0 | 0 | 0 |  |  |  |  | 15 |  | 32.9838 | [19 empty] | 7498.9421 | 0
1 | 2500 | 707 | 0.015 | 15 | 15 | 7 | 1e-11 | 5spot_SharedNeighbor | Water | Porous | Wet | R245fa | MinimizeLCOE_Brownfield | IgnoreSilica | 2019 | 0 | 0 | 0 | 0 |  |  |  |  | 15 |  | 30.0629 | [19 empty] | 10000 | 0
1 | 2500 | 707 | 0.015 | 15 | 15 | 7 | 1.3335e-11 | 5spot_SharedNeighbor | Water | Porous | Wet | R245fa | MinimizeLCOE_Brownfield | IgnoreSilica | 2019 | 0 | 0 | 0 | 0 |  |  |  |  | 15 |  | 30.639 | [19 empty] | 13335.2143 | 0
1 | 2500 | 707 | 0.015 | 15 | 15 | 7 | 1.7783e-11 | 5spot_SharedNeighbor | Water | Porous | Wet | R245fa | MinimizeLCOE_Brownfield | IgnoreSilica | 2019 | 0 | 0 | 0 | 0 |  |  |  |  | 15 |  | 30.4128 | [19 empty] | 17782.7941 | 0
1 | 2500 | 707 | 0.015 | 15 | 15 | 7 | 2.3714e-11 | 5spot_SharedNeighbor | Water | Porous | Wet | R245fa | MinimizeLCOE_Brownfield | IgnoreSilica | 2019 | 0 | 0 | 0 | 0 |  |  |  |  | 15 |  | 27.4237 | [19 empty] | 23713.7371 | 0
1 | 2500 | 707 | 0.015 | 15 | 15 | 7 | 3.1623e-11 | 5spot_SharedNeighbor | Water | Porous | Wet | R245fa | MinimizeLCOE_Brownfield | IgnoreSilica | 2019 | 0 | 0 | 0 | 0 |  |  |  |  | 15 |  | 28.8502 | [19 empty] | 31622.7766 | 0
1 | 2500 | 707 | 0.015 | 15 | 15 | 7 | 4.217e-11 | 5spot_SharedNeighbor | Water | Porous | Wet | R245fa | MinimizeLCOE_Brownfield | IgnoreSilica | 2019 | 1.6 | 0.051829 | 8.9604e-05 | 4 | 25072316.7156 | 61654720.8558 | 511133.0891 | 1256914.8788 | 46.0015 | 0 | 30.8006 | 21073.5282 | 485.6541 | 33948.0487 | 45923.8518 | 0 | 10080.6193 | 0 | 43489.5638 | 113150.9242 | 77227.8308 | 345380.021 | 961560.8286 | 7679370.0231 | 7679370.0231 | 1478867.319 | 3953469.0791 | 0 | 8986310.8728 | 22098017.2941 | 42169.6503 | 0.00035842 | 25072316.7156 | 61654720.8558 | 511133.0891 | 1256914.8788
1 | 2500 | 707 | 0.015 | 15 | 15 | 7 | 5.6234e-11 | 5spot_SharedNeighbor | Water | Porous | Wet | R245fa | MinimizeLCOE_Brownfield | IgnoreSilica | 2019 | 3.1808 | 0.11873 | 0.00036129 | 4 | 6399398.833 | 15472280.6344 | 130460.401 | 315423.3685 | 48.6253 | 0 | 77.9447 | 40208.152 | 961.3023 | 65711.811 | 71805.1579 | 0 | 17352.5575 | 0 | 76455.2025 | 198920.7538 | 135767.5019 | 607182.4389 | 961560.8286 | 7679370.0231 | 7679370.0231 | 1478867.319 | 3953469.0791 | 0 | 9248113.2906 | 22359819.7119 | 56234.1325 | 0.0014452 | 6399398.833 | 15472280.6344 | 130460.401 | 315423.3685
1 | 2500 | 707 | 0.015 | 15 | 15 | 7 | 7.4989e-11 | 5spot_SharedNeighbor | Water | Porous | Wet | R245fa | MinimizeLCOE_Brownfield | IgnoreSilica | 2019 | 4.2823 | 0.1659 | 0.00068268 | 4 | 3445927.3719 | 8247518.0316 | 70249.8904 | 168136.8107 | 49.358 | 0 | 64.5784 | 51608.9257 | 1247.5518 | 85812.2283 | 89915.2026 | 0 | 19656.9968 | 0 | 96813.953 | 251890.0465 | 171920.1325 | 768865.0372 | 961560.8286 | 7679370.0231 | 7679370.0231 | 1478867.319 | 3953469.0791 | 0 | 9409795.889 | 22521502.3103 | 74989.4209 | 0.0027307 | 3445927.3719 | 8247518.0316 | 70249.8904 | 168136.8107
1 | 2500 | 707 | 0.015 | 15 | 15 | 7 | 1e-10 | 5spot_SharedNeighbor | Water | Porous | Wet | R245fa | MinimizeLCOE_Brownfield | IgnoreSilica | 2019 | 5.6823 | 0.22615 | 0.0011174 | 4 | 2148942.0582 | 5082431.3769 | 43809.0905 | 103612.2381 | 49.891 | 0 | 100.2373 | 64752.2048 | 1578.5917 | 109893.7894 | 112987.6014 | 0 | 22068.2026 | 0 | 121399.3521 | 315856.2117 | 215578.3547 | 964114.3085 | 961560.8286 | 7679370.0231 | 7679370.0231 | 1478867.319 | 3953469.0791 | 0 | 9605045.1603 | 22716751.5816 | 100000 | 0.0044697 | 2148942.0582 | 5082431.3769 | 43809.0905 | 103612.2381
1 | 2500 | 707 | 0.015 | 15 | 15 | 7 | 1.3335e-10 | 5spot_SharedNeighbor | Water | Porous | Wet | R245fa | MinimizeLCOE_Brownfield | IgnoreSilica | 2019 | 7.3561 | 0.29791 | 0.0016859 | 4 | 1457094.0468 | 3401384.1031 | 29704.833 | 69341.8157 | 50.2573 | 0 | 84.2415 | 79039.7051 | 1939.3201 | 136948.7099 | 140481.9188 | 0 | 24275.3318 | 0 | 149247.1444 | 388310.4549 | 265029.8645 | 1185272.4495 | 961560.8286 | 7679370.0231 | 7679370.0231 | 1478867.319 | 3953469.0791 | 0 | 9826203.3012 | 22937909.7225 | 133352.1432 | 0.0067437 | 1457094.0468 | 3401384.1031 | 29704.833 | 69341.8157
1 | 2500 | 707 | 0.015 | 15 | 15 | 7 | 1.7783e-10 | 5spot_SharedNeighbor | Water | Porous | Wet | R245fa | MinimizeLCOE_Brownfield | IgnoreSilica | 2019 | 9.6996 | 0.39882 | 0.0024529 | 4 | 1031978.1271 | 2368300.1885 | 21038.27 | 48281.0027 | 50.5869 | 0 | 84.0063 | 97490.8998 | 2406.4246 | 172885.9858 | 179073.6434 | 0 | 27476.7185 | 0 | 186940.1321 | 486379.8771 | 331964.2602 | 1484617.9415 | 961560.8286 | 7679370.0231 | 7679370.0231 | 1478867.319 | 3953469.0791 | 0 | 10125548.7932 | 23237255.2145 | 177827.941 | 0.0098118 | 1031978.1271 | 2368300.1885 | 21038.27 | 48281.0027
1 | 2500 | 707 | 0.015 | 15 | 15 | 7 | 2.3714e-10 | 5spot_SharedNeighbor | Water | Porous | Wet | R245fa | MinimizeLCOE_Brownfield | IgnoreSilica | 2019 | 12.3138 | 0.51122 | 0.0033992 | 4 | 768142.5418 | 1732476.4438 | 15659.6247 | 35318.8757 | 50.7993 | 0 | 78.4707 | 116363.2656 | 2884.5301 | 210830.1788 | 222074.7119 | 0 | 30050.5764 | 0 | 227059.2725 | 590761.6508 | 403206.9656 | 1803231.1516 | 961560.8286 | 7679370.0231 | 7679370.0231 | 1478867.319 | 3953469.0791 | 0 | 10444162.0034 | 23555868.4247 | 237137.3706 | 0.013597 | 768142.5418 | 1732476.4438 | 15659.6247 | 35318.8757
1 | 2500 | 707 | 0.015 | 15 | 15 | 7 | 3.1623e-10 | 5spot_SharedNeighbor | Water | Porous | Wet | R245fa | MinimizeLCOE_Brownfield | IgnoreSilica | 2019 | 15.3339 | 0.64112 | 0.0045463 | 4 | 593856.3353 | 1314859.7955 | 12106.5646 | 26805.1954 | 50.956 | 0 | 101.8712 | 136630.0808 | 3398.3219 | 252655.9075 | 271758.9778 | 0 | 32483.6665 | 0 | 271801.5123 | 707171.7808 | 482659.2713 | 2158559.5189 | 961560.8286 | 7679370.0231 | 7679370.0231 | 1478867.319 | 3953469.0791 | 0 | 10799490.3706 | 23911196.7919 | 316227.766 | 0.018185 | 593856.3353 | 1314859.7955 | 12106.5646 | 26805.1954
1 | 2500 | 707 | 0.015 | 15 | 15 | 7 | 4.217e-10 | 5spot_SharedNeighbor | Water | Porous | Wet | R245fa | MinimizeLCOE_Brownfield | IgnoreSilica | 2019 | 18.5741 | 0.78069 | 0.0058681 | 4 | 475833.3302 | 1034437.8147 | 9700.506 | 21088.414 | 51.0683 | 0 | 78.9216 | 157021.4771 | 3915.407 | 295741.2747 | 325112.45 | 0 | 34400.2261 | 0 | 318314.4256 | 828188.8402 | 565255.901 | 2527950.0017 | 961560.8286 | 7679370.0231 | 7679370.0231 | 1478867.319 | 3953469.0791 | 0 | 11168880.8535 | 24280587.2748 | 421696.5034 | 0.023472 | 475833.3302 | 1034437.8147 | 9700.506 | 21088.414
1 | 2500 | 707 | 0.015 | 15 | 15 | 7 | 5.6234e-10 | 5spot_SharedNeighbor | Water | Porous | Wet | R245fa | MinimizeLCOE_Brownfield | IgnoreSilica | 2019 | 21.8922 | 0.92374 | 0.0073112 | 4 | 394501.9327 | 842846.8376 | 8042.4555 | 17182.5728 | 51.1497 | 0 | 80.6073 | 176781.2901 | 4416.56 | 338325.1087 | 379778.6692 | 0 | 35770.237 | 0 | 364678.0273 | 948817.4214 | 647587.3863 | 2896154.7 | 961560.8286 | 7679370.0231 | 7679370.0231 | 1478867.319 | 3953469.0791 | 0 | 11537085.5518 | 24648791.9731 | 562341.3252 | 0.029245 | 394501.9327 | 842846.8376 | 8042.4555 | 17182.5728
1 | 2500 | 707 | 0.015 | 15 | 15 | 7 | 7.4989e-10 | 5spot_SharedNeighbor | Water | Porous | Wet | R245fa | MinimizeLCOE_Brownfield | IgnoreSilica | 2019 | 25.0735 | 1.0609 | 0.0087943 | 4 | 337770.4306 | 710504.3429 | 6885.9071 | 14484.5921 | 51.208 | 0 | 77.0046 | 194867.3237 | 4875.3287 | 377932.4894 | 432194.5727 | 0 | 36496.2975 | 0 | 408082.7446 | 1061747.5922 | 724664.5484 | 3240860.8972 | 961560.8286 | 7679370.0231 | 7679370.0231 | 1478867.319 | 3953469.0791 | 0 | 11881791.7489 | 24993498.1702 | 749894.2093 | 0.035177 | 337770.4306 | 710504.3429 | 6885.9071 | 14484.5921
1 | 2500 | 707 | 0.015 | 15 | 15 | 7 | 1e-09 | 5spot_SharedNeighbor | Water | Porous | Wet | R245fa | MinimizeLCOE_Brownfield | IgnoreSilica | 2019 | 27.9675 | 1.1857 | 0.010232 | 4 | 297828.7955 | 618197.4809 | 6071.6428 | 12602.7918 | 51.2499 | 0 | 102.9408 | 210713.734 | 5277.3141 | 413086.6903 | 479884.1301 | 0 | 36661.8224 | 0 | 446793.2395 | 1162464.3592 | 793405.8114 | 3548287.1011 | 961560.8286 | 7679370.0231 | 7679370.0231 | 1478867.319 | 3953469.0791 | 0 | 12189217.9528 | 25300924.3741 | 1000000 | 0.040927 | 297828.7955 | 618197.4809 | 6071.6428 | 12602.7918
1 | 2500 | 707 | 0.015 | 15 | 15 | 7 | 1.3335e-09 | 5spot_SharedNeighbor | Water | Porous | Wet | R245fa | MinimizeLCOE_Brownfield | IgnoreSilica | 2019 | 30.4501 | 1.2928 | 0.011549 | 4 | 269458.9791 | 553275.1141 | 5493.2858 | 11279.2616 | 51.2799 | 0 | 92.5871 | 223910.5012 | 5612.0917 | 442661.3223 | 520799.4132 | 0 | 36333.2743 | 0 | 479433.4751 | 1247387.5568 | 851367.6388 | 3807505.2735 | 961560.8286 | 7679370.0231 | 7679370.0231 | 1478867.319 | 3953469.0791 | 0 | 12448436.1252 | 25560142.5465 | 1333521.4322 | 0.046198 | 269458.9791 | 553275.1141 | 5493.2858 | 11279.2616
1 | 2500 | 707 | 0.015 | 15 | 15 | 7 | 1.7783e-09 | 5spot_SharedNeighbor | Water | Porous | Wet | R245fa | MinimizeLCOE_Brownfield | IgnoreSilica | 2019 | 32.5159 | 1.382 | 0.012705 | 4 | 249133.7935 | 507133.0236 | 5078.9294 | 10338.5926 | 51.3015 | 0 | 104.1942 | 234642.3428 | 5884.3381 | 466900.3942 | 554846.9036 | 0 | 35723.6084 | 0 | 506219.059 | 1317078.1517 | 898932.9018 | 4020227.6995 | 961560.8286 | 7679370.0231 | 7679370.0231 | 1478867.319 | 3953469.0791 | 0 | 12661158.5513 | 25772864.9726 | 1778279.41 | 0.050821 | 249133.7935 | 507133.0236 | 5078.9294 | 10338.5926
1 | 2500 | 707 | 0.015 | 15 | 15 | 7 | 2.3714e-09 | 5spot_SharedNeighbor | Water | Porous | Wet | R245fa | MinimizeLCOE_Brownfield | IgnoreSilica | 2019 | 31.369 | 1.3325 | 0.013617 | 4 | 229718.9413 | 470447.2729 | 4683.1313 | 9590.704 | 51.2898 | 0 | 488.5665 | 228710.6991 | 5733.8639 | 453482.7368 | 535943.858 | 0 | 25987.4598 | 0 | 487444.8609 | 1268231.5393 | 865594.0851 | 3871129.1028 | 961560.8286 | 7679370.0231 | 7679370.0231 | 1478867.319 | 3953469.0791 | 0 | 12512059.9546 | 25623766.3759 | 2371373.7057 | 0.054467 | 229718.9413 | 470447.2729 | 4683.1313 | 9590.704
1 | 2500 | 707 | 0.015 | 15 | 15 | 7 | 3.1623e-09 | 5spot_SharedNeighbor | Water | Porous | Wet | R245fa | MinimizeLCOE_Brownfield | IgnoreSilica | 2019 | 35.069 | 1.4921 | 0.014826 | 4 | 217672.6437 | 438769.239 | 4437.5513 | 8944.9044 | 51.325 | 0 | 104.9476 | 247624.3151 | 6213.6604 | 496436.2183 | 596931.8296 | 0 | 30700.1119 | 0 | 537383.3927 | 1398161.3554 | 954273.8544 | 4267724.7377 | 961560.8286 | 7679370.0231 | 7679370.0231 | 1478867.319 | 3953469.0791 | 0 | 12908655.5894 | 26020362.0107 | 3162277.6602 | 0.059303 | 217672.6437 | 438769.239 | 4437.5513 | 8944.9044
1 | 2500 | 707 | 0.015 | 15 | 15 | 7 | 4.217e-09 | 5spot_SharedNeighbor | Water | Porous | Wet | R245fa | MinimizeLCOE_Brownfield | IgnoreSilica | 2019 | 36.7862 | 1.5662 | 0.015578 | 4 | 210013.2667 | 420427.4719 | 4281.4045 | 8570.9827 | 51.3391 | 0 | 92.4987 | 256194.5367 | 6431.061 | 516058.0273 | 625239.5766 | 0 | 31474.782 | 0 | 559805.2136 | 1456498.334 | 994090.041 | 4445791.5722 | 961560.8286 | 7679370.0231 | 7679370.0231 | 1478867.319 | 3953469.0791 | 0 | 13086722.4239 | 26198428.8452 | 4216965.0343 | 0.062314 | 210013.2667 | 420427.4719 | 4281.4045 | 8570.9827
1 | 2500 | 707 | 0.015 | 15 | 15 | 7 | 5.6234e-09 | 5spot_SharedNeighbor | Water | Porous | Wet | R245fa | MinimizeLCOE_Brownfield | IgnoreSilica | 2019 | 37.064 | 1.5782 | 0.016032 | 4 | 204417.9017 | 408882.7932 | 4167.3354 | 8335.6288 | 51.3413 | 0 | 94.0497 | 257569.6732 | 6465.9435 | 519215.3106 | 629819.8329 | 0 | 29420.8259 | 0 | 562571.7186 | 1463696.2124 | 999002.7409 | 4467762.2579 | 961560.8286 | 7679370.0231 | 7679370.0231 | 1478867.319 | 3953469.0791 | 0 | 13108693.1096 | 26220399.5309 | 5623413.2519 | 0.064127 | 204417.9017 | 408882.7932 | 4167.3354 | 8335.6288
1 | 2500 | 707 | 0.015 | 15 | 15 | 7 | 7.4989e-09 | 5spot_SharedNeighbor | Water | Porous | Wet | R245fa | MinimizeLCOE_Brownfield | IgnoreSilica | 2019 | 38.2259 | 1.6284 | 0.016516 | 4 | 200252.7085 | 398727.853 | 4082.4223 | 8128.6066 | 51.35 | 0 | 98.3278 | 263286.9346 | 6610.9689 | 532367.8652 | 648974.5205 | 0 | 30138.3677 | 0 | 577737.6762 | 1503154.9231 | 1025934.1218 | 4588205.3779 | 961560.8286 | 7679370.0231 | 7679370.0231 | 1478867.319 | 3953469.0791 | 0 | 13229136.2297 | 26340842.6509 | 7498942.0933 | 0.066062 | 200252.7085 | 398727.853 | 4082.4223 | 8128.6066
1 | 2500 | 707 | 0.015 | 15 | 15 | 7 | 1e-08 | 5spot_SharedNeighbor | Water | Porous | Wet | R245fa | MinimizeLCOE_Brownfield | IgnoreSilica | 2019 | 38.6861 | 1.6482 | 0.016829 | 4 | 197195.4918 | 391976.8536 | 4020.0968 | 7990.9783 | 51.3534 | 0 | 90.6656 | 265537.2723 | 6668.0507 | 537556.049 | 656562.9461 | 0 | 29608.3119 | 0 | 583413.7257 | 1517922.8396 | 1036013.5282 | 4633282.7235 | 961560.8286 | 7679370.0231 | 7679370.0231 | 1478867.319 | 3953469.0791 | 0 | 13274213.5753 | 26385919.9965 | 10000000 | 0.067315 | 197195.4918 | 391976.8536 | 4020.0968 | 7990.9783
1 | 2600 | 707 | 0.015 | 15 | 15 | 7 | 1e-13 | 5spot_SharedNeighbor | Water | Porous | Wet | R245fa | MinimizeLCOE_Brownfield | IgnoreSilica | 2019 | 0 | 0 | 0 | 0 |  |  |  |  | 15 |  | 15.9359 | [19 empty] | 100 | 0
1 | 2600 | 707 | 0.015 | 15 | 15 | 7 | 1.3335e-13 | 5spot_SharedNeighbor | Water | Porous | Wet | R245fa | MinimizeLCOE_Brownfield | IgnoreSilica | 2019 | 0 | 0 | 0 | 0 |  |  |  |  | 15 |  | 17.6892 | [19 empty] | 133.3521 | 0
1 | 2600 | 707 | 0.015 | 15 | 15 | 7 | 1.7783e-13 | 5spot_SharedNeighbor | Water | Porous | Wet | R245fa | MinimizeLCOE_Brownfield | IgnoreSilica | 2019 | 0 | 0 | 0 | 0 |  |  |  |  | 15 |  | 19.4665 | [19 empty] | 177.8279 | 0
1 | 2600 | 707 | 0.015 | 15 | 15 | 7 | 2.3714e-13 | 5spot_SharedNeighbor | Water | Porous | Wet | R245fa | MinimizeLCOE_Brownfield | IgnoreSilica | 2019 | 0 | 0 | 0 | 0 |  |  |  |  | 15 |  | 21.2175 | [19 empty] | 237.1374 | 0
1 | 2600 | 707 | 0.015 | 15 | 15 | 7 | 3.1623e-13 | 5spot_SharedNeighbor | Water | Porous | Wet | R245fa | MinimizeLCOE_Brownfield | IgnoreSilica | 2019 | 0 | 0 | 0 | 0 |  |  |  |  | 15 |  | 21.6198 | [19 empty] | 316.2278 | 0
1 | 2600 | 707 | 0.015 | 15 | 15 | 7 | 4.217e-13 | 5spot_SharedNeighbor | Water | Porous | Wet | R245fa | MinimizeLCOE_Brownfield | IgnoreSilica | 2019 | 0 | 0 | 0 | 0 |  |  |  |  | 15 |  | 23.0616 | [19 empty] | 421.6965 | 0
1 | 2600 | 707 | 0.015 | 15 | 15 | 7 | 5.6234e-13 | 5spot_SharedNeighbor | Water | Porous | Wet | R245fa | MinimizeLCOE_Brownfield | IgnoreSilica | 2019 | 0 | 0 | 0 | 0 |  |  |  |  | 15 |  | 23.6682 | [19 empty] | 562.3413 | 0
1 | 2600 | 707 | 0.015 | 15 | 15 | 7 | 7.4989e-13 | 5spot_SharedNeighbor | Water | Porous | Wet | R245fa | MinimizeLCOE_Brownfield | IgnoreSilica | 2019 | 0 | 0 | 0 | 0 |  |  |  |  | 15 |  | 24.0614 | [19 empty] | 749.8942 | 0
1 | 2600 | 707 | 0.015 | 15 | 15 | 7 | 1e-12 | 5spot_SharedNeighbor | Water | Porous | Wet | R245fa | MinimizeLCOE_Brownfield | IgnoreSilica | 2019 | 0 | 0 | 0 | 0 |  |  |  |  | 15 |  | 23.9297 | [19 empty] | 1000 | 0
1 | 2600 | 707 | 0.015 | 15 | 15 | 7 | 1.3335e-12 | 5spot_SharedNeighbor | Water | Porous | Wet | R245fa | MinimizeLCOE_Brownfield | IgnoreSilica | 2019 | 0 | 0 | 0 | 0 |  |  |  |  | 15 |  | 25.8878 | [19 empty] | 1333.5214 | 0
1 | 2600 | 707 | 0.015 | 15 | 15 | 7 | 1.7783e-12 | 5spot_SharedNeighbor | Water | Porous | Wet | R245fa | MinimizeLCOE_Brownfield | IgnoreSilica | 2019 | 0 | 0 | 0 | 0 |  |  |  |  | 15 |  | 29.3694 | [19 empty] | 1778.2794 | 0
1 | 2600 | 707 | 0.015 | 15 | 15 | 7 | 2.3714e-12 | 5spot_SharedNeighbor | Water | Porous | Wet | R245fa | MinimizeLCOE_Brownfield | IgnoreSilica | 2019 | 0 | 0 | 0 | 0 |  |  |  |  | 15 |  | 29.6891 | [19 empty] | 2371.3737 | 0
1 | 2600 | 707 | 0.015 | 15 | 15 | 7 | 3.1623e-12 | 5spot_SharedNeighbor | Water | Porous | Wet | R245fa | MinimizeLCOE_Brownfield | IgnoreSilica | 2019 | 0 | 0 | 0 | 0 |  |  |  |  | 15 |  | 31.7277 | [19 empty] | 3162.2777 | 0
1 | 2600 | 707 | 0.015 | 15 | 15 | 7 | 4.217e-12 | 5spot_SharedNeighbor | Water | Porous | Wet | R245fa | MinimizeLCOE_Brownfield | IgnoreSilica | 2019 | 0 | 0 | 0 | 0 |  |  |  |  | 15 |  | 33.1163 | [19 empty] | 4216.965 | 0
1 | 2600 | 707 | 0.015 | 15 | 15 | 7 | 5.6234e-12 | 5spot_SharedNeighbor | Water | Porous | Wet | R245fa | MinimizeLCOE_Brownfield | IgnoreSilica | 2019 | 0 | 0 | 0 | 0 |  |  |  |  | 15 |  | 32.502 | [19 empty] | 5623.4133 | 0
1 | 2600 | 707 | 0.015 | 15 | 15 | 7 | 7.4989e-12 | 5spot_SharedNeighbor | Water | Porous | Wet | R245fa | MinimizeLCOE_Brownfield | IgnoreSilica | 2019 | 0 | 0 | 0 | 0 |  |  |  |  | 15 |  | 33.0864 | [19 empty] | 7498.9421 | 0
1 | 2600 | 707 | 0.015 | 15 | 15 | 7 | 1e-11 | 5spot_SharedNeighbor | Water | Porous | Wet | R245fa | MinimizeLCOE_Brownfield | IgnoreSilica | 2019 | 0 | 0 | 0 | 0 |  |  |  |  | 15 |  | 33.056 | [19 empty] | 10000 | 0
1 | 2600 | 707 | 0.015 | 15 | 15 | 7 | 1.3335e-11 | 5spot_SharedNeighbor | Water | Porous | Wet | R245fa | MinimizeLCOE_Brownfield | IgnoreSilica | 2019 | 0 | 0 | 0 | 0 |  |  |  |  | 15 |  | 29.9811 | [19 empty] | 13335.2143 | 0
1 | 2600 | 707 | 0.015 | 15 | 15 | 7 | 1.7783e-11 | 5spot_SharedNeighbor | Water | Porous | Wet | R245fa | MinimizeLCOE_Brownfield | IgnoreSilica | 2019 | 0 | 0 | 0 | 0 |  |  |  |  | 15 |  | 29.8221 | [19 empty] | 17782.7941 | 0
1 | 2600 | 707 | 0.015 | 15 | 15 | 7 | 2.3714e-11 | 5spot_SharedNeighbor | Water | Porous | Wet | R245fa | MinimizeLCOE_Brownfield | IgnoreSilica | 2019 | 0 | 0 | 0 | 0 |  |  |  |  | 15 |  | 28.3907 | [19 empty] | 23713.7371 | 0
1 | 2600 | 707 | 0.015 | 15 | 15 | 7 | 3.1623e-11 | 5spot_SharedNeighbor | Water | Porous | Wet | R245fa | MinimizeLCOE_Brownfield | IgnoreSilica | 2019 | 1.6 | 0.054792 | 0.00011277 | 4 | 20742737.159 | 50904965.4618 | 422868.7536 | 1037766.575 | 47.0162 | 0 | 30.9507 | 22619.7907 | 526.4216 | 35454.8362 | 46753.5914 | 0 | 11827.5019 | 0 | 45701.0353 | 118904.7193 | 81154.9142 | 362942.8106 | 961560.8286 | 8031996.805 | 8031996.805 | 1478867.319 | 4094519.7919 | 0 | 9356500.4442 | 22961884.3601 | 31622.7766 | 0.00045107 | 20742737.159 | 50904965.4618 | 422868.7536 | 1037766.575
1 | 2600 | 707 | 0.015 | 15 | 15 | 7 | 4.217e-11 | 5spot_SharedNeighbor | Water | Porous | Wet | R245fa | MinimizeLCOE_Brownfield | IgnoreSilica | 2019 | 2.9593 | 0.11611 | 0.00040541 | 4 | 5917590.4071 | 14307382.1568 | 120638.0846 | 291675.3374 | 49.6082 | 0 | 58.3793 | 40695.7925 | 980.3339 | 64488.0843 | 69954.3578 | 0 | 18491.8935 | 0 | 75898.0802 | 197471.2358 | 134778.176 | 602757.9539 | 961560.8286 | 8031996.805 | 8031996.805 | 1478867.319 | 4094519.7919 | 0 | 9596315.5876 | 23201699.5035 | 42169.6503 | 0.0016217 | 5917590.4071 | 14307382.1568 | 120638.0846 | 291675.3374
1 | 2600 | 707 | 0.015 | 15 | 15 | 7 | 5.6234e-11 | 5spot_SharedNeighbor | Water | Porous | Wet | R245fa | MinimizeLCOE_Brownfield | IgnoreSilica | 2019 | 4.0434 | 0.16548 | 0.00077726 | 4 | 3141502.782 | 7517556.4588 | 64043.7834 | 153255.5567 | 50.4859 | 0 | 94.5436 | 53110.5467 | 1295.4466 | 85543.8553 | 88496.3424 | 0 | 21304.6875 | 0 | 97402.8426 | 253422.2164 | 172965.87 | 773541.8076 | 961560.8286 | 8031996.805 | 8031996.805 | 1478867.319 | 4094519.7919 | 0 | 9767099.4413 | 23372483.3572 | 56234.1325 | 0.0031091 | 3141502.782 | 7517556.4588 | 64043.7834 | 153255.5567
1 | 2600 | 707 | 0.015 | 15 | 15 | 7 | 7.4989e-11 | 5spot_SharedNeighbor | Water | Porous | Wet | R245fa | MinimizeLCOE_Brownfield | IgnoreSilica | 2019 | 5.3734 | 0.22614 | 0.0012864 | 4 | 1936485.118 | 4580511.4993 | 39477.8684 | 93379.9225 | 51.0951 | 0 | 75.8985 | 66872.5669 | 1646.2246 | 109754.1363 | 111237.4421 | 0 | 24001.7546 | 0 | 122269.7286 | 318120.7528 | 217123.9505 | 971026.5563 | 961560.8286 | 8031996.805 | 8031996.805 | 1478867.319 | 4094519.7919 | 0 | 9964584.19 | 23569968.1059 | 74989.4209 | 0.0051457 | 1936485.118 | 4580511.4993 | 39477.8684 | 93379.9225
1 | 2600 | 707 | 0.015 | 15 | 15 | 7 | 1e-10 | 5spot_SharedNeighbor | Water | Porous | Wet | R245fa | MinimizeLCOE_Brownfield | IgnoreSilica | 2019 | 7.0077 | 0.30102 | 0.001955 | 4 | 1303777.2669 | 3043564.6406 | 26579.2631 | 62047.1819 | 51.527 | 0 | 74.8763 | 82283.844 | 2039.6025 | 137914.8786 | 139249.9667 | 0 | 26650.8754 | 0 | 151374.2752 | 393844.813 | 268807.1775 | 1202165.4329 | 961560.8286 | 8031996.805 | 8031996.805 | 1478867.319 | 4094519.7919 | 0 | 10195723.0666 | 23801106.9825 | 100000 | 0.0078201 | 1303777.2669 | 3043564.6406 | 26579.2631 | 62047.1819
1 | 2600 | 707 | 0.015 | 15 | 15 | 7 | 1.3335e-10 | 5spot_SharedNeighbor | Water | Porous | Wet | R245fa | MinimizeLCOE_Brownfield | IgnoreSilica | 2019 | 9.4218 | 0.41209 | 0.0028564 | 4 | 921196.5503 | 2111965.6876 | 18779.8377 | 43055.2772 | 51.9139 | 0 | 88.0973 | 103129.2687 | 2572.8839 | 177242.7521 | 180725.308 | 0 | 30886.5892 | 0 | 192877.1528 | 501826.787 | 342507.0936 | 1531767.8354 | 961560.8286 | 8031996.805 | 8031996.805 | 1478867.319 | 4094519.7919 | 0 | 10525325.469 | 24130709.3849 | 133352.1432 | 0.011426 | 921196.5503 | 2111965.6876 | 18779.8377 | 43055.2772
1 | 2600 | 707 | 0.015 | 15 | 15 | 7 | 1.7783e-10 | 5spot_SharedNeighbor | Water | Porous | Wet | R245fa | MinimizeLCOE_Brownfield | IgnoreSilica | 2019 | 11.8339 | 0.52305 | 0.0039835 | 4 | 680132.1406 | 1534001.4145 | 13865.4136 | 31272.6937 | 52.1419 | 0 | 64.1379 | 122244.2035 | 3062.3625 | 214441.2087 | 222148.9426 | 0 | 33318.7361 | 0 | 232134.0268 | 603965.1206 | 412218.6051 | 1843533.2059 | 961560.8286 | 8031996.805 | 8031996.805 | 1478867.319 | 4094519.7919 | 0 | 10837090.8396 | 24442474.7555 | 177827.941 | 0.015934 | 680132.1406 | 1534001.4145 | 13865.4136 | 31272.6937
1 | 2600 | 707 | 0.015 | 15 | 15 | 7 | 2.3714e-10 | 5spot_SharedNeighbor | Water | Porous | Wet | R245fa | MinimizeLCOE_Brownfield | IgnoreSilica | 2019 | 14.8929 | 0.66377 | 0.0053818 | 4 | 521203.6329 | 1153207.7942 | 10625.441 | 23509.7007 | 52.3251 | 0 | 95.409 | 144758.3526 | 3639.225 | 259422.8917 | 274676.145 | 0 | 36392.8323 | 0 | 280366.8842 | 729457.1215 | 497869.4743 | 2226582.9266 | 961560.8286 | 8031996.805 | 8031996.805 | 1478867.319 | 4094519.7919 | 0 | 11220140.5602 | 24825524.4761 | 237137.3706 | 0.021527 | 521203.6329 | 1153207.7942 | 10625.441 | 23509.7007
1 | 2600 | 707 | 0.015 | 15 | 15 | 7 | 3.1623e-10 | 5spot_SharedNeighbor | Water | Porous | Wet | R245fa | MinimizeLCOE_Brownfield | IgnoreSilica | 2019 | 18.2964 | 0.82038 | 0.0070381 | 4 | 413179.3334 | 896453.9564 | 8423.2196 | 18275.4264 | 52.4582 | 0 | 100.6185 | 168145.701 | 4238.697 | 307293.8932 | 333128.0959 | 0 | 39067.4638 | 0 | 332230.8019 | 864396.3966 | 589968.3023 | 2638469.3518 | 961560.8286 | 8031996.805 | 8031996.805 | 1478867.319 | 4094519.7919 | 0 | 11632026.9854 | 25237410.9013 | 316227.766 | 0.028152 | 413179.3334 | 896453.9564 | 8423.2196 | 18275.4264
1 | 2600 | 707 | 0.015 | 15 | 15 | 7 | 4.217e-10 | 5spot_SharedNeighbor | Water | Porous | Wet | R245fa | MinimizeLCOE_Brownfield | IgnoreSilica | 2019 | 21.8922 | 0.9859 | 0.0089023 | 4 | 338518.9785 | 720593.4976 | 6901.1673 | 14690.2731 | 52.5547 | 0 | 77.4321 | 191414.2164 | 4835.2432 | 355929.2241 | 394889.8971 | 0 | 41176.7805 | 0 | 385415.6909 | 1002772.5682 | 684412.8827 | 3060846.5031 | 961560.8286 | 8031996.805 | 8031996.805 | 1478867.319 | 4094519.7919 | 0 | 12054404.1367 | 25659788.0526 | 421696.5034 | 0.035609 | 338518.9785 | 720593.4976 | 6901.1673 | 14690.2731
1 | 2600 | 707 | 0.015 | 15 | 15 | 7 | 5.6234e-10 | 5spot_SharedNeighbor | Water | Porous | Wet | R245fa | MinimizeLCOE_Brownfield | IgnoreSilica | 2019 | 25.4413 | 1.1493 | 0.010879 | 4 | 286353.062 | 599016.1062 | 5837.6945 | 12211.7536 | 52.624 | 0 | 83.7697 | 213240.5509 | 5394.8576 | 402359.3195 | 455855.9148 | 0 | 42515.205 | 0 | 436552.6806 | 1135820.5258 | 775220.8476 | 3466959.9018 | 961560.8286 | 8031996.805 | 8031996.805 | 1478867.319 | 4094519.7919 | 0 | 12460517.5354 | 26065901.4513 | 562341.3252 | 0.043515 | 286353.062 | 599016.1062 | 5837.6945 | 12211.7536
1 | 2600 | 707 | 0.015 | 15 | 15 | 7 | 7.4989e-10 | 5spot_SharedNeighbor | Water | Porous | Wet | R245fa | MinimizeLCOE_Brownfield | IgnoreSilica | 2019 | 28.7398 | 1.3012 | 0.01285 | 4 | 249600.2512 | 514292.5413 | 5088.4387 | 10484.5491 | 52.6736 | 0 | 70.1434 | 232698.0927 | 5893.7376 | 444346.3511 | 512526.2341 | 0 | 43079.3268 | 0 | 483032.0595 | 1256750.3352 | 857757.9274 | 3836084.0643 | 961560.8286 | 8031996.805 | 8031996.805 | 1478867.319 | 4094519.7919 | 0 | 12829641.6979 | 26435025.6138 | 749894.2093 | 0.051401 | 249600.2512 | 514292.5413 | 5088.4387 | 10484.5491
1 | 2600 | 707 | 0.015 | 15 | 15 | 7 | 1e-09 | 5spot_SharedNeighbor | Water | Porous | Wet | R245fa | MinimizeLCOE_Brownfield | IgnoreSilica | 2019 | 31.6681 | 1.4361 | 0.01471 | 4 | 223506.7781 | 454729.3404 | 4556.488 | 9270.2727 | 52.7094 | 0 | 82.8317 | 249405.1077 | 6322.0794 | 480810.1048 | 562841.5061 | 0 | 43043.163 | 0 | 523544.5648 | 1362155.5638 | 929699.1618 | 4157821.2514 | 961560.8286 | 8031996.805 | 8031996.805 | 1478867.319 | 4094519.7919 | 0 | 13151378.885 | 26756762.8009 | 1000000 | 0.058841 | 223506.7781 | 454729.3404 | 4556.488 | 9270.2727
1 | 2600 | 707 | 0.015 | 15 | 15 | 7 | 1.3335e-09 | 5spot_SharedNeighbor | Water | Porous | Wet | R245fa | MinimizeLCOE_Brownfield | IgnoreSilica | 2019 | 34.1501 | 1.5504 | 0.016379 | 4 | 204837.1543 | 412505.4676 | 4175.8825 | 8409.4819 | 52.7352 | 0 | 104.1072 | 263200.3767 | 6675.7496 | 511187.1523 | 605493.2088 | 0 | 42562.1935 | 0 | 557356.2855 | 1450126.7254 | 989741.2872 | 4426342.9789 | 961560.8286 | 8031996.805 | 8031996.805 | 1478867.319 | 4094519.7919 | 0 | 13419900.6126 | 27025284.5285 | 1333521.4322 | 0.065515 | 204837.1543 | 412505.4676 | 4175.8825 | 8409.4819
1 | 2600 | 707 | 0.015 | 15 | 15 | 7 | 1.7783e-09 | 5spot_SharedNeighbor | Water | Porous | Wet | R245fa | MinimizeLCOE_Brownfield | IgnoreSilica | 2019 | 33.305 | 1.5115 | 0.017649 | 4 | 188359.6797 | 381080.9513 | 3839.9668 | 7768.8506 | 52.7268 | 0 | 473.7257 | 258538.3159 | 6556.2303 | 500895.0621 | 590969.6363 | 0 | 32631.388 | 0 | 541940.3467 | 1410017.615 | 962365.9952 | 4303914.5896 | 961560.8286 | 8031996.805 | 8031996.805 | 1478867.319 | 4094519.7919 | 0 | 13297472.2232 | 26902856.1391 | 1778279.41 | 0.070596 | 188359.6797 | 381080.9513 | 3839.9668 | 7768.8506
1 | 2600 | 707 | 0.015 | 15 | 15 | 7 | 2.3714e-09 | 5spot_SharedNeighbor | Water | Porous | Wet | R245fa | MinimizeLCOE_Brownfield | IgnoreSilica | 2019 | 37.9675 | 1.7263 | 0.019463 | 4 | 177516.5408 | 352274.4455 | 3618.9148 | 7181.5911 | 52.7688 | 0 | 112.6722 | 283840.0896 | 7204.8479 | 557060.9807 | 671100.3225 | 0 | 39140.0612 | 0 | 607755.0577 | 1581253.9925 | 1079238.3414 | 4826593.6936 | 961560.8286 | 8031996.805 | 8031996.805 | 1478867.319 | 4094519.7919 | 0 | 13820151.3273 | 27425535.2432 | 2371373.7057 | 0.077853 | 177516.5408 | 352274.4455 | 3618.9148 | 7181.5911
1 | 2600 | 707 | 0.015 | 15 | 15 | 7 | 3.1623e-09 | 5spot_SharedNeighbor | Water | Porous | Wet | R245fa | MinimizeLCOE_Brownfield | IgnoreSilica | 2019 | 39.2586 | 1.7858 | 0.020457 | 4 | 170541.2489 | 336808.8436 | 3476.714 | 6866.3038 | 52.7788 | 0 | 94.3693 | 290677.1316 | 7380.1015 | 572364.1816 | 693293.1321 | 0 | 38198.7971 | 0 | 624746.2041 | 1625461.47 | 1109410.8532 | 4961531.871 | 961560.8286 | 8031996.805 | 8031996.805 | 1478867.319 | 4094519.7919 | 0 | 13955089.5047 | 27560473.4206 | 3162277.6602 | 0.081828 | 170541.2489 | 336808.8436 | 3476.714 | 6866.3038
1 | 2600 | 707 | 0.015 | 15 | 15 | 7 | 4.217e-09 | 5spot_SharedNeighbor | Water | Porous | Wet | R245fa | MinimizeLCOE_Brownfield | IgnoreSilica | 2019 | 40.2332 | 1.8307 | 0.021244 | 4 | 165414.0002 | 325525.736 | 3372.1881 | 6636.2824 | 52.786 | 0 | 98.7451 | 295793.044 | 7511.2324 | 583848.6997 | 710045.6146 | 0 | 37276.0692 | 0 | 637445.1174 | 1658501.4375 | 1131961.3099 | 5062382.5247 | 961560.8286 | 8031996.805 | 8031996.805 | 1478867.319 | 4094519.7919 | 0 | 14055940.1584 | 27661324.0743 | 4216965.0343 | 0.084974 | 165414.0002 | 325525.736 | 3372.1881 | 6636.2824
1 | 2600 | 707 | 0.015 | 15 | 15 | 7 | 5.6234e-09 | 5spot_SharedNeighbor | Water | Porous | Wet | R245fa | MinimizeLCOE_Brownfield | IgnoreSilica | 2019 | 40.9908 | 1.8656 | 0.021862 | 4 | 161628.3155 | 317212.0089 | 3295.0118 | 6466.7959 | 52.7913 | 0 | 80.2585 | 299743.7689 | 7612.4941 | 592736.9465 | 723067.4596 | 0 | 36507.2903 | 0 | 647270.5042 | 1684065.0784 | 1149409.0201 | 5140412.5621 | 961560.8286 | 8031996.805 | 8031996.805 | 1478867.319 | 4094519.7919 | 0 | 14133970.1957 | 27739354.1116 | 5623413.2519 | 0.087447 | 161628.3155 | 317212.0089 | 3295.0118 | 6466.7959
1 | 2600 | 707 | 0.015 | 15 | 15 | 7 | 7.4989e-09 | 5spot_SharedNeighbor | Water | Porous | Wet | R245fa | MinimizeLCOE_Brownfield | IgnoreSilica | 2019 | 41.5755 | 1.8926 | 0.022342 | 4 | 158823.1387 | 311060.0561 | 3237.8245 | 6341.38 | 52.7953 | 0 | 97.3957 | 302778.1062 | 7690.2657 | 599574.8775 | 733118.6618 | 0 | 35885.4897 | 0 | 654828.4863 | 1703729.3977 | 1162830.3221 | 5200435.607 | 961560.8286 | 8031996.805 | 8031996.805 | 1478867.319 | 4094519.7919 | 0 | 14193993.2406 | 27799377.1565 | 7498942.0933 | 0.08937 | 158823.1387 | 311060.0561 | 3237.8245 | 6341.38
1 | 2600 | 707 | 0.015 | 15 | 15 | 7 | 1e-08 | 5spot_SharedNeighbor | Water | Porous | Wet | R245fa | MinimizeLCOE_Brownfield | IgnoreSilica | 2019 | 42.0165 | 1.9129 | 0.022711 | 4 | 156738.6596 | 306502.0153 | 3195.3296 | 6248.4582 | 52.7983 | 0 | 95.5251 | 305058.0997 | 7748.702 | 604719.3136 | 740699.4319 | 0 | 35372.907 | 0 | 660503.3971 | 1718494.3515 | 1172907.7064 | 5245503.9092 | 961560.8286 | 8031996.805 | 8031996.805 | 1478867.319 | 4094519.7919 | 0 | 14239061.5428 | 27844445.4587 | 10000000 | 0.090846 | 156738.6596 | 306502.0153 | 3195.3296 | 6248.4582
1 | 2700 | 707 | 0.015 | 15 | 15 | 7 | 1e-13 | 5spot_SharedNeighbor | Water | Porous | Wet | R245fa | MinimizeLCOE_Brownfield | IgnoreSilica | 2019 | 0 | 0 | 0 | 0 |  |  |  |  | 15 |  | 14.2612 | [19 empty] | 100 | 0
1 | 2700 | 707 | 0.015 | 15 | 15 | 7 | 1.3335e-13 | 5spot_SharedNeighbor | Water | Porous | Wet | R245fa | MinimizeLCOE_Brownfield | IgnoreSilica | 2019 | 0 | 0 | 0 | 0 |  |  |  |  | 15 |  | 17.4283 | [19 empty] | 133.3521 | 0
1 | 2700 | 707 | 0.015 | 15 | 15 | 7 | 1.7783e-13 | 5spot_SharedNeighbor | Water | Porous | Wet | R245fa | MinimizeLCOE_Brownfield | IgnoreSilica | 2019 | 0 | 0 | 0 | 0 |  |  |  |  | 15 |  | 17.9105 | [19 empty] | 177.8279 | 0
1 | 2700 | 707 | 0.015 | 15 | 15 | 7 | 2.3714e-13 | 5spot_SharedNeighbor | Water | Porous | Wet | R245fa | MinimizeLCOE_Brownfield | IgnoreSilica | 2019 | 0 | 0 | 0 | 0 |  |  |  |  | 15 |  | 22.4677 | [19 empty] | 237.1374 | 0
1 | 2700 | 707 | 0.015 | 15 | 15 | 7 | 3.1623e-13 | 5spot_SharedNeighbor | Water | Porous | Wet | R245fa | MinimizeLCOE_Brownfield | IgnoreSilica | 2019 | 0 | 0 | 0 | 0 |  |  |  |  | 15 |  | 20.1292 | [19 empty] | 316.2278 | 0
1 | 2700 | 707 | 0.015 | 15 | 15 | 7 | 4.217e-13 | 5spot_SharedNeighbor | Water | Porous | Wet | R245fa | MinimizeLCOE_Brownfield | IgnoreSilica | 2019 | 0 | 0 | 0 | 0 |  |  |  |  | 15 |  | 22.2033 | [19 empty] | 421.6965 | 0
1 | 2700 | 707 | 0.015 | 15 | 15 | 7 | 5.6234e-13 | 5spot_SharedNeighbor | Water | Porous | Wet | R245fa | MinimizeLCOE_Brownfield | IgnoreSilica | 2019 | 0 | 0 | 0 | 0 |  |  |  |  | 15 |  | 23.3402 | [19 empty] | 562.3413 | 0
1 | 2700 | 707 | 0.015 | 15 | 15 | 7 | 7.4989e-13 | 5spot_SharedNeighbor | Water | Porous | Wet | R245fa | MinimizeLCOE_Brownfield | IgnoreSilica | 2019 | 0 | 0 | 0 | 0 |  |  |  |  | 15 |  | 23.1628 | [19 empty] | 749.8942 | 0
1 | 2700 | 707 | 0.015 | 15 | 15 | 7 | 1e-12 | 5spot_SharedNeighbor | Water | Porous | Wet | R245fa | MinimizeLCOE_Brownfield | IgnoreSilica | 2019 | 0 | 0 | 0 | 0 |  |  |  |  | 15 |  | 24.8785 | [19 empty] | 1000 | 0
1 | 2700 | 707 | 0.015 | 15 | 15 | 7 | 1.3335e-12 | 5spot_SharedNeighbor | Water | Porous | Wet | R245fa | MinimizeLCOE_Brownfield | IgnoreSilica | 2019 | 0 | 0 | 0 | 0 |  |  |  |  | 15 |  | 26.1269 | [19 empty] | 1333.5214 | 0
1 | 2700 | 707 | 0.015 | 15 | 15 | 7 | 1.7783e-12 | 5spot_SharedNeighbor | Water | Porous | Wet | R245fa | MinimizeLCOE_Brownfield | IgnoreSilica | 2019 | 0 | 0 | 0 | 0 |  |  |  |  | 15 |  | 28.3312 | [19 empty] | 1778.2794 | 0
1 | 2700 | 707 | 0.015 | 15 | 15 | 7 | 2.3714e-12 | 5spot_SharedNeighbor | Water | Porous | Wet | R245fa | MinimizeLCOE_Brownfield | IgnoreSilica | 2019 | 0 | 0 | 0 | 0 |  |  |  |  | 15 |  | 30.6824 | [19 empty] | 2371.3737 | 0
1 | 2700 | 707 | 0.015 | 15 | 15 | 7 | 3.1623e-12 | 5spot_SharedNeighbor | Water | Porous | Wet | R245fa | MinimizeLCOE_Brownfield | IgnoreSilica | 2019 | 0 | 0 | 0 | 0 |  |  |  |  | 15 |  | 33.2991 | [19 empty] | 3162.2777 | 0
1 | 2700 | 707 | 0.015 | 15 | 15 | 7 | 4.217e-12 | 5spot_SharedNeighbor | Water | Porous | Wet | R245fa | MinimizeLCOE_Brownfield | IgnoreSilica | 2019 | 0 | 0 | 0 | 0 |  |  |  |  | 15 |  | 35.8605 | [19 empty] | 4216.965 | 0
1 | 2700 | 707 | 0.015 | 15 | 15 | 7 | 5.6234e-12 | 5spot_SharedNeighbor | Water | Porous | Wet | R245fa | MinimizeLCOE_Brownfield | IgnoreSilica | 2019 | 0 | 0 | 0 | 0 |  |  |  |  | 15 |  | 33.7084 | [19 empty] | 5623.4133 | 0
1 | 2700 | 707 | 0.015 | 15 | 15 | 7 | 7.4989e-12 | 5spot_SharedNeighbor | Water | Porous | Wet | R245fa | MinimizeLCOE_Brownfield | IgnoreSilica | 2019 | 0 | 0 | 0 | 0 |  |  |  |  | 15 |  | 34.0598 | [19 empty] | 7498.9421 | 0
1 | 2700 | 707 | 0.015 | 15 | 15 | 7 | 1e-11 | 5spot_SharedNeighbor | Water | Porous | Wet | R245fa | MinimizeLCOE_Brownfield | IgnoreSilica | 2019 | 0 | 0 | 0 | 0 |  |  |  |  | 15 |  | 29.6051 | [19 empty] | 10000 | 0
1 | 2700 | 707 | 0.015 | 15 | 15 | 7 | 1.3335e-11 | 5spot_SharedNeighbor | Water | Porous | Wet | R245fa | MinimizeLCOE_Brownfield | IgnoreSilica | 2019 | 0 | 0 | 0 | 0 |  |  |  |  | 15 |  | 29.7084 | [19 empty] | 13335.2143 | 0
1 | 2700 | 707 | 0.015 | 15 | 15 | 7 | 1.7783e-11 | 5spot_SharedNeighbor | Water | Porous | Wet | R245fa | MinimizeLCOE_Brownfield | IgnoreSilica | 2019 | 0 | 0 | 0 | 0 |  |  |  |  | 15 |  | 30.554 | [19 empty] | 17782.7941 | 0
1 | 2700 | 707 | 0.015 | 15 | 15 | 7 | 2.3714e-11 | 5spot_SharedNeighbor | Water | Porous | Wet | R245fa | MinimizeLCOE_Brownfield | IgnoreSilica | 2019 | 1.6 | 0.057898 | 0.0001125 | 4 | 21629798.9044 | 52979828.0529 | 440952.7071 | 1080065.4554 | 48.0158 | 0 | 32.1303 | 24192.0319 | 568.2416 | 37016.6558 | 47599.6969 | 0 | 13698.2763 | 0 | 47999.2119 | 124884.1035 | 85235.9667 | 381194.1846 | 961560.8286 | 8390483.6777 | 8390483.6777 | 1478867.319 | 4237914.541 | 0 | 9733238.691 | 23840504.2287 | 23713.7371 | 0.00044999 | 21629798.9044 | 52979828.0529 | 440952.7071 | 1080065.4554
1 | 2700 | 707 | 0.015 | 15 | 15 | 7 | 3.1623e-11 | 5spot_SharedNeighbor | Water | Porous | Wet | R245fa | MinimizeLCOE_Brownfield | IgnoreSilica | 2019 | 2.7204 | 0.11135 | 0.0004089 | 4 | 6079013.6102 | 14704240.3715 | 123928.9149 | 299765.8289 | 50.4888 | 0 | 75.7964 | 40494.0485 | 981.8045 | 62307.7388 | 67421.954 | 0 | 19505.5611 | 0 | 74377.3317 | 193514.5602 | 132077.6636 | 590680.6624 | 961560.8286 | 8390483.6777 | 8390483.6777 | 1478867.319 | 4237914.541 | 0 | 9942725.1687 | 24049990.7065 | 31622.7766 | 0.0016356 | 6079013.6102 | 14704240.3715 | 123928.9149 | 299765.8289
1 | 2700 | 707 | 0.015 | 15 | 15 | 7 | 4.217e-11 | 5spot_SharedNeighbor | Water | Porous | Wet | R245fa | MinimizeLCOE_Brownfield | IgnoreSilica | 2019 | 3.7 | 0.15866 | 0.00081567 | 4 | 3098074.3228 | 7421896.0155 | 63158.4355 | 151305.3891 | 51.4904 | 0 | 77.0095 | 52952.1525 | 1301.2064 | 82628.4355 | 84820.2851 | 0 | 22383.2685 | 0 | 95193.2857 | 247673.4026 | 169042.1865 | 755994.2228 | 961560.8286 | 8390483.6777 | 8390483.6777 | 1478867.319 | 4237914.541 | 0 | 10108038.7291 | 24215304.2668 | 42169.6503 | 0.0032627 | 3098074.3228 | 7421896.0155 | 63158.4355 | 151305.3891
1 | 2700 | 707 | 0.015 | 15 | 15 | 7 | 5.6234e-11 | 5spot_SharedNeighbor | Water | Porous | Wet | R245fa | MinimizeLCOE_Brownfield | IgnoreSilica | 2019 | 4.9667 | 0.22033 | 0.0013762 | 4 | 1873046.1197 | 4435802.5464 | 38184.5786 | 90429.8348 | 52.2226 | 0 | 58.4066 | 67524.8192 | 1676.2751 | 107375.1178 | 107402.8884 | 0 | 25506.8562 | 0 | 120699.5231 | 314035.4003 | 214335.6135 | 958556.4936 | 961560.8286 | 8390483.6777 | 8390483.6777 | 1478867.319 | 4237914.541 | 0 | 10310601 | 24417866.5377 | 56234.1325 | 0.0055047 | 1873046.1197 | 4435802.5464 | 38184.5786 | 90429.8348
1 | 2700 | 707 | 0.015 | 15 | 15 | 7 | 7.4989e-11 | 5spot_SharedNeighbor | Water | Porous | Wet | R245fa | MinimizeLCOE_Brownfield | IgnoreSilica | 2019 | 6.5324 | 0.29666 | 0.002126 | 4 | 1240313.2147 | 2899191.7544 | 25285.4625 | 59103.9454 | 52.7416 | 0 | 84.6089 | 83875.8855 | 2098.218 | 136151.2996 | 135313.5739 | 0 | 28612.8856 | 0 | 150560.2265 | 391726.8251 | 267361.6073 | 1195700.5217 | 961560.8286 | 8390483.6777 | 8390483.6777 | 1478867.319 | 4237914.541 | 0 | 10547745.0281 | 24655010.5658 | 74989.4209 | 0.0085041 | 1240313.2147 | 2899191.7544 | 25285.4625 | 59103.9454
1 | 2700 | 707 | 0.015 | 15 | 15 | 7 | 1e-10 | 5spot_SharedNeighbor | Water | Porous | Wet | R245fa | MinimizeLCOE_Brownfield | IgnoreSilica | 2019 | 8.3526 | 0.385 | 0.0030824 | 4 | 876650.7852 | 2020829.4511 | 17871.712 | 41197.3417 | 53.0803 | 0 | 69.3519 | 101177.4112 | 2545.0382 | 167667.3002 | 167655.2027 | 0 | 31277.9214 | 0 | 183425.9208 | 477236.62 | 325723.7994 | 1456709.2139 | 961560.8286 | 8390483.6777 | 8390483.6777 | 1478867.319 | 4237914.541 | 0 | 10808753.7202 | 24916019.2579 | 100000 | 0.01233 | 876650.7852 | 2020829.4511 | 17871.712 | 41197.3417
1 | 2700 | 707 | 0.015 | 15 | 15 | 7 | 1.3335e-10 | 5spot_SharedNeighbor | Water | Porous | Wet | R245fa | MinimizeLCOE_Brownfield | IgnoreSilica | 2019 | 11.1345 | 0.52133 | 0.0044231 | 4 | 632954.9185 | 1430321.8348 | 12903.6421 | 29159.0453 | 53.4526 | 0 | 78.49 | 125825.4249 | 3183.9065 | 213602.5557 | 217375.1626 | 0 | 36151.5441 | 0 | 232494.0516 | 604901.8311 | 412857.9292 | 1846392.4058 | 961560.8286 | 8390483.6777 | 8390483.6777 | 1478867.319 | 4237914.541 | 0 | 11198436.9121 | 25305702.4498 | 133352.1432 | 0.017692 | 632954.9185 | 1430321.8348 | 12903.6421 | 29159.0453
1 | 2700 | 707 | 0.015 | 15 | 15 | 7 | 1.7783e-10 | 5spot_SharedNeighbor | Water | Porous | Wet | R245fa | MinimizeLCOE_Brownfield | IgnoreSilica | 2019 | 14.136 | 0.66785 | 0.0060471 | 4 | 479456.89 | 1062677.924 | 9774.3772 | 21664.1269 | 53.6687 | 0 | 84.7607 | 150079.4705 | 3812.3673 | 260353.4292 | 270875.2497 | 0 | 39817.8105 | 0 | 282725.9476 | 735594.9206 | 502058.6483 | 2245317.8436 | 961560.8286 | 8390483.6777 | 8390483.6777 | 1478867.319 | 4237914.541 | 0 | 11597362.35 | 25704627.8877 | 177827.941 | 0.024189 | 479456.89 | 1062677.924 | 9774.3772 | 21664.1269
1 | 2700 | 707 | 0.015 | 15 | 15 | 7 | 2.3714e-10 | 5spot_SharedNeighbor | Water | Porous | Wet | R245fa | MinimizeLCOE_Brownfield | IgnoreSilica | 2019 | 17.5996 | 0.83699 | 0.0080194 | 4 | 375389.3998 | 815176.832 | 7652.8207 | 16618.4823 | 53.8281 | 0 | 88.4013 | 176115.1996 | 4487.2223 | 311836.8287 | 332622.955 | 0 | 43286.2773 | 0 | 338655.9084 | 881113.2057 | 601377.8679 | 2689495.4649 | 961560.8286 | 8390483.6777 | 8390483.6777 | 1478867.319 | 4237914.541 | 0 | 12041539.9713 | 26148805.509 | 237137.3706 | 0.032077 | 375389.3998 | 815176.832 | 7652.8207 | 16618.4823
1 | 2700 | 707 | 0.015 | 15 | 15 | 7 | 3.1623e-10 | 5spot_SharedNeighbor | Water | Porous | Wet | R245fa | MinimizeLCOE_Brownfield | IgnoreSilica | 2019 | 21.3781 | 1.0216 | 0.010306 | 4 | 303488.5337 | 645706.5665 | 6187.0243 | 13163.6017 | 53.9441 | 0 | 80.3855 | 202741.4557 | 5177.4771 | 365687.4342 | 399991.0142 | 0 | 46233.0833 | 0 | 397733.8812 | 1034821.9724 | 706287.2596 | 3158673.5776 | 961560.8286 | 8390483.6777 | 8390483.6777 | 1478867.319 | 4237914.541 | 0 | 12510718.084 | 26617983.6217 | 316227.766 | 0.041223 | 303488.5337 | 645706.5665 | 6187.0243 | 13163.6017
1 | 2700 | 707 | 0.015 | 15 | 15 | 7 | 4.217e-10 | 5spot_SharedNeighbor | Water | Porous | Wet | R245fa | MinimizeLCOE_Brownfield | IgnoreSilica | 2019 | 25.2218 | 1.2094 | 0.012809 | 4 | 253232.1189 | 528572.3239 | 5162.4793 | 10775.6618 | 54.0274 | 0 | 106.8163 | 228366.2205 | 5841.743 | 418524.3578 | 468542.4552 | 0 | 48308.614 | 0 | 456137.5223 | 1186776.2663 | 809999.1876 | 3622496.3666 | 961560.8286 | 8390483.6777 | 8390483.6777 | 1478867.319 | 4237914.541 | 0 | 12974540.8729 | 27081806.4106 | 421696.5034 | 0.051236 | 253232.1189 | 528572.3239 | 5162.4793 | 10775.6618
1 | 2700 | 707 | 0.015 | 15 | 15 | 7 | 5.6234e-10 | 5spot_SharedNeighbor | Water | Porous | Wet | R245fa | MinimizeLCOE_Brownfield | IgnoreSilica | 2019 | 28.9445 | 1.3915 | 0.015395 | 4 | 217822.8444 | 446916.688 | 4440.6133 | 9111.0012 | 54.0877 | 0 | 70.3193 | 252062.8752 | 6455.9374 | 468180.6221 | 534962.6849 | 0 | 49554.1463 | 0 | 511374.3437 | 1330491.145 | 908087.5453 | 4061169.2999 | 961560.8286 | 8390483.6777 | 8390483.6777 | 1478867.319 | 4237914.541 | 0 | 13413213.8063 | 27520479.344 | 562341.3252 | 0.061579 | 217822.8444 | 446916.688 | 4440.6133 | 9111.0012
1 | 2700 | 707 | 0.015 | 15 | 15 | 7 | 7.4989e-10 | 5spot_SharedNeighbor | Water | Porous | Wet | R245fa | MinimizeLCOE_Brownfield | IgnoreSilica | 2019 | 32.3138 | 1.5563 | 0.017906 | 4 | 192695.2831 | 389653.0556 | 3928.354 | 7943.6046 | 54.1309 | 0 | 84.397 | 272716.7934 | 6991.2118 | 512018.9353 | 595085.5267 | 0 | 49917.367 | 0 | 560324.6354 | 1457849.7628 | 995012.419 | 4449916.6515 | 961560.8286 | 8390483.6777 | 8390483.6777 | 1478867.319 | 4237914.541 | 0 | 13801961.1578 | 27909226.6955 | 749894.2093 | 0.071626 | 192695.2831 | 389653.0556 | 3928.354 | 7943.6046
1 | 2700 | 707 | 0.015 | 15 | 15 | 7 | 1e-09 | 5spot_SharedNeighbor | Water | Porous | Wet | R245fa | MinimizeLCOE_Brownfield | IgnoreSilica | 2019 | 35.2413 | 1.6995 | 0.020221 | 4 | 174742.124 | 349153.9566 | 3562.3546 | 7117.9757 | 54.1621 | 0 | 112.7866 | 290135.6084 | 7442.5937 | 549365.04 | 647330.7342 | 0 | 49654.034 | 0 | 602131.924 | 1566623.7521 | 1069252.9017 | 4781936.5882 | 961560.8286 | 8390483.6777 | 8390483.6777 | 1478867.319 | 4237914.541 | 0 | 14133981.0945 | 28241246.6323 | 1000000 | 0.080885 | 174742.124 | 349153.9566 | 3562.3546 | 7117.9757
1 | 2700 | 707 | 0.015 | 15 | 15 | 7 | 1.3335e-09 | 5spot_SharedNeighbor | Water | Porous | Wet | R245fa | MinimizeLCOE_Brownfield | IgnoreSilica | 2019 | 37.6728 | 1.8185 | 0.022255 | 4 | 161824.0348 | 320295.3677 | 3299.0018 | 6529.6543 | 54.1846 | 0 | 91.5604 | 304272.6182 | 7808.8934 | 579912.1958 | 690730.0769 | 0 | 48941.6611 | 0 | 636349.5237 | 1655650.9275 | 1130015.7782 | 5053681.6749 | 961560.8286 | 8390483.6777 | 8390483.6777 | 1478867.319 | 4237914.541 | 0 | 14405726.1813 | 28512991.719 | 1333521.4322 | 0.089021 | 161824.0348 | 320295.3677 | 3299.0018 | 6529.6543
1 | 2700 | 707 | 0.015 | 15 | 15 | 7 | 1.7783e-09 | 5spot_SharedNeighbor | Water | Porous | Wet | R245fa | MinimizeLCOE_Brownfield | IgnoreSilica | 2019 | 38.387 | 1.8534 | 0.024141 | 4 | 149810.2756 | 295902.3426 | 3054.0851 | 6032.3695 | 54.1907 | 0 | 220.637 | 308372.0691 | 7915.1059 | 588808.5395 | 703478.1773 | 0 | 42652.5108 | 0 | 643978.297 | 1675499.4308 | 1143562.7896 | 5114266.92 | 961560.8286 | 8390483.6777 | 8390483.6777 | 1478867.319 | 4237914.541 | 0 | 14466311.4264 | 28573576.9641 | 1778279.41 | 0.096564 | 149810.2756 | 295902.3426 | 3054.0851 | 6032.3695
1 | 2700 | 707 | 0.015 | 15 | 15 | 7 | 2.3714e-09 | 5spot_SharedNeighbor | Water | Porous | Wet | R245fa | MinimizeLCOE_Brownfield | IgnoreSilica | 2019 | 41.3586 | 1.9989 | 0.025897 | 4 | 142929.3654 | 279116.4624 | 2913.8084 | 5690.1666 | 54.214 | 0 | 95.3188 | 325188.637 | 8350.7688 | 625476.653 | 756523.5761 | 0 | 45257.4119 | 0 | 686710.8482 | 1786680.7633 | 1219446.3335 | 5453634.9917 | 961560.8286 | 8390483.6777 | 8390483.6777 | 1478867.319 | 4237914.541 | 0 | 14805679.498 | 28912945.0357 | 2371373.7057 | 0.10359 | 142929.3654 | 279116.4624 | 2913.8084 | 5690.1666
1 | 2700 | 707 | 0.015 | 15 | 15 | 7 | 3.1623e-09 | 5spot_SharedNeighbor | Water | Porous | Wet | R245fa | MinimizeLCOE_Brownfield | IgnoreSilica | 2019 | 42.587 | 2.059 | 0.02706 | 4 | 138012.9913 | 268345.4853 | 2813.5815 | 5470.5857 | 54.2228 | 0 | 104.2256 | 332032.6197 | 8528.0562 | 640477.8276 | 778451.8063 | 0 | 44224.6166 | 0 | 703448.8213 | 1830229.5359 | 1249169.2657 | 5586562.5494 | 961560.8286 | 8390483.6777 | 8390483.6777 | 1478867.319 | 4237914.541 | 0 | 14938607.0557 | 29045872.5934 | 3162277.6602 | 0.10824 | 138012.9913 | 268345.4853 | 2813.5815 | 5470.5857
1 | 2700 | 707 | 0.015 | 15 | 15 | 7 | 4.217e-09 | 5spot_SharedNeighbor | Water | Porous | Wet | R245fa | MinimizeLCOE_Brownfield | IgnoreSilica | 2019 | 43.5265 | 2.105 | 0.027978 | 4 | 134389.2435 | 260448.1725 | 2739.7065 | 5309.5883 | 54.2292 | 0 | 93.1471 | 337227.0858 | 8662.6069 | 651892.8431 | 795224.0586 | 0 | 43287.0918 | 0 | 716154.5376 | 1863287.2033 | 1271731.803 | 5687467.2299 | 961560.8286 | 8390483.6777 | 8390483.6777 | 1478867.319 | 4237914.541 | 0 | 15039511.7363 | 29146777.274 | 4216965.0343 | 0.11191 | 134389.2435 | 260448.1725 | 2739.7065 | 5309.5883
1 | 2700 | 707 | 0.015 | 15 | 15 | 7 | 5.6234e-09 | 5spot_SharedNeighbor | Water | Porous | Wet | R245fa | MinimizeLCOE_Brownfield | IgnoreSilica | 2019 | 44.2427 | 2.14 | 0.028692 | 4 | 131707.8515 | 254626.5296 | 2685.0427 | 5190.9062 | 54.2339 | 0 | 114.3046 | 341164.3012 | 8764.5869 | 660561.6773 | 808010.3941 | 0 | 42485.339 | 0 | 725784.6564 | 1888342.7971 | 1288832.7606 | 5763946.5125 | 961560.8286 | 8390483.6777 | 8390483.6777 | 1478867.319 | 4237914.541 | 0 | 15115991.0188 | 29223256.5565 | 5623413.2519 | 0.11477 | 131707.8515 | 254626.5296 | 2685.0427 | 5190.9062
1 | 2700 | 707 | 0.015 | 15 | 15 | 7 | 7.4989e-09 | 5spot_SharedNeighbor | Water | Porous | Wet | R245fa | MinimizeLCOE_Brownfield | IgnoreSilica | 2019 | 44.8003 | 2.1673 | 0.029247 | 4 | 129717.5915 | 250304.7295 | 2644.4686 | 5102.8005 | 54.2375 | 0 | 115.4492 | 344215.7208 | 8843.6206 | 667289.9857 | 817963.419 | 0 | 41861.301 | 0 | 733267.8783 | 1907812.6055 | 1302121.3049 | 5823375.8358 | 961560.8286 | 8390483.6777 | 8390483.6777 | 1478867.319 | 4237914.541 | 0 | 15175420.3421 | 29282685.8798 | 7498942.0933 | 0.11699 | 129717.5915 | 250304.7295 | 2644.4686 | 5102.8005
1 | 2700 | 707 | 0.015 | 15 | 15 | 7 | 1e-08 | 5spot_SharedNeighbor | Water | Porous | Wet | R245fa | MinimizeLCOE_Brownfield | IgnoreSilica | 2019 | 45.2218 | 2.188 | 0.029672 | 4 | 128236.7317 | 247096.548 | 2614.2792 | 5037.3974 | 54.2401 | 0 | 119.3718 | 346515.3634 | 8903.1813 | 672366.253 | 825489.2237 | 0 | 41356.389 | 0 | 738905.8601 | 1922481.4775 | 1312133.1114 | 5868150.8594 | 961560.8286 | 8390483.6777 | 8390483.6777 | 1478867.319 | 4237914.541 | 0 | 15220195.3657 | 29327460.9035 | 10000000 | 0.11869 | 128236.7317 | 247096.548 | 2614.2792 | 5037.3974
1 | 2800 | 707 | 0.015 | 15 | 15 | 7 | 1e-13 | 5spot_SharedNeighbor | Water | Porous | Wet | R245fa | MinimizeLCOE_Brownfield | IgnoreSilica | 2019 | 0 | 0 | 0 | 0 |  |  |  |  | 15 |  | 16.3773 | [19 empty] | 100 | 0
1 | 2800 | 707 | 0.015 | 15 | 15 | 7 | 1.3335e-13 | 5spot_SharedNeighbor | Water | Porous | Wet | R245fa | MinimizeLCOE_Brownfield | IgnoreSilica | 2019 | 0 | 0 | 0 | 0 |  |  |  |  | 15 |  | 17.3774 | [19 empty] | 133.3521 | 0
1 | 2800 | 707 | 0.015 | 15 | 15 | 7 | 1.7783e-13 | 5spot_SharedNeighbor | Water | Porous | Wet | R245fa | MinimizeLCOE_Brownfield | IgnoreSilica | 2019 | 0 | 0 | 0 | 0 |  |  |  |  | 15 |  | 19.1967 | [19 empty] | 177.8279 | 0
1 | 2800 | 707 | 0.015 | 15 | 15 | 7 | 2.3714e-13 | 5spot_SharedNeighbor | Water | Porous | Wet | R245fa | MinimizeLCOE_Brownfield | IgnoreSilica | 2019 | 0 | 0 | 0 | 0 |  |  |  |  | 15 |  | 22.6591 | [19 empty] | 237.1374 | 0
1 | 2800 | 707 | 0.015 | 15 | 15 | 7 | 3.1623e-13 | 5spot_SharedNeighbor | Water | Porous | Wet | R245fa | MinimizeLCOE_Brownfield | IgnoreSilica | 2019 | 0 | 0 | 0 | 0 |  |  |  |  | 15 |  | 22.0653 | [19 empty] | 316.2278 | 0
1 | 2800 | 707 | 0.015 | 15 | 15 | 7 | 4.217e-13 | 5spot_SharedNeighbor | Water | Porous | Wet | R245fa | MinimizeLCOE_Brownfield | IgnoreSilica | 2019 | 0 | 0 | 0 | 0 |  |  |  |  | 15 |  | 21.9799 | [19 empty] | 421.6965 | 0
1 | 2800 | 707 | 0.015 | 15 | 15 | 7 | 5.6234e-13 | 5spot_SharedNeighbor | Water | Porous | Wet | R245fa | MinimizeLCOE_Brownfield | IgnoreSilica | 2019 | 0 | 0 | 0 | 0 |  |  |  |  | 15 |  | 23.4796 | [19 empty] | 562.3413 | 0
1 | 2800 | 707 | 0.015 | 15 | 15 | 7 | 7.4989e-13 | 5spot_SharedNeighbor | Water | Porous | Wet | R245fa | MinimizeLCOE_Brownfield | IgnoreSilica | 2019 | 0 | 0 | 0 | 0 |  |  |  |  | 15 |  | 24.5636 | [19 empty] | 749.8942 | 0
1 | 2800 | 707 | 0.015 | 15 | 15 | 7 | 1e-12 | 5spot_SharedNeighbor | Water | Porous | Wet | R245fa | MinimizeLCOE_Brownfield | IgnoreSilica | 2019 | 0 | 0 | 0 | 0 |  |  |  |  | 15 |  | 24.9677 | [19 empty] | 1000 | 0
1 | 2800 | 707 | 0.015 | 15 | 15 | 7 | 1.3335e-12 | 5spot_SharedNeighbor | Water | Porous | Wet | R245fa | MinimizeLCOE_Brownfield | IgnoreSilica | 2019 | 0 | 0 | 0 | 0 |  |  |  |  | 15 |  | 27.0325 | [19 empty] | 1333.5214 | 0
1 | 2800 | 707 | 0.015 | 15 | 15 | 7 | 1.7783e-12 | 5spot_SharedNeighbor | Water | Porous | Wet | R245fa | MinimizeLCOE_Brownfield | IgnoreSilica | 2019 | 0 | 0 | 0 | 0 |  |  |  |  | 15 |  | 29.6259 | [19 empty] | 1778.2794 | 0
1 | 2800 | 707 | 0.015 | 15 | 15 | 7 | 2.3714e-12 | 5spot_SharedNeighbor | Water | Porous | Wet | R245fa | MinimizeLCOE_Brownfield | IgnoreSilica | 2019 | 0 | 0 | 0 | 0 |  |  |  |  | 15 |  | 31.0092 | [19 empty] | 2371.3737 | 0
1 | 2800 | 707 | 0.015 | 15 | 15 | 7 | 3.1623e-12 | 5spot_SharedNeighbor | Water | Porous | Wet | R245fa | MinimizeLCOE_Brownfield | IgnoreSilica | 2019 | 0 | 0 | 0 | 0 |  |  |  |  | 15 |  | 31.2586 | [19 empty] | 3162.2777 | 0
1 | 2800 | 707 | 0.015 | 15 | 15 | 7 | 4.217e-12 | 5spot_SharedNeighbor | Water | Porous | Wet | R245fa | MinimizeLCOE_Brownfield | IgnoreSilica | 2019 | 0 | 0 | 0 | 0 |  |  |  |  | 15 |  | 34.177 | [19 empty] | 4216.965 | 0
1 | 2800 | 707 | 0.015 | 15 | 15 | 7 | 5.6234e-12 | 5spot_SharedNeighbor | Water | Porous | Wet | R245fa | MinimizeLCOE_Brownfield | IgnoreSilica | 2019 | 0 | 0 | 0 | 0 |  |  |  |  | 15 |  | 34.5439 | [19 empty] | 5623.4133 | 0
1 | 2800 | 707 | 0.015 | 15 | 15 | 7 | 7.4989e-12 | 5spot_SharedNeighbor | Water | Porous | Wet | R245fa | MinimizeLCOE_Brownfield | IgnoreSilica | 2019 | 0 | 0 | 0 | 0 |  |  |  |  | 15 |  | 32.0484 | [19 empty] | 7498.9421 | 0
1 | 2800 | 707 | 0.015 | 15 | 15 | 7 | 1e-11 | 5spot_SharedNeighbor | Water | Porous | Wet | R245fa | MinimizeLCOE_Brownfield | IgnoreSilica | 2019 | 0 | 0 | 0 | 0 |  |  |  |  | 15 |  | 31.0011 | [19 empty] | 10000 | 0
1 | 2800 | 707 | 0.015 | 15 | 15 | 7 | 1.3335e-11 | 5spot_SharedNeighbor | Water | Porous | Wet | R245fa | MinimizeLCOE_Brownfield | IgnoreSilica | 2019 | 0 | 0 | 0 | 0 |  |  |  |  | 15 |  | 30.872 | [19 empty] | 13335.2143 | 0
1 | 2800 | 707 | 0.015 | 15 | 15 | 7 | 1.7783e-11 | 5spot_SharedNeighbor | Water | Porous | Wet | R245fa | MinimizeLCOE_Brownfield | IgnoreSilica | 2019 | 1.6 | 0.060852 | 8.2504e-05 | 4 | 30652776.9988 | 74945516.1456 | 624898.3201 | 1527865.7179 | 49.0008 | 0 | 33.0454 | 25754.3092 | 610.5213 | 38481.4497 | 48381.493 | 0 | 15771.0778 | 0 | 50309.5519 | 130895.1341 | 89338.6187 | 399542.1556 | 961560.8286 | 8754830.6413 | 8754830.6413 | 1478867.319 | 4383653.3264 | 0 | 10115933.6256 | 24733284.9123 | 17782.7941 | 0.00033002 | 30652776.9988 | 74945516.1456 | 624898.3201 | 1527865.7179
1 | 2800 | 707 | 0.015 | 15 | 15 | 7 | 2.3714e-11 | 5spot_SharedNeighbor | Water | Porous | Wet | R245fa | MinimizeLCOE_Brownfield | IgnoreSilica | 2019 | 1.6 | 0.060853 | 0.0002613 | 4 | 9670248.1856 | 23655609.7307 | 197141.0892 | 482251.6009 | 49.0009 | 0 | 30.9465 | 25754.4997 | 610.5264 | 38481.6337 | 48381.5904 | 0 | 12963.9296 | 0 | 49214.9501 | 128047.2049 | 87394.8484 | 390849.1833 | 961560.8286 | 8754830.6413 | 8754830.6413 | 1478867.319 | 4383653.3264 | 0 | 10107240.6532 | 24724591.94 | 23713.7371 | 0.0010452 | 9670248.1856 | 23655609.7307 | 197141.0892 | 482251.6009
1 | 2800 | 707 | 0.015 | 15 | 15 | 7 | 3.1623e-11 | 5spot_SharedNeighbor | Water | Porous | Wet | R245fa | MinimizeLCOE_Brownfield | IgnoreSilica | 2019 | 3.3271 | 0.14861 | 0.00079444 | 4 | 3286280.9671 | 7886156.5692 | 66995.2825 | 160769.9685 | 52.3734 | 0 | 67.306 | 51720.5695 | 1278.4999 | 78346.8776 | 80140.0065 | 0 | 23127.3443 | 0 | 91499.1862 | 238062.1133 | 162482.284 | 726656.8814 | 961560.8286 | 8754830.6413 | 8754830.6413 | 1478867.319 | 4383653.3264 | 0 | 10443048.3513 | 25060399.6381 | 31622.7766 | 0.0031778 | 3286280.9671 | 7886156.5692 | 66995.2825 | 160769.9685
1 | 2800 | 707 | 0.015 | 15 | 15 | 7 | 4.217e-11 | 5spot_SharedNeighbor | Water | Porous | Wet | R245fa | MinimizeLCOE_Brownfield | IgnoreSilica | 2019 | 4.5038 | 0.20916 | 0.0013904 | 4 | 1914064.6637 | 4542409.0383 | 39020.7971 | 92603.1523 | 53.2582 | 0 | 88.2244 | 66767.4815 | 1669.7716 | 102893.0373 | 101863.705 | 0 | 26601.8429 | 0 | 116920.3769 | 304202.8371 | 207624.6871 | 928543.7395 | 961560.8286 | 8754830.6413 | 8754830.6413 | 1478867.319 | 4383653.3264 | 0 | 10644935.2094 | 25262286.4962 | 42169.6503 | 0.0055614 | 1914064.6637 | 4542409.0383 | 39020.7971 | 92603.1523
1 | 2800 | 707 | 0.015 | 15 | 15 | 7 | 5.6234e-11 | 5spot_SharedNeighbor | Water | Porous | Wet | R245fa | MinimizeLCOE_Brownfield | IgnoreSilica | 2019 | 5.9749 | 0.28486 | 0.0021996 | 4 | 1236958.6556 | 2898350.1494 | 25217.0753 | 59086.7881 | 53.8881 | 0 | 79.1499 | 83790.927 | 2114.0598 | 131650.6052 | 128988.257 | 0 | 30141.5247 | 0 | 146907.2958 | 382222.6488 | 260874.8117 | 1166690.13 | 961560.8286 | 8754830.6413 | 8754830.6413 | 1478867.319 | 4383653.3264 | 0 | 10883081.5999 | 25500432.8867 | 56234.1325 | 0.0087983 | 1236958.6556 | 2898350.1494 | 25217.0753 | 59086.7881
1 | 2800 | 707 | 0.015 | 15 | 15 | 7 | 7.4989e-11 | 5spot_SharedNeighbor | Water | Porous | Wet | R245fa | MinimizeLCOE_Brownfield | IgnoreSilica | 2019 | 7.7265 | 0.37502 | 0.0032524 | 4 | 857198.7883 | 1980771.6786 | 17475.1567 | 40380.7099 | 54.3156 | 0 | 71.9626 | 102246.9887 | 2596.1811 | 163977.4786 | 161277.3715 | 0 | 33380.8066 | 0 | 180756.7423 | 470291.9652 | 320983.9298 | 1435511.4637 | 961560.8286 | 8754830.6413 | 8754830.6413 | 1478867.319 | 4383653.3264 | 0 | 11151902.9336 | 25769254.2204 | 74989.4209 | 0.01301 | 857198.7883 | 1980771.6786 | 17475.1567 | 40380.7099
1 | 2800 | 707 | 0.015 | 15 | 15 | 7 | 1e-10 | 5spot_SharedNeighbor | Water | Porous | Wet | R245fa | MinimizeLCOE_Brownfield | IgnoreSilica | 2019 | 10.2527 | 0.50611 | 0.0046935 | 4 | 614035.5068 | 1392632.255 | 12517.9444 | 28390.6922 | 54.7214 | 0 | 86.4645 | 126876.4709 | 3241.1678 | 208337.6397 | 208071.1978 | 0 | 38343.99 | 0 | 228099.4818 | 593468.062 | 405054.1469 | 1811492.1569 | 961560.8286 | 8754830.6413 | 8754830.6413 | 1478867.319 | 4383653.3264 | 0 | 11527883.6268 | 26145234.9135 | 100000 | 0.018774 | 614035.5068 | 1392632.255 | 12517.9444 | 28390.6922
1 | 2800 | 707 | 0.015 | 15 | 15 | 7 | 1.3335e-10 | 5spot_SharedNeighbor | Water | Porous | Wet | R245fa | MinimizeLCOE_Brownfield | IgnoreSilica | 2019 | 13.1251 | 0.65485 | 0.006495 | 4 | 459366.8259 | 1022006.7289 | 9364.8141 | 20834.9895 | 54.9803 | 0 | 54.1047 | 152467.9096 | 3911.3948 | 255961.1672 | 261192.5148 | 0 | 42563.1712 | 0 | 279277.5014 | 726622.7711 | 495934.9719 | 2217931.4019 | 961560.8286 | 8754830.6413 | 8754830.6413 | 1478867.319 | 4383653.3264 | 0 | 11934322.8718 | 26551674.1586 | 133352.1432 | 0.02598 | 459366.8259 | 1022006.7289 | 9364.8141 | 20834.9895
1 | 2800 | 707 | 0.015 | 15 | 15 | 7 | 1.7783e-10 | 5spot_SharedNeighbor | Water | Porous | Wet | R245fa | MinimizeLCOE_Brownfield | IgnoreSilica | 2019 | 16.5324 | 0.83153 | 0.0087298 | 4 | 355071.6973 | 773675.4325 | 7238.6168 | 15772.4202 | 55.1726 | 0 | 89.8577 | 180618.7724 | 4648.7689 | 309799.1048 | 324254.452 | 0 | 46757.5592 | 0 | 337770.6764 | 878810.0136 | 599805.892 | 2682465.2393 | 961560.8286 | 8754830.6413 | 8754830.6413 | 1478867.319 | 4383653.3264 | 0 | 12398856.7092 | 27016207.996 | 177827.941 | 0.034919 | 355071.6973 | 773675.4325 | 7238.6168 | 15772.4202
1 | 2800 | 707 | 0.015 | 15 | 15 | 7 | 2.3714e-10 | 5spot_SharedNeighbor | Water | Porous | Wet | R245fa | MinimizeLCOE_Brownfield | IgnoreSilica | 2019 | 20.3723 | 1.0307 | 0.011395 | 4 | 283129.1451 | 603836.2406 | 5771.9706 | 12310.0185 | 55.3137 | 0 | 98.227 | 210233.301 | 5424.5485 | 367816.1614 | 395335.957 | 0 | 50557.7467 | 0 | 401453.4087 | 1044499.4201 | 712892.3165 | 3188212.86 | 961560.8286 | 8754830.6413 | 8754830.6413 | 1478867.319 | 4383653.3264 | 0 | 12904604.3299 | 27521955.6166 | 237137.3706 | 0.045579 | 283129.1451 | 603836.2406 | 5771.9706 | 12310.0185
1 | 2800 | 707 | 0.015 | 15 | 15 | 7 | 3.1623e-10 | 5spot_SharedNeighbor | Water | Porous | Wet | R245fa | MinimizeLCOE_Brownfield | IgnoreSilica | 2019 | 24.4519 | 1.2424 | 0.014416 | 4 | 232828.7181 | 486325.4631 | 4746.5283 | 9914.4024 | 55.4161 | 0 | 98.5438 | 239845.9791 | 6200.2422 | 427055.6664 | 470863.5342 | 0 | 53605.8552 | 0 | 467052.7981 | 1215175.5749 | 829382.2992 | 3709181.9494 | 961560.8286 | 8754830.6413 | 8754830.6413 | 1478867.319 | 4383653.3264 | 0 | 13425573.4193 | 28042924.7061 | 316227.766 | 0.057663 | 232828.7181 | 486325.4631 | 4746.5283 | 9914.4024
1 | 2800 | 707 | 0.015 | 15 | 15 | 7 | 4.217e-10 | 5spot_SharedNeighbor | Water | Porous | Wet | R245fa | MinimizeLCOE_Brownfield | IgnoreSilica | 2019 | 28.5157 | 1.4533 | 0.017646 | 4 | 197363.2091 | 404454.9587 | 4023.516 | 8245.3614 | 55.4899 | 0 | 89.7295 | 267862.8349 | 6934.0356 | 484099.8189 | 546112.3939 | 0 | 55641.8854 | 0 | 530653.8778 | 1380652.5379 | 942323.7267 | 4214281.111 | 961560.8286 | 8754830.6413 | 8754830.6413 | 1478867.319 | 4383653.3264 | 0 | 13930672.581 | 28548023.8677 | 421696.5034 | 0.070584 | 197363.2091 | 404454.9587 | 4023.516 | 8245.3614
1 | 2800 | 707 | 0.015 | 15 | 15 | 7 | 5.6234e-10 | 5spot_SharedNeighbor | Water | Porous | Wet | R245fa | MinimizeLCOE_Brownfield | IgnoreSilica | 2019 | 32.3332 | 1.6515 | 0.020897 | 4 | 172201.6992 | 347071.7227 | 3510.5646 | 7075.5265 | 55.5431 | 0 | 84.3622 | 293086.4571 | 7594.5584 | 536203.0245 | 616810.6462 | 0 | 56648.2552 | 0 | 589033.7471 | 1532544.9826 | 1045993.4413 | 4677915.1125 | 961560.8286 | 8754830.6413 | 8754830.6413 | 1478867.319 | 4383653.3264 | 0 | 14394306.5824 | 29011657.8692 | 562341.3252 | 0.08359 | 172201.6992 | 347071.7227 | 3510.5646 | 7075.5265
1 | 2800 | 707 | 0.015 | 15 | 15 | 7 | 7.4989e-10 | 5spot_SharedNeighbor | Water | Porous | Wet | R245fa | MinimizeLCOE_Brownfield | IgnoreSilica | 2019 | 35.736 | 1.8282 | 0.023987 | 4 | 154245.2885 | 306591.1951 | 3144.4988 | 6250.2762 | 55.5814 | 0 | 109.3004 | 314815.0517 | 8163.4578 | 581606.6431 | 679836.1813 | 0 | 56775.4124 | 0 | 640066.731 | 1665322.3384 | 1136616.7149 | 5083202.5307 | 961560.8286 | 8754830.6413 | 8754830.6413 | 1478867.319 | 4383653.3264 | 0 | 14799594.0006 | 29416945.2874 | 749894.2093 | 0.095948 | 154245.2885 | 306591.1951 | 3144.4988 | 6250.2762
1 | 2800 | 707 | 0.015 | 15 | 15 | 7 | 1e-09 | 5spot_SharedNeighbor | Water | Porous | Wet | R245fa | MinimizeLCOE_Brownfield | IgnoreSilica | 2019 | 38.6324 | 1.9786 | 0.026776 | 4 | 141350.2747 | 277830.3153 | 2881.6165 | 5663.9468 | 55.6092 | 0 | 92.2933 | 332821.3453 | 8634.8217 | 619572.7491 | 733490.9048 | 0 | 56248.6595 | 0 | 682799.7074 | 1776504.7771 | 1212501.0139 | 5422573.9787 | 961560.8286 | 8754830.6413 | 8754830.6413 | 1478867.319 | 4383653.3264 | 0 | 15138965.4486 | 29756316.7353 | 1000000 | 0.1071 | 141350.2747 | 277830.3153 | 2881.6165 | 5663.9468
1 | 2800 | 707 | 0.015 | 15 | 15 | 7 | 1.3335e-09 | 5spot_SharedNeighbor | Water | Porous | Wet | R245fa | MinimizeLCOE_Brownfield | IgnoreSilica | 2019 | 41.0102 | 2.1022 | 0.029186 | 4 | 132029.1496 | 257236.5002 | 2691.5928 | 5244.114 | 55.6292 | 0 | 82.0288 | 347300.5408 | 9013.7983 | 650314.5073 | 777542.4791 | 0 | 55320.2094 | 0 | 717401.6986 | 1866532.0604 | 1273946.4846 | 5697371.7785 | 961560.8286 | 8754830.6413 | 8754830.6413 | 1478867.319 | 4383653.3264 | 0 | 15413763.2484 | 30031114.5352 | 1333521.4322 | 0.11675 | 132029.1496 | 257236.5002 | 2691.5928 | 5244.114
1 | 2800 | 707 | 0.015 | 15 | 15 | 7 | 1.7783e-09 | 5spot_SharedNeighbor | Water | Porous | Wet | R245fa | MinimizeLCOE_Brownfield | IgnoreSilica | 2019 | 42.9984 | 2.2054 | 0.031703 | 4 | 123297.0918 | 238565.2349 | 2513.578 | 4863.475 | 55.6444 | 0 | 98.095 | 359213.1208 | 9325.5565 | 675743.5153 | 814376.4196 | 0 | 52429.5207 | 0 | 745324.3718 | 1939181.1284 | 1323530.9663 | 5919124.5993 | 961560.8286 | 8754830.6413 | 8754830.6413 | 1478867.319 | 4383653.3264 | 0 | 15635516.0692 | 30252867.356 | 1778279.41 | 0.12681 | 123297.0918 | 238565.2349 | 2513.578 | 4863.475
1 | 2800 | 707 | 0.015 | 15 | 15 | 7 | 2.3714e-09 | 5spot_SharedNeighbor | Water | Porous | Wet | R245fa | MinimizeLCOE_Brownfield | IgnoreSilica | 2019 | 44.5445 | 2.2858 | 0.033383 | 4 | 118402.9813 | 227869.8864 | 2413.8049 | 4645.4359 | 55.6553 | 0 | 103.8243 | 368362.6023 | 9564.9768 | 695355.6732 | 843022.348 | 0 | 51312.8385 | 0 | 767371.1911 | 1996542.4298 | 1362681.2332 | 6094213.2928 | 961560.8286 | 8754830.6413 | 8754830.6413 | 1478867.319 | 4383653.3264 | 0 | 15810604.7627 | 30427956.0495 | 2371373.7057 | 0.13353 | 118402.9813 | 227869.8864 | 2413.8049 | 4645.4359
1 | 2800 | 707 | 0.015 | 15 | 15 | 7 | 3.1623e-09 | 5spot_SharedNeighbor | Water | Porous | Wet | R245fa | MinimizeLCOE_Brownfield | IgnoreSilica | 2019 | 45.7165 | 2.3467 | 0.034716 | 4 | 114803.0218 | 220066.8232 | 2340.4149 | 4486.3599 | 55.6631 | 0 | 112.7817 | 375234.6004 | 9744.7849 | 710131.4983 | 864738.0858 | 0 | 50194.3835 | 0 | 783916.9076 | 2039590.9901 | 1392062.7602 | 6225614.0108 | 961560.8286 | 8754830.6413 | 8754830.6413 | 1478867.319 | 4383653.3264 | 0 | 15942005.4807 | 30559356.7674 | 3162277.6602 | 0.13886 | 114803.0218 | 220066.8232 | 2340.4149 | 4486.3599
1 | 2800 | 707 | 0.015 | 15 | 15 | 7 | 4.217e-09 | 5spot_SharedNeighbor | Water | Porous | Wet | R245fa | MinimizeLCOE_Brownfield | IgnoreSilica | 2019 | 46.6056 | 2.3929 | 0.03576 | 4 | 112143.7237 | 214335.1219 | 2286.2015 | 4369.5114 | 55.6687 | 0 | 98.1076 | 380411.8507 | 9880.2401 | 721288.7653 | 881210.7465 | 0 | 49188.4617 | 0 | 796372.2251 | 2071997.1712 | 1414180.6446 | 6324530.1052 | 961560.8286 | 8754830.6413 | 8754830.6413 | 1478867.319 | 4383653.3264 | 0 | 16040921.5752 | 30658272.8619 | 4216965.0343 | 0.14304 | 112143.7237 | 214335.1219 | 2286.2015 | 4369.5114
1 | 2800 | 707 | 0.015 | 15 | 15 | 7 | 5.6234e-09 | 5spot_SharedNeighbor | Water | Porous | Wet | R245fa | MinimizeLCOE_Brownfield | IgnoreSilica | 2019 | 47.2977 | 2.4288 | 0.036574 | 4 | 110172.5509 | 210089.3509 | 2246.0165 | 4282.9556 | 55.673 | 0 | 117.2932 | 384421.7465 | 9985.1474 | 729945.1576 | 894035.0752 | 0 | 48388.183 | 0 | 806042.3708 | 2097156.9068 | 1431352.6811 | 6401327.2685 | 961560.8286 | 8754830.6413 | 8754830.6413 | 1478867.319 | 4383653.3264 | 0 | 16117718.7384 | 30735070.0251 | 5623413.2519 | 0.1463 | 110172.5509 | 210089.3509 | 2246.0165 | 4282.9556
1 | 2800 | 707 | 0.015 | 15 | 15 | 7 | 7.4989e-09 | 5spot_SharedNeighbor | Water | Porous | Wet | R245fa | MinimizeLCOE_Brownfield | IgnoreSilica | 2019 | 47.8165 | 2.4558 | 0.037198 | 4 | 108707.469 | 206946.6249 | 2216.1488 | 4218.8869 | 55.6761 | 0 | 122.8949 | 387415.6516 | 10063.471 | 736416.653 | 903647.395 | 0 | 47716.2117 | 0 | 813251.1591 | 2115912.6953 | 1444153.8922 | 6458577.1289 | 961560.8286 | 8754830.6413 | 8754830.6413 | 1478867.319 | 4383653.3264 | 0 | 16174968.5988 | 30792319.8855 | 7498942.0933 | 0.14879 | 108707.469 | 206946.6249 | 2216.1488 | 4218.8869
1 | 2800 | 707 | 0.015 | 15 | 15 | 7 | 1e-08 | 5spot_SharedNeighbor | Water | Porous | Wet | R245fa | MinimizeLCOE_Brownfield | IgnoreSilica | 2019 | 48.2233 | 2.4769 | 0.03768 | 4 | 107616.2337 | 204599.8329 | 2193.9025 | 4171.0443 | 55.6785 | 0 | 129.3348 | 389755.986 | 10124.6945 | 741480.3785 | 911183.4611 | 0 | 47221.7535 | 0 | 818908.8467 | 2130632.8378 | 1454200.6919 | 6503508.65 | 961560.8286 | 8754830.6413 | 8754830.6413 | 1478867.319 | 4383653.3264 | 0 | 16219900.1199 | 30837251.4066 | 10000000 | 0.15072 | 107616.2337 | 204599.8329 | 2193.9025 | 4171.0443
1 | 2900 | 707 | 0.015 | 15 | 15 | 7 | 1e-13 | 5spot_SharedNeighbor | Water | Porous | Wet | R245fa | MinimizeLCOE_Brownfield | IgnoreSilica | 2019 | 0 | 0 | 0 | 0 |  |  |  |  | 15 |  | 15.5279 | [19 empty] | 100 | 0
1 | 2900 | 707 | 0.015 | 15 | 15 | 7 | 1.3335e-13 | 5spot_SharedNeighbor | Water | Porous | Wet | R245fa | MinimizeLCOE_Brownfield | IgnoreSilica | 2019 | 0 | 0 | 0 | 0 |  |  |  |  | 15 |  | 17.2563 | [19 empty] | 133.3521 | 0
1 | 2900 | 707 | 0.015 | 15 | 15 | 7 | 1.7783e-13 | 5spot_SharedNeighbor | Water | Porous | Wet | R245fa | MinimizeLCOE_Brownfield | IgnoreSilica | 2019 | 0 | 0 | 0 | 0 |  |  |  |  | 15 |  | 18.052 | [19 empty] | 177.8279 | 0
1 | 2900 | 707 | 0.015 | 15 | 15 | 7 | 2.3714e-13 | 5spot_SharedNeighbor | Water | Porous | Wet | R245fa | MinimizeLCOE_Brownfield | IgnoreSilica | 2019 | 0 | 0 | 0 | 0 |  |  |  |  | 15 |  | 22.5662 | [19 empty] | 237.1374 | 0
1 | 2900 | 707 | 0.015 | 15 | 15 | 7 | 3.1623e-13 | 5spot_SharedNeighbor | Water | Porous | Wet | R245fa | MinimizeLCOE_Brownfield | IgnoreSilica | 2019 | 0 | 0 | 0 | 0 |  |  |  |  | 15 |  | 23.5706 | [19 empty] | 316.2278 | 0
1 | 2900 | 707 | 0.015 | 15 | 15 | 7 | 4.217e-13 | 5spot_SharedNeighbor | Water | Porous | Wet | R245fa | MinimizeLCOE_Brownfield | IgnoreSilica | 2019 | 0 | 0 | 0 | 0 |  |  |  |  | 15 |  | 22.9216 | [19 empty] | 421.6965 | 0
1 | 2900 | 707 | 0.015 | 15 | 15 | 7 | 5.6234e-13 | 5spot_SharedNeighbor | Water | Porous | Wet | R245fa | MinimizeLCOE_Brownfield | IgnoreSilica | 2019 | 0 | 0 | 0 | 0 |  |  |  |  | 15 |  | 24.3788 | [19 empty] | 562.3413 | 0
1 | 2900 | 707 | 0.015 | 15 | 15 | 7 | 7.4989e-13 | 5spot_SharedNeighbor | Water | Porous | Wet | R245fa | MinimizeLCOE_Brownfield | IgnoreSilica | 2019 | 0 | 0 | 0 | 0 |  |  |  |  | 15 |  | 27.086 | [19 empty] | 749.8942 | 0
1 | 2900 | 707 | 0.015 | 15 | 15 | 7 | 1e-12 | 5spot_SharedNeighbor | Water | Porous | Wet | R245fa | MinimizeLCOE_Brownfield | IgnoreSilica | 2019 | 0 | 0 | 0 | 0 |  |  |  |  | 15 |  | 26.4519 | [19 empty] | 1000 | 0
1 | 2900 | 707 | 0.015 | 15 | 15 | 7 | 1.3335e-12 | 5spot_SharedNeighbor | Water | Porous | Wet | R245fa | MinimizeLCOE_Brownfield | IgnoreSilica | 2019 | 0 | 0 | 0 | 0 |  |  |  |  | 15 |  | 28.0627 | [19 empty] | 1333.5214 | 0
1 | 2900 | 707 | 0.015 | 15 | 15 | 7 | 1.7783e-12 | 5spot_SharedNeighbor | Water | Porous | Wet | R245fa | MinimizeLCOE_Brownfield | IgnoreSilica | 2019 | 0 | 0 | 0 | 0 |  |  |  |  | 15 |  | 29.2325 | [19 empty] | 1778.2794 | 0
1 | 2900 | 707 | 0.015 | 15 | 15 | 7 | 2.3714e-12 | 5spot_SharedNeighbor | Water | Porous | Wet | R245fa | MinimizeLCOE_Brownfield | IgnoreSilica | 2019 | 0 | 0 | 0 | 0 |  |  |  |  | 15 |  | 30.6182 | [19 empty] | 2371.3737 | 0
1 | 2900 | 707 | 0.015 | 15 | 15 | 7 | 3.1623e-12 | 5spot_SharedNeighbor | Water | Porous | Wet | R245fa | MinimizeLCOE_Brownfield | IgnoreSilica | 2019 | 0 | 0 | 0 | 0 |  |  |  |  | 15 |  | 33.1638 | [19 empty] | 3162.2777 | 0
1 | 2900 | 707 | 0.015 | 15 | 15 | 7 | 4.217e-12 | 5spot_SharedNeighbor | Water | Porous | Wet | R245fa | MinimizeLCOE_Brownfield | IgnoreSilica | 2019 | 0 | 0 | 0 | 0 |  |  |  |  | 15 |  | 33.7 | [19 empty] | 4216.965 | 0
1 | 2900 | 707 | 0.015 | 15 | 15 | 7 | 5.6234e-12 | 5spot_SharedNeighbor | Water | Porous | Wet | R245fa | MinimizeLCOE_Brownfield | IgnoreSilica | 2019 | 0 | 0 | 0 | 0 |  |  |  |  | 15 |  | 32.3529 | [19 empty] | 5623.4133 | 0
1 | 2900 | 707 | 0.015 | 15 | 15 | 7 | 7.4989e-12 | 5spot_SharedNeighbor | Water | Porous | Wet | R245fa | MinimizeLCOE_Brownfield | IgnoreSilica | 2019 | 0 | 0 | 0 | 0 |  |  |  |  | 15 |  | 35.0511 | [19 empty] | 7498.9421 | 0
1 | 2900 | 707 | 0.015 | 15 | 15 | 7 | 1e-11 | 5spot_SharedNeighbor | Water | Porous | Wet | R245fa | MinimizeLCOE_Brownfield | IgnoreSilica | 2019 | 0 | 0 | 0 | 0 |  |  |  |  | 15 |  | 31.0012 | [19 empty] | 10000 | 0
1 | 2900 | 707 | 0.015 | 15 | 15 | 7 | 1.3335e-11 | 5spot_SharedNeighbor | Water | Porous | Wet | R245fa | MinimizeLCOE_Brownfield | IgnoreSilica | 2019 | 1.6 | 0.063936 | 7.0936e-06 | 4 | 370249073.1929 | 903677182.0607 | 7548028.156 | 18422681.6702 | 49.9712 | 0 | 32.5091 | 27338.3836 | 653.7335 | 39995.5001 | 49177.5772 | 0 | 18101.1532 | 0 | 52753.8756 | 137254.7629 | 93679.196 | 418954.182 | 961560.8286 | 9125037.6958 | 9125037.6958 | 1478867.319 | 4531736.1482 | 0 | 10505552.7064 | 25641193.8693 | 13335.2143 | 2.8374e-05 | 370249073.1929 | 903677182.0607 | 7548028.156 | 18422681.6702
1 | 2900 | 707 | 0.015 | 15 | 15 | 7 | 1.7783e-11 | 5spot_SharedNeighbor | Water | Porous | Wet | R245fa | MinimizeLCOE_Brownfield | IgnoreSilica | 2019 | 1.6 | 0.063936 | 0.00024094 | 4 | 10890961.8625 | 26595723.0918 | 222026.9887 | 542189.7886 | 49.9713 | 0 | 33.4668 | 27338.6418 | 653.7405 | 39995.7444 | 49177.7046 | 0 | 15109.1245 | 0 | 51587.2328 | 134219.3977 | 91607.4968 | 409689.0831 | 961560.8286 | 9125037.6958 | 9125037.6958 | 1478867.319 | 4531736.1482 | 0 | 10496287.6075 | 25631928.7705 | 17782.7941 | 0.00096376 | 10890961.8625 | 26595723.0918 | 222026.9887 | 542189.7886
1 | 2900 | 707 | 0.015 | 15 | 15 | 7 | 2.3714e-11 | 5spot_SharedNeighbor | Water | Porous | Wet | R245fa | MinimizeLCOE_Brownfield | IgnoreSilica | 2019 | 2.9445 | 0.13586 | 0.00071921 | 4 | 3744982.3526 | 9006194.1377 | 76346.5307 | 183603.4493 | 53.1045 | 0 | 73.1159 | 49479.1363 | 1228.4889 | 72869.2134 | 74724.479 | 0 | 23540.3446 | 0 | 86518.2482 | 225102.7346 | 153637.2418 | 687099.8867 | 961560.8286 | 9125037.6958 | 9125037.6958 | 1478867.319 | 4531736.1482 | 0 | 10773698.4111 | 25909339.5741 | 23713.7371 | 0.0028768 | 3744982.3526 | 9006194.1377 | 76346.5307 | 183603.4493
1 | 2900 | 707 | 0.015 | 15 | 15 | 7 | 3.1623e-11 | 5spot_SharedNeighbor | Water | Porous | Wet | R245fa | MinimizeLCOE_Brownfield | IgnoreSilica | 2019 | 3.9922 | 0.19252 | 0.0013302 | 4 | 2060989.5903 | 4905559.7032 | 42016.0605 | 100006.4698 | 54.1621 | 0 | 67.5591 | 64404.0567 | 1620.4688 | 96204.1905 | 94681.3319 | 0 | 27115.076 | 0 | 110769.7983 | 288200.2932 | 196702.622 | 879697.8373 | 961560.8286 | 9125037.6958 | 9125037.6958 | 1478867.319 | 4531736.1482 | 0 | 10966296.3617 | 26101937.5247 | 31622.7766 | 0.0053209 | 2060989.5903 | 4905559.7032 | 42016.0605 | 100006.4698
1 | 2900 | 707 | 0.015 | 15 | 15 | 7 | 4.217e-11 | 5spot_SharedNeighbor | Water | Porous | Wet | R245fa | MinimizeLCOE_Brownfield | IgnoreSilica | 2019 | 5.3493 | 0.26645 | 0.0021682 | 4 | 1291691.1567 | 3036867.2802 | 26332.8714 | 61910.6472 | 54.9395 | 0 | 70.0694 | 81910.3783 | 2081.8237 | 124672.0671 | 120616.5958 | 0 | 31050.6346 | 0 | 140529.2848 | 365628.3724 | 249548.8771 | 1116038.0336 | 961560.8286 | 9125037.6958 | 9125037.6958 | 1478867.319 | 4531736.1482 | 0 | 11202636.558 | 26338277.7209 | 42169.6503 | 0.0086728 | 1291691.1567 | 3036867.2802 | 26332.8714 | 61910.6472
1 | 2900 | 707 | 0.015 | 15 | 15 | 7 | 5.6234e-11 | 5spot_SharedNeighbor | Water | Porous | Wet | R245fa | MinimizeLCOE_Brownfield | IgnoreSilica | 2019 | 7.0077 | 0.35705 | 0.0032807 | 4 | 874537.6152 | 2027939.0474 | 17828.6322 | 41342.2805 | 55.4829 | 0 | 75.4077 | 101356.3784 | 2595.1149 | 157481.6638 | 152343.2562 | 0 | 34885.7691 | 0 | 174978.2511 | 455257.5165 | 310722.6096 | 1389620.5596 | 961560.8286 | 9125037.6958 | 9125037.6958 | 1478867.319 | 4531736.1482 | 0 | 11476219.084 | 26611860.2469 | 56234.1325 | 0.013123 | 874537.6152 | 2027939.0474 | 17828.6322 | 41342.2805
1 | 2900 | 707 | 0.015 | 15 | 15 | 7 | 7.4989e-11 | 5spot_SharedNeighbor | Water | Porous | Wet | R245fa | MinimizeLCOE_Brownfield | IgnoreSilica | 2019 | 9.4218 | 0.48955 | 0.0047885 | 4 | 619175.1177 | 1409375.968 | 12622.7223 | 28732.0354 | 55.96 | 0 | 93.889 | 127265.8537 | 3280.367 | 202623.9367 | 198644.5821 | 0 | 40688.1831 | 0 | 223276.1398 | 580918.7156 | 396488.9601 | 1773186.7382 | 961560.8286 | 9125037.6958 | 9125037.6958 | 1478867.319 | 4531736.1482 | 0 | 11859785.2626 | 26995426.4256 | 74989.4209 | 0.019154 | 619175.1177 | 1409375.968 | 12622.7223 | 28732.0354
1 | 2900 | 707 | 0.015 | 15 | 15 | 7 | 1e-10 | 5spot_SharedNeighbor | Water | Porous | Wet | R245fa | MinimizeLCOE_Brownfield | IgnoreSilica | 2019 | 11.9823 | 0.62989 | 0.00671 | 4 | 456190.77 | 1020111.8935 | 9300.0659 | 20796.3608 | 56.2554 | 0 | 97.6792 | 152423.8478 | 3946.3173 | 247824.3922 | 247694.8523 | 0 | 44714.9282 | 0 | 271675.6917 | 706844.4214 | 482435.8418 | 2157560.2925 | 961560.8286 | 9125037.6958 | 9125037.6958 | 1478867.319 | 4531736.1482 | 0 | 12244158.8169 | 27379799.9799 | 100000 | 0.02684 | 456190.77 | 1020111.8935 | 9300.0659 | 20796.3608
1 | 2900 | 707 | 0.015 | 15 | 15 | 7 | 1.3335e-10 | 5spot_SharedNeighbor | Water | Porous | Wet | R245fa | MinimizeLCOE_Brownfield | IgnoreSilica | 2019 | 15.2413 | 0.80854 | 0.0091451 | 4 | 347622.497 | 761385.3855 | 7086.7548 | 15521.8709 | 56.4886 | 0 | 108.6358 | 182060.2001 | 4731.0344 | 302546.6017 | 310119.8792 | 0 | 49551.2244 | 0 | 331113.4865 | 861489.3713 | 587984.1977 | 2629595.9954 | 961560.8286 | 9125037.6958 | 9125037.6958 | 1478867.319 | 4531736.1482 | 0 | 12716194.5198 | 27851835.6827 | 133352.1432 | 0.03658 | 347622.497 | 761385.3855 | 7086.7548 | 15521.8709
1 | 2900 | 707 | 0.015 | 15 | 15 | 7 | 1.7783e-10 | 5spot_SharedNeighbor | Water | Porous | Wet | R245fa | MinimizeLCOE_Brownfield | IgnoreSilica | 2019 | 19.0345 | 1.0165 | 0.012124 | 4 | 273131.9533 | 585232.2811 | 5568.1643 | 11930.7516 | 56.6612 | 0 | 85.5479 | 214133.4625 | 5580.3323 | 363296.4857 | 382789.4889 | 0 | 54210.1514 | 0 | 397803.8691 | 1035004.0666 | 706411.5427 | 3159229.3992 | 961560.8286 | 9125037.6958 | 9125037.6958 | 1478867.319 | 4531736.1482 | 0 | 13245827.9235 | 28381469.0865 | 177827.941 | 0.048496 | 273131.9533 | 585232.2811 | 5568.1643 | 11930.7516
1 | 2900 | 707 | 0.015 | 15 | 15 | 7 | 2.3714e-10 | 5spot_SharedNeighbor | Water | Porous | Wet | R245fa | MinimizeLCOE_Brownfield | IgnoreSilica | 2019 | 23.2151 | 1.2459 | 0.015611 | 4 | 221166.9825 | 463556.7672 | 4508.7881 | 9450.2317 | 56.7874 | 0 | 73.722 | 247245.2699 | 6457.0378 | 427447.4971 | 462889.9903 | 0 | 58257.2375 | 0 | 468895.8427 | 1219970.7989 | 832655.1382 | 3723818.8124 | 961560.8286 | 9125037.6958 | 9125037.6958 | 1478867.319 | 4531736.1482 | 0 | 13810417.3368 | 28946058.4997 | 237137.3706 | 0.062443 | 221166.9825 | 463556.7672 | 4508.7881 | 9450.2317
1 | 2900 | 707 | 0.015 | 15 | 15 | 7 | 3.1623e-10 | 5spot_SharedNeighbor | Water | Porous | Wet | R245fa | MinimizeLCOE_Brownfield | IgnoreSilica | 2019 | 27.5413 | 1.4832 | 0.019476 | 4 | 184550.7623 | 378831.7658 | 3762.3169 | 7722.998 | 56.8787 | 0 | 83.6869 | 279620.4028 | 7314.0629 | 491402.2351 | 545793.9523 | 0 | 61290.0306 | 0 | 540314.0666 | 1405786.3677 | 959478.082 | 4290999.2 | 961560.8286 | 9125037.6958 | 9125037.6958 | 1478867.319 | 4531736.1482 | 0 | 14377597.7244 | 29513238.8873 | 316227.766 | 0.077906 | 184550.7623 | 378831.7658 | 3762.3169 | 7722.998
1 | 2900 | 707 | 0.015 | 15 | 15 | 7 | 4.217e-10 | 5spot_SharedNeighbor | Water | Porous | Wet | R245fa | MinimizeLCOE_Brownfield | IgnoreSilica | 2019 | 31.7756 | 1.7156 | 0.023519 | 4 | 158582.8941 | 319470.7829 | 3232.9268 | 6512.844 | 56.9451 | 0 | 84.9205 | 309828.6314 | 8113.5289 | 552052.6385 | 626948.6138 | 0 | 63212.5407 | 0 | 608460.8218 | 1583090.2459 | 1080491.6221 | 4832198.6432 | 961560.8286 | 9125037.6958 | 9125037.6958 | 1478867.319 | 4531736.1482 | 0 | 14918797.1675 | 30054438.3305 | 421696.5034 | 0.094076 | 158582.8941 | 319470.7829 | 3232.9268 | 6512.844
1 | 2900 | 707 | 0.015 | 15 | 15 | 7 | 5.6234e-10 | 5spot_SharedNeighbor | Water | Porous | Wet | R245fa | MinimizeLCOE_Brownfield | IgnoreSilica | 2019 | 35.6628 | 1.9291 | 0.027495 | 4 | 140069.7099 | 277692.1647 | 2855.5105 | 5661.1304 | 56.9928 | 0 | 113.6324 | 336498.5567 | 8819.1759 | 606309.077 | 701463.7925 | 0 | 63975.8965 | 0 | 669655.9345 | 1742307.3762 | 1189160.5851 | 5318190.3944 | 961560.8286 | 9125037.6958 | 9125037.6958 | 1478867.319 | 4531736.1482 | 0 | 15404788.9188 | 30540430.0817 | 562341.3252 | 0.10998 | 140069.7099 | 277692.1647 | 2855.5105 | 5661.1304
1 | 2900 | 707 | 0.015 | 15 | 15 | 7 | 7.4989e-10 | 5spot_SharedNeighbor | Water | Porous | Wet | R245fa | MinimizeLCOE_Brownfield | IgnoreSilica | 2019 | 39.054 | 2.1153 | 0.031193 | 4 | 126800.9394 | 248109.0943 | 2585.0087 | 5058.0395 | 57.0272 | 0 | 95.205 | 359055.8279 | 9415.8384 | 652686.0737 | 766488.1467 | 0 | 63793.8472 | 0 | 722061.4962 | 1878655.898 | 1282221.2529 | 5734378.3809 | 961560.8286 | 9125037.6958 | 9125037.6958 | 1478867.319 | 4531736.1482 | 0 | 15820976.9053 | 30956618.0683 | 749894.2093 | 0.12477 | 126800.9394 | 248109.0943 | 2585.0087 | 5058.0395
1 | 2900 | 707 | 0.015 | 15 | 15 | 7 | 1e-09 | 5spot_SharedNeighbor | Water | Porous | Wet | R245fa | MinimizeLCOE_Brownfield | IgnoreSilica | 2019 | 41.8922 | 2.2712 | 0.034469 | 4 | 117233.2605 | 227008.8761 | 2389.9586 | 4627.883 | 57.052 | 0 | 90.213 | 377484.5147 | 9903.1877 | 690883.8225 | 820918.4887 | 0 | 62963.7204 | 0 | 765239.9563 | 1990997.3939 | 1358896.6322 | 6077287.7164 | 961560.8286 | 9125037.6958 | 9125037.6958 | 1478867.319 | 4531736.1482 | 0 | 16163886.2408 | 31299527.4038 | 1000000 | 0.13788 | 117233.2605 | 227008.8761 | 2389.9586 | 4627.883
1 | 2900 | 707 | 0.015 | 15 | 15 | 7 | 1.3335e-09 | 5spot_SharedNeighbor | Water | Porous | Wet | R245fa | MinimizeLCOE_Brownfield | IgnoreSilica | 2019 | 41.205 | 2.2335 | 0.036684 | 4 | 109336.5481 | 212485.1316 | 2228.9734 | 4331.7968 | 57.0463 | 0 | 508.7952 | 373057.7576 | 9786.1302 | 681683.8311 | 807738.5989 | 0 | 51063.9679 | 0 | 750098.8114 | 1951603.241 | 1332009.3134 | 5957041.6516 | 961560.8286 | 9125037.6958 | 9125037.6958 | 1478867.319 | 4531736.1482 | 0 | 16043640.1759 | 31179281.3389 | 1333521.4322 | 0.14674 | 109336.5481 | 212485.1316 | 2228.9734 | 4331.7968
1 | 2900 | 707 | 0.015 | 15 | 15 | 7 | 1.7783e-09 | 5spot_SharedNeighbor | Water | Porous | Wet | R245fa | MinimizeLCOE_Brownfield | IgnoreSilica | 2019 | 46.1381 | 2.5045 | 0.040119 | 4 | 103832.2705 | 198148.6134 | 2116.7613 | 4039.5275 | 57.0837 | 0 | 110.0092 | 404365.3508 | 10613.8764 | 747070.8362 | 902347.6341 | 0 | 58816.8541 | 0 | 828053.6752 | 2154425.8056 | 1470439.8813 | 6576133.9138 | 961560.8286 | 9125037.6958 | 9125037.6958 | 1478867.319 | 4531736.1482 | 0 | 16662732.4382 | 31798373.6011 | 1778279.41 | 0.16048 | 103832.2705 | 198148.6134 | 2116.7613 | 4039.5275
1 | 2900 | 707 | 0.015 | 15 | 15 | 7 | 2.3714e-09 | 5spot_SharedNeighbor | Water | Porous | Wet | R245fa | MinimizeLCOE_Brownfield | IgnoreSilica | 2019 | 47.5802 | 2.5838 | 0.042014 | 4 | 100152.0485 | 190215.7233 | 2041.735 | 3877.8048 | 57.0932 | 0 | 98.5664 | 413323.1037 | 10850.6547 | 765913.8902 | 930006.1156 | 0 | 57462.2483 | 0 | 849246.8449 | 2209566.0859 | 1508074.2557 | 6744443.199 | 961560.8286 | 9125037.6958 | 9125037.6958 | 1478867.319 | 4531736.1482 | 0 | 16831041.7234 | 31966682.8864 | 2371373.7057 | 0.16805 | 100152.0485 | 190215.7233 | 2041.735 | 3877.8048
1 | 2900 | 707 | 0.015 | 15 | 15 | 7 | 3.1623e-09 | 5spot_SharedNeighbor | Water | Porous | Wet | R245fa | MinimizeLCOE_Brownfield | IgnoreSilica | 2019 | 48.7056 | 2.6456 | 0.043518 | 4 | 97438.9109 | 184388.4057 | 1986.424 | 3759.0071 | 57.1003 | 0 | 90.7767 | 420256.3727 | 11033.9015 | 780538.2128 | 951589.9893 | 0 | 56282.4329 | 0 | 865683.3546 | 2252330.5127 | 1537261.8557 | 6874976.6323 | 961560.8286 | 9125037.6958 | 9125037.6958 | 1478867.319 | 4531736.1482 | 0 | 16961575.1566 | 32097216.3196 | 3162277.6602 | 0.17407 | 97438.9109 | 184388.4057 | 1986.424 | 3759.0071
1 | 2900 | 707 | 0.015 | 15 | 15 | 7 | 4.217e-09 | 5spot_SharedNeighbor | Water | Porous | Wet | R245fa | MinimizeLCOE_Brownfield | IgnoreSilica | 2019 | 49.5681 | 2.693 | 0.044695 | 4 | 95431.1328 | 180092.4955 | 1945.4927 | 3671.4291 | 57.1054 | 0 | 95.7547 | 425537.4209 | 11173.4686 | 791700.5706 | 968132.7283 | 0 | 55272.4607 | 0 | 878208.4931 | 2284918.3538 | 1559503.7268 | 6974447.2228 | 961560.8286 | 9125037.6958 | 9125037.6958 | 1478867.319 | 4531736.1482 | 0 | 17061045.7472 | 32196686.9102 | 4216965.0343 | 0.17878 | 95431.1328 | 180092.4955 | 1945.4927 | 3671.4291
1 | 2900 | 707 | 0.015 | 15 | 15 | 7 | 5.6234e-09 | 5spot_SharedNeighbor | Water | Porous | Wet | R245fa | MinimizeLCOE_Brownfield | IgnoreSilica | 2019 | 50.2138 | 2.7285 | 0.045601 | 4 | 93940.7949 | 176920.2627 | 1915.1102 | 3606.7589 | 57.1092 | 0 | 101.0973 | 429472.2725 | 11277.4519 | 800030.3728 | 980515.75 | 0 | 54401.9811 | 0 | 887522.153 | 2309150.5864 | 1576042.7235 | 7048413.2913 | 961560.8286 | 9125037.6958 | 9125037.6958 | 1478867.319 | 4531736.1482 | 0 | 17135011.8157 | 32270652.9787 | 5623413.2519 | 0.1824 | 93940.7949 | 176920.2627 | 1915.1102 | 3606.7589
1 | 2900 | 707 | 0.015 | 15 | 15 | 7 | 7.4989e-09 | 5spot_SharedNeighbor | Water | Porous | Wet | R245fa | MinimizeLCOE_Brownfield | IgnoreSilica | 2019 | 50.7083 | 2.7556 | 0.046297 | 4 | 92831.8859 | 174562.278 | 1892.5036 | 3558.6882 | 57.112 | 0 | 94.6078 | 432475.6785 | 11356.8168 | 806395.7088 | 990000.2314 | 0 | 53715.7516 | 0 | 894638.233 | 2327665.1668 | 1588679.305 | 7104926.892 | 961560.8286 | 9125037.6958 | 9125037.6958 | 1478867.319 | 4531736.1482 | 0 | 17191525.4164 | 32327166.5794 | 7498942.0933 | 0.18519 | 92831.8859 | 174562.278 | 1892.5036 | 3558.6882
1 | 2900 | 707 | 0.015 | 15 | 15 | 7 | 1e-08 | 5spot_SharedNeighbor | Water | Porous | Wet | R245fa | MinimizeLCOE_Brownfield | IgnoreSilica | 2019 | 51.0903 | 2.7766 | 0.046832 | 4 | 92005.2423 | 172802.734 | 1875.6513 | 3522.8175 | 57.1141 | 0 | 117.1482 | 434789.4952 | 11417.9569 | 811303.8601 | 997326.3129 | 0 | 53197.2467 | 0 | 900133.6 | 2341962.9844 | 1598437.8594 | 7148569.3157 | 961560.8286 | 9125037.6958 | 9125037.6958 | 1478867.319 | 4531736.1482 | 0 | 17235167.8401 | 32370809.003 | 10000000 | 0.18733 | 92005.2423 | 172802.734 | 1875.6513 | 3522.8175
1 | 3000 | 707 | 0.015 | 15 | 15 | 7 | 1e-13 | 5spot_SharedNeighbor | Water | Porous | Wet | R245fa | MinimizeLCOE_Brownfield | IgnoreSilica | 2019 | 0 | 0 | 0 | 0 |  |  |  |  | 15 |  | 15.0218 | [19 empty] | 100 | 0
1 | 3000 | 707 | 0.015 | 15 | 15 | 7 | 1.3335e-13 | 5spot_SharedNeighbor | Water | Porous | Wet | R245fa | MinimizeLCOE_Brownfield | IgnoreSilica | 2019 | 0 | 0 | 0 | 0 |  |  |  |  | 15 |  | 17.5309 | [19 empty] | 133.3521 | 0
1 | 3000 | 707 | 0.015 | 15 | 15 | 7 | 1.7783e-13 | 5spot_SharedNeighbor | Water | Porous | Wet | R245fa | MinimizeLCOE_Brownfield | IgnoreSilica | 2019 | 0 | 0 | 0 | 0 |  |  |  |  | 15 |  | 20.2027 | [19 empty] | 177.8279 | 0
1 | 3000 | 707 | 0.015 | 15 | 15 | 7 | 2.3714e-13 | 5spot_SharedNeighbor | Water | Porous | Wet | R245fa | MinimizeLCOE_Brownfield | IgnoreSilica | 2019 | 0 | 0 | 0 | 0 |  |  |  |  | 15 |  | 21.2753 | [19 empty] | 237.1374 | 0
1 | 3000 | 707 | 0.015 | 15 | 15 | 7 | 3.1623e-13 | 5spot_SharedNeighbor | Water | Porous | Wet | R245fa | MinimizeLCOE_Brownfield | IgnoreSilica | 2019 | 0 | 0 | 0 | 0 |  |  |  |  | 15 |  | 23.6124 | [19 empty] | 316.2278 | 0
1 | 3000 | 707 | 0.015 | 15 | 15 | 7 | 4.217e-13 | 5spot_SharedNeighbor | Water | Porous | Wet | R245fa | MinimizeLCOE_Brownfield | IgnoreSilica | 2019 | 0 | 0 | 0 | 0 |  |  |  |  | 15 |  | 22.5973 | [19 empty] | 421.6965 | 0
1 | 3000 | 707 | 0.015 | 15 | 15 | 7 | 5.6234e-13 | 5spot_SharedNeighbor | Water | Porous | Wet | R245fa | MinimizeLCOE_Brownfield | IgnoreSilica | 2019 | 0 | 0 | 0 | 0 |  |  |  |  | 15 |  | 22.5244 | [19 empty] | 562.3413 | 0
1 | 3000 | 707 | 0.015 | 15 | 15 | 7 | 7.4989e-13 | 5spot_SharedNeighbor | Water | Porous | Wet | R245fa | MinimizeLCOE_Brownfield | IgnoreSilica | 2019 | 0 | 0 | 0 | 0 |  |  |  |  | 15 |  | 26.2782 | [19 empty] | 749.8942 | 0
1 | 3000 | 707 | 0.015 | 15 | 15 | 7 | 1e-12 | 5spot_SharedNeighbor | Water | Porous | Wet | R245fa | MinimizeLCOE_Brownfield | IgnoreSilica | 2019 | 0 | 0 | 0 | 0 |  |  |  |  | 15 |  | 26.554 | [19 empty] | 1000 | 0
1 | 3000 | 707 | 0.015 | 15 | 15 | 7 | 1.3335e-12 | 5spot_SharedNeighbor | Water | Porous | Wet | R245fa | MinimizeLCOE_Brownfield | IgnoreSilica | 2019 | 0 | 0 | 0 | 0 |  |  |  |  | 15 |  | 26.0574 | [19 empty] | 1333.5214 | 0
1 | 3000 | 707 | 0.015 | 15 | 15 | 7 | 1.7783e-12 | 5spot_SharedNeighbor | Water | Porous | Wet | R245fa | MinimizeLCOE_Brownfield | IgnoreSilica | 2019 | 0 | 0 | 0 | 0 |  |  |  |  | 15 |  | 31.3222 | [19 empty] | 1778.2794 | 0
1 | 3000 | 707 | 0.015 | 15 | 15 | 7 | 2.3714e-12 | 5spot_SharedNeighbor | Water | Porous | Wet | R245fa | MinimizeLCOE_Brownfield | IgnoreSilica | 2019 | 0 | 0 | 0 | 0 |  |  |  |  | 15 |  | 30.9528 | [19 empty] | 2371.3737 | 0
1 | 3000 | 707 | 0.015 | 15 | 15 | 7 | 3.1623e-12 | 5spot_SharedNeighbor | Water | Porous | Wet | R245fa | MinimizeLCOE_Brownfield | IgnoreSilica | 2019 | 0 | 0 | 0 | 0 |  |  |  |  | 15 |  | 30.2873 | [19 empty] | 3162.2777 | 0
1 | 3000 | 707 | 0.015 | 15 | 15 | 7 | 4.217e-12 | 5spot_SharedNeighbor | Water | Porous | Wet | R245fa | MinimizeLCOE_Brownfield | IgnoreSilica | 2019 | 0 | 0 | 0 | 0 |  |  |  |  | 15 |  | 33.5498 | [19 empty] | 4216.965 | 0
1 | 3000 | 707 | 0.015 | 15 | 15 | 7 | 5.6234e-12 | 5spot_SharedNeighbor | Water | Porous | Wet | R245fa | MinimizeLCOE_Brownfield | IgnoreSilica | 2019 | 0 | 0 | 0 | 0 |  |  |  |  | 15 |  | 33.8182 | [19 empty] | 5623.4133 | 0
1 | 3000 | 707 | 0.015 | 15 | 15 | 7 | 7.4989e-12 | 5spot_SharedNeighbor | Water | Porous | Wet | R245fa | MinimizeLCOE_Brownfield | IgnoreSilica | 2019 | 0 | 0 | 0 | 0 |  |  |  |  | 15 |  | 32.2902 | [19 empty] | 7498.9421 | 0
1 | 3000 | 707 | 0.015 | 15 | 15 | 7 | 1e-11 | 5spot_SharedNeighbor | Water | Porous | Wet | R245fa | MinimizeLCOE_Brownfield | IgnoreSilica | 2019 | 0 | 0 | 0 | 0 |  |  |  |  | 15 |  | 29.6925 | [19 empty] | 10000 | 0
1 | 3000 | 707 | 0.015 | 15 | 15 | 7 | 1.3335e-11 | 5spot_SharedNeighbor | Water | Porous | Wet | R245fa | MinimizeLCOE_Brownfield | IgnoreSilica | 2019 | 1.6 | 0.066811 | 0.00017926 | 4 | 15189605.2924 | 37032971.1155 | 309660.6493 | 754967.207 | 50.9274 | 0 | 33.5254 | 28902.5686 | 697.2256 | 41387.5838 | 49899.8887 | 0 | 17489.7125 | 0 | 53967.0219 | 140411.1207 | 95833.475 | 428588.5967 | 961560.8286 | 9501104.8411 | 9501104.8411 | 1478867.319 | 4682163.0063 | 0 | 10891254.2664 | 26553389.4328 | 13335.2143 | 0.00071702 | 15189605.2924 | 37032971.1155 | 309660.6493 | 754967.207
1 | 3000 | 707 | 0.015 | 15 | 15 | 7 | 1.7783e-11 | 5spot_SharedNeighbor | Water | Porous | Wet | R245fa | MinimizeLCOE_Brownfield | IgnoreSilica | 2019 | 1.6 | 0.066812 | 0.00040865 | 4 | 6657016.5536 | 16238573.8158 | 135712.2867 | 331045.2915 | 50.9276 | 0 | 32.3901 | 28902.8269 | 697.2329 | 41387.8111 | 49900.0059 | 0 | 14386.1992 | 0 | 52756.8896 | 137262.6049 | 93684.5483 | 418978.1188 | 961560.8286 | 9501104.8411 | 9501104.8411 | 1478867.319 | 4682163.0063 | 0 | 10881643.7885 | 26543778.9549 | 17782.7941 | 0.0016346 | 6657016.5536 | 16238573.8158 | 135712.2867 | 331045.2915
1 | 3000 | 707 | 0.015 | 15 | 15 | 7 | 2.3714e-11 | 5spot_SharedNeighbor | Water | Porous | Wet | R245fa | MinimizeLCOE_Brownfield | IgnoreSilica | 2019 | 3.4929 | 0.17387 | 0.0012007 | 4 | 2349766.7664 | 5610862.6976 | 47903.1738 | 114385.0253 | 54.924 | 0 | 57.9962 | 61062.4841 | 1543.3817 | 88606.084 | 87088.433 | 0 | 27292.7957 | 0 | 103581.3396 | 269497.3983 | 183937.5119 | 822609.4284 | 961560.8286 | 9501104.8411 | 9501104.8411 | 1478867.319 | 4682163.0063 | 0 | 11285275.0981 | 26947410.2645 | 23713.7371 | 0.0048027 | 2349766.7664 | 5610862.6976 | 47903.1738 | 114385.0253
1 | 3000 | 707 | 0.015 | 15 | 15 | 7 | 3.1623e-11 | 5spot_SharedNeighbor | Water | Porous | Wet | R245fa | MinimizeLCOE_Brownfield | IgnoreSilica | 2019 | 4.7085 | 0.24381 | 0.0020409 | 4 | 1410324.5537 | 3328884.6804 | 28751.3736 | 67863.8169 | 55.8764 | 0 | 84.4107 | 78574.9524 | 2009.0668 | 116021.0457 | 111131.2517 | 0 | 31433.9914 | 0 | 132276.4201 | 344156.1115 | 234893.6178 | 1050496.4575 | 961560.8286 | 9501104.8411 | 9501104.8411 | 1478867.319 | 4682163.0063 | 0 | 11513162.1272 | 27175297.2936 | 31622.7766 | 0.0081635 | 1410324.5537 | 3328884.6804 | 28751.3736 | 67863.8169
1 | 3000 | 707 | 0.015 | 15 | 15 | 7 | 4.217e-11 | 5spot_SharedNeighbor | Water | Porous | Wet | R245fa | MinimizeLCOE_Brownfield | IgnoreSilica | 2019 | 6.2501 | 0.33256 | 0.0031792 | 4 | 926821.2695 | 2158444.35 | 18894.5052 | 44002.8076 | 56.5655 | 0 | 90.3124 | 98690.6997 | 2545.729 | 148625.268 | 141594.1017 | 0 | 35828.4597 | 0 | 166640.8607 | 433565.3367 | 295917.2512 | 1323407.7068 | 961560.8286 | 9501104.8411 | 9501104.8411 | 1478867.319 | 4682163.0063 | 0 | 11786073.3765 | 27448208.5429 | 42169.6503 | 0.012717 | 926821.2695 | 2158444.35 | 18894.5052 | 44002.8076
1 | 3000 | 707 | 0.015 | 15 | 15 | 7 | 5.6234e-11 | 5spot_SharedNeighbor | Water | Porous | Wet | R245fa | MinimizeLCOE_Brownfield | IgnoreSilica | 2019 | 8.0601 | 0.43648 | 0.0046563 | 4 | 649038.334 | 1489943.3393 | 13231.5243 | 30374.5103 | 57.0221 | 0 | 88.8343 | 120160.3455 | 3118.9538 | 184661.4445 | 177279.2974 | 0 | 39725.3436 | 0 | 204728.7001 | 532662.082 | 363552.8161 | 1625888.983 | 961560.8286 | 9501104.8411 | 9501104.8411 | 1478867.319 | 4682163.0063 | 0 | 12088554.6527 | 27750689.8191 | 56234.1325 | 0.018625 | 649038.334 | 1489943.3393 | 13231.5243 | 30374.5103
1 | 3000 | 707 | 0.015 | 15 | 15 | 7 | 7.4989e-11 | 5spot_SharedNeighbor | Water | Porous | Wet | R245fa | MinimizeLCOE_Brownfield | IgnoreSilica | 2019 | 10.7519 | 0.59273 | 0.0067053 | 4 | 467033.0323 | 1050974.934 | 9521.1001 | 21425.5456 | 57.4826 | 0 | 78.7359 | 149807.2796 | 3912.5839 | 235777.8662 | 230701.301 | 0 | 46136.7117 | 0 | 259870.9396 | 676130.8779 | 461473.2173 | 2063810.7772 | 961560.8286 | 9501104.8411 | 9501104.8411 | 1478867.319 | 4682163.0063 | 0 | 12526476.4469 | 28188611.6133 | 74989.4209 | 0.026821 | 467033.0323 | 1050974.934 | 9521.1001 | 21425.5456
1 | 3000 | 707 | 0.015 | 15 | 15 | 7 | 1e-10 | 5spot_SharedNeighbor | Water | Porous | Wet | R245fa | MinimizeLCOE_Brownfield | IgnoreSilica | 2019 | 13.805 | 0.76943 | 0.0092674 | 4 | 350618.2328 | 773123.2131 | 7147.8269 | 15761.1624 | 57.7685 | 0 | 81.7236 | 180460.2346 | 4732.7752 | 290424.4742 | 291166.1074 | 0 | 51570.1071 | 0 | 319157.9424 | 830383.4979 | 566753.8 | 2534648.9389 | 961560.8286 | 9501104.8411 | 9501104.8411 | 1478867.319 | 4682163.0063 | 0 | 12997314.6086 | 28659449.775 | 100000 | 0.03707 | 350618.2328 | 773123.2131 | 7147.8269 | 15761.1624
1 | 3000 | 707 | 0.015 | 15 | 15 | 7 | 1.3335e-10 | 5spot_SharedNeighbor | Water | Porous | Wet | R245fa | MinimizeLCOE_Brownfield | IgnoreSilica | 2019 | 17.4487 | 0.9804 | 0.01247 | 4 | 271398.8382 | 585387.9569 | 5532.8324 | 11933.9253 | 57.9809 | 0 | 82.4895 | 214345.8133 | 5639.5258 | 352479.5497 | 363338.6305 | 0 | 57017.2651 | 0 | 387200.106 | 1007415.2501 | 687581.6085 | 3075017.7491 | 961560.8286 | 9501104.8411 | 9501104.8411 | 1478867.319 | 4682163.0063 | 0 | 13537683.4188 | 29199818.5852 | 133352.1432 | 0.049881 | 271398.8382 | 585387.9569 | 5532.8324 | 11933.9253
1 | 3000 | 707 | 0.015 | 15 | 15 | 7 | 1.7783e-10 | 5spot_SharedNeighbor | Water | Porous | Wet | R245fa | MinimizeLCOE_Brownfield | IgnoreSilica | 2019 | 21.6 | 1.2208 | 0.016329 | 4 | 216358.4254 | 456149.1346 | 4410.7591 | 9299.2171 | 58.1372 | 0 | 83.6384 | 250345.7369 | 6602.7498 | 420016.8931 | 445571.0154 | 0 | 62051.7326 | 0 | 461989.3698 | 1202001.5733 | 820390.7724 | 3668969.8433 | 961560.8286 | 9501104.8411 | 9501104.8411 | 1478867.319 | 4682163.0063 | 0 | 14131635.513 | 29793770.6794 | 177827.941 | 0.065316 | 216358.4254 | 456149.1346 | 4410.7591 | 9299.2171
1 | 3000 | 707 | 0.015 | 15 | 15 | 7 | 2.3714e-10 | 5spot_SharedNeighbor | Water | Porous | Wet | R245fa | MinimizeLCOE_Brownfield | IgnoreSilica | 2019 | 26.0797 | 1.4803 | 0.020762 | 4 | 177633.5937 | 366222.1881 | 3621.3011 | 7465.9347 | 58.2513 | 0 | 108.4321 | 286859.2238 | 7579.4616 | 489988.4922 | 534321.57 | 0 | 66241.2515 | 0 | 540146.0996 | 1405349.352 | 959179.8098 | 4289665.2603 | 961560.8286 | 9501104.8411 | 9501104.8411 | 1478867.319 | 4682163.0063 | 0 | 14752330.93 | 30414466.0964 | 237137.3706 | 0.083049 | 177633.5937 | 366222.1881 | 3621.3011 | 7465.9347
1 | 3000 | 707 | 0.015 | 15 | 15 | 7 | 3.1623e-10 | 5spot_SharedNeighbor | Water | Porous | Wet | R245fa | MinimizeLCOE_Brownfield | IgnoreSilica | 2019 | 30.6398 | 1.7446 | 0.02558 | 4 | 150181.6336 | 303251.2592 | 3061.6557 | 6182.1871 | 58.3344 | 0 | 93.7647 | 322096.322 | 8521.7291 | 558749.5028 | 624678.8601 | 0 | 69281.8558 | 0 | 617498.0253 | 1606603.1955 | 1096539.6933 | 4903969.184 | 961560.8286 | 9501104.8411 | 9501104.8411 | 1478867.319 | 4682163.0063 | 0 | 15366634.8537 | 31028770.0201 | 316227.766 | 0.10232 | 150181.6336 | 303251.2592 | 3061.6557 | 6182.1871
1 | 3000 | 707 | 0.015 | 15 | 15 | 7 | 4.217e-10 | 5spot_SharedNeighbor | Water | Porous | Wet | R245fa | MinimizeLCOE_Brownfield | IgnoreSilica | 2019 | 34.966 | 1.9954 | 0.030499 | 4 | 130621.1345 | 259004.869 | 2662.8885 | 5280.1646 | 58.3942 | 0 | 99.476 | 354075.1887 | 9376.588 | 622093.0631 | 710416.7162 | 0 | 70900.6854 | 0 | 689076.2741 | 1792835.1163 | 1223646.806 | 5472420.4378 | 961560.8286 | 9501104.8411 | 9501104.8411 | 1478867.319 | 4682163.0063 | 0 | 15935086.1075 | 31597221.2739 | 421696.5034 | 0.12199 | 130621.1345 | 259004.869 | 2662.8885 | 5280.1646
1 | 3000 | 707 | 0.015 | 15 | 15 | 7 | 5.6234e-10 | 5spot_SharedNeighbor | Water | Porous | Wet | R245fa | MinimizeLCOE_Brownfield | IgnoreSilica | 2019 | 38.8862 | 2.2226 | 0.035242 | 4 | 116618.7245 | 227721.7076 | 2377.4304 | 4642.415 | 58.4376 | 0 | 81.617 | 382031.0651 | 10123.6722 | 678137.6278 | 788118.5084 | 0 | 71370.0652 | 0 | 752614.5661 | 1958148.7186 | 1336476.7364 | 5977020.9601 | 961560.8286 | 9501104.8411 | 9501104.8411 | 1478867.319 | 4682163.0063 | 0 | 16439686.6297 | 32101821.7961 | 562341.3252 | 0.14097 | 116618.7245 | 227721.7076 | 2377.4304 | 4642.415
1 | 3000 | 707 | 0.015 | 15 | 15 | 7 | 7.4989e-10 | 5spot_SharedNeighbor | Water | Porous | Wet | R245fa | MinimizeLCOE_Brownfield | IgnoreSilica | 2019 | 42.2593 | 2.4183 | 0.039576 | 4 | 106543.6399 | 205480.8825 | 2172.0362 | 4189.0057 | 58.4689 | 0 | 116.6857 | 405410.8846 | 10748.2913 | 725455.3872 | 854984.4517 | 0 | 70907.0483 | 0 | 806327.3646 | 2097898.4023 | 1431858.7671 | 6403590.5971 | 961560.8286 | 9501104.8411 | 9501104.8411 | 1478867.319 | 4682163.0063 | 0 | 16866256.2668 | 32528391.4332 | 749894.2093 | 0.1583 | 106543.6399 | 205480.8825 | 2172.0362 | 4189.0057
1 | 3000 | 707 | 0.015 | 15 | 15 | 7 | 1e-09 | 5spot_SharedNeighbor | Water | Porous | Wet | R245fa | MinimizeLCOE_Brownfield | IgnoreSilica | 2019 | 45.0392 | 2.5795 | 0.043355 | 4 | 99253.1238 | 189566.4521 | 2023.4092 | 3864.5685 | 58.4913 | 0 | 98.5549 | 424258.6187 | 11251.7058 | 763882.0539 | 910095.5903 | 0 | 69800.3565 | 0 | 849922.4468 | 2211323.8635 | 1509273.975 | 6749808.6104 | 961560.8286 | 9501104.8411 | 9501104.8411 | 1478867.319 | 4682163.0063 | 0 | 17212474.2801 | 32874609.4465 | 1000000 | 0.17342 | 99253.1238 | 189566.4521 | 2023.4092 | 3864.5685
1 | 3000 | 707 | 0.015 | 15 | 15 | 7 | 1.3335e-09 | 5spot_SharedNeighbor | Water | Porous | Wet | R245fa | MinimizeLCOE_Brownfield | IgnoreSilica | 2019 | 47.2855 | 2.7098 | 0.046539 | 4 | 93946.7196 | 178080.5243 | 1915.231 | 3630.4124 | 58.5076 | 0 | 84.9388 | 439232.69 | 11651.5718 | 794583.4446 | 954629.1136 | 0 | 68434.4989 | 0 | 884727.2144 | 2301878.7293 | 1571079.5317 | 7026216.7943 | 961560.8286 | 9501104.8411 | 9501104.8411 | 1478867.319 | 4682163.0063 | 0 | 17488882.464 | 33151017.6304 | 1333521.4322 | 0.18616 | 93946.7196 | 178080.5243 | 1915.231 | 3630.4124
1 | 3000 | 707 | 0.015 | 15 | 15 | 7 | 1.7783e-09 | 5spot_SharedNeighbor | Water | Porous | Wet | R245fa | MinimizeLCOE_Brownfield | IgnoreSilica | 2019 | 49.1077 | 2.8155 | 0.049712 | 4 | 89039.8202 | 167804.8249 | 1815.1972 | 3420.9283 | 58.5197 | 0 | 95.4498 | 451221.4445 | 11971.6609 | 819271.0572 | 990753.6074 | 0 | 65169.7819 | 0 | 911971.1452 | 2372761.8489 | 1619458.7173 | 7242579.2633 | 961560.8286 | 9501104.8411 | 9501104.8411 | 1478867.319 | 4682163.0063 | 0 | 17705244.933 | 33367380.0994 | 1778279.41 | 0.19885 | 89039.8202 | 167804.8249 | 1815.1972 | 3420.9283
1 | 3000 | 707 | 0.015 | 15 | 15 | 7 | 2.3714e-09 | 5spot_SharedNeighbor | Water | Porous | Wet | R245fa | MinimizeLCOE_Brownfield | IgnoreSilica | 2019 | 50.489 | 2.8956 | 0.05183 | 4 | 86203.838 | 161749.8952 | 1757.3818 | 3297.4904 | 58.5283 | 0 | 118.3898 | 460219.7783 | 12211.8729 | 837862.0857 | 1018138.1429 | 0 | 63697.1516 | 0 | 932930.3223 | 2427293.3282 | 1656677.5724 | 7409030.2544 | 961560.8286 | 9501104.8411 | 9501104.8411 | 1478867.319 | 4682163.0063 | 0 | 17871695.9241 | 33533831.0905 | 2371373.7057 | 0.20732 | 86203.838 | 161749.8952 | 1757.3818 | 3297.4904
1 | 3000 | 707 | 0.015 | 15 | 15 | 7 | 3.1623e-09 | 5spot_SharedNeighbor | Water | Porous | Wet | R245fa | MinimizeLCOE_Brownfield | IgnoreSilica | 2019 | 51.5561 | 2.9575 | 0.0535 | 4 | 84109.1894 | 157296.446 | 1714.6796 | 3206.7008 | 58.5345 | 0 | 101.584 | 467119.3454 | 12396.0367 | 852152.1094 | 1039291.2871 | 0 | 62413.945 | 0 | 949015.3622 | 2469143.3027 | 1685241.0399 | 7536772.4284 | 961560.8286 | 9501104.8411 | 9501104.8411 | 1478867.319 | 4682163.0063 | 0 | 17999438.0981 | 33661573.2645 | 3162277.6602 | 0.214 | 84109.1894 | 157296.446 | 1714.6796 | 3206.7008
1 | 3000 | 707 | 0.015 | 15 | 15 | 7 | 4.217e-09 | 5spot_SharedNeighbor | Water | Porous | Wet | R245fa | MinimizeLCOE_Brownfield | IgnoreSilica | 2019 | 52.3861 | 3.0056 | 0.054806 | 4 | 82556.7952 | 154000.1791 | 1683.0319 | 3139.502 | 58.5392 | 0 | 111.422 | 472456.3503 | 12538.4792 | 863226.5653 | 1055745.9346 | 0 | 61378.3459 | 0 | 961484.8134 | 2501586.2568 | 1707384.0227 | 7635800.7683 | 961560.8286 | 9501104.8411 | 9501104.8411 | 1478867.319 | 4682163.0063 | 0 | 18098466.438 | 33760601.6044 | 4216965.0343 | 0.21922 | 82556.7952 | 154000.1791 | 1683.0319 | 3139.502
1 | 3000 | 707 | 0.015 | 15 | 15 | 7 | 5.6234e-09 | 5spot_SharedNeighbor | Water | Porous | Wet | R245fa | MinimizeLCOE_Brownfield | IgnoreSilica | 2019 | 52.9929 | 3.0408 | 0.055803 | 4 | 81403.1351 | 151570.0482 | 1659.513 | 3089.9604 | 58.5425 | 0 | 101.4453 | 476341.2922 | 12642.1594 | 871299.238 | 1067773.9744 | 0 | 60449.6677 | 0 | 970517.4694 | 2525087.3748 | 1723424.0186 | 7707535.1945 | 961560.8286 | 9501104.8411 | 9501104.8411 | 1478867.319 | 4682163.0063 | 0 | 18170200.8642 | 33832336.0306 | 5623413.2519 | 0.22321 | 81403.1351 | 151570.0482 | 1659.513 | 3089.9604
1 | 3000 | 707 | 0.015 | 15 | 15 | 7 | 7.4989e-09 | 5spot_SharedNeighbor | Water | Porous | Wet | R245fa | MinimizeLCOE_Brownfield | IgnoreSilica | 2019 | 53.4728 | 3.0686 | 0.056575 | 4 | 80543.9567 | 149753.7705 | 1641.9975 | 3052.9332 | 58.5451 | 0 | 113.3233 | 479404.2191 | 12723.8974 | 877670.4873 | 1077286.7583 | 0 | 59773.7899 | 0 | 977675.0693 | 2543709.9815 | 1736134.3304 | 7764378.5332 | 961560.8286 | 9501104.8411 | 9501104.8411 | 1478867.319 | 4682163.0063 | 0 | 18227044.2029 | 33889179.3693 | 7498942.0933 | 0.2263 | 80543.9567 | 149753.7705 | 1641.9975 | 3052.9332
1 | 3000 | 707 | 0.015 | 15 | 15 | 7 | 1e-08 | 5spot_SharedNeighbor | Water | Porous | Wet | R245fa | MinimizeLCOE_Brownfield | IgnoreSilica | 2019 | 53.8212 | 3.0888 | 0.057157 | 4 | 79903.0316 | 148408.1941 | 1628.9314 | 3025.5018 | 58.5469 | 0 | 120.074 | 481622.511 | 12783.0927 | 882288.4572 | 1084192.6293 | 0 | 59194.6506 | 0 | 982831.7229 | 2557126.5365 | 1745291.4048 | 7805331.005 | 961560.8286 | 9501104.8411 | 9501104.8411 | 1478867.319 | 4682163.0063 | 0 | 18267996.6747 | 33930131.8411 | 10000000 | 0.22863 | 79903.0316 | 148408.1941 | 1628.9314 | 3025.5018
1 | 3100 | 707 | 0.015 | 15 | 15 | 7 | 1e-13 | 5spot_SharedNeighbor | Water | Porous | Wet | R245fa | MinimizeLCOE_Brownfield | IgnoreSilica | 2019 | 0 | 0 | 0 | 0 |  |  |  |  | 15 |  | 17.4288 | [19 empty] | 100 | 0
1 | 3100 | 707 | 0.015 | 15 | 15 | 7 | 1.3335e-13 | 5spot_SharedNeighbor | Water | Porous | Wet | R245fa | MinimizeLCOE_Brownfield | IgnoreSilica | 2019 | 0 | 0 | 0 | 0 |  |  |  |  | 15 |  | 17.5442 | [19 empty] | 133.3521 | 0
1 | 3100 | 707 | 0.015 | 15 | 15 | 7 | 1.7783e-13 | 5spot_SharedNeighbor | Water | Porous | Wet | R245fa | MinimizeLCOE_Brownfield | IgnoreSilica | 2019 | 0 | 0 | 0 | 0 |  |  |  |  | 15 |  | 21.4888 | [19 empty] | 177.8279 | 0
1 | 3100 | 707 | 0.015 | 15 | 15 | 7 | 2.3714e-13 | 5spot_SharedNeighbor | Water | Porous | Wet | R245fa | MinimizeLCOE_Brownfield | IgnoreSilica | 2019 | 0 | 0 | 0 | 0 |  |  |  |  | 15 |  | 22.29 | [19 empty] | 237.1374 | 0
1 | 3100 | 707 | 0.015 | 15 | 15 | 7 | 3.1623e-13 | 5spot_SharedNeighbor | Water | Porous | Wet | R245fa | MinimizeLCOE_Brownfield | IgnoreSilica | 2019 | 0 | 0 | 0 | 0 |  |  |  |  | 15 |  | 21.7311 | [19 empty] | 316.2278 | 0
1 | 3100 | 707 | 0.015 | 15 | 15 | 7 | 4.217e-13 | 5spot_SharedNeighbor | Water | Porous | Wet | R245fa | MinimizeLCOE_Brownfield | IgnoreSilica | 2019 | 0 | 0 | 0 | 0 |  |  |  |  | 15 |  | 20.5354 | [19 empty] | 421.6965 | 0
1 | 3100 | 707 | 0.015 | 15 | 15 | 7 | 5.6234e-13 | 5spot_SharedNeighbor | Water | Porous | Wet | R245fa | MinimizeLCOE_Brownfield | IgnoreSilica | 2019 | 0 | 0 | 0 | 0 |  |  |  |  | 15 |  | 22.8883 | [19 empty] | 562.3413 | 0
1 | 3100 | 707 | 0.015 | 15 | 15 | 7 | 7.4989e-13 | 5spot_SharedNeighbor | Water | Porous | Wet | R245fa | MinimizeLCOE_Brownfield | IgnoreSilica | 2019 | 0 | 0 | 0 | 0 |  |  |  |  | 15 |  | 26.4956 | [19 empty] | 749.8942 | 0
1 | 3100 | 707 | 0.015 | 15 | 15 | 7 | 1e-12 | 5spot_SharedNeighbor | Water | Porous | Wet | R245fa | MinimizeLCOE_Brownfield | IgnoreSilica | 2019 | 0 | 0 | 0 | 0 |  |  |  |  | 15 |  | 25.6589 | [19 empty] | 1000 | 0
1 | 3100 | 707 | 0.015 | 15 | 15 | 7 | 1.3335e-12 | 5spot_SharedNeighbor | Water | Porous | Wet | R245fa | MinimizeLCOE_Brownfield | IgnoreSilica | 2019 | 0 | 0 | 0 | 0 |  |  |  |  | 15 |  | 28.2325 | [19 empty] | 1333.5214 | 0
1 | 3100 | 707 | 0.015 | 15 | 15 | 7 | 1.7783e-12 | 5spot_SharedNeighbor | Water | Porous | Wet | R245fa | MinimizeLCOE_Brownfield | IgnoreSilica | 2019 | 0 | 0 | 0 | 0 |  |  |  |  | 15 |  | 30.2616 | [19 empty] | 1778.2794 | 0
1 | 3100 | 707 | 0.015 | 15 | 15 | 7 | 2.3714e-12 | 5spot_SharedNeighbor | Water | Porous | Wet | R245fa | MinimizeLCOE_Brownfield | IgnoreSilica | 2019 | 0 | 0 | 0 | 0 |  |  |  |  | 15 |  | 32.3446 | [19 empty] | 2371.3737 | 0
1 | 3100 | 707 | 0.015 | 15 | 15 | 7 | 3.1623e-12 | 5spot_SharedNeighbor | Water | Porous | Wet | R245fa | MinimizeLCOE_Brownfield | IgnoreSilica | 2019 | 0 | 0 | 0 | 0 |  |  |  |  | 15 |  | 33.2873 | [19 empty] | 3162.2777 | 0
1 | 3100 | 707 | 0.015 | 15 | 15 | 7 | 4.217e-12 | 5spot_SharedNeighbor | Water | Porous | Wet | R245fa | MinimizeLCOE_Brownfield | IgnoreSilica | 2019 | 0 | 0 | 0 | 0 |  |  |  |  | 15 |  | 34.4552 | [19 empty] | 4216.965 | 0
1 | 3100 | 707 | 0.015 | 15 | 15 | 7 | 5.6234e-12 | 5spot_SharedNeighbor | Water | Porous | Wet | R245fa | MinimizeLCOE_Brownfield | IgnoreSilica | 2019 | 0 | 0 | 0 | 0 |  |  |  |  | 15 |  | 34.9535 | [19 empty] | 5623.4133 | 0
1 | 3100 | 707 | 0.015 | 15 | 15 | 7 | 7.4989e-12 | 5spot_SharedNeighbor | Water | Porous | Wet | R245fa | MinimizeLCOE_Brownfield | IgnoreSilica | 2019 | 0 | 0 | 0 | 0 |  |  |  |  | 15 |  | 32.6989 | [19 empty] | 7498.9421 | 0
1 | 3100 | 707 | 0.015 | 15 | 15 | 7 | 1e-11 | 5spot_SharedNeighbor | Water | Porous | Wet | R245fa | MinimizeLCOE_Brownfield | IgnoreSilica | 2019 | 1.6 | 0.069838 | 5.6515e-05 | 4 | 49957108.5192 | 121605208.7317 | 1018443.2292 | 2479086.6632 | 51.8695 | 0 | 34.3496 | 30488.7376 | 741.5991 | 42841.0825 | 50643.9023 | 0 | 20172.8805 | 0 | 56506.3988 | 147018.0585 | 100342.8459 | 448755.5052 | 961560.8286 | 9883032.0773 | 9883032.0773 | 1478867.319 | 4834933.9008 | 0 | 11293348.411 | 27490181.7081 | 10000 | 0.00022606 | 49957108.5192 | 121605208.7317 | 1018443.2292 | 2479086.6632
1 | 3100 | 707 | 0.015 | 15 | 15 | 7 | 1.3335e-11 | 5spot_SharedNeighbor | Water | Porous | Wet | R245fa | MinimizeLCOE_Brownfield | IgnoreSilica | 2019 | 1.6 | 0.069838 | 0.00035672 | 4 | 7907452.447 | 19258663.048 | 161204.1138 | 392613.8955 | 51.8697 | 0 | 33.5551 | 30489.0922 | 741.6091 | 42841.4058 | 50644.0668 | 0 | 16830.2986 | 0 | 55203.1243 | 143627.2056 | 98028.5191 | 438405.3214 | 961560.8286 | 9883032.0773 | 9883032.0773 | 1478867.319 | 4834933.9008 | 0 | 11282998.2273 | 27479831.5243 | 13335.2143 | 0.0014269 | 7907452.447 | 19258663.048 | 161204.1138 | 392613.8955
1 | 3100 | 707 | 0.015 | 15 | 15 | 7 | 1.7783e-11 | 5spot_SharedNeighbor | Water | Porous | Wet | R245fa | MinimizeLCOE_Brownfield | IgnoreSilica | 2019 | 2.9982 | 0.15272 | 0.0010134 | 4 | 2861370.2066 | 6856870.6973 | 58332.902 | 139786.5838 | 55.4769 | 0 | 66.4274 | 56514.064 | 1431.8753 | 79831.2718 | 78946.3043 | 0 | 26956.5561 | 0 | 95035.2279 | 247262.1685 | 168761.5107 | 754738.9786 | 961560.8286 | 9883032.0773 | 9883032.0773 | 1478867.319 | 4834933.9008 | 0 | 11599331.8844 | 27796165.1815 | 17782.7941 | 0.0040538 | 2861370.2066 | 6856870.6973 | 58332.902 | 139786.5838
1 | 3100 | 707 | 0.015 | 15 | 15 | 7 | 2.3714e-11 | 5spot_SharedNeighbor | Water | Porous | Wet | R245fa | MinimizeLCOE_Brownfield | IgnoreSilica | 2019 | 4.0971 | 0.21898 | 0.0018346 | 4 | 1610877.2219 | 3818043.1901 | 32839.911 | 77835.9747 | 56.6813 | 0 | 79.5161 | 74194.5902 | 1906.3079 | 106382.0014 | 101324.9165 | 0 | 31470.8949 | 0 | 122958.6972 | 319913.3079 | 218347.4062 | 976498.1223 | 961560.8286 | 9883032.0773 | 9883032.0773 | 1478867.319 | 4834933.9008 | 0 | 11821091.0281 | 28017924.3252 | 23713.7371 | 0.0073383 | 1610877.2219 | 3818043.1901 | 32839.911 | 77835.9747
1 | 3100 | 707 | 0.015 | 15 | 15 | 7 | 3.1623e-11 | 5spot_SharedNeighbor | Water | Porous | Wet | R245fa | MinimizeLCOE_Brownfield | IgnoreSilica | 2019 | 5.4756 | 0.30247 | 0.0029622 | 4 | 1019768.7211 | 2386718.936 | 20789.3647 | 48656.4938 | 57.5355 | 0 | 105.7147 | 94250.1682 | 2446.5936 | 137639.5948 | 129435.34 | 0 | 36107.557 | 0 | 155952.909 | 405757.4788 | 276937.8167 | 1238527.4582 | 961560.8286 | 9883032.0773 | 9883032.0773 | 1478867.319 | 4834933.9008 | 0 | 12083120.3641 | 28279953.6611 | 31622.7766 | 0.011849 | 1019768.7211 | 2386718.936 | 20789.3647 | 48656.4938
1 | 3100 | 707 | 0.015 | 15 | 15 | 7 | 4.217e-11 | 5spot_SharedNeighbor | Water | Porous | Wet | R245fa | MinimizeLCOE_Brownfield | IgnoreSilica | 2019 | 7.1781 | 0.40573 | 0.0044616 | 4 | 694214.9247 | 1601781.0089 | 14152.5102 | 32654.4724 | 58.1388 | 0 | 90.2447 | 116756.6911 | 3053.8726 | 173992.8473 | 164152.7001 | 0 | 40769.4245 | 0 | 194502.9589 | 506056.8009 | 345394.1651 | 1544679.4604 | 961560.8286 | 9883032.0773 | 9883032.0773 | 1478867.319 | 4834933.9008 | 0 | 12389272.3663 | 28586105.6633 | 42169.6503 | 0.017846 | 694214.9247 | 1601781.0089 | 14152.5102 | 32654.4724
1 | 3100 | 707 | 0.015 | 15 | 15 | 7 | 5.6234e-11 | 5spot_SharedNeighbor | Water | Porous | Wet | R245fa | MinimizeLCOE_Brownfield | IgnoreSilica | 2019 | 9.5487 | 0.55024 | 0.0064986 | 4 | 492380.9065 | 1115474.8214 | 10037.8508 | 22740.463 | 58.6568 | 0 | 81.2929 | 145533.6789 | 3831.97 | 221907.4526 | 212625.6532 | 0 | 47130.9959 | 0 | 246101.6027 | 640305.8879 | 437021.9254 | 1954459.1666 | 961560.8286 | 9883032.0773 | 9883032.0773 | 1478867.319 | 4834933.9008 | 0 | 12799052.0725 | 28995885.3695 | 56234.1325 | 0.025994 | 492380.9065 | 1115474.8214 | 10037.8508 | 22740.463
1 | 3100 | 707 | 0.015 | 15 | 15 | 7 | 7.4989e-11 | 5spot_SharedNeighbor | Water | Porous | Wet | R245fa | MinimizeLCOE_Brownfield | IgnoreSilica | 2019 | 12.3138 | 0.7187 | 0.0091132 | 4 | 363559.6222 | 807882.7113 | 7411.6547 | 16469.7818 | 59.0039 | 0 | 86.4277 | 176222.1548 | 4661.8771 | 274678.8788 | 269127.6263 | 0 | 52831.7162 | 0 | 303233.6788 | 788951.8304 | 538475.8356 | 2408183.5981 | 961560.8286 | 9883032.0773 | 9883032.0773 | 1478867.319 | 4834933.9008 | 0 | 13252776.504 | 29449609.8011 | 74989.4209 | 0.036453 | 363559.6222 | 807882.7113 | 7411.6547 | 16469.7818
1 | 3100 | 707 | 0.015 | 15 | 15 | 7 | 1e-10 | 5spot_SharedNeighbor | Water | Porous | Wet | R245fa | MinimizeLCOE_Brownfield | IgnoreSilica | 2019 | 15.7313 | 0.92693 | 0.012445 | 4 | 277041.839 | 602406.7854 | 5647.8726 | 12280.8771 | 59.2667 | 0 | 119.2602 | 211243.4911 | 5609.1108 | 336601.7782 | 338954.4823 | 0 | 58979.6239 | 0 | 371041.5097 | 965373.8971 | 658887.5212 | 2946691.4143 | 961560.8286 | 9883032.0773 | 9883032.0773 | 1478867.319 | 4834933.9008 | 0 | 13791284.3202 | 29988117.6172 | 100000 | 0.049781 | 277041.839 | 602406.7854 | 5647.8726 | 12280.8771
1 | 3100 | 707 | 0.015 | 15 | 15 | 7 | 1.3335e-10 | 5spot_SharedNeighbor | Water | Porous | Wet | R245fa | MinimizeLCOE_Brownfield | IgnoreSilica | 2019 | 19.7339 | 1.1709 | 0.016559 | 4 | 217376.0856 | 461906.1459 | 4431.5055 | 9416.5816 | 59.4608 | 0 | 91.1658 | 249334.9298 | 6639.22 | 405710.6225 | 420747.8447 | 0 | 64923.9178 | 0 | 447469.0486 | 1164222.6758 | 794605.8986 | 3553654.1578 | 961560.8286 | 9883032.0773 | 9883032.0773 | 1478867.319 | 4834933.9008 | 0 | 14398247.0637 | 30595080.3607 | 133352.1432 | 0.066237 | 217376.0856 | 461906.1459 | 4431.5055 | 9416.5816
1 | 3100 | 707 | 0.015 | 15 | 15 | 7 | 1.7783e-10 | 5spot_SharedNeighbor | Water | Porous | Wet | R245fa | MinimizeLCOE_Brownfield | IgnoreSilica | 2019 | 24.2427 | 1.4458 | 0.021446 | 4 | 175544.7856 | 364354.3894 | 3578.7179 | 7427.8571 | 59.6042 | 0 | 123.5089 | 289463.7958 | 7724.0868 | 480213.6857 | 512901.3186 | 0 | 70364.4817 | 0 | 530660.2737 | 1380669.1789 | 942335.0845 | 4214331.9056 | 961560.8286 | 9883032.0773 | 9883032.0773 | 1478867.319 | 4834933.9008 | 0 | 15058924.8115 | 31255758.1085 | 177827.941 | 0.085784 | 175544.7856 | 364354.3894 | 3578.7179 | 7427.8571
1 | 3100 | 707 | 0.015 | 15 | 15 | 7 | 2.3714e-10 | 5spot_SharedNeighbor | Water | Porous | Wet | R245fa | MinimizeLCOE_Brownfield | IgnoreSilica | 2019 | 28.9808 | 1.7348 | 0.026951 | 4 | 145928.3349 | 296171.1488 | 2974.9465 | 6037.8495 | 59.7083 | 0 | 122.7619 | 329222.8428 | 8798.5341 | 555524.132 | 609755.7777 | 0 | 74587.1594 | 0 | 615376.4939 | 1601083.4061 | 1092772.3237 | 4887120.6697 | 961560.8286 | 9883032.0773 | 9883032.0773 | 1478867.319 | 4834933.9008 | 0 | 15731713.5755 | 31928546.8726 | 237137.3706 | 0.1078 | 145928.3349 | 296171.1488 | 2974.9465 | 6037.8495
1 | 3100 | 707 | 0.015 | 15 | 15 | 7 | 3.1623e-10 | 5spot_SharedNeighbor | Water | Porous | Wet | R245fa | MinimizeLCOE_Brownfield | IgnoreSilica | 2019 | 33.7091 | 2.0233 | 0.032813 | 4 | 124836.965 | 248238.0351 | 2544.9704 | 5060.6681 | 59.7842 | 0 | 125.5243 | 366964.4652 | 9818.0426 | 628230.0426 | 706427.971 | 0 | 77469.0954 | 0 | 697674.7505 | 1815206.5881 | 1238915.7951 | 5540706.7505 | 961560.8286 | 9883032.0773 | 9883032.0773 | 1478867.319 | 4834933.9008 | 0 | 16385299.6564 | 32582132.9534 | 316227.766 | 0.13125 | 124836.965 | 248238.0351 | 2544.9704 | 5060.6681
1 | 3100 | 707 | 0.015 | 15 | 15 | 7 | 4.217e-10 | 5spot_SharedNeighbor | Water | Porous | Wet | R245fa | MinimizeLCOE_Brownfield | IgnoreSilica | 2019 | 38.1138 | 2.2922 | 0.038678 | 4 | 109752.4184 | 214443.8642 | 2237.4515 | 4371.7282 | 59.8389 | 0 | 115.898 | 400701.3225 | 10729.0112 | 694125.9303 | 796497.8822 | 0 | 78805.4207 | 0 | 772535.2311 | 2009978.2025 | 1371851.4241 | 6135224.4246 | 961560.8286 | 9883032.0773 | 9883032.0773 | 1478867.319 | 4834933.9008 | 0 | 16979817.3304 | 33176650.6275 | 421696.5034 | 0.15471 | 109752.4184 | 214443.8642 | 2237.4515 | 4371.7282
1 | 3100 | 707 | 0.015 | 15 | 15 | 7 | 5.6234e-10 | 5spot_SharedNeighbor | Water | Porous | Wet | R245fa | MinimizeLCOE_Brownfield | IgnoreSilica | 2019 | 42.0307 | 2.5313 | 0.044224 | 4 | 98917.5168 | 190478.7937 | 2016.5674 | 3883.1679 | 59.8785 | 0 | 133.9589 | 429724.5373 | 11512.4177 | 751444.3407 | 876603.5212 | 0 | 78918.5369 | 0 | 837799.308 | 2179781.9431 | 1487745.9662 | 6653530.5711 | 961560.8286 | 9883032.0773 | 9883032.0773 | 1478867.319 | 4834933.9008 | 0 | 17498123.477 | 33694956.774 | 562341.3252 | 0.1769 | 98917.5168 | 190478.7937 | 2016.5674 | 3883.1679
1 | 3100 | 707 | 0.015 | 15 | 15 | 7 | 7.4989e-10 | 5spot_SharedNeighbor | Water | Porous | Wet | R245fa | MinimizeLCOE_Brownfield | IgnoreSilica | 2019 | 45.3487 | 2.7339 | 0.049205 | 4 | 91096.4587 | 173388.4548 | 1857.1245 | 3534.7582 | 59.9069 | 0 | 119.0854 | 453676.6838 | 12158.7344 | 799159.8382 | 944466.1241 | 0 | 78096.807 | 0 | 892147.6931 | 2321185.2929 | 1584256.658 | 7085147.8316 | 961560.8286 | 9883032.0773 | 9883032.0773 | 1478867.319 | 4834933.9008 | 0 | 17929740.7375 | 34126574.0345 | 749894.2093 | 0.19682 | 91096.4587 | 173388.4548 | 1857.1245 | 3534.7582
1 | 3100 | 707 | 0.015 | 15 | 15 | 7 | 1e-09 | 5spot_SharedNeighbor | Water | Porous | Wet | R245fa | MinimizeLCOE_Brownfield | IgnoreSilica | 2019 | 48.0601 | 2.8994 | 0.053493 | 4 | 85419.9271 | 161116.4161 | 1741.4008 | 3284.5761 | 59.9273 | 0 | 128.8879 | 472858.4799 | 12676.1834 | 837629.1386 | 999923.1442 | 0 | 76707.3708 | 0 | 935919.7836 | 2435071.2933 | 1661986.1934 | 7432771.5871 | 961560.8286 | 9883032.0773 | 9883032.0773 | 1478867.319 | 4834933.9008 | 0 | 18277364.493 | 34474197.79 | 1000000 | 0.21397 | 85419.9271 | 161116.4161 | 1741.4008 | 3284.5761
1 | 3100 | 707 | 0.015 | 15 | 15 | 7 | 1.3335e-09 | 5spot_SharedNeighbor | Water | Porous | Wet | R245fa | MinimizeLCOE_Brownfield | IgnoreSilica | 2019 | 50.2332 | 3.0321 | 0.057067 | 4 | 81277.0045 | 152232.9582 | 1656.9417 | 3103.4748 | 59.942 | 0 | 120.4971 | 487996.1795 | 13084.4405 | 868144.2798 | 1044370.542 | 0 | 75120.8863 | 0 | 970599.3679 | 2525300.458 | 1723569.4523 | 7708185.6063 | 961560.8286 | 9883032.0773 | 9883032.0773 | 1478867.319 | 4834933.9008 | 0 | 18552778.5122 | 34749611.8093 | 1333521.4322 | 0.22827 | 81277.0045 | 152232.9582 | 1656.9417 | 3103.4748
1 | 3100 | 707 | 0.015 | 15 | 15 | 7 | 1.7783e-09 | 5spot_SharedNeighbor | Water | Porous | Wet | R245fa | MinimizeLCOE_Brownfield | IgnoreSilica | 2019 | 51.9628 | 3.1377 | 0.060554 | 4 | 77468.5515 | 144338.1919 | 1579.3012 | 2942.5293 | 59.9528 | 0 | 134.6172 | 499901.5687 | 13405.4594 | 892238.329 | 1079743.626 | 0 | 71639.5769 | 0 | 997202.1384 | 2594515.4098 | 1770810.0791 | 7919456.1872 | 961560.8286 | 9883032.0773 | 9883032.0773 | 1478867.319 | 4834933.9008 | 0 | 18764049.0931 | 34960882.3902 | 1778279.41 | 0.24222 | 77468.5515 | 144338.1919 | 1579.3012 | 2942.5293
1 | 3100 | 707 | 0.015 | 15 | 15 | 7 | 2.3714e-09 | 5spot_SharedNeighbor | Water | Porous | Wet | R245fa | MinimizeLCOE_Brownfield | IgnoreSilica | 2019 | 53.2876 | 3.2186 | 0.062895 | 4 | 75239.1733 | 139619.7504 | 1533.8523 | 2846.3375 | 59.9605 | 0 | 140.2008 | 508938.5984 | 13649.0955 | 910582.3094 | 1106836.5836 | 0 | 70060.7797 | 0 | 1017926.273 | 2648435.3569 | 1807611.551 | 8084040.5475 | 961560.8286 | 9883032.0773 | 9883032.0773 | 1478867.319 | 4834933.9008 | 0 | 18928633.4533 | 35125466.7504 | 2371373.7057 | 0.25158 | 75239.1733 | 139619.7504 | 1533.8523 | 2846.3375
1 | 3100 | 707 | 0.015 | 15 | 15 | 7 | 3.1623e-09 | 5spot_SharedNeighbor | Water | Porous | Wet | R245fa | MinimizeLCOE_Brownfield | IgnoreSilica | 2019 | 54.3009 | 3.2804 | 0.064729 | 4 | 73589.9562 | 136146.1771 | 1500.2308 | 2775.524 | 59.9661 | 0 | 134.0485 | 515804.5324 | 13834.1755 | 924550.5627 | 1127559.2726 | 0 | 68682.0679 | 0 | 1033667.9384 | 2689391.9412 | 1835565.2613 | 8209055.7521 | 961560.8286 | 9883032.0773 | 9883032.0773 | 1478867.319 | 4834933.9008 | 0 | 19053648.6579 | 35250481.955 | 3162277.6602 | 0.25892 | 73589.9562 | 136146.1771 | 1500.2308 | 2775.524
1 | 3100 | 707 | 0.015 | 15 | 15 | 7 | 4.217e-09 | 5spot_SharedNeighbor | Water | Porous | Wet | R245fa | MinimizeLCOE_Brownfield | IgnoreSilica | 2019 | 55.0929 | 3.3287 | 0.066161 | 4 | 72366.1444 | 133568.9102 | 1475.2817 | 2722.9829 | 59.9703 | 0 | 115.9283 | 521143.2579 | 13978.073 | 935430.3604 | 1143754.8405 | 0 | 67598.8901 | 0 | 1045943.1145 | 2721329.4316 | 1857363.2548 | 8306541.2227 | 961560.8286 | 9883032.0773 | 9883032.0773 | 1478867.319 | 4834933.9008 | 0 | 19151134.1286 | 35347967.4256 | 4216965.0343 | 0.26464 | 72366.1444 | 133568.9102 | 1475.2817 | 2722.9829
1 | 3100 | 707 | 0.015 | 15 | 15 | 7 | 5.6234e-09 | 5spot_SharedNeighbor | Water | Porous | Wet | R245fa | MinimizeLCOE_Brownfield | IgnoreSilica | 2019 | 55.6823 | 3.3647 | 0.067256 | 4 | 71455.775 | 131662.0433 | 1456.7226 | 2684.1088 | 59.9734 | 0 | 155.3144 | 525100.613 | 14084.7293 | 943505.4727 | 1155806.1513 | 0 | 66676.8757 | 0 | 1055017.7984 | 2744939.8975 | 1873477.8829 | 8378609.4208 | 961560.8286 | 9883032.0773 | 9883032.0773 | 1478867.319 | 4834933.9008 | 0 | 19223202.3267 | 35420035.6237 | 5623413.2519 | 0.26902 | 71455.775 | 131662.0433 | 1456.7226 | 2684.1088
1 | 3100 | 707 | 0.015 | 15 | 15 | 7 | 7.4989e-09 | 5spot_SharedNeighbor | Water | Porous | Wet | R245fa | MinimizeLCOE_Brownfield | IgnoreSilica | 2019 | 56.1233 | 3.3916 | 0.06809 | 4 | 70777.2701 | 130245.7994 | 1442.8904 | 2655.2368 | 59.9756 | 0 | 162.2765 | 528053.3276 | 14164.3043 | 949536.3345 | 1164823.6225 | 0 | 65926.6661 | 0 | 1061776.6594 | 2762525.0675 | 1885480.1228 | 8432286.1046 | 961560.8286 | 9883032.0773 | 9883032.0773 | 1478867.319 | 4834933.9008 | 0 | 19276879.0105 | 35473712.3075 | 7498942.0933 | 0.27236 | 70777.2701 | 130245.7994 | 1442.8904 | 2655.2368
1 | 3100 | 707 | 0.015 | 15 | 15 | 7 | 1e-08 | 5spot_SharedNeighbor | Water | Porous | Wet | R245fa | MinimizeLCOE_Brownfield | IgnoreSilica | 2019 | 56.4546 | 3.4119 | 0.068724 | 4 | 70270.8279 | 129190.939 | 1432.5659 | 2633.732 | 59.9772 | 0 | 114.262 | 530267.2718 | 14223.9669 | 954061.4872 | 1171599.2322 | 0 | 65333.9638 | 0 | 1066839.5095 | 2775697.5648 | 1894470.6229 | 8472493.619 | 961560.8286 | 9883032.0773 | 9883032.0773 | 1478867.319 | 4834933.9008 | 0 | 19317086.5248 | 35513919.8219 | 10000000 | 0.27489 | 70270.8279 | 129190.939 | 1432.5659 | 2633.732
1 | 3200 | 707 | 0.015 | 15 | 15 | 7 | 1e-13 | 5spot_SharedNeighbor | Water | Porous | Wet | R245fa | MinimizeLCOE_Brownfield | IgnoreSilica | 2019 | 0 | 0 | 0 | 0 |  |  |  |  | 15 |  | 17.1127 | [19 empty] | 100 | 0
1 | 3200 | 707 | 0.015 | 15 | 15 | 7 | 1.3335e-13 | 5spot_SharedNeighbor | Water | Porous | Wet | R245fa | MinimizeLCOE_Brownfield | IgnoreSilica | 2019 | 0 | 0 | 0 | 0 |  |  |  |  | 15 |  | 17.7307 | [19 empty] | 133.3521 | 0
1 | 3200 | 707 | 0.015 | 15 | 15 | 7 | 1.7783e-13 | 5spot_SharedNeighbor | Water | Porous | Wet | R245fa | MinimizeLCOE_Brownfield | IgnoreSilica | 2019 | 0 | 0 | 0 | 0 |  |  |  |  | 15 |  | 22.8544 | [19 empty] | 177.8279 | 0
1 | 3200 | 707 | 0.015 | 15 | 15 | 7 | 2.3714e-13 | 5spot_SharedNeighbor | Water | Porous | Wet | R245fa | MinimizeLCOE_Brownfield | IgnoreSilica | 2019 | 0 | 0 | 0 | 0 |  |  |  |  | 15 |  | 23.8406 | [19 empty] | 237.1374 | 0
1 | 3200 | 707 | 0.015 | 15 | 15 | 7 | 3.1623e-13 | 5spot_SharedNeighbor | Water | Porous | Wet | R245fa | MinimizeLCOE_Brownfield | IgnoreSilica | 2019 | 0 | 0 | 0 | 0 |  |  |  |  | 15 |  | 24.3092 | [19 empty] | 316.2278 | 0
1 | 3200 | 707 | 0.015 | 15 | 15 | 7 | 4.217e-13 | 5spot_SharedNeighbor | Water | Porous | Wet | R245fa | MinimizeLCOE_Brownfield | IgnoreSilica | 2019 | 0 | 0 | 0 | 0 |  |  |  |  | 15 |  | 23.99 | [19 empty] | 421.6965 | 0
1 | 3200 | 707 | 0.015 | 15 | 15 | 7 | 5.6234e-13 | 5spot_SharedNeighbor | Water | Porous | Wet | R245fa | MinimizeLCOE_Brownfield | IgnoreSilica | 2019 | 0 | 0 | 0 | 0 |  |  |  |  | 15 |  | 24.1633 | [19 empty] | 562.3413 | 0
1 | 3200 | 707 | 0.015 | 15 | 15 | 7 | 7.4989e-13 | 5spot_SharedNeighbor | Water | Porous | Wet | R245fa | MinimizeLCOE_Brownfield | IgnoreSilica | 2019 | 0 | 0 | 0 | 0 |  |  |  |  | 15 |  | 26.1582 | [19 empty] | 749.8942 | 0
1 | 3200 | 707 | 0.015 | 15 | 15 | 7 | 1e-12 | 5spot_SharedNeighbor | Water | Porous | Wet | R245fa | MinimizeLCOE_Brownfield | IgnoreSilica | 2019 | 0 | 0 | 0 | 0 |  |  |  |  | 15 |  | 27.9851 | [19 empty] | 1000 | 0
1 | 3200 | 707 | 0.015 | 15 | 15 | 7 | 1.3335e-12 | 5spot_SharedNeighbor | Water | Porous | Wet | R245fa | MinimizeLCOE_Brownfield | IgnoreSilica | 2019 | 0 | 0 | 0 | 0 |  |  |  |  | 15 |  | 29.1343 | [19 empty] | 1333.5214 | 0
1 | 3200 | 707 | 0.015 | 15 | 15 | 7 | 1.7783e-12 | 5spot_SharedNeighbor | Water | Porous | Wet | R245fa | MinimizeLCOE_Brownfield | IgnoreSilica | 2019 | 0 | 0 | 0 | 0 |  |  |  |  | 15 |  | 29.057 | [19 empty] | 1778.2794 | 0
1 | 3200 | 707 | 0.015 | 15 | 15 | 7 | 2.3714e-12 | 5spot_SharedNeighbor | Water | Porous | Wet | R245fa | MinimizeLCOE_Brownfield | IgnoreSilica | 2019 | 0 | 0 | 0 | 0 |  |  |  |  | 15 |  | 33.1616 | [19 empty] | 2371.3737 | 0
1 | 3200 | 707 | 0.015 | 15 | 15 | 7 | 3.1623e-12 | 5spot_SharedNeighbor | Water | Porous | Wet | R245fa | MinimizeLCOE_Brownfield | IgnoreSilica | 2019 | 0 | 0 | 0 | 0 |  |  |  |  | 15 |  | 33.3141 | [19 empty] | 3162.2777 | 0
1 | 3200 | 707 | 0.015 | 15 | 15 | 7 | 4.217e-12 | 5spot_SharedNeighbor | Water | Porous | Wet | R245fa | MinimizeLCOE_Brownfield | IgnoreSilica | 2019 | 0 | 0 | 0 | 0 |  |  |  |  | 15 |  | 35.2563 | [19 empty] | 4216.965 | 0
1 | 3200 | 707 | 0.015 | 15 | 15 | 7 | 5.6234e-12 | 5spot_SharedNeighbor | Water | Porous | Wet | R245fa | MinimizeLCOE_Brownfield | IgnoreSilica | 2019 | 0 | 0 | 0 | 0 |  |  |  |  | 15 |  | 35.2885 | [19 empty] | 5623.4133 | 0
1 | 3200 | 707 | 0.015 | 15 | 15 | 7 | 7.4989e-12 | 5spot_SharedNeighbor | Water | Porous | Wet | R245fa | MinimizeLCOE_Brownfield | IgnoreSilica | 2019 | 0 | 0 | 0 | 0 |  |  |  |  | 15 |  | 32.5591 | [19 empty] | 7498.9421 | 0
1 | 3200 | 707 | 0.015 | 15 | 15 | 7 | 1e-11 | 5spot_SharedNeighbor | Water | Porous | Wet | R245fa | MinimizeLCOE_Brownfield | IgnoreSilica | 2019 | 1.6 | 0.072843 | 0.00024629 | 4 | 11866892.7055 | 28858579.5248 | 241922.659 | 588321.1777 | 52.7979 | 0 | 35.8461 | 32075.4902 | 786.5161 | 44269.792 | 51365.891 | 0 | 19553.2204 | 0 | 57739.8547 | 150227.2579 | 102533.1904 | 458551.2126 | 961560.8286 | 10270819.4043 | 10270819.4043 | 1478867.319 | 4990048.8316 | 0 | 11690931.4455 | 28430667.0004 | 10000 | 0.00098517 | 11866892.7055 | 28858579.5248 | 241922.659 | 588321.1777
1 | 3200 | 707 | 0.015 | 15 | 15 | 7 | 1.3335e-11 | 5spot_SharedNeighbor | Water | Porous | Wet | R245fa | MinimizeLCOE_Brownfield | IgnoreSilica | 2019 | 1.6 | 0.072844 | 0.00054101 | 4 | 5397480.2148 | 13132936.845 | 110034.9348 | 267732.6812 | 52.7981 | 0 | 32.676 | 32075.8494 | 786.5263 | 44270.1125 | 51366.0519 | 0 | 16117.2163 | 0 | 56400.145 | 146741.608 | 100154.1627 | 447911.672 | 961560.8286 | 10270819.4043 | 10270819.4043 | 1478867.319 | 4990048.8316 | 0 | 11680291.905 | 28420027.4598 | 13335.2143 | 0.002164 | 5397480.2148 | 13132936.845 | 110034.9348 | 267732.6812
1 | 3200 | 707 | 0.015 | 15 | 15 | 7 | 1.7783e-11 | 5spot_SharedNeighbor | Water | Porous | Wet | R245fa | MinimizeLCOE_Brownfield | IgnoreSilica | 2019 | 3.5124 | 0.1923 | 0.0015624 | 4 | 1940284.9532 | 4618741.8266 | 39555.3332 | 94159.2994 | 57.3037 | 0 | 62.0691 | 68702.4441 | 1770.6964 | 95822.9022 | 91289.7155 | 0 | 31041.4515 | 0 | 112564.6118 | 292870.0296 | 199889.8131 | 893951.6641 | 961560.8286 | 10270819.4043 | 10270819.4043 | 1478867.319 | 4990048.8316 | 0 | 12126331.8971 | 28866067.4519 | 17782.7941 | 0.0062498 | 1940284.9532 | 4618741.8266 | 39555.3332 | 94159.2994
1 | 3200 | 707 | 0.015 | 15 | 15 | 7 | 2.3714e-11 | 5spot_SharedNeighbor | Water | Porous | Wet | R245fa | MinimizeLCOE_Brownfield | IgnoreSilica | 2019 | 4.7233 | 0.26925 | 0.0026497 | 4 | 1167470.6012 | 2746865.6996 | 23800.4673 | 55998.5727 | 58.3653 | 0 | 74.5228 | 88384.7046 | 2305.7025 | 125305.8413 | 116728.2774 | 0 | 35808.0355 | 0 | 143727.6989 | 373949.99 | 255228.5521 | 1141438.8024 | 961560.8286 | 10270819.4043 | 10270819.4043 | 1478867.319 | 4990048.8316 | 0 | 12373819.0353 | 29113554.5902 | 23713.7371 | 0.010599 | 1167470.6012 | 2746865.6996 | 23800.4673 | 55998.5727
1 | 3200 | 707 | 0.015 | 15 | 15 | 7 | 3.1623e-11 | 5spot_SharedNeighbor | Water | Porous | Wet | R245fa | MinimizeLCOE_Brownfield | IgnoreSilica | 2019 | 6.2696 | 0.36776 | 0.0041243 | 4 | 768168.4955 | 1782876.3896 | 15660.1538 | 36346.3467 | 59.1419 | 0 | 109.6752 | 111179.8267 | 2927.1224 | 160687.1709 | 149224.971 | 0 | 40964.0499 | 0 | 181343.4249 | 471818.393 | 322025.7481 | 1440170.7069 | 961560.8286 | 10270819.4043 | 10270819.4043 | 1478867.319 | 4990048.8316 | 0 | 12672550.9398 | 29412286.4947 | 31622.7766 | 0.016497 | 768168.4955 | 1782876.3896 | 15660.1538 | 36346.3467
1 | 3200 | 707 | 0.015 | 15 | 15 | 7 | 4.217e-11 | 5spot_SharedNeighbor | Water | Porous | Wet | R245fa | MinimizeLCOE_Brownfield | IgnoreSilica | 2019 | 8.1138 | 0.48493 | 0.006045 | 4 | 537987.5971 | 1230279.1675 | 10967.6048 | 25080.9049 | 59.6633 | 0 | 97.8635 | 135876.4987 | 3600.8038 | 200380.7698 | 187891.0064 | 0 | 45745.2257 | 0 | 223662.7787 | 581924.6707 | 397175.5451 | 1776257.299 | 961560.8286 | 10270819.4043 | 10270819.4043 | 1478867.319 | 4990048.8316 | 0 | 13008637.5319 | 29748373.0868 | 42169.6503 | 0.02418 | 537987.5971 | 1230279.1675 | 10967.6048 | 25080.9049
1 | 3200 | 707 | 0.015 | 15 | 15 | 7 | 5.6234e-11 | 5spot_SharedNeighbor | Water | Porous | Wet | R245fa | MinimizeLCOE_Brownfield | IgnoreSilica | 2019 | 10.8445 | 0.66024 | 0.0087191 | 4 | 386858.9547 | 866833.1866 | 7886.6431 | 17671.567 | 60.1849 | 0 | 101.0008 | 169807.6104 | 4529.0452 | 256366.4576 | 245494.6489 | 0 | 53428.3131 | 0 | 284554.1693 | 740351.5785 | 505305.1651 | 2259836.9882 | 961560.8286 | 10270819.4043 | 10270819.4043 | 1478867.319 | 4990048.8316 | 0 | 13492217.2211 | 30231952.776 | 56234.1325 | 0.034876 | 386858.9547 | 866833.1866 | 7886.6431 | 17671.567
1 | 3200 | 707 | 0.015 | 15 | 15 | 7 | 7.4989e-11 | 5spot_SharedNeighbor | Water | Porous | Wet | R245fa | MinimizeLCOE_Brownfield | IgnoreSilica | 2019 | 13.9728 | 0.86053 | 0.012084 | 4 | 289981.9235 | 636299.5821 | 5911.6737 | 12971.8276 | 60.5102 | 0 | 87.9081 | 205211.5483 | 5496.7661 | 316794.6501 | 311357.9675 | 0 | 60093.8258 | 0 | 350592.3555 | 912169.3927 | 622574.3537 | 2784290.8596 | 961560.8286 | 10270819.4043 | 10270819.4043 | 1478867.319 | 4990048.8316 | 0 | 14016671.0925 | 30756406.6474 | 74989.4209 | 0.048336 | 289981.9235 | 636299.5821 | 5911.6737 | 12971.8276
1 | 3200 | 707 | 0.015 | 15 | 15 | 7 | 1e-10 | 5spot_SharedNeighbor | Water | Porous | Wet | R245fa | MinimizeLCOE_Brownfield | IgnoreSilica | 2019 | 17.7434 | 1.1021 | 0.016329 | 4 | 223897.1487 | 480191.976 | 4564.4462 | 9789.3629 | 60.7524 | 0 | 123.3335 | 244691.5186 | 6575.7496 | 386037.6452 | 390757.8402 | 0 | 66881.9095 | 0 | 427028.4186 | 1111040.3496 | 758307.8682 | 3391321.2995 | 961560.8286 | 10270819.4043 | 10270819.4043 | 1478867.319 | 4990048.8316 | 0 | 14623701.5324 | 31363437.0873 | 100000 | 0.065314 | 223897.1487 | 480191.976 | 4564.4462 | 9789.3629
1 | 3200 | 707 | 0.015 | 15 | 15 | 7 | 1.3335e-10 | 5spot_SharedNeighbor | Water | Porous | Wet | R245fa | MinimizeLCOE_Brownfield | IgnoreSilica | 2019 | 22.1091 | 1.3818 | 0.021509 | 4 | 177844.7474 | 372413.2649 | 3625.6057 | 7592.1481 | 60.9316 | 0 | 102.5731 | 287249.7525 | 7738.4652 | 462545.3561 | 482706.5706 | 0 | 73350.3568 | 0 | 512300.2954 | 1332900.2815 | 909731.8305 | 4068522.9086 | 961560.8286 | 10270819.4043 | 10270819.4043 | 1478867.319 | 4990048.8316 | 0 | 15300903.1415 | 32040638.6964 | 133352.1432 | 0.086035 | 177844.7474 | 372413.2649 | 3625.6057 | 7592.1481
1 | 3200 | 707 | 0.015 | 15 | 15 | 7 | 1.7783e-10 | 5spot_SharedNeighbor | Water | Porous | Wet | R245fa | MinimizeLCOE_Brownfield | IgnoreSilica | 2019 | 26.9151 | 1.6898 | 0.027562 | 4 | 145323.1658 | 297160.8 | 2962.6093 | 6058.0248 | 61.0633 | 0 | 106.4871 | 331181.8147 | 8938.2865 | 543250.7779 | 583915.9678 | 0 | 78970.3873 | 0 | 603040.3213 | 1568987.2156 | 1070866.0141 | 4789150.7852 | 961560.8286 | 10270819.4043 | 10270819.4043 | 1478867.319 | 4990048.8316 | 0 | 16021531.0181 | 32761266.573 | 177827.941 | 0.11025 | 145323.1658 | 297160.8 | 2962.6093 | 6058.0248
1 | 3200 | 707 | 0.015 | 15 | 15 | 7 | 2.3714e-10 | 5spot_SharedNeighbor | Water | Porous | Wet | R245fa | MinimizeLCOE_Brownfield | IgnoreSilica | 2019 | 31.8922 | 2.0087 | 0.034263 | 4 | 122182.5083 | 244322.4375 | 2490.8557 | 4980.8434 | 61.1593 | 0 | 103.0768 | 374204.7502 | 10112.7995 | 623772.64 | 688725.0833 | 0 | 83210.4129 | 0 | 694210.0175 | 1806192.0635 | 1232763.1969 | 5513190.9638 | 961560.8286 | 10270819.4043 | 10270819.4043 | 1478867.319 | 4990048.8316 | 0 | 16745571.1967 | 33485306.7516 | 237137.3706 | 0.13705 | 122182.5083 | 244322.4375 | 2490.8557 | 4980.8434
1 | 3200 | 707 | 0.015 | 15 | 15 | 7 | 3.1623e-10 | 5spot_SharedNeighbor | Water | Porous | Wet | R245fa | MinimizeLCOE_Brownfield | IgnoreSilica | 2019 | 36.7519 | 2.3202 | 0.041258 | 4 | 105643.0368 | 207077.1926 | 2153.6762 | 4221.5487 | 61.2292 | 0 | 93.3407 | 414282.5362 | 11206.3788 | 699974.619 | 791077.5019 | 0 | 85861.7698 | 0 | 780937.0943 | 2031838.127 | 1386771.2718 | 6201949.2989 | 961560.8286 | 10270819.4043 | 10270819.4043 | 1478867.319 | 4990048.8316 | 0 | 17434329.5318 | 34174065.0867 | 316227.766 | 0.16503 | 105643.0368 | 207077.1926 | 2153.6762 | 4221.5487
1 | 3200 | 707 | 0.015 | 15 | 15 | 7 | 4.217e-10 | 5spot_SharedNeighbor | Water | Porous | Wet | R245fa | MinimizeLCOE_Brownfield | IgnoreSilica | 2019 | 41.2077 | 2.6058 | 0.048124 | 4 | 93777.4989 | 180739.7678 | 1911.7812 | 3684.6246 | 61.2796 | 0 | 100.7609 | 449642.4796 | 12170.7892 | 768074.0131 | 884937.532 | 0 | 86883.1123 | 0 | 858666.0912 | 2234073.0328 | 1524800.7505 | 6819247.8007 | 961560.8286 | 10270819.4043 | 10270819.4043 | 1478867.319 | 4990048.8316 | 0 | 18051628.0336 | 34791363.5885 | 421696.5034 | 0.19249 | 93777.4989 | 180739.7678 | 1911.7812 | 3684.6246
1 | 3200 | 707 | 0.015 | 15 | 15 | 7 | 5.6234e-10 | 5spot_SharedNeighbor | Water | Porous | Wet | R245fa | MinimizeLCOE_Brownfield | IgnoreSilica | 2019 | 45.0929 | 2.8549 | 0.054498 | 4 | 85230.062 | 162020.3833 | 1737.5301 | 3303.0047 | 61.3158 | 0 | 108.158 | 479542.7727 | 12985.9587 | 826248.301 | 966786.1911 | 0 | 86589.2641 | 0 | 925139.4702 | 2407023.1292 | 1642842.7451 | 7347157.8322 | 961560.8286 | 10270819.4043 | 10270819.4043 | 1478867.319 | 4990048.8316 | 0 | 18579538.0651 | 35319273.62 | 562341.3252 | 0.21799 | 85230.062 | 162020.3833 | 1737.5301 | 3303.0047
1 | 3200 | 707 | 0.015 | 15 | 15 | 7 | 7.4989e-10 | 5spot_SharedNeighbor | Water | Porous | Wet | R245fa | MinimizeLCOE_Brownfield | IgnoreSilica | 2019 | 48.3307 | 3.0626 | 0.060132 | 4 | 79042.932 | 148638.3587 | 1611.3971 | 3030.194 | 61.3416 | 0 | 121.7023 | 503869.5128 | 13648.9354 | 873956.4767 | 1034997.0326 | 0 | 85352.2811 | 0 | 979611.453 | 2548748.0549 | 1739572.919 | 7779756.6655 | 961560.8286 | 10270819.4043 | 10270819.4043 | 1478867.319 | 4990048.8316 | 0 | 19012136.8984 | 35751872.4533 | 749894.2093 | 0.24053 | 79042.932 | 148638.3587 | 1611.3971 | 3030.194
1 | 3200 | 707 | 0.015 | 15 | 15 | 7 | 1e-09 | 5spot_SharedNeighbor | Water | Porous | Wet | R245fa | MinimizeLCOE_Brownfield | IgnoreSilica | 2019 | 50.9707 | 3.2318 | 0.064932 | 4 | 74540.497 | 138991.7186 | 1519.6089 | 2833.5342 | 61.3602 | 0 | 131.2478 | 523340.3984 | 14179.4075 | 912376.963 | 1090612.9561 | 0 | 83690.8265 | 0 | 1023438.2151 | 2662776.2996 | 1817399.5391 | 8127814.6053 | 961560.8286 | 10270819.4043 | 10270819.4043 | 1478867.319 | 4990048.8316 | 0 | 19360194.8382 | 36099930.3931 | 1000000 | 0.25973 | 74540.497 | 138991.7186 | 1519.6089 | 2833.5342
1 | 3200 | 707 | 0.015 | 15 | 15 | 7 | 1.3335e-09 | 5spot_SharedNeighbor | Water | Porous | Wet | R245fa | MinimizeLCOE_Brownfield | IgnoreSilica | 2019 | 53.0707 | 3.3665 | 0.068894 | 4 | 71246.6954 | 131990.9281 | 1452.4603 | 2690.8136 | 61.3735 | 0 | 128.3493 | 538609.2432 | 14595.286 | 942648.5563 | 1134849.9707 | 0 | 81892.499 | 0 | 1057912.2665 | 2752470.7099 | 1878617.8171 | 8401596.3487 | 961560.8286 | 10270819.4043 | 10270819.4043 | 1478867.319 | 4990048.8316 | 0 | 19633976.5816 | 36373712.1365 | 1333521.4322 | 0.27558 | 71246.6954 | 131990.9281 | 1452.4603 | 2690.8136
1 | 3200 | 707 | 0.015 | 15 | 15 | 7 | 1.7783e-09 | 5spot_SharedNeighbor | Water | Porous | Wet | R245fa | MinimizeLCOE_Brownfield | IgnoreSilica | 2019 | 54.187 | 3.4381 | 0.072407 | 4 | 68241.6013 | 126038.8614 | 1391.1973 | 2569.4727 | 61.3801 | 0 | 138.5804 | 546650.1235 | 14814.2547 | 958639.7401 | 1158363.7791 | 0 | 76338.6522 | 0 | 1074374.5543 | 2795302.2059 | 1907851.1932 | 8532334.5031 | 961560.8286 | 10270819.4043 | 10270819.4043 | 1478867.319 | 4990048.8316 | 0 | 19764714.736 | 36504450.2909 | 1778279.41 | 0.28963 | 68241.6013 | 126038.8614 | 1391.1973 | 2569.4727
1 | 3200 | 707 | 0.015 | 15 | 15 | 7 | 2.3714e-09 | 5spot_SharedNeighbor | Water | Porous | Wet | R245fa | MinimizeLCOE_Brownfield | IgnoreSilica | 2019 | 55.9749 | 3.5527 | 0.075246 | 4 | 66453.2995 | 122070.0025 | 1354.7404 | 2488.5621 | 61.39 | 0 | 121.3888 | 559422.9199 | 15162.0206 | 984111.0305 | 1196021.3976 | 0 | 76499.6229 | 0 | 1104174.6267 | 2872835.8813 | 1960769.5199 | 8768997.0194 | 961560.8286 | 10270819.4043 | 10270819.4043 | 1478867.319 | 4990048.8316 | 0 | 20001377.2523 | 36741112.8072 | 2371373.7057 | 0.30098 | 66453.2995 | 122070.0025 | 1354.7404 | 2488.5621
1 | 3200 | 707 | 0.015 | 15 | 15 | 7 | 3.1623e-09 | 5spot_SharedNeighbor | Water | Porous | Wet | R245fa | MinimizeLCOE_Brownfield | IgnoreSilica | 2019 | 56.9493 | 3.6151 | 0.077247 | 4 | 65132.5775 | 119308.3571 | 1327.8157 | 2432.2622 | 61.3951 | 0 | 127.9398 | 566330.9375 | 15350.073 | 997922.1406 | 1216543.7101 | 0 | 75070.5653 | 0 | 1119774.7964 | 2913424.3228 | 1988471.9652 | 8892888.511 | 961560.8286 | 10270819.4043 | 10270819.4043 | 1478867.319 | 4990048.8316 | 0 | 20125268.7439 | 36865004.2988 | 3162277.6602 | 0.30899 | 65132.5775 | 119308.3571 | 1327.8157 | 2432.2622
1 | 3200 | 707 | 0.015 | 15 | 15 | 7 | 4.217e-09 | 5spot_SharedNeighbor | Water | Porous | Wet | R245fa | MinimizeLCOE_Brownfield | IgnoreSilica | 2019 | 57.6922 | 3.6627 | 0.078795 | 4 | 64151.4777 | 117263.1245 | 1307.8146 | 2390.5674 | 61.3988 | 0 | 127.701 | 571572.8931 | 15492.7556 | 1008418.7117 | 1232188.9967 | 0 | 73894.2175 | 0 | 1131611.3541 | 2944220.6179 | 2009491.0694 | 8986890.6161 | 961560.8286 | 10270819.4043 | 10270819.4043 | 1478867.319 | 4990048.8316 | 0 | 20219270.849 | 36959006.4039 | 4216965.0343 | 0.31518 | 64151.4777 | 117263.1245 | 1307.8146 | 2390.5674
1 | 3200 | 707 | 0.015 | 15 | 15 | 7 | 5.6234e-09 | 5spot_SharedNeighbor | Water | Porous | Wet | R245fa | MinimizeLCOE_Brownfield | IgnoreSilica | 2019 | 58.2575 | 3.6989 | 0.079984 | 4 | 63421.048 | 115743.5123 | 1292.9238 | 2359.5881 | 61.4015 | 0 | 134.2103 | 575547.3451 | 15600.9282 | 1016386.6046 | 1244092.819 | 0 | 72953.5003 | 0 | 1140586.6669 | 2967572.5408 | 2025429.2366 | 9058169.6414 | 961560.8286 | 10270819.4043 | 10270819.4043 | 1478867.319 | 4990048.8316 | 0 | 20290549.8743 | 37030285.4292 | 5623413.2519 | 0.31993 | 63421.048 | 115743.5123 | 1292.9238 | 2359.5881
1 | 3200 | 707 | 0.015 | 15 | 15 | 7 | 7.4989e-09 | 5spot_SharedNeighbor | Water | Porous | Wet | R245fa | MinimizeLCOE_Brownfield | IgnoreSilica | 2019 | 58.6861 | 3.7264 | 0.080891 | 4 | 62876.3029 | 114611.9117 | 1281.8185 | 2336.5188 | 61.4036 | 0 | 112.8424 | 578552.8681 | 15682.7242 | 1022417.3718 | 1253118.3625 | 0 | 72213.5253 | 0 | 1147374.0922 | 2985232.0291 | 2037482.2003 | 9112073.1735 | 961560.8286 | 10270819.4043 | 10270819.4043 | 1478867.319 | 4990048.8316 | 0 | 20344453.4064 | 37084188.9613 | 7498942.0933 | 0.32356 | 62876.3029 | 114611.9117 | 1281.8185 | 2336.5188
1 | 3200 | 707 | 0.015 | 15 | 15 | 7 | 1e-08 | 5spot_SharedNeighbor | Water | Porous | Wet | R245fa | MinimizeLCOE_Brownfield | IgnoreSilica | 2019 | 59.0003 | 3.7465 | 0.081575 | 4 | 62469.4972 | 113771.3804 | 1273.5252 | 2319.3835 | 61.405 | 0 | 137.1756 | 580751.218 | 15742.5497 | 1026831.4139 | 1259732.9036 | 0 | 71602.3795 | 0 | 1152317.5812 | 2998093.9735 | 2046260.7416 | 9151332.7611 | 961560.8286 | 10270819.4043 | 10270819.4043 | 1478867.319 | 4990048.8316 | 0 | 20383712.994 | 37123448.5489 | 10000000 | 0.3263 | 62469.4972 | 113771.3804 | 1273.5252 | 2319.3835
1 | 3300 | 707 | 0.015 | 15 | 15 | 7 | 1e-13 | 5spot_SharedNeighbor | Water | Porous | Wet | R245fa | MinimizeLCOE_Brownfield | IgnoreSilica | 2019 | 0 | 0 | 0 | 0 |  |  |  |  | 15 |  | 17.0927 | [19 empty] | 100 | 0
1 | 3300 | 707 | 0.015 | 15 | 15 | 7 | 1.3335e-13 | 5spot_SharedNeighbor | Water | Porous | Wet | R245fa | MinimizeLCOE_Brownfield | IgnoreSilica | 2019 | 0 | 0 | 0 | 0 |  |  |  |  | 15 |  | 17.7766 | [19 empty] | 133.3521 | 0
1 | 3300 | 707 | 0.015 | 15 | 15 | 7 | 1.7783e-13 | 5spot_SharedNeighbor | Water | Porous | Wet | R245fa | MinimizeLCOE_Brownfield | IgnoreSilica | 2019 | 0 | 0 | 0 | 0 |  |  |  |  | 15 |  | 20.3077 | [19 empty] | 177.8279 | 0
1 | 3300 | 707 | 0.015 | 15 | 15 | 7 | 2.3714e-13 | 5spot_SharedNeighbor | Water | Porous | Wet | R245fa | MinimizeLCOE_Brownfield | IgnoreSilica | 2019 | 0 | 0 | 0 | 0 |  |  |  |  | 15 |  | 22.7679 | [19 empty] | 237.1374 | 0
1 | 3300 | 707 | 0.015 | 15 | 15 | 7 | 3.1623e-13 | 5spot_SharedNeighbor | Water | Porous | Wet | R245fa | MinimizeLCOE_Brownfield | IgnoreSilica | 2019 | 0 | 0 | 0 | 0 |  |  |  |  | 15 |  | 21.745 | [19 empty] | 316.2278 | 0
1 | 3300 | 707 | 0.015 | 15 | 15 | 7 | 4.217e-13 | 5spot_SharedNeighbor | Water | Porous | Wet | R245fa | MinimizeLCOE_Brownfield | IgnoreSilica | 2019 | 0 | 0 | 0 | 0 |  |  |  |  | 15 |  | 23.906 | [19 empty] | 421.6965 | 0
1 | 3300 | 707 | 0.015 | 15 | 15 | 7 | 5.6234e-13 | 5spot_SharedNeighbor | Water | Porous | Wet | R245fa | MinimizeLCOE_Brownfield | IgnoreSilica | 2019 | 0 | 0 | 0 | 0 |  |  |  |  | 15 |  | 22.5498 | [19 empty] | 562.3413 | 0
1 | 3300 | 707 | 0.015 | 15 | 15 | 7 | 7.4989e-13 | 5spot_SharedNeighbor | Water | Porous | Wet | R245fa | MinimizeLCOE_Brownfield | IgnoreSilica | 2019 | 0 | 0 | 0 | 0 |  |  |  |  | 15 |  | 26.4547 | [19 empty] | 749.8942 | 0
1 | 3300 | 707 | 0.015 | 15 | 15 | 7 | 1e-12 | 5spot_SharedNeighbor | Water | Porous | Wet | R245fa | MinimizeLCOE_Brownfield | IgnoreSilica | 2019 | 0 | 0 | 0 | 0 |  |  |  |  | 15 |  | 26.1677 | [19 empty] | 1000 | 0
1 | 3300 | 707 | 0.015 | 15 | 15 | 7 | 1.3335e-12 | 5spot_SharedNeighbor | Water | Porous | Wet | R245fa | MinimizeLCOE_Brownfield | IgnoreSilica | 2019 | 0 | 0 | 0 | 0 |  |  |  |  | 15 |  | 28.6753 | [19 empty] | 1333.5214 | 0
1 | 3300 | 707 | 0.015 | 15 | 15 | 7 | 1.7783e-12 | 5spot_SharedNeighbor | Water | Porous | Wet | R245fa | MinimizeLCOE_Brownfield | IgnoreSilica | 2019 | 0 | 0 | 0 | 0 |  |  |  |  | 15 |  | 29.1544 | [19 empty] | 1778.2794 | 0
1 | 3300 | 707 | 0.015 | 15 | 15 | 7 | 2.3714e-12 | 5spot_SharedNeighbor | Water | Porous | Wet | R245fa | MinimizeLCOE_Brownfield | IgnoreSilica | 2019 | 0 | 0 | 0 | 0 |  |  |  |  | 15 |  | 32.4904 | [19 empty] | 2371.3737 | 0
1 | 3300 | 707 | 0.015 | 15 | 15 | 7 | 3.1623e-12 | 5spot_SharedNeighbor | Water | Porous | Wet | R245fa | MinimizeLCOE_Brownfield | IgnoreSilica | 2019 | 0 | 0 | 0 | 0 |  |  |  |  | 15 |  | 33.9331 | [19 empty] | 3162.2777 | 0
1 | 3300 | 707 | 0.015 | 15 | 15 | 7 | 4.217e-12 | 5spot_SharedNeighbor | Water | Porous | Wet | R245fa | MinimizeLCOE_Brownfield | IgnoreSilica | 2019 | 0 | 0 | 0 | 0 |  |  |  |  | 15 |  | 34.2886 | [19 empty] | 4216.965 | 0
1 | 3300 | 707 | 0.015 | 15 | 15 | 7 | 5.6234e-12 | 5spot_SharedNeighbor | Water | Porous | Wet | R245fa | MinimizeLCOE_Brownfield | IgnoreSilica | 2019 | 0 | 0 | 0 | 0 |  |  |  |  | 15 |  | 33.0433 | [19 empty] | 5623.4133 | 0
1 | 3300 | 707 | 0.015 | 15 | 15 | 7 | 7.4989e-12 | 5spot_SharedNeighbor | Water | Porous | Wet | R245fa | MinimizeLCOE_Brownfield | IgnoreSilica | 2019 | 1.6 | 0.075729 | 5.7418e-05 | 4 | 52707869.39 | 127993199.8458 | 1074521.2102 | 2609314.5025 | 53.7124 | 0 | 34.0337 | 33648.7147 | 831.7484 | 45625.5943 | 52043.0537 | 0 | 22643.1166 | 0 | 60368.9688 | 157067.6734 | 107201.9145 | 479430.7844 | 961560.8286 | 10664466.8222 | 10664466.8222 | 1478867.319 | 5147507.7987 | 0 | 12105458.4352 | 29396300.3752 | 7498.9421 | 0.00022967 | 52707869.39 | 127993199.8458 | 1074521.2102 | 2609314.5025
1 | 3300 | 707 | 0.015 | 15 | 15 | 7 | 1e-11 | 5spot_SharedNeighbor | Water | Porous | Wet | R245fa | MinimizeLCOE_Brownfield | IgnoreSilica | 2019 | 1.6 | 0.07573 | 0.00044327 | 4 | 6820805.6529 | 16572650.254 | 139051.3491 | 337855.8916 | 53.7127 | 0 | 32.7612 | 33649.1951 | 831.7623 | 45626.0019 | 52043.2562 | 0 | 18898.2274 | 0 | 58908.8927 | 153268.8549 | 104609.1429 | 467835.3333 | 961560.8286 | 10664466.8222 | 10664466.8222 | 1478867.319 | 5147507.7987 | 0 | 12093862.9842 | 29384704.9241 | 10000 | 0.0017731 | 6820805.6529 | 16572650.254 | 139051.3491 | 337855.8916
1 | 3300 | 707 | 0.015 | 15 | 15 | 7 | 1.3335e-11 | 5spot_SharedNeighbor | Water | Porous | Wet | R245fa | MinimizeLCOE_Brownfield | IgnoreSilica | 2019 | 2.9593 | 0.16435 | 0.0012426 | 4 | 2500712.1272 | 5979407.0625 | 50980.3992 | 121898.3007 | 57.6752 | 0 | 58.4115 | 62123.621 | 1602.3351 | 84480.1894 | 81206.1887 | 0 | 30093.0224 | 0 | 101207.0891 | 263320.0854 | 179721.369 | 803753.9001 | 961560.8286 | 10664466.8222 | 10664466.8222 | 1478867.319 | 5147507.7987 | 0 | 12429781.5509 | 29720623.4909 | 13335.2143 | 0.0049705 | 2500712.1272 | 5979407.0625 | 50980.3992 | 121898.3007
1 | 3300 | 707 | 0.015 | 15 | 15 | 7 | 1.7783e-11 | 5spot_SharedNeighbor | Water | Porous | Wet | R245fa | MinimizeLCOE_Brownfield | IgnoreSilica | 2019 | 4.246 | 0.2498 | 0.0022642 | 4 | 1403967.4854 | 3313140.2783 | 28621.7762 | 67542.8459 | 59.2241 | 0 | 53.3987 | 85295.595 | 2237.6608 | 117915.6853 | 108985.2664 | 0 | 37268.2385 | 0 | 137163.9539 | 356872.4719 | 243572.7951 | 1089311.667 | 961560.8286 | 10664466.8222 | 10664466.8222 | 1478867.319 | 5147507.7987 | 0 | 12715339.3178 | 30006181.2577 | 17782.7941 | 0.0090567 | 1403967.4854 | 3313140.2783 | 28621.7762 | 67542.8459
1 | 3300 | 707 | 0.015 | 15 | 15 | 7 | 2.3714e-11 | 5spot_SharedNeighbor | Water | Porous | Wet | R245fa | MinimizeLCOE_Brownfield | IgnoreSilica | 2019 | 5.407 | 0.32723 | 0.0036768 | 4 | 880608.9562 | 2056271.374 | 17952.4047 | 41919.8733 | 60.016 | 0 | 109.0416 | 104229.7843 | 2758.9872 | 146233.0004 | 134074.4082 | 0 | 40621.3067 | 0 | 166887.8198 | 434207.8738 | 296355.796 | 1325368.9764 | 961560.8286 | 10664466.8222 | 10664466.8222 | 1478867.319 | 5147507.7987 | 0 | 12951396.6272 | 30242238.5672 | 23713.7371 | 0.014707 | 880608.9562 | 2056271.374 | 17952.4047 | 41919.8733
1 | 3300 | 707 | 0.015 | 15 | 15 | 7 | 3.1623e-11 | 5spot_SharedNeighbor | Water | Porous | Wet | R245fa | MinimizeLCOE_Brownfield | IgnoreSilica | 2019 | 7.1003 | 0.44034 | 0.0055611 | 4 | 597146.9932 | 1374456.4458 | 12173.6492 | 28020.1537 | 60.7093 | 0 | 84.0393 | 129515.6878 | 3456.1147 | 185317.3347 | 170676.7324 | 0 | 46087.0795 | 0 | 208670.6501 | 542918.2274 | 370552.846 | 1657194.6725 | 961560.8286 | 10664466.8222 | 10664466.8222 | 1478867.319 | 5147507.7987 | 0 | 13283222.3233 | 30574064.2632 | 31622.7766 | 0.022244 | 597146.9932 | 1374456.4458 | 12173.6492 | 28020.1537
1 | 3300 | 707 | 0.015 | 15 | 15 | 7 | 4.217e-11 | 5spot_SharedNeighbor | Water | Porous | Wet | R245fa | MinimizeLCOE_Brownfield | IgnoreSilica | 2019 | 9.5144 | 0.60226 | 0.0081306 | 4 | 422398.3431 | 954054.799 | 8611.1616 | 19449.6975 | 61.3096 | 0 | 96.9555 | 162537.2365 | 4368.5329 | 237936.492 | 222960.2463 | 0 | 53916.9669 | 0 | 265870.5951 | 691740.7508 | 472127.2763 | 2111458.0967 | 961560.8286 | 10664466.8222 | 10664466.8222 | 1478867.319 | 5147507.7987 | 0 | 13737485.7475 | 31028327.6874 | 42169.6503 | 0.032523 | 422398.3431 | 954054.799 | 8611.1616 | 19449.6975
1 | 3300 | 707 | 0.015 | 15 | 15 | 7 | 5.6234e-11 | 5spot_SharedNeighbor | Water | Porous | Wet | R245fa | MinimizeLCOE_Brownfield | IgnoreSilica | 2019 | 12.2601 | 0.7862 | 0.011442 | 4 | 310829.999 | 688629.9099 | 6336.69 | 14038.6522 | 61.7019 | 0 | 93.896 | 196846.7729 | 5316.7652 | 294371.9023 | 282362.1234 | 0 | 60487.7924 | 0 | 327360.2889 | 851724.3209 | 581319.3502 | 2599789.3161 | 961560.8286 | 10664466.8222 | 10664466.8222 | 1478867.319 | 5147507.7987 | 0 | 14225816.9669 | 31516658.9068 | 56234.1325 | 0.045767 | 310829.999 | 688629.9099 | 6336.69 | 14038.6522
1 | 3300 | 707 | 0.015 | 15 | 15 | 7 | 7.4989e-11 | 5spot_SharedNeighbor | Water | Porous | Wet | R245fa | MinimizeLCOE_Brownfield | IgnoreSilica | 2019 | 15.7165 | 1.0179 | 0.015695 | 4 | 235995.561 | 511408.1876 | 4811.0887 | 10425.7476 | 62.0035 | 0 | 102.8766 | 236714.3731 | 6418.465 | 361827.4486 | 357154.0286 | 0 | 67878.2997 | 0 | 401697.1199 | 1045133.5064 | 713325.0935 | 3190148.3348 | 961560.8286 | 10664466.8222 | 10664466.8222 | 1478867.319 | 5147507.7987 | 0 | 14816175.9856 | 32107017.9255 | 74989.4209 | 0.062782 | 235995.561 | 511408.1876 | 4811.0887 | 10425.7476
1 | 3300 | 707 | 0.015 | 15 | 15 | 7 | 1e-10 | 5spot_SharedNeighbor | Water | Porous | Wet | R245fa | MinimizeLCOE_Brownfield | IgnoreSilica | 2019 | 19.8434 | 1.2949 | 0.021011 | 4 | 184363.9148 | 390104.0254 | 3758.5078 | 7952.7982 | 62.2285 | 0 | 103.1508 | 280873.346 | 7637.9768 | 438585.9596 | 446535.9409 | 0 | 75316.0937 | 0 | 487090.2336 | 1267308.872 | 864964.3457 | 3868312.7683 | 961560.8286 | 10664466.8222 | 10664466.8222 | 1478867.319 | 5147507.7987 | 0 | 15494340.4191 | 32785182.3591 | 100000 | 0.084042 | 184363.9148 | 390104.0254 | 3758.5078 | 7952.7982
1 | 3300 | 707 | 0.015 | 15 | 15 | 7 | 1.3335e-10 | 5spot_SharedNeighbor | Water | Porous | Wet | R245fa | MinimizeLCOE_Brownfield | IgnoreSilica | 2019 | 24.5593 | 1.6117 | 0.027419 | 4 | 148089.7716 | 305744.8281 | 3019.0103 | 6233.0219 | 62.3949 | 0 | 86.6144 | 327966.7543 | 8937.881 | 522407.4686 | 548694.0046 | 0 | 82262.6348 | 0 | 581204.8099 | 1512175.6938 | 1032090.9831 | 4615740.2302 | 961560.8286 | 10664466.8222 | 10664466.8222 | 1478867.319 | 5147507.7987 | 0 | 16241767.881 | 33532609.8209 | 133352.1432 | 0.10968 | 148089.7716 | 305744.8281 | 3019.0103 | 6233.0219
1 | 3300 | 707 | 0.015 | 15 | 15 | 7 | 1.7783e-10 | 5spot_SharedNeighbor | Water | Porous | Wet | R245fa | MinimizeLCOE_Brownfield | IgnoreSilica | 2019 | 29.6413 | 1.9531 | 0.034784 | 4 | 122334.8148 | 246608.144 | 2493.9607 | 5027.4406 | 62.5166 | 0 | 85.6864 | 375694.2751 | 10254.5424 | 609144.49 | 658801.393 | 0 | 88002.6892 | 0 | 679339.982 | 1767503.2814 | 1206357.3081 | 5395097.9613 | 961560.8286 | 10664466.8222 | 10664466.8222 | 1478867.319 | 5147507.7987 | 0 | 17021125.6121 | 34311967.552 | 177827.941 | 0.13914 | 122334.8148 | 246608.144 | 2493.9607 | 5027.4406
1 | 3300 | 707 | 0.015 | 15 | 15 | 7 | 2.3714e-10 | 5spot_SharedNeighbor | Water | Porous | Wet | R245fa | MinimizeLCOE_Brownfield | IgnoreSilica | 2019 | 34.8151 | 2.3009 | 0.042794 | 4 | 103938.9699 | 204950.5373 | 2118.9365 | 4178.1939 | 62.6056 | 0 | 99.672 | 421782.6133 | 11525.2559 | 694402.9199 | 770918.487 | 0 | 92140.1735 | 0 | 776400.0853 | 2020033.7605 | 1378714.5491 | 6165917.8445 | 961560.8286 | 10664466.8222 | 10664466.8222 | 1478867.319 | 5147507.7987 | 0 | 17791945.4953 | 35082787.4353 | 237137.3706 | 0.17118 | 103938.9699 | 204950.5373 | 2118.9365 | 4178.1939
1 | 3300 | 707 | 0.015 | 15 | 15 | 7 | 3.1623e-10 | 5spot_SharedNeighbor | Water | Porous | Wet | R245fa | MinimizeLCOE_Brownfield | IgnoreSilica | 2019 | 39.7534 | 2.6329 | 0.050989 | 4 | 90750.2131 | 175526.8508 | 1850.0658 | 3578.3523 | 62.67 | 0 | 88.9877 | 463873.9487 | 12685.1383 | 773421.6207 | 877951.0291 | 0 | 94414.7228 | 0 | 866715.1193 | 2255014.9527 | 1539094.0411 | 6883170.5729 | 961560.8286 | 10664466.8222 | 10664466.8222 | 1478867.319 | 5147507.7987 | 0 | 18509198.2237 | 35800040.1636 | 316227.766 | 0.20396 | 90750.2131 | 175526.8508 | 1850.0658 | 3578.3523
1 | 3300 | 707 | 0.015 | 15 | 15 | 7 | 4.217e-10 | 5spot_SharedNeighbor | Water | Porous | Wet | R245fa | MinimizeLCOE_Brownfield | IgnoreSilica | 2019 | 44.2038 | 2.9321 | 0.058888 | 4 | 81262.8117 | 154668.743 | 1656.6523 | 3153.1315 | 62.7164 | 0 | 102.8712 | 500473.522 | 13693.1862 | 842951.4295 | 974422.9947 | 0 | 94966.8185 | 0 | 946338.1009 | 2462177.6179 | 1680486.8169 | 7515510.4868 | 961560.8286 | 10664466.8222 | 10664466.8222 | 1478867.319 | 5147507.7987 | 0 | 19141538.1376 | 36432380.0775 | 421696.5034 | 0.23555 | 81262.8117 | 154668.743 | 1656.6523 | 3153.1315
1 | 3300 | 707 | 0.015 | 15 | 15 | 7 | 5.6234e-10 | 5spot_SharedNeighbor | Water | Porous | Wet | R245fa | MinimizeLCOE_Brownfield | IgnoreSilica | 2019 | 48.0406 | 3.1902 | 0.066108 | 4 | 74410.6533 | 139798.8908 | 1516.9618 | 2849.9895 | 62.7496 | 0 | 107.4781 | 531140.7017 | 14537.4594 | 901762.3061 | 1057595.3389 | 0 | 94248.7539 | 0 | 1013720.9784 | 2637494.0432 | 1800143.8795 | 8050643.4613 | 961560.8286 | 10664466.8222 | 10664466.8222 | 1478867.319 | 5147507.7987 | 0 | 19676671.1121 | 36967513.052 | 562341.3252 | 0.26443 | 74410.6533 | 139798.8908 | 1516.9618 | 2849.9895
1 | 3300 | 707 | 0.015 | 15 | 15 | 7 | 7.4989e-10 | 5spot_SharedNeighbor | Water | Porous | Wet | R245fa | MinimizeLCOE_Brownfield | IgnoreSilica | 2019 | 51.2265 | 3.4044 | 0.072417 | 4 | 69438.0994 | 129129.6951 | 1415.5896 | 2632.4835 | 62.7734 | 0 | 122.1913 | 556043.2071 | 15222.7546 | 949871.4172 | 1126654.1896 | 0 | 92726.771 | 0 | 1068802.1524 | 2780803.9591 | 1897955.8419 | 8488080.2928 | 961560.8286 | 10664466.8222 | 10664466.8222 | 1478867.319 | 5147507.7987 | 0 | 20114107.9436 | 37404949.8836 | 749894.2093 | 0.28967 | 69438.0994 | 129129.6951 | 1415.5896 | 2632.4835
1 | 3300 | 707 | 0.015 | 15 | 15 | 7 | 1e-09 | 5spot_SharedNeighbor | Water | Porous | Wet | R245fa | MinimizeLCOE_Brownfield | IgnoreSilica | 2019 | 53.7823 | 3.5763 | 0.077724 | 4 | 65810.9375 | 121427.3578 | 1341.645 | 2475.4609 | 62.7902 | 0 | 109.0467 | 575680.1141 | 15762.9576 | 988024.3594 | 1182051.4837 | 0 | 90760.9733 | 0 | 1112389.1564 | 2894208.4025 | 1975356.7047 | 8834234.1517 | 961560.8286 | 10664466.8222 | 10664466.8222 | 1478867.319 | 5147507.7987 | 0 | 20460261.8025 | 37751103.7425 | 1000000 | 0.31089 | 65810.9375 | 121427.3578 | 1341.645 | 2475.4609
1 | 3300 | 707 | 0.015 | 15 | 15 | 7 | 1.3335e-09 | 5spot_SharedNeighbor | Water | Porous | Wet | R245fa | MinimizeLCOE_Brownfield | IgnoreSilica | 2019 | 55.7897 | 3.7112 | 0.08206 | 4 | 63151.8391 | 115829.1244 | 1287.4357 | 2361.3334 | 62.8021 | 0 | 105.9448 | 590902.3186 | 16181.5927 | 1017728.4823 | 1225556.9245 | 0 | 88683.4278 | 0 | 1146230.5709 | 2982256.8213 | 2035451.5598 | 9102991.6979 | 961560.8286 | 10664466.8222 | 10664466.8222 | 1478867.319 | 5147507.7987 | 0 | 20729019.3487 | 38019861.2886 | 1333521.4322 | 0.32824 | 63151.8391 | 115829.1244 | 1287.4357 | 2361.3334
1 | 3300 | 707 | 0.015 | 15 | 15 | 7 | 1.7783e-09 | 5spot_SharedNeighbor | Water | Porous | Wet | R245fa | MinimizeLCOE_Brownfield | IgnoreSilica | 2019 | 55.846 | 3.715 | 0.085185 | 4 | 60771.5207 | 111516.2343 | 1238.9096 | 2273.4093 | 62.8024 | 0 | 287.7901 | 591326.9128 | 16193.2682 | 1018558.5997 | 1226777.3784 | 0 | 79214.3624 | 0 | 1143507.5034 | 2975171.9581 | 2030615.9951 | 9081365.978 | 961560.8286 | 10664466.8222 | 10664466.8222 | 1478867.319 | 5147507.7987 | 0 | 20707393.6288 | 37998235.5687 | 1778279.41 | 0.34074 | 60771.5207 | 111516.2343 | 1238.9096 | 2273.4093
1 | 3300 | 707 | 0.015 | 15 | 15 | 7 | 2.3714e-09 | 5spot_SharedNeighbor | Water | Porous | Wet | R245fa | MinimizeLCOE_Brownfield | IgnoreSilica | 2019 | 58.5593 | 3.8973 | 0.088926 | 4 | 59288.4101 | 107898.7102 | 1208.6744 | 2199.6612 | 62.8168 | 0 | 116.55 | 611628.1315 | 16751.4051 | 1058349.665 | 1285571.68 | 0 | 83003.5807 | 0 | 1191568.7403 | 3100217.4379 | 2115962.1045 | 9463052.745 | 961560.8286 | 10664466.8222 | 10664466.8222 | 1478867.319 | 5147507.7987 | 0 | 21089080.3958 | 38379922.3357 | 2371373.7057 | 0.3557 | 59288.4101 | 107898.7102 | 1208.6744 | 2199.6612
1 | 3300 | 707 | 0.015 | 15 | 15 | 7 | 3.1623e-09 | 5spot_SharedNeighbor | Water | Porous | Wet | R245fa | MinimizeLCOE_Brownfield | IgnoreSilica | 2019 | 59.4903 | 3.9599 | 0.091088 | 4 | 58215.3877 | 105671.8329 | 1186.7994 | 2154.2632 | 62.8214 | 0 | 116.4152 | 618526.4182 | 16941.0101 | 1071914.7862 | 1305744.636 | 0 | 81503.3552 | 0 | 1206905.7802 | 3140121.2697 | 2143197.2896 | 9584854.5451 | 961560.8286 | 10664466.8222 | 10664466.8222 | 1478867.319 | 5147507.7987 | 0 | 21210882.1959 | 38501724.1358 | 3162277.6602 | 0.36435 | 58215.3877 | 105671.8329 | 1186.7994 | 2154.2632
1 | 3300 | 707 | 0.015 | 15 | 15 | 7 | 4.217e-09 | 5spot_SharedNeighbor | Water | Porous | Wet | R245fa | MinimizeLCOE_Brownfield | IgnoreSilica | 2019 | 60.1944 | 4.0072 | 0.092752 | 4 | 57417.5474 | 104022.3496 | 1170.5344 | 2120.6363 | 62.8247 | 0 | 111.4314 | 623719.8147 | 17083.7382 | 1082142.0196 | 1320996.7242 | 0 | 80260.8963 | 0 | 1218439.2453 | 3170128.9799 | 2163678.1684 | 9676449.5865 | 961560.8286 | 10664466.8222 | 10664466.8222 | 1478867.319 | 5147507.7987 | 0 | 21302477.2373 | 38593319.1773 | 4216965.0343 | 0.37101 | 57417.5474 | 104022.3496 | 1170.5344 | 2120.6363
1 | 3300 | 707 | 0.015 | 15 | 15 | 7 | 5.6234e-09 | 5spot_SharedNeighbor | Water | Porous | Wet | R245fa | MinimizeLCOE_Brownfield | IgnoreSilica | 2019 | 60.742 | 4.044 | 0.094036 | 4 | 56823.1231 | 102791.7361 | 1158.4162 | 2095.5486 | 62.8271 | 0 | 135.7648 | 627746.1105 | 17194.3813 | 1090079.5621 | 1332859.4528 | 0 | 79321.2293 | 0 | 1227408.287 | 3193464.5868 | 2179605.1996 | 9747678.8095 | 961560.8286 | 10664466.8222 | 10664466.8222 | 1478867.319 | 5147507.7987 | 0 | 21373706.4603 | 38664548.4003 | 5623413.2519 | 0.37614 | 56823.1231 | 102791.7361 | 1158.4162 | 2095.5486
1 | 3300 | 707 | 0.015 | 15 | 15 | 7 | 7.4989e-09 | 5spot_SharedNeighbor | Water | Porous | Wet | R245fa | MinimizeLCOE_Brownfield | IgnoreSilica | 2019 | 61.1487 | 4.0713 | 0.095009 | 4 | 56379.561 | 101877.2974 | 1149.3736 | 2076.9065 | 62.8289 | 0 | 128.3991 | 630729.2534 | 17276.3527 | 1095965.4691 | 1341670.2085 | 0 | 78553.8368 | 0 | 1234036.097 | 3210708.7887 | 2191374.7217 | 9800314.7278 | 961560.8286 | 10664466.8222 | 10664466.8222 | 1478867.319 | 5147507.7987 | 0 | 21426342.3786 | 38717184.3186 | 7498942.0933 | 0.38004 | 56379.561 | 101877.2974 | 1149.3736 | 2076.9065
1 | 3300 | 707 | 0.015 | 15 | 15 | 7 | 1e-08 | 5spot_SharedNeighbor | Water | Porous | Wet | R245fa | MinimizeLCOE_Brownfield | IgnoreSilica | 2019 | 61.4434 | 4.0911 | 0.09574 | 4 | 56048.1752 | 101198.7546 | 1142.6179 | 2063.0735 | 62.8302 | 0 | 145.4273 | 632886.5892 | 17335.6293 | 1100224.5877 | 1348053.309 | 0 | 77911.3327 | 0 | 1238800.4646 | 3223104.6961 | 2199835.1832 | 9838151.7917 | 961560.8286 | 10664466.8222 | 10664466.8222 | 1478867.319 | 5147507.7987 | 0 | 21464179.4425 | 38755021.3825 | 10000000 | 0.38296 | 56048.1752 | 101198.7546 | 1142.6179 | 2063.0735
1 | 3400 | 707 | 0.015 | 15 | 15 | 7 | 1e-13 | 5spot_SharedNeighbor | Water | Porous | Wet | R245fa | MinimizeLCOE_Brownfield | IgnoreSilica | 2019 | 0 | 0 | 0 | 0 |  |  |  |  | 15 |  | 17.2534 | [19 empty] | 100 | 0
1 | 3400 | 707 | 0.015 | 15 | 15 | 7 | 1.3335e-13 | 5spot_SharedNeighbor | Water | Porous | Wet | R245fa | MinimizeLCOE_Brownfield | IgnoreSilica | 2019 | 0 | 0 | 0 | 0 |  |  |  |  | 15 |  | 19.78 | [19 empty] | 133.3521 | 0
1 | 3400 | 707 | 0.015 | 15 | 15 | 7 | 1.7783e-13 | 5spot_SharedNeighbor | Water | Porous | Wet | R245fa | MinimizeLCOE_Brownfield | IgnoreSilica | 2019 | 0 | 0 | 0 | 0 |  |  |  |  | 15 |  | 23.8275 | [19 empty] | 177.8279 | 0
1 | 3400 | 707 | 0.015 | 15 | 15 | 7 | 2.3714e-13 | 5spot_SharedNeighbor | Water | Porous | Wet | R245fa | MinimizeLCOE_Brownfield | IgnoreSilica | 2019 | 0 | 0 | 0 | 0 |  |  |  |  | 15 |  | 24.0538 | [19 empty] | 237.1374 | 0
1 | 3400 | 707 | 0.015 | 15 | 15 | 7 | 3.1623e-13 | 5spot_SharedNeighbor | Water | Porous | Wet | R245fa | MinimizeLCOE_Brownfield | IgnoreSilica | 2019 | 0 | 0 | 0 | 0 |  |  |  |  | 15 |  | 23.2466 | [19 empty] | 316.2278 | 0
1 | 3400 | 707 | 0.015 | 15 | 15 | 7 | 4.217e-13 | 5spot_SharedNeighbor | Water | Porous | Wet | R245fa | MinimizeLCOE_Brownfield | IgnoreSilica | 2019 | 0 | 0 | 0 | 0 |  |  |  |  | 15 |  | 22.7199 | [19 empty] | 421.6965 | 0
1 | 3400 | 707 | 0.015 | 15 | 15 | 7 | 5.6234e-13 | 5spot_SharedNeighbor | Water | Porous | Wet | R245fa | MinimizeLCOE_Brownfield | IgnoreSilica | 2019 | 0 | 0 | 0 | 0 |  |  |  |  | 15 |  | 22.9829 | [19 empty] | 562.3413 | 0
1 | 3400 | 707 | 0.015 | 15 | 15 | 7 | 7.4989e-13 | 5spot_SharedNeighbor | Water | Porous | Wet | R245fa | MinimizeLCOE_Brownfield | IgnoreSilica | 2019 | 0 | 0 | 0 | 0 |  |  |  |  | 15 |  | 25.5312 | [19 empty] | 749.8942 | 0
1 | 3400 | 707 | 0.015 | 15 | 15 | 7 | 1e-12 | 5spot_SharedNeighbor | Water | Porous | Wet | R245fa | MinimizeLCOE_Brownfield | IgnoreSilica | 2019 | 0 | 0 | 0 | 0 |  |  |  |  | 15 |  | 26.0596 | [19 empty] | 1000 | 0
1 | 3400 | 707 | 0.015 | 15 | 15 | 7 | 1.3335e-12 | 5spot_SharedNeighbor | Water | Porous | Wet | R245fa | MinimizeLCOE_Brownfield | IgnoreSilica | 2019 | 0 | 0 | 0 | 0 |  |  |  |  | 15 |  | 29.3294 | [19 empty] | 1333.5214 | 0
1 | 3400 | 707 | 0.015 | 15 | 15 | 7 | 1.7783e-12 | 5spot_SharedNeighbor | Water | Porous | Wet | R245fa | MinimizeLCOE_Brownfield | IgnoreSilica | 2019 | 0 | 0 | 0 | 0 |  |  |  |  | 15 |  | 30.7224 | [19 empty] | 1778.2794 | 0
1 | 3400 | 707 | 0.015 | 15 | 15 | 7 | 2.3714e-12 | 5spot_SharedNeighbor | Water | Porous | Wet | R245fa | MinimizeLCOE_Brownfield | IgnoreSilica | 2019 | 0 | 0 | 0 | 0 |  |  |  |  | 15 |  | 32.6721 | [19 empty] | 2371.3737 | 0
1 | 3400 | 707 | 0.015 | 15 | 15 | 7 | 3.1623e-12 | 5spot_SharedNeighbor | Water | Porous | Wet | R245fa | MinimizeLCOE_Brownfield | IgnoreSilica | 2019 | 0 | 0 | 0 | 0 |  |  |  |  | 15 |  | 34.2031 | [19 empty] | 3162.2777 | 0
1 | 3400 | 707 | 0.015 | 15 | 15 | 7 | 4.217e-12 | 5spot_SharedNeighbor | Water | Porous | Wet | R245fa | MinimizeLCOE_Brownfield | IgnoreSilica | 2019 | 0 | 0 | 0 | 0 |  |  |  |  | 15 |  | 33.1203 | [19 empty] | 4216.965 | 0
1 | 3400 | 707 | 0.015 | 15 | 15 | 7 | 5.6234e-12 | 5spot_SharedNeighbor | Water | Porous | Wet | R245fa | MinimizeLCOE_Brownfield | IgnoreSilica | 2019 | 0 | 0 | 0 | 0 |  |  |  |  | 15 |  | 33.4793 | [19 empty] | 5623.4133 | 0
1 | 3400 | 707 | 0.015 | 15 | 15 | 7 | 7.4989e-12 | 5spot_SharedNeighbor | Water | Porous | Wet | R245fa | MinimizeLCOE_Brownfield | IgnoreSilica | 2019 | 1.6 | 0.078631 | 0.00026706 | 4 | 11714668.9205 | 28424230.9547 | 238819.3712 | 579466.3946 | 54.6137 | 0 | 34.6932 | 35225.1603 | 877.5281 | 46977.3706 | 52710.5352 | 0 | 22018.2647 | 0 | 61545.455 | 160128.6491 | 109291.0934 | 488774.0564 | 961560.8286 | 11063974.3309 | 11063974.3309 | 1478867.319 | 5307310.8022 | 0 | 12514309.216 | 30364461.6682 | 7498.9421 | 0.0010683 | 11714668.9205 | 28424230.9547 | 238819.3712 | 579466.3946
1 | 3400 | 707 | 0.015 | 15 | 15 | 7 | 1e-11 | 5spot_SharedNeighbor | Water | Porous | Wet | R245fa | MinimizeLCOE_Brownfield | IgnoreSilica | 2019 | 1.6 | 0.078632 | 0.00064604 | 4 | 4838154.2466 | 11745723.4604 | 98632.3184 | 239452.46 | 54.614 | 0 | 33.4698 | 35225.6505 | 877.5424 | 46977.7913 | 52710.7417 | 0 | 18199.974 | 0 | 60056.763 | 156255.3779 | 106647.5062 | 476951.347 | 961560.8286 | 11063974.3309 | 11063974.3309 | 1478867.319 | 5307310.8022 | 0 | 12502486.5066 | 30352638.9588 | 10000 | 0.0025841 | 4838154.2466 | 11745723.4604 | 98632.3184 | 239452.46
1 | 3400 | 707 | 0.015 | 15 | 15 | 7 | 1.3335e-11 | 5spot_SharedNeighbor | Water | Porous | Wet | R245fa | MinimizeLCOE_Brownfield | IgnoreSilica | 2019 | 3.5272 | 0.21069 | 0.001843 | 4 | 1762301.779 | 4183589.2167 | 35926.9055 | 85288.1249 | 59.6482 | 0 | 54.4857 | 76458.0084 | 2008.1997 | 102857.5763 | 95265.6585 | 0 | 35448.3928 | 0 | 121694.7559 | 316624.7918 | 216102.9264 | 966460.3097 | 961560.8286 | 11063974.3309 | 11063974.3309 | 1478867.319 | 5307310.8022 | 0 | 12991995.4693 | 30842147.9215 | 13335.2143 | 0.0073722 | 1762301.779 | 4183589.2167 | 35926.9055 | 85288.1249
1 | 3400 | 707 | 0.015 | 15 | 15 | 7 | 1.7783e-11 | 5spot_SharedNeighbor | Water | Porous | Wet | R245fa | MinimizeLCOE_Brownfield | IgnoreSilica | 2019 | 4.665 | 0.28996 | 0.0031822 | 4 | 1040401.6609 | 2442728.1242 | 21209.9951 | 49798.3168 | 60.7735 | 0 | 76.9233 | 97186.1746 | 2583.8351 | 132655.5793 | 120524.8502 | 0 | 40201.8206 | 0 | 153329.3813 | 398931.598 | 272279.0129 | 1217692.252 | 961560.8286 | 11063974.3309 | 11063974.3309 | 1478867.319 | 5307310.8022 | 0 | 13243227.4115 | 31093379.8637 | 17782.7941 | 0.012729 | 1040401.6609 | 2442728.1242 | 21209.9951 | 49798.3168
1 | 3400 | 707 | 0.015 | 15 | 15 | 7 | 2.3714e-11 | 5spot_SharedNeighbor | Water | Porous | Wet | R245fa | MinimizeLCOE_Brownfield | IgnoreSilica | 2019 | 6.2844 | 0.4029 | 0.0049537 | 4 | 685568.0215 | 1586417.0302 | 13976.2314 | 32341.2569 | 61.6947 | 0 | 89.6663 | 123933.0222 | 3329.1709 | 172438.0299 | 156452.5295 | 0 | 47152.923 | 0 | 196289.2135 | 510704.269 | 348566.1575 | 1558865.3154 | 961560.8286 | 11063974.3309 | 11063974.3309 | 1478867.319 | 5307310.8022 | 0 | 13584400.475 | 31434552.9272 | 23713.7371 | 0.019815 | 685568.0215 | 1586417.0302 | 13976.2314 | 32341.2569
1 | 3400 | 707 | 0.015 | 15 | 15 | 7 | 3.1623e-11 | 5spot_SharedNeighbor | Water | Porous | Wet | R245fa | MinimizeLCOE_Brownfield | IgnoreSilica | 2019 | 7.946 | 0.51867 | 0.0073015 | 4 | 476277.4928 | 1087457.9803 | 9709.5609 | 22169.3018 | 62.2354 | 0 | 63.8318 | 148938.0795 | 4026.2026 | 210940.4804 | 193268.6774 | 0 | 51313.087 | 0 | 237309.7455 | 617431.2789 | 421409.5348 | 1884637.0862 | 961560.8286 | 11063974.3309 | 11063974.3309 | 1478867.319 | 5307310.8022 | 0 | 13910172.2458 | 31760324.698 | 31622.7766 | 0.029206 | 476277.4928 | 1087457.9803 | 9709.5609 | 22169.3018
1 | 3400 | 707 | 0.015 | 15 | 15 | 7 | 4.217e-11 | 5spot_SharedNeighbor | Water | Porous | Wet | R245fa | MinimizeLCOE_Brownfield | IgnoreSilica | 2019 | 10.823 | 0.72126 | 0.010595 | 4 | 341329.3761 | 762538.5306 | 6958.461 | 15545.3794 | 62.8564 | 0 | 53.0513 | 189064.6174 | 5147.3643 | 274454.7182 | 257411.5291 | 0 | 61536.7815 | 0 | 307169.8541 | 799192.9513 | 545465.611 | 2439443.427 | 961560.8286 | 11063974.3309 | 11063974.3309 | 1478867.319 | 5307310.8022 | 0 | 14464978.5866 | 32315131.0388 | 42169.6503 | 0.042378 | 341329.3761 | 762538.5306 | 6958.461 | 15545.3794
1 | 3400 | 707 | 0.015 | 15 | 15 | 7 | 5.6234e-11 | 5spot_SharedNeighbor | Water | Porous | Wet | R245fa | MinimizeLCOE_Brownfield | IgnoreSilica | 2019 | 13.7292 | 0.92563 | 0.014724 | 4 | 254527.1279 | 557612.7817 | 5188.8798 | 11367.6908 | 63.2028 | 0 | 68.8 | 226032.887 | 6179.239 | 334973.9258 | 322136.8865 | 0 | 67904.2209 | 0 | 373318.592 | 971298.3983 | 662931.115 | 2964775.2644 | 961560.8286 | 11063974.3309 | 11063974.3309 | 1478867.319 | 5307310.8022 | 0 | 14990310.424 | 32840462.8762 | 56234.1325 | 0.058895 | 254527.1279 | 557612.7817 | 5188.8798 | 11367.6908
1 | 3400 | 707 | 0.015 | 15 | 15 | 7 | 7.4989e-11 | 5spot_SharedNeighbor | Water | Porous | Wet | R245fa | MinimizeLCOE_Brownfield | IgnoreSilica | 2019 | 17.5413 | 1.194 | 0.020019 | 4 | 195517.9514 | 418436.3766 | 3985.8979 | 8530.3915 | 63.4863 | 0 | 81.6024 | 270960.6634 | 7432.7573 | 410535.2958 | 407081.1717 | 0 | 76167.0766 | 0 | 457149.0163 | 1189407.9661 | 811795.3768 | 3630529.3239 | 961560.8286 | 11063974.3309 | 11063974.3309 | 1478867.319 | 5307310.8022 | 0 | 15656064.4835 | 33506216.9357 | 74989.4209 | 0.080075 | 195517.9514 | 418436.3766 | 3985.8979 | 8530.3915
1 | 3400 | 707 | 0.015 | 15 | 15 | 7 | 1e-10 | 5spot_SharedNeighbor | Water | Porous | Wet | R245fa | MinimizeLCOE_Brownfield | IgnoreSilica | 2019 | 22.0165 | 1.5092 | 0.026568 | 4 | 154392.3213 | 322358.0043 | 3147.4963 | 6571.7039 | 63.6961 | 0 | 87.2799 | 319961.3214 | 8799.2195 | 495061.6063 | 506820.9053 | 0 | 84204.1669 | 0 | 551790.4156 | 1435645.4736 | 979857.5353 | 4382140.644 | 961560.8286 | 11063974.3309 | 11063974.3309 | 1478867.319 | 5307310.8022 | 0 | 16407675.8036 | 34257828.2558 | 100000 | 0.10627 | 154392.3213 | 322358.0043 | 3147.4963 | 6571.7039
1 | 3400 | 707 | 0.015 | 15 | 15 | 7 | 1.3335e-10 | 5spot_SharedNeighbor | Water | Porous | Wet | R245fa | MinimizeLCOE_Brownfield | IgnoreSilica | 2019 | 27.0271 | 1.8622 | 0.034354 | 4 | 125309.6736 | 255206.7522 | 2554.6072 | 5202.7348 | 63.8506 | 0 | 85.5657 | 371293.1326 | 10229.8056 | 585636.4034 | 618512.6609 | 0 | 91370.7932 | 0 | 654046.6903 | 1701695.3247 | 1161442.0255 | 5194226.836 | 961560.8286 | 11063974.3309 | 11063974.3309 | 1478867.319 | 5307310.8022 | 0 | 17219761.9956 | 35069914.4478 | 133352.1432 | 0.13742 | 125309.6736 | 255206.7522 | 2554.6072 | 5202.7348
1 | 3400 | 707 | 0.015 | 15 | 15 | 7 | 1.7783e-10 | 5spot_SharedNeighbor | Water | Porous | Wet | R245fa | MinimizeLCOE_Brownfield | IgnoreSilica | 2019 | 32.3649 | 2.2384 | 0.043173 | 4 | 104568.4678 | 207933.3285 | 2131.7697 | 4239.0022 | 63.9642 | 0 | 92.9042 | 422862.7544 | 11666.081 | 678445.6247 | 737520.3963 | 0 | 97188.4319 | 0 | 759596.4824 | 1976314.2326 | 1348875.073 | 6032469.0764 | 961560.8286 | 11063974.3309 | 11063974.3309 | 1478867.319 | 5307310.8022 | 0 | 18058004.2359 | 35908156.6881 | 177827.941 | 0.17269 | 104568.4678 | 207933.3285 | 2131.7697 | 4239.0022
1 | 3400 | 707 | 0.015 | 15 | 15 | 7 | 2.3714e-10 | 5spot_SharedNeighbor | Water | Porous | Wet | R245fa | MinimizeLCOE_Brownfield | IgnoreSilica | 2019 | 37.6922 | 2.6139 | 0.052592 | 4 | 89705.2392 | 174556.9044 | 1828.7626 | 3558.5786 | 64.047 | 0 | 94.3305 | 471808.0714 | 13028.5098 | 768002.1718 | 856295.2497 | 0 | 101101.0158 | 0 | 861991.6572 | 2242725.4733 | 1530706.2189 | 6845658.3679 | 961560.8286 | 11063974.3309 | 11063974.3309 | 1478867.319 | 5307310.8022 | 0 | 18871193.5275 | 36721345.9797 | 237137.3706 | 0.21037 | 89705.2392 | 174556.9044 | 1828.7626 | 3558.5786
1 | 3400 | 707 | 0.015 | 15 | 15 | 7 | 3.1623e-10 | 5spot_SharedNeighbor | Water | Porous | Wet | R245fa | MinimizeLCOE_Brownfield | IgnoreSilica | 2019 | 42.7003 | 2.967 | 0.062062 | 4 | 79021.5638 | 150925.7366 | 1610.9615 | 3076.8253 | 64.1071 | 0 | 117.5393 | 515942.5607 | 14256.3616 | 849867.1985 | 967953.3818 | 0 | 103024.1605 | 0 | 955907.0286 | 2487074.005 | 1697479.1127 | 7591503.8095 | 961560.8286 | 11063974.3309 | 11063974.3309 | 1478867.319 | 5307310.8022 | 0 | 19617038.969 | 37467191.4212 | 316227.766 | 0.24825 | 79021.5638 | 150925.7366 | 1610.9615 | 3076.8253
1 | 3400 | 707 | 0.015 | 15 | 15 | 7 | 4.217e-10 | 5spot_SharedNeighbor | Water | Porous | Wet | R245fa | MinimizeLCOE_Brownfield | IgnoreSilica | 2019 | 47.1392 | 3.2799 | 0.071034 | 4 | 71318.3818 | 134141.0407 | 1453.9217 | 2734.6466 | 64.15 | 0 | 93.9973 | 553770.8681 | 15308.1955 | 920817.5172 | 1066930.5963 | 0 | 103127.5738 | 0 | 1037382.3528 | 2699056.0856 | 1842161.2385 | 8238554.4278 | 961560.8286 | 11063974.3309 | 11063974.3309 | 1478867.319 | 5307310.8022 | 0 | 20264089.5873 | 38114242.0395 | 421696.5034 | 0.28414 | 71318.3818 | 134141.0407 | 1453.9217 | 2734.6466
1 | 3400 | 707 | 0.015 | 15 | 15 | 7 | 5.6234e-10 | 5spot_SharedNeighbor | Water | Porous | Wet | R245fa | MinimizeLCOE_Brownfield | IgnoreSilica | 2019 | 50.9124 | 3.5459 | 0.079113 | 4 | 65742.0647 | 122149.2052 | 1340.2409 | 2490.1768 | 64.1805 | 0 | 106.4197 | 585083.0535 | 16178.4136 | 980063.017 | 1151060.7419 | 0 | 101955.7276 | 0 | 1105392.9719 | 2876005.7655 | 1962933.031 | 8778672.7218 | 961560.8286 | 11063974.3309 | 11063974.3309 | 1478867.319 | 5307310.8022 | 0 | 20804207.8814 | 38654360.3336 | 562341.3252 | 0.31645 | 65742.0647 | 122149.2052 | 1340.2409 | 2490.1768
1 | 3400 | 707 | 0.015 | 15 | 15 | 7 | 7.4989e-10 | 5spot_SharedNeighbor | Water | Porous | Wet | R245fa | MinimizeLCOE_Brownfield | IgnoreSilica | 2019 | 54.0038 | 3.7638 | 0.08608 | 4 | 61686.2494 | 113527.7636 | 1257.5576 | 2314.417 | 64.202 | 0 | 125.6656 | 610212.3011 | 16876.4907 | 1027935.7633 | 1219984.1052 | 0 | 100005.1213 | 0 | 1160255.3748 | 3018746.4842 | 2060356.5045 | 9214372.1451 | 961560.8286 | 11063974.3309 | 11063974.3309 | 1478867.319 | 5307310.8022 | 0 | 21239907.3047 | 39090059.7569 | 749894.2093 | 0.34432 | 61686.2494 | 113527.7636 | 1257.5576 | 2314.417
1 | 3400 | 707 | 0.015 | 15 | 15 | 7 | 1e-09 | 5spot_SharedNeighbor | Water | Porous | Wet | R245fa | MinimizeLCOE_Brownfield | IgnoreSilica | 2019 | 56.4741 | 3.9379 | 0.091889 | 4 | 58721.5613 | 107285.7931 | 1197.1185 | 2187.166 | 64.2172 | 0 | 94.2768 | 629974.4715 | 17425.2667 | 1065782.6899 | 1275050.4763 | 0 | 97733.6383 | 0 | 1203526.9517 | 3131330.251 | 2137197.2387 | 9558020.9842 | 961560.8286 | 11063974.3309 | 11063974.3309 | 1478867.319 | 5307310.8022 | 0 | 21583556.1437 | 39433708.5959 | 1000000 | 0.36756 | 58721.5613 | 107285.7931 | 1197.1185 | 2187.166
1 | 3400 | 707 | 0.015 | 15 | 15 | 7 | 1.3335e-09 | 5spot_SharedNeighbor | Water | Porous | Wet | R245fa | MinimizeLCOE_Brownfield | IgnoreSilica | 2019 | 58.4233 | 4.0752 | 0.096615 | 4 | 56544.0755 | 102733.0324 | 1152.7275 | 2094.3518 | 64.228 | 0 | 101.958 | 645378.975 | 17852.9004 | 1095403.5351 | 1318495.2918 | 0 | 95502.4048 | 0 | 1237326.9118 | 3219270.8138 | 2197218.4798 | 9826449.3124 | 961560.8286 | 11063974.3309 | 11063974.3309 | 1478867.319 | 5307310.8022 | 0 | 21851984.472 | 39702136.9242 | 1333521.4322 | 0.38646 | 56544.0755 | 102733.0324 | 1152.7275 | 2094.3518
1 | 3400 | 707 | 0.015 | 15 | 15 | 7 | 1.7783e-09 | 5spot_SharedNeighbor | Water | Porous | Wet | R245fa | MinimizeLCOE_Brownfield | IgnoreSilica | 2019 | 57.446 | 4.0064 | 0.09913 | 4 | 54655.0164 | 99671.8662 | 1114.2164 | 2031.9458 | 64.2227 | 0 | 444.2497 | 637675.8514 | 17639.0741 | 1080578.5098 | 1296713.802 | 0 | 81880.49 | 0 | 1214650.2136 | 3160270.6969 | 2156949.6877 | 9646358.3255 | 961560.8286 | 11063974.3309 | 11063974.3309 | 1478867.319 | 5307310.8022 | 0 | 21671893.4851 | 39522045.9373 | 1778279.41 | 0.39652 | 54655.0164 | 99671.8662 | 1114.2164 | 2031.9458
1 | 3400 | 707 | 0.015 | 15 | 15 | 7 | 2.3714e-09 | 5spot_SharedNeighbor | Water | Porous | Wet | R245fa | MinimizeLCOE_Brownfield | IgnoreSilica | 2019 | 61.0561 | 4.2606 | 0.10398 | 4 | 53386.2221 | 96305.3041 | 1088.3503 | 1963.3139 | 64.2411 | 0 | 121.1136 | 665932.1611 | 18423.2699 | 1135085.2416 | 1377164.074 | 0 | 89508.7268 | 0 | 1281584.2546 | 3334419.3415 | 2275809.716 | 10177926.7855 | 961560.8286 | 11063974.3309 | 11063974.3309 | 1478867.319 | 5307310.8022 | 0 | 22203461.9451 | 40053614.3973 | 2371373.7057 | 0.4159 | 53386.2221 | 96305.3041 | 1088.3503 | 1963.3139
1 | 3400 | 707 | 0.015 | 15 | 15 | 7 | 3.1623e-09 | 5spot_SharedNeighbor | Water | Porous | Wet | R245fa | MinimizeLCOE_Brownfield | IgnoreSilica | 2019 | 61.9381 | 4.3227 | 0.10629 | 4 | 52502.649 | 94487.2555 | 1070.3375 | 1926.2505 | 64.2451 | 0 | 124.8043 | 672754.5053 | 18612.5447 | 1148297.3377 | 1396815.0346 | 0 | 87905.2911 | 0 | 1296510.0382 | 3373253.1687 | 2302314.601 | 10296462.5213 | 961560.8286 | 11063974.3309 | 11063974.3309 | 1478867.319 | 5307310.8022 | 0 | 22321997.6809 | 40172150.1331 | 3162277.6602 | 0.42516 | 52502.649 | 94487.2555 | 1070.3375 | 1926.2505
1 | 3400 | 707 | 0.015 | 15 | 15 | 7 | 4.217e-09 | 5spot_SharedNeighbor | Water | Porous | Wet | R245fa | MinimizeLCOE_Brownfield | IgnoreSilica | 2019 | 62.6102 | 4.3701 | 0.10807 | 4 | 51845.1423 | 93137.5332 | 1056.9334 | 1898.7346 | 64.248 | 0 | 111.0736 | 677933.0791 | 18756.1981 | 1158339.442 | 1411789.7912 | 0 | 86614.2488 | 0 | 1307838.7761 | 3402728.2207 | 2322431.9297 | 10386431.6855 | 961560.8286 | 11063974.3309 | 11063974.3309 | 1478867.319 | 5307310.8022 | 0 | 22411966.8451 | 40262119.2973 | 4216965.0343 | 0.43229 | 51845.1423 | 93137.5332 | 1056.9334 | 1898.7346
1 | 3400 | 707 | 0.015 | 15 | 15 | 7 | 5.6234e-09 | 5spot_SharedNeighbor | Water | Porous | Wet | R245fa | MinimizeLCOE_Brownfield | IgnoreSilica | 2019 | 63.1218 | 4.4061 | 0.10944 | 4 | 51354.9652 | 92132.717 | 1046.9404 | 1878.2501 | 64.2501 | 0 | 132.6859 | 681862.355 | 18865.1857 | 1165966.6027 | 1423185.5875 | 0 | 85598.6013 | 0 | 1316436.5496 | 3425097.8637 | 2337699.6707 | 10454712.4162 | 961560.8286 | 11063974.3309 | 11063974.3309 | 1478867.319 | 5307310.8022 | 0 | 22480247.5758 | 40330400.028 | 5623413.2519 | 0.43774 | 51354.9652 | 92132.717 | 1046.9404 | 1878.2501
1 | 3400 | 707 | 0.015 | 15 | 15 | 7 | 7.4989e-09 | 5spot_SharedNeighbor | Water | Porous | Wet | R245fa | MinimizeLCOE_Brownfield | IgnoreSilica | 2019 | 63.5117 | 4.4335 | 0.11048 | 4 | 50989.0163 | 91382.8153 | 1039.4801 | 1862.9623 | 64.2517 | 0 | 108.9359 | 684850.2306 | 18948.0554 | 1171770.8103 | 1431870.4839 | 0 | 84816.9071 | 0 | 1322980.03 | 3442122.6576 | 2349319.4424 | 10506678.6172 | 961560.8286 | 11063974.3309 | 11063974.3309 | 1478867.319 | 5307310.8022 | 0 | 22532213.7768 | 40382366.229 | 7498942.0933 | 0.4419 | 50989.0163 | 91382.8153 | 1039.4801 | 1862.9623
1 | 3400 | 707 | 0.015 | 15 | 15 | 7 | 1e-08 | 5spot_SharedNeighbor | Water | Porous | Wet | R245fa | MinimizeLCOE_Brownfield | IgnoreSilica | 2019 | 63.8017 | 4.4539 | 0.11126 | 4 | 50715.5161 | 90824.1024 | 1033.9044 | 1851.5722 | 64.2529 | 0 | 108.3215 | 687069.1568 | 19009.5946 | 1176083.7289 | 1438331.085 | 0 | 84195.4655 | 0 | 1327828.722 | 3454737.9596 | 2357929.6452 | 10545185.3576 | 961560.8286 | 11063974.3309 | 11063974.3309 | 1478867.319 | 5307310.8022 | 0 | 22570720.5172 | 40420872.9694 | 10000000 | 0.44505 | 50715.5161 | 90824.1024 | 1033.9044 | 1851.5722
1 | 3500 | 707 | 0.015 | 15 | 15 | 7 | 1e-13 | 5spot_SharedNeighbor | Water | Porous | Wet | R245fa | MinimizeLCOE_Brownfield | IgnoreSilica | 2019 | 0 | 0 | 0 | 0 |  |  |  |  | 15 |  | 16.1605 | [19 empty] | 100 | 0
1 | 3500 | 707 | 0.015 | 15 | 15 | 7 | 1.3335e-13 | 5spot_SharedNeighbor | Water | Porous | Wet | R245fa | MinimizeLCOE_Brownfield | IgnoreSilica | 2019 | 0 | 0 | 0 | 0 |  |  |  |  | 15 |  | 19.2373 | [19 empty] | 133.3521 | 0
1 | 3500 | 707 | 0.015 | 15 | 15 | 7 | 1.7783e-13 | 5spot_SharedNeighbor | Water | Porous | Wet | R245fa | MinimizeLCOE_Brownfield | IgnoreSilica | 2019 | 0 | 0 | 0 | 0 |  |  |  |  | 15 |  | 20.9149 | [19 empty] | 177.8279 | 0
1 | 3500 | 707 | 0.015 | 15 | 15 | 7 | 2.3714e-13 | 5spot_SharedNeighbor | Water | Porous | Wet | R245fa | MinimizeLCOE_Brownfield | IgnoreSilica | 2019 | 0 | 0 | 0 | 0 |  |  |  |  | 15 |  | 21.4816 | [19 empty] | 237.1374 | 0
1 | 3500 | 707 | 0.015 | 15 | 15 | 7 | 3.1623e-13 | 5spot_SharedNeighbor | Water | Porous | Wet | R245fa | MinimizeLCOE_Brownfield | IgnoreSilica | 2019 | 0 | 0 | 0 | 0 |  |  |  |  | 15 |  | 20.867 | [19 empty] | 316.2278 | 0
1 | 3500 | 707 | 0.015 | 15 | 15 | 7 | 4.217e-13 | 5spot_SharedNeighbor | Water | Porous | Wet | R245fa | MinimizeLCOE_Brownfield | IgnoreSilica | 2019 | 0 | 0 | 0 | 0 |  |  |  |  | 15 |  | 23.0079 | [19 empty] | 421.6965 | 0
1 | 3500 | 707 | 0.015 | 15 | 15 | 7 | 5.6234e-13 | 5spot_SharedNeighbor | Water | Porous | Wet | R245fa | MinimizeLCOE_Brownfield | IgnoreSilica | 2019 | 0 | 0 | 0 | 0 |  |  |  |  | 15 |  | 22.1149 | [19 empty] | 562.3413 | 0
1 | 3500 | 707 | 0.015 | 15 | 15 | 7 | 7.4989e-13 | 5spot_SharedNeighbor | Water | Porous | Wet | R245fa | MinimizeLCOE_Brownfield | IgnoreSilica | 2019 | 0 | 0 | 0 | 0 |  |  |  |  | 15 |  | 25.5945 | [19 empty] | 749.8942 | 0
1 | 3500 | 707 | 0.015 | 15 | 15 | 7 | 1e-12 | 5spot_SharedNeighbor | Water | Porous | Wet | R245fa | MinimizeLCOE_Brownfield | IgnoreSilica | 2019 | 0 | 0 | 0 | 0 |  |  |  |  | 15 |  | 26.2226 | [19 empty] | 1000 | 0
1 | 3500 | 707 | 0.015 | 15 | 15 | 7 | 1.3335e-12 | 5spot_SharedNeighbor | Water | Porous | Wet | R245fa | MinimizeLCOE_Brownfield | IgnoreSilica | 2019 | 0 | 0 | 0 | 0 |  |  |  |  | 15 |  | 28.041 | [19 empty] | 1333.5214 | 0
1 | 3500 | 707 | 0.015 | 15 | 15 | 7 | 1.7783e-12 | 5spot_SharedNeighbor | Water | Porous | Wet | R245fa | MinimizeLCOE_Brownfield | IgnoreSilica | 2019 | 0 | 0 | 0 | 0 |  |  |  |  | 15 |  | 28.9217 | [19 empty] | 1778.2794 | 0
1 | 3500 | 707 | 0.015 | 15 | 15 | 7 | 2.3714e-12 | 5spot_SharedNeighbor | Water | Porous | Wet | R245fa | MinimizeLCOE_Brownfield | IgnoreSilica | 2019 | 0 | 0 | 0 | 0 |  |  |  |  | 15 |  | 30.1675 | [19 empty] | 2371.3737 | 0
1 | 3500 | 707 | 0.015 | 15 | 15 | 7 | 3.1623e-12 | 5spot_SharedNeighbor | Water | Porous | Wet | R245fa | MinimizeLCOE_Brownfield | IgnoreSilica | 2019 | 0 | 0 | 0 | 0 |  |  |  |  | 15 |  | 31.8176 | [19 empty] | 3162.2777 | 0
1 | 3500 | 707 | 0.015 | 15 | 15 | 7 | 4.217e-12 | 5spot_SharedNeighbor | Water | Porous | Wet | R245fa | MinimizeLCOE_Brownfield | IgnoreSilica | 2019 | 0 | 0 | 0 | 0 |  |  |  |  | 15 |  | 33.3639 | [19 empty] | 4216.965 | 0
1 | 3500 | 707 | 0.015 | 15 | 15 | 7 | 5.6234e-12 | 5spot_SharedNeighbor | Water | Porous | Wet | R245fa | MinimizeLCOE_Brownfield | IgnoreSilica | 2019 | 0 | 0 | 0 | 0 |  |  |  |  | 15 |  | 30.4479 | [19 empty] | 5623.4133 | 0
1 | 3500 | 707 | 0.015 | 15 | 15 | 7 | 7.4989e-12 | 5spot_SharedNeighbor | Water | Porous | Wet | R245fa | MinimizeLCOE_Brownfield | IgnoreSilica | 2019 | 1.6 | 0.081585 | 0.00048187 | 4 | 6707759.4977 | 16263132.0237 | 136746.7503 | 331545.9438 | 55.5019 | 0 | 32.9226 | 36808.2437 | 923.8685 | 48342.7663 | 53377.2171 | 0 | 21362.5154 | 0 | 62717.6983 | 163178.5858 | 111372.7378 | 498083.633 | 961560.8286 | 11469341.9306 | 11469341.9306 | 1478867.319 | 5469457.8421 | 0 | 12928986.3922 | 31346653.4839 | 7498.9421 | 0.0019275 | 6707759.4977 | 16263132.0237 | 136746.7503 | 331545.9438
1 | 3500 | 707 | 0.015 | 15 | 15 | 7 | 1e-11 | 5spot_SharedNeighbor | Water | Porous | Wet | R245fa | MinimizeLCOE_Brownfield | IgnoreSilica | 2019 | 2.813 | 0.16778 | 0.0013699 | 4 | 2418901.4169 | 5779992.6898 | 49312.5772 | 117832.969 | 59.6061 | 0 | 76.8689 | 65329.1664 | 1710.392 | 85728.0737 | 80799.2775 | 0 | 32435.1847 | 0 | 103740.8168 | 269912.3251 | 184220.708 | 823875.9441 | 961560.8286 | 11469341.9306 | 11469341.9306 | 1478867.319 | 5469457.8421 | 0 | 13254778.7033 | 31672445.795 | 10000 | 0.0054797 | 2418901.4169 | 5779992.6898 | 49312.5772 | 117832.969
1 | 3500 | 707 | 0.015 | 15 | 15 | 7 | 1.3335e-11 | 5spot_SharedNeighbor | Water | Porous | Wet | R245fa | MinimizeLCOE_Brownfield | IgnoreSilica | 2019 | 3.8607 | 0.24362 | 0.00257 | 4 | 1313891.4569 | 3105459.0245 | 26785.4545 | 63308.9827 | 61.2152 | 0 | 71.7455 | 86870.7187 | 2312.833 | 115355.809 | 104626.9664 | 0 | 38289.8613 | 0 | 135507.9135 | 352563.7944 | 240632.0341 | 1076159.9303 | 961560.8286 | 11469341.9306 | 11469341.9306 | 1478867.319 | 5469457.8421 | 0 | 13507062.6895 | 31924729.7812 | 13335.2143 | 0.01028 | 1313891.4569 | 3105459.0245 | 26785.4545 | 63308.9827
1 | 3500 | 707 | 0.015 | 15 | 15 | 7 | 1.7783e-11 | 5spot_SharedNeighbor | Water | Porous | Wet | R245fa | MinimizeLCOE_Brownfield | IgnoreSilica | 2019 | 5.1908 | 0.34033 | 0.0042382 | 4 | 814480.4066 | 1900890.5359 | 16604.2848 | 38752.2247 | 62.3676 | 0 | 60.0536 | 111570.9475 | 3007.357 | 150562.6877 | 134898.1062 | 0 | 44484.0025 | 0 | 173364.0094 | 451057.5905 | 307856.0738 | 1376800.7746 | 961560.8286 | 11469341.9306 | 11469341.9306 | 1478867.319 | 5469457.8421 | 0 | 13807703.5338 | 32225370.6255 | 17782.7941 | 0.016953 | 814480.4066 | 1900890.5359 | 16604.2848 | 38752.2247
1 | 3500 | 707 | 0.015 | 15 | 15 | 7 | 2.3714e-11 | 5spot_SharedNeighbor | Water | Porous | Wet | R245fa | MinimizeLCOE_Brownfield | IgnoreSilica | 2019 | 6.8567 | 0.46212 | 0.0064823 | 4 | 546248.7012 | 1256557.568 | 11136.0186 | 25616.6256 | 63.1926 | 0 | 89.2991 | 139681.8178 | 3798.884 | 192163.4163 | 172904.683 | 0 | 50925.0766 | 0 | 218194.8123 | 567698.1436 | 387465.648 | 1732832.4815 | 961560.8286 | 11469341.9306 | 11469341.9306 | 1478867.319 | 5469457.8421 | 0 | 14163735.2407 | 32581402.3324 | 23713.7371 | 0.025929 | 546248.7012 | 1256557.568 | 11136.0186 | 25616.6256
1 | 3500 | 707 | 0.015 | 15 | 15 | 7 | 3.1623e-11 | 5spot_SharedNeighbor | Water | Porous | Wet | R245fa | MinimizeLCOE_Brownfield | IgnoreSilica | 2019 | 9.3694 | 0.647 | 0.0095472 | 4 | 384408.4905 | 866689.5065 | 7836.687 | 17668.6379 | 63.9169 | 0 | 154.7177 | 178313.5563 | 4887.9899 | 251361.6182 | 230420.3692 | 0 | 61189.9574 | 0 | 283207.6615 | 736848.2413 | 502914.0654 | 2249143.4591 | 961560.8286 | 11469341.9306 | 11469341.9306 | 1478867.319 | 5469457.8421 | 0 | 14680046.2183 | 33097713.31 | 31622.7766 | 0.038189 | 384408.4905 | 866689.5065 | 7836.687 | 17668.6379
1 | 3500 | 707 | 0.015 | 15 | 15 | 7 | 4.217e-11 | 5spot_SharedNeighbor | Water | Porous | Wet | R245fa | MinimizeLCOE_Brownfield | IgnoreSilica | 2019 | 11.8682 | 0.8308 | 0.013503 | 4 | 280680.2664 | 621678.9976 | 5722.0469 | 12673.7672 | 64.3394 | 0 | 71.9226 | 213472.9614 | 5879.8303 | 306906.1188 | 287585.4949 | 0 | 67228.5732 | 0 | 343618.4616 | 894024.7513 | 610190.2631 | 2728906.4546 | 961560.8286 | 11469341.9306 | 11469341.9306 | 1478867.319 | 5469457.8421 | 0 | 15159809.2138 | 33577476.3055 | 42169.6503 | 0.054011 | 280680.2664 | 621678.9976 | 5722.0469 | 12673.7672
1 | 3500 | 707 | 0.015 | 15 | 15 | 7 | 5.6234e-11 | 5spot_SharedNeighbor | Water | Porous | Wet | R245fa | MinimizeLCOE_Brownfield | IgnoreSilica | 2019 | 14.523 | 1.0261 | 0.01857 | 4 | 210596.2089 | 458548.7353 | 4293.2886 | 9348.1362 | 64.629 | 0 | 123.0309 | 248281.1105 | 6861.5285 | 363269.9004 | 348305.2038 | 0 | 70321.7212 | 0 | 404445.3911 | 1052283.9445 | 718205.4144 | 3211974.2145 | 961560.8286 | 11469341.9306 | 11469341.9306 | 1478867.319 | 5469457.8421 | 0 | 15642876.9737 | 34060544.0654 | 56234.1325 | 0.074279 | 210596.2089 | 458548.7353 | 4293.2886 | 9348.1362
1 | 3500 | 707 | 0.015 | 15 | 15 | 7 | 7.4989e-11 | 5spot_SharedNeighbor | Water | Porous | Wet | R245fa | MinimizeLCOE_Brownfield | IgnoreSilica | 2019 | 19.164 | 1.3676 | 0.025256 | 4 | 163127.4314 | 345437.3378 | 3325.5733 | 7042.2074 | 64.9459 | 0 | 53.4608 | 304661.3722 | 8450.8842 | 457010.2756 | 454473.0775 | 0 | 82651.2104 | 0 | 509826.2597 | 1326463.348 | 905338.4911 | 4048874.9187 | 961560.8286 | 11469341.9306 | 11469341.9306 | 1478867.319 | 5469457.8421 | 0 | 16479777.6779 | 34897444.7696 | 74989.4209 | 0.10102 | 163127.4314 | 345437.3378 | 3325.5733 | 7042.2074
1 | 3500 | 707 | 0.015 | 15 | 15 | 7 | 1e-10 | 5spot_SharedNeighbor | Water | Porous | Wet | R245fa | MinimizeLCOE_Brownfield | IgnoreSilica | 2019 | 25.3 | 1.8197 | 0.033481 | 4 | 131022.2873 | 268545.3916 | 2671.0665 | 5474.661 | 65.1898 | 0 | 78.2733 | 373068.9314 | 10377.4055 | 574206.6883 | 594965.6542 | 0 | 99215.0035 | 0 | 644215.1363 | 1676115.638 | 1143983.3637 | 5116147.8209 | 961560.8286 | 11469341.9306 | 11469341.9306 | 1478867.319 | 5469457.8421 | 0 | 17547050.5801 | 35964717.6717 | 100000 | 0.13392 | 131022.2873 | 268545.3916 | 2671.0665 | 5474.661
1 | 3500 | 707 | 0.015 | 15 | 15 | 7 | 1.3335e-10 | 5spot_SharedNeighbor | Water | Porous | Wet | R245fa | MinimizeLCOE_Brownfield | IgnoreSilica | 2019 | 29.5681 | 2.1344 | 0.042444 | 4 | 107430.0929 | 215911.9233 | 2190.1078 | 4401.6566 | 65.3014 | 0 | 84.4945 | 417643.3987 | 11631.7374 | 652289.7658 | 692724.225 | 0 | 100986.444 | 0 | 731357.4727 | 1902842.1218 | 1298728.8476 | 5808204.0131 | 961560.8286 | 11469341.9306 | 11469341.9306 | 1478867.319 | 5469457.8421 | 0 | 18239106.7722 | 36656773.8639 | 133352.1432 | 0.16978 | 107430.0929 | 215911.9233 | 2190.1078 | 4401.6566
1 | 3500 | 707 | 0.015 | 15 | 15 | 7 | 1.7783e-10 | 5spot_SharedNeighbor | Water | Porous | Wet | R245fa | MinimizeLCOE_Brownfield | IgnoreSilica | 2019 | 35.1272 | 2.5444 | 0.052855 | 4 | 90493.4801 | 177608.3019 | 1844.832 | 3620.7855 | 65.4078 | 0 | 86.2008 | 472870.7816 | 13184.8267 | 750663.669 | 820074.0265 | 0 | 106760.4053 | 0 | 843785.9465 | 2195357.9486 | 1498376.91 | 6701074.5142 | 961560.8286 | 11469341.9306 | 11469341.9306 | 1478867.319 | 5469457.8421 | 0 | 19131977.2734 | 37549644.3651 | 177827.941 | 0.21142 | 90493.4801 | 177608.3019 | 1844.832 | 3620.7855
1 | 3500 | 707 | 0.015 | 15 | 15 | 7 | 2.3714e-10 | 5spot_SharedNeighbor | Water | Porous | Wet | R245fa | MinimizeLCOE_Brownfield | IgnoreSilica | 2019 | 40.5692 | 2.9458 | 0.063779 | 4 | 78326.9576 | 150520.5793 | 1596.801 | 3068.5656 | 65.485 | 0 | 76.9176 | 524427.0711 | 14633.6755 | 843959.9426 | 944768.4858 | 0 | 110328.7646 | 0 | 950865.9965 | 2473958.2733 | 1688527.3563 | 7551469.5657 | 961560.8286 | 11469341.9306 | 11469341.9306 | 1478867.319 | 5469457.8421 | 0 | 19982372.3249 | 38400039.4166 | 237137.3706 | 0.25511 | 78326.9576 | 150520.5793 | 1596.801 | 3068.5656
1 | 3500 | 707 | 0.015 | 15 | 15 | 7 | 3.1623e-10 | 5spot_SharedNeighbor | Water | Porous | Wet | R245fa | MinimizeLCOE_Brownfield | IgnoreSilica | 2019 | 45.5922 | 3.3165 | 0.074568 | 4 | 69563.5268 | 131311.758 | 1418.1466 | 2676.9678 | 65.5407 | 0 | 94.9332 | 570189.0278 | 15918.8642 | 927847.2675 | 1059874.383 | 0 | 111722.38 | 0 | 1047365.2497 | 2725029.5357 | 1859888.6519 | 8317835.3597 | 961560.8286 | 11469341.9306 | 11469341.9306 | 1478867.319 | 5469457.8421 | 0 | 20748738.1189 | 39166405.2106 | 316227.766 | 0.29827 | 69563.5268 | 131311.758 | 1418.1466 | 2676.9678
1 | 3500 | 707 | 0.015 | 15 | 15 | 7 | 4.217e-10 | 5spot_SharedNeighbor | Water | Porous | Wet | R245fa | MinimizeLCOE_Brownfield | IgnoreSilica | 2019 | 50 | 3.6418 | 0.084639 | 4 | 63231.8181 | 117632.3512 | 1289.0661 | 2398.0946 | 65.5804 | 0 | 97.3643 | 609101.9977 | 17011.0562 | 999922.7579 | 1160882.0429 | 0 | 111345.1022 | 0 | 1130322.5532 | 2940867.4225 | 2007202.4446 | 8976655.3773 | 961560.8286 | 11469341.9306 | 11469341.9306 | 1478867.319 | 5469457.8421 | 0 | 21407558.1365 | 39825225.2282 | 421696.5034 | 0.33856 | 63231.8181 | 117632.3512 | 1289.0661 | 2398.0946
1 | 3500 | 707 | 0.015 | 15 | 15 | 7 | 5.6234e-10 | 5spot_SharedNeighbor | Water | Porous | Wet | R245fa | MinimizeLCOE_Brownfield | IgnoreSilica | 2019 | 53.6897 | 3.914 | 0.093578 | 4 | 58638.7016 | 107842.741 | 1195.4292 | 2198.5201 | 65.6082 | 0 | 102.1551 | 640876.6738 | 17902.4143 | 1059259.571 | 1245425.9549 | 0 | 109668.4686 | 0 | 1198521.9022 | 3118308.1389 | 2128309.3796 | 9518272.5032 | 961560.8286 | 11469341.9306 | 11469341.9306 | 1478867.319 | 5469457.8421 | 0 | 21949175.2624 | 40366842.354 | 562341.3252 | 0.37431 | 58638.7016 | 107842.741 | 1195.4292 | 2198.5201
1 | 3500 | 707 | 0.015 | 15 | 15 | 7 | 7.4989e-10 | 5spot_SharedNeighbor | Water | Porous | Wet | R245fa | MinimizeLCOE_Brownfield | IgnoreSilica | 2019 | 56.6982 | 4.1359 | 0.10121 | 4 | 55291.1157 | 100784.2988 | 1127.1842 | 2054.6243 | 65.6278 | 0 | 90.7582 | 666289.4893 | 18614.9698 | 1107018.908 | 1314349.748 | 0 | 107349.4013 | 0 | 1253312.7814 | 3260862.7674 | 2225605.8428 | 9953403.9079 | 961560.8286 | 11469341.9306 | 11469341.9306 | 1478867.319 | 5469457.8421 | 0 | 22384306.6671 | 40801973.7588 | 749894.2093 | 0.40484 | 55291.1157 | 100784.2988 | 1127.1842 | 2054.6243
1 | 3500 | 707 | 0.015 | 15 | 15 | 7 | 1e-09 | 5spot_SharedNeighbor | Water | Porous | Wet | R245fa | MinimizeLCOE_Brownfield | IgnoreSilica | 2019 | 59.0876 | 4.3121 | 0.10752 | 4 | 52839.4552 | 95662.621 | 1077.2038 | 1950.2119 | 65.6415 | 0 | 115.177 | 686174.3076 | 19172.3005 | 1144573.1056 | 1369078.7574 | 0 | 104796.3825 | 0 | 1296279.9929 | 3372654.6379 | 2301906.0915 | 10294635.5759 | 961560.8286 | 11469341.9306 | 11469341.9306 | 1478867.319 | 5469457.8421 | 0 | 22725538.3351 | 41143205.4268 | 1000000 | 0.43009 | 52839.4552 | 95662.621 | 1077.2038 | 1950.2119
1 | 3500 | 707 | 0.015 | 15 | 15 | 7 | 1.3335e-09 | 5spot_SharedNeighbor | Water | Porous | Wet | R245fa | MinimizeLCOE_Brownfield | IgnoreSilica | 2019 | 60.9707 | 4.4509 | 0.11263 | 4 | 51035.761 | 91917.9017 | 1040.433 | 1873.8708 | 65.6512 | 0 | 111.8561 | 701668.0317 | 19606.4134 | 1173944.7127 | 1412202.8851 | 0 | 102384.4736 | 0 | 1329824.5415 | 3459930.6724 | 2361473.7784 | 10561035.5088 | 961560.8286 | 11469341.9306 | 11469341.9306 | 1478867.319 | 5469457.8421 | 0 | 22991938.268 | 41409605.3597 | 1333521.4322 | 0.45051 | 51035.761 | 91917.9017 | 1040.433 | 1873.8708
1 | 3500 | 707 | 0.015 | 15 | 15 | 7 | 1.7783e-09 | 5spot_SharedNeighbor | Water | Porous | Wet | R245fa | MinimizeLCOE_Brownfield | IgnoreSilica | 2019 | 62.4056 | 4.5566 | 0.11666 | 4 | 49703.4836 | 89173.4543 | 1013.2727 | 1817.9215 | 65.658 | 0 | 106.0399 | 713372.0806 | 19934.2571 | 1196195.7153 | 1445056.3385 | 0 | 100124.8636 | 0 | 1355126.4694 | 3525761.0988 | 2406404.3971 | 10761975.2203 | 961560.8286 | 11469341.9306 | 11469341.9306 | 1478867.319 | 5469457.8421 | 0 | 23192877.9794 | 41610545.0711 | 1778279.41 | 0.46662 | 49703.4836 | 89173.4543 | 1013.2727 | 1817.9215
1 | 3500 | 707 | 0.015 | 15 | 15 | 7 | 2.3714e-09 | 5spot_SharedNeighbor | Water | Porous | Wet | R245fa | MinimizeLCOE_Brownfield | IgnoreSilica | 2019 | 62.969 | 4.5982 | 0.12005 | 4 | 48428.0338 | 86781.7373 | 987.271 | 1769.1631 | 65.6605 | 0 | 129.4522 | 717944.355 | 20062.3112 | 1204902.9109 | 1457955.1078 | 0 | 94010.6517 | 0 | 1363001.3813 | 3546250.0042 | 2420388.496 | 10824515.2182 | 961560.8286 | 11469341.9306 | 11469341.9306 | 1478867.319 | 5469457.8421 | 0 | 23255417.9774 | 41673085.0691 | 2371373.7057 | 0.48021 | 48428.0338 | 86781.7373 | 987.271 | 1769.1631
1 | 3500 | 707 | 0.015 | 15 | 15 | 7 | 3.1623e-09 | 5spot_SharedNeighbor | Water | Porous | Wet | R245fa | MinimizeLCOE_Brownfield | IgnoreSilica | 2019 | 64.3157 | 4.6974 | 0.12293 | 4 | 47689.9921 | 85144.1372 | 972.225 | 1735.7784 | 65.6662 | 0 | 113.0235 | 728820.3469 | 20366.8614 | 1225647.9356 | 1488782.764 | 0 | 94415.0269 | 0 | 1387632.8446 | 3610336.019 | 2464128.518 | 11020130.3164 | 961560.8286 | 11469341.9306 | 11469341.9306 | 1478867.319 | 5469457.8421 | 0 | 23451033.0756 | 41868700.1673 | 3162277.6602 | 0.49174 | 47689.9921 | 85144.1372 | 972.225 | 1735.7784
1 | 3500 | 707 | 0.015 | 15 | 15 | 7 | 4.217e-09 | 5spot_SharedNeighbor | Water | Porous | Wet | R245fa | MinimizeLCOE_Brownfield | IgnoreSilica | 2019 | 64.964 | 4.7451 | 0.12484 | 4 | 47142.2685 | 84025.7984 | 961.0589 | 1712.9796 | 65.6688 | 0 | 109.6036 | 734029.4563 | 20512.7023 | 1235600.3989 | 1503620.1108 | 0 | 93102.5071 | 0 | 1398877.4184 | 3639592.0934 | 2484096.3899 | 11109431.0771 | 961560.8286 | 11469341.9306 | 11469341.9306 | 1478867.319 | 5469457.8421 | 0 | 23540333.8363 | 41958000.928 | 4216965.0343 | 0.49935 | 47142.2685 | 84025.7984 | 961.0589 | 1712.9796
1 | 3500 | 707 | 0.015 | 15 | 15 | 7 | 5.6234e-09 | 5spot_SharedNeighbor | Water | Porous | Wet | R245fa | MinimizeLCOE_Brownfield | IgnoreSilica | 2019 | 65.4413 | 4.7802 | 0.12628 | 4 | 46733.7115 | 83196.4841 | 952.7299 | 1696.0729 | 65.6706 | 0 | 100.4882 | 737853.9647 | 20619.7676 | 1242914.2501 | 1514543.3576 | 0 | 92008.9143 | 0 | 1407096.6992 | 3660976.9761 | 2498692.0117 | 11174705.9413 | 961560.8286 | 11469341.9306 | 11469341.9306 | 1478867.319 | 5469457.8421 | 0 | 23605608.7005 | 42023275.7922 | 5623413.2519 | 0.50511 | 46733.7115 | 83196.4841 | 952.7299 | 1696.0729
1 | 3500 | 707 | 0.015 | 15 | 15 | 7 | 7.4989e-09 | 5spot_SharedNeighbor | Water | Porous | Wet | R245fa | MinimizeLCOE_Brownfield | IgnoreSilica | 2019 | 65.8091 | 4.8073 | 0.12738 | 4 | 46428.5692 | 82576.1956 | 946.5092 | 1683.4274 | 65.672 | 0 | 112.3721 | 740795.2455 | 20702.1014 | 1248542.9522 | 1522961.0965 | 0 | 91187.802 | 0 | 1413433.787 | 3677464.7787 | 2509945.2758 | 11225033.039 | 961560.8286 | 11469341.9306 | 11469341.9306 | 1478867.319 | 5469457.8421 | 0 | 23655935.7982 | 42073602.8899 | 7498942.0933 | 0.50951 | 46428.5692 | 82576.1956 | 946.5092 | 1683.4274
1 | 3500 | 707 | 0.015 | 15 | 15 | 7 | 1e-08 | 5spot_SharedNeighbor | Water | Porous | Wet | R245fa | MinimizeLCOE_Brownfield | IgnoreSilica | 2019 | 66.0844 | 4.8276 | 0.12821 | 4 | 46200.4408 | 82113.4594 | 941.8585 | 1673.9939 | 65.6731 | 0 | 125.1924 | 742992.5128 | 20763.6049 | 1252750.0556 | 1529259.2127 | 0 | 90545.1378 | 0 | 1418161.1043 | 3689764.2886 | 2518339.944 | 11262575.8608 | 961560.8286 | 11469341.9306 | 11469341.9306 | 1478867.319 | 5469457.8421 | 0 | 23693478.62 | 42111145.7116 | 10000000 | 0.51284 | 46200.4408 | 82113.4594 | 941.8585 | 1673.9939
1 | 3600 | 707 | 0.015 | 15 | 15 | 7 | 1e-13 | 5spot_SharedNeighbor | Water | Porous | Wet | R245fa | MinimizeLCOE_Brownfield | IgnoreSilica | 2019 | 0 | 0 | 0 | 0 |  |  |  |  | 15 |  | 16.7741 | [19 empty] | 100 | 0
1 | 3600 | 707 | 0.015 | 15 | 15 | 7 | 1.3335e-13 | 5spot_SharedNeighbor | Water | Porous | Wet | R245fa | MinimizeLCOE_Brownfield | IgnoreSilica | 2019 | 0 | 0 | 0 | 0 |  |  |  |  | 15 |  | 17.9907 | [19 empty] | 133.3521 | 0
1 | 3600 | 707 | 0.015 | 15 | 15 | 7 | 1.7783e-13 | 5spot_SharedNeighbor | Water | Porous | Wet | R245fa | MinimizeLCOE_Brownfield | IgnoreSilica | 2019 | 0 | 0 | 0 | 0 |  |  |  |  | 15 |  | 21.8122 | [19 empty] | 177.8279 | 0
1 | 3600 | 707 | 0.015 | 15 | 15 | 7 | 2.3714e-13 | 5spot_SharedNeighbor | Water | Porous | Wet | R245fa | MinimizeLCOE_Brownfield | IgnoreSilica | 2019 | 0 | 0 | 0 | 0 |  |  |  |  | 15 |  | 21.5392 | [19 empty] | 237.1374 | 0
1 | 3600 | 707 | 0.015 | 15 | 15 | 7 | 3.1623e-13 | 5spot_SharedNeighbor | Water | Porous | Wet | R245fa | MinimizeLCOE_Brownfield | IgnoreSilica | 2019 | 0 | 0 | 0 | 0 |  |  |  |  | 15 |  | 22.2832 | [19 empty] | 316.2278 | 0
1 | 3600 | 707 | 0.015 | 15 | 15 | 7 | 4.217e-13 | 5spot_SharedNeighbor | Water | Porous | Wet | R245fa | MinimizeLCOE_Brownfield | IgnoreSilica | 2019 | 0 | 0 | 0 | 0 |  |  |  |  | 15 |  | 22.2225 | [19 empty] | 421.6965 | 0
1 | 3600 | 707 | 0.015 | 15 | 15 | 7 | 5.6234e-13 | 5spot_SharedNeighbor | Water | Porous | Wet | R245fa | MinimizeLCOE_Brownfield | IgnoreSilica | 2019 | 0 | 0 | 0 | 0 |  |  |  |  | 15 |  | 25.2294 | [19 empty] | 562.3413 | 0
1 | 3600 | 707 | 0.015 | 15 | 15 | 7 | 7.4989e-13 | 5spot_SharedNeighbor | Water | Porous | Wet | R245fa | MinimizeLCOE_Brownfield | IgnoreSilica | 2019 | 0 | 0 | 0 | 0 |  |  |  |  | 15 |  | 25.6906 | [19 empty] | 749.8942 | 0
1 | 3600 | 707 | 0.015 | 15 | 15 | 7 | 1e-12 | 5spot_SharedNeighbor | Water | Porous | Wet | R245fa | MinimizeLCOE_Brownfield | IgnoreSilica | 2019 | 0 | 0 | 0 | 0 |  |  |  |  | 15 |  | 25.0907 | [19 empty] | 1000 | 0
1 | 3600 | 707 | 0.015 | 15 | 15 | 7 | 1.3335e-12 | 5spot_SharedNeighbor | Water | Porous | Wet | R245fa | MinimizeLCOE_Brownfield | IgnoreSilica | 2019 | 0 | 0 | 0 | 0 |  |  |  |  | 15 |  | 26.2597 | [19 empty] | 1333.5214 | 0
1 | 3600 | 707 | 0.015 | 15 | 15 | 7 | 1.7783e-12 | 5spot_SharedNeighbor | Water | Porous | Wet | R245fa | MinimizeLCOE_Brownfield | IgnoreSilica | 2019 | 0 | 0 | 0 | 0 |  |  |  |  | 15 |  | 28.7646 | [19 empty] | 1778.2794 | 0
1 | 3600 | 707 | 0.015 | 15 | 15 | 7 | 2.3714e-12 | 5spot_SharedNeighbor | Water | Porous | Wet | R245fa | MinimizeLCOE_Brownfield | IgnoreSilica | 2019 | 0 | 0 | 0 | 0 |  |  |  |  | 15 |  | 28.5171 | [19 empty] | 2371.3737 | 0
1 | 3600 | 707 | 0.015 | 15 | 15 | 7 | 3.1623e-12 | 5spot_SharedNeighbor | Water | Porous | Wet | R245fa | MinimizeLCOE_Brownfield | IgnoreSilica | 2019 | 0 | 0 | 0 | 0 |  |  |  |  | 15 |  | 31.6033 | [19 empty] | 3162.2777 | 0
1 | 3600 | 707 | 0.015 | 15 | 15 | 7 | 4.217e-12 | 5spot_SharedNeighbor | Water | Porous | Wet | R245fa | MinimizeLCOE_Brownfield | IgnoreSilica | 2019 | 0 | 0 | 0 | 0 |  |  |  |  | 15 |  | 32.2574 | [19 empty] | 4216.965 | 0
1 | 3600 | 707 | 0.015 | 15 | 15 | 7 | 5.6234e-12 | 5spot_SharedNeighbor | Water | Porous | Wet | R245fa | MinimizeLCOE_Brownfield | IgnoreSilica | 2019 | 1.6 | 0.08451 | 0.00021439 | 4 | 15581802.0565 | 37729708.2924 | 317656.1109 | 769171.1367 | 56.3767 | 0 | 33.2858 | 38386.4078 | 970.5781 | 49682.6696 | 54024.5656 | 0 | 24942.5886 | 0 | 65522.6558 | 170476.5098 | 116353.7209 | 520359.6961 | 961560.8286 | 11880569.6211 | 11880569.6211 | 1478867.319 | 5633948.9183 | 0 | 13362490.1458 | 32355876.0042 | 5623.4133 | 0.00085757 | 15581802.0565 | 37729708.2924 | 317656.1109 | 769171.1367
1 | 3600 | 707 | 0.015 | 15 | 15 | 7 | 7.4989e-12 | 5spot_SharedNeighbor | Water | Porous | Wet | R245fa | MinimizeLCOE_Brownfield | IgnoreSilica | 2019 | 1.6 | 0.084511 | 0.00070227 | 4 | 4752159.6967 | 11513548.3403 | 96879.2032 | 234719.2561 | 56.377 | 0 | 34.1934 | 38387.076 | 970.598 | 49683.2248 | 54024.8325 | 0 | 20672.7433 | 0 | 63858.0051 | 166145.4303 | 113397.6701 | 507139.5802 | 961560.8286 | 11880569.6211 | 11880569.6211 | 1478867.319 | 5633948.9183 | 0 | 13349270.0299 | 32342655.8883 | 7498.9421 | 0.0028091 | 4752159.6967 | 11513548.3403 | 96879.2032 | 234719.2561
1 | 3600 | 707 | 0.015 | 15 | 15 | 7 | 1e-11 | 5spot_SharedNeighbor | Water | Porous | Wet | R245fa | MinimizeLCOE_Brownfield | IgnoreSilica | 2019 | 3.1956 | 0.20305 | 0.0019685 | 4 | 1751316.6635 | 4163425.6326 | 35702.959 | 84877.063 | 61.4232 | 0 | 66.504 | 76916.4736 | 2046.6728 | 99692.4808 | 91028.0194 | 0 | 36412.1484 | 0 | 119377.36 | 310595.4031 | 211987.7447 | 948056.3027 | 961560.8286 | 11880569.6211 | 11880569.6211 | 1478867.319 | 5633948.9183 | 0 | 13790186.7524 | 32783572.6108 | 10000 | 0.0078742 | 1751316.6635 | 4163425.6326 | 35702.959 | 84877.063
1 | 3600 | 707 | 0.015 | 15 | 15 | 7 | 1.3335e-11 | 5spot_SharedNeighbor | Water | Porous | Wet | R245fa | MinimizeLCOE_Brownfield | IgnoreSilica | 2019 | 4.3601 | 0.29115 | 0.0034822 | 4 | 1010439.2447 | 2374059.059 | 20599.1707 | 48398.4051 | 62.918 | 0 | 83.988 | 101095.5409 | 2731.76 | 132822.6485 | 118191.6079 | 0 | 42906.3569 | 0 | 155121.6865 | 403594.8085 | 275461.7499 | 1231926.1592 | 961560.8286 | 11880569.6211 | 11880569.6211 | 1478867.319 | 5633948.9183 | 0 | 14074056.6089 | 33067442.4672 | 13335.2143 | 0.013929 | 1010439.2447 | 2374059.059 | 20599.1707 | 48398.4051
1 | 3600 | 707 | 0.015 | 15 | 15 | 7 | 1.7783e-11 | 5spot_SharedNeighbor | Water | Porous | Wet | R245fa | MinimizeLCOE_Brownfield | IgnoreSilica | 2019 | 5.824 | 0.40307 | 0.005559 | 4 | 648089.4723 | 1502266.3293 | 13212.1805 | 30625.7311 | 63.9845 | 0 | 90.263 | 128667.5679 | 3515.0261 | 172129.4583 | 152510.1967 | 0 | 49664.5995 | 0 | 197529.8709 | 513932.2052 | 350769.2903 | 1568718.215 | 961560.8286 | 11880569.6211 | 11880569.6211 | 1478867.319 | 5633948.9183 | 0 | 14410848.6646 | 33404234.523 | 17782.7941 | 0.022236 | 648089.4723 | 1502266.3293 | 13212.1805 | 30625.7311
1 | 3600 | 707 | 0.015 | 15 | 15 | 7 | 2.3714e-11 | 5spot_SharedNeighbor | Water | Porous | Wet | R245fa | MinimizeLCOE_Brownfield | IgnoreSilica | 2019 | 7.6191 | 0.53999 | 0.0083161 | 4 | 444903.4664 | 1015884.3291 | 9069.9589 | 20710.1761 | 64.7286 | 0 | 88.5232 | 159343.7196 | 4387.9413 | 217351.807 | 194494.0921 | 0 | 56387.2935 | 0 | 246466.2929 | 641254.7369 | 437669.5344 | 1957355.4177 | 961560.8286 | 11880569.6211 | 11880569.6211 | 1478867.319 | 5633948.9183 | 0 | 14799485.8674 | 33792871.7258 | 23713.7371 | 0.033264 | 444903.4664 | 1015884.3291 | 9069.9589 | 20710.1761
1 | 3600 | 707 | 0.015 | 15 | 15 | 7 | 3.1623e-11 | 5spot_SharedNeighbor | Water | Porous | Wet | R245fa | MinimizeLCOE_Brownfield | IgnoreSilica | 2019 | 10.1601 | 0.73565 | 0.01211 | 4 | 316484.602 | 708596.8323 | 6451.9667 | 14445.7049 | 65.3962 | 0 | 90.4875 | 199401.6413 | 5530.0431 | 278178.5693 | 254257.3907 | 0 | 65910.2732 | 0 | 313278.3879 | 815086.1031 | 556313.0137 | 2487955.4223 | 961560.8286 | 11880569.6211 | 11880569.6211 | 1478867.319 | 5633948.9183 | 0 | 15330085.872 | 34323471.7303 | 31622.7766 | 0.048439 | 316484.602 | 708596.8323 | 6451.9667 | 14445.7049
1 | 3600 | 707 | 0.015 | 15 | 15 | 7 | 4.217e-11 | 5spot_SharedNeighbor | Water | Porous | Wet | R245fa | MinimizeLCOE_Brownfield | IgnoreSilica | 2019 | 13.1808 | 0.96806 | 0.016995 | 4 | 234291.9244 | 513685.5937 | 4776.3578 | 10472.1756 | 65.8411 | 0 | 84.5662 | 242835.3584 | 6767.2874 | 346368.1514 | 325261.1094 | 0 | 74878.2675 | 0 | 388482.9679 | 1010752.9937 | 689859.6871 | 3085205.8228 | 961560.8286 | 11880569.6211 | 11880569.6211 | 1478867.319 | 5633948.9183 | 0 | 15927336.2725 | 34920722.1308 | 42169.6503 | 0.067981 | 234291.9244 | 513685.5937 | 4776.3578 | 10472.1756
1 | 3600 | 707 | 0.015 | 15 | 15 | 7 | 5.6234e-11 | 5spot_SharedNeighbor | Water | Porous | Wet | R245fa | MinimizeLCOE_Brownfield | IgnoreSilica | 2019 | 16.9345 | 1.2568 | 0.023281 | 4 | 178658.801 | 382613.9839 | 3642.2013 | 7800.1036 | 66.1769 | 0 | 90.3506 | 292589.2052 | 8184.2434 | 426679.9455 | 413438.9962 | 0 | 84555.3639 | 0 | 477924.6241 | 1243461.8361 | 848688.2537 | 3795522.4681 | 961560.8286 | 11880569.6211 | 11880569.6211 | 1478867.319 | 5633948.9183 | 0 | 16637652.9177 | 35631038.7761 | 56234.1325 | 0.093125 | 178658.801 | 382613.9839 | 3642.2013 | 7800.1036
1 | 3600 | 707 | 0.015 | 15 | 15 | 7 | 7.4989e-11 | 5spot_SharedNeighbor | Water | Porous | Wet | R245fa | MinimizeLCOE_Brownfield | IgnoreSilica | 2019 | 21.3929 | 1.5997 | 0.031154 | 4 | 140005.2449 | 292420.4083 | 2854.1963 | 5961.3856 | 66.4255 | 0 | 76.8964 | 347363.1243 | 9743.3452 | 517397.4012 | 518125.2168 | 0 | 94100.8209 | 0 | 579824.6643 | 1508584.8381 | 1029640.1503 | 4604779.5611 | 961560.8286 | 11880569.6211 | 11880569.6211 | 1478867.319 | 5633948.9183 | 0 | 17446910.0107 | 36440295.8691 | 74989.4209 | 0.12462 | 140005.2449 | 292420.4083 | 2854.1963 | 5961.3856
1 | 3600 | 707 | 0.015 | 15 | 15 | 7 | 1e-10 | 5spot_SharedNeighbor | Water | Porous | Wet | R245fa | MinimizeLCOE_Brownfield | IgnoreSilica | 2019 | 25.3168 | 1.9017 | 0.04041 | 4 | 112091.3958 | 229596.0181 | 2285.1347 | 4680.6254 | 66.5735 | 0 | 69.1827 | 392691.3434 | 11032.6881 | 594062.5948 | 610277.1064 | 0 | 95466.2236 | 0 | 664376.683 | 1728571.8467 | 1179785.804 | 5276264.29 | 961560.8286 | 11880569.6211 | 11880569.6211 | 1478867.319 | 5633948.9183 | 0 | 18118394.7396 | 37111780.598 | 100000 | 0.16164 | 112091.3958 | 229596.0181 | 2285.1347 | 4680.6254
1 | 3600 | 707 | 0.015 | 15 | 15 | 7 | 1.3335e-10 | 5spot_SharedNeighbor | Water | Porous | Wet | R245fa | MinimizeLCOE_Brownfield | IgnoreSilica | 2019 | 32.1239 | 2.4256 | 0.051754 | 4 | 93187.9336 | 184935.6329 | 1899.7621 | 3770.163 | 66.747 | 0 | 90.9196 | 466542.0796 | 13131.6097 | 721631.4482 | 770169.5503 | 0 | 110824.6746 | 0 | 812096.7513 | 2112909.163 | 1442103.9197 | 6449409.1962 | 961560.8286 | 11880569.6211 | 11880569.6211 | 1478867.319 | 5633948.9183 | 0 | 19291539.6459 | 38284925.5043 | 133352.1432 | 0.20702 | 93187.9336 | 184935.6329 | 1899.7621 | 3770.163
1 | 3600 | 707 | 0.015 | 15 | 15 | 7 | 1.7783e-10 | 5spot_SharedNeighbor | Water | Porous | Wet | R245fa | MinimizeLCOE_Brownfield | IgnoreSilica | 2019 | 37.8749 | 2.8685 | 0.063881 | 4 | 79190.6227 | 153521.1978 | 1614.408 | 3129.7373 | 66.847 | 0 | 103.5714 | 525279.8688 | 14799.5164 | 825158.813 | 905283.076 | 0 | 116471.9642 | 0 | 930927.363 | 2422082.0391 | 1653120.7605 | 7393123.4012 | 961560.8286 | 11880569.6211 | 11880569.6211 | 1478867.319 | 5633948.9183 | 0 | 20235253.8509 | 39228639.7092 | 177827.941 | 0.25553 | 79190.6227 | 153521.1978 | 1614.408 | 3129.7373
1 | 3600 | 707 | 0.015 | 15 | 15 | 7 | 2.3714e-10 | 5spot_SharedNeighbor | Water | Porous | Wet | R245fa | MinimizeLCOE_Brownfield | IgnoreSilica | 2019 | 43.4191 | 3.2955 | 0.0764 | 4 | 69113.7092 | 131264.9977 | 1408.9764 | 2676.0145 | 66.9195 | 0 | 109.6487 | 579406.2176 | 16335.3268 | 921994.3784 | 1035561.0125 | 0 | 119705.3097 | 0 | 1042470.8755 | 2712295.3779 | 1851197.3275 | 8278965.8259 | 961560.8286 | 11880569.6211 | 11880569.6211 | 1478867.319 | 5633948.9183 | 0 | 21121096.2756 | 40114482.1339 | 237137.3706 | 0.3056 | 69113.7092 | 131264.9977 | 1408.9764 | 2676.0145
1 | 3600 | 707 | 0.015 | 15 | 15 | 7 | 3.1623e-10 | 5spot_SharedNeighbor | Water | Porous | Wet | R245fa | MinimizeLCOE_Brownfield | IgnoreSilica | 2019 | 48.4427 | 3.6826 | 0.088553 | 4 | 61841.7539 | 115463.385 | 1260.7278 | 2353.8773 | 66.9713 | 0 | 103.411 | 626672.4162 | 17675.5472 | 1007591.7382 | 1153613.2592 | 0 | 120560.5254 | 0 | 1141184.2596 | 2969127.3545 | 2026490.4289 | 9062915.5292 | 961560.8286 | 11880569.6211 | 11880569.6211 | 1478867.319 | 5633948.9183 | 0 | 21905045.9789 | 40898431.8372 | 316227.766 | 0.35421 | 61841.7539 | 115463.385 | 1260.7278 | 2353.8773
1 | 3600 | 707 | 0.015 | 15 | 15 | 7 | 4.217e-10 | 5spot_SharedNeighbor | Water | Porous | Wet | R245fa | MinimizeLCOE_Brownfield | IgnoreSilica | 2019 | 52.7929 | 4.0176 | 0.099732 | 4 | 56577.7422 | 104188.91 | 1153.4138 | 2124.0319 | 67.0078 | 0 | 118.9762 | 666409.3696 | 18801.5525 | 1080256.7597 | 1255832.6601 | 0 | 119632.3601 | 0 | 1224963.7538 | 3187104.4128 | 2175264.2502 | 9728265.1188 | 961560.8286 | 11880569.6211 | 11880569.6211 | 1478867.319 | 5633948.9183 | 0 | 22570395.5685 | 41563781.4268 | 421696.5034 | 0.39893 | 56577.7422 | 104188.91 | 1153.4138 | 2124.0319
1 | 3600 | 707 | 0.015 | 15 | 15 | 7 | 5.6234e-10 | 5spot_SharedNeighbor | Water | Porous | Wet | R245fa | MinimizeLCOE_Brownfield | IgnoreSilica | 2019 | 56.4009 | 4.2955 | 0.10954 | 4 | 52751.6721 | 96101.6683 | 1075.4142 | 1959.1625 | 67.0332 | 0 | 96.87 | 698609.8316 | 19713.4758 | 1139591.744 | 1340605.2852 | 0 | 117485.0802 | 0 | 1293242.1125 | 3364750.6963 | 2296511.489 | 10270509.7145 | 961560.8286 | 11880569.6211 | 11880569.6211 | 1478867.319 | 5633948.9183 | 0 | 23112640.1642 | 42106026.0226 | 562341.3252 | 0.43814 | 52751.6721 | 96101.6683 | 1075.4142 | 1959.1625
1 | 3600 | 707 | 0.015 | 15 | 15 | 7 | 7.4989e-10 | 5spot_SharedNeighbor | Water | Porous | Wet | R245fa | MinimizeLCOE_Brownfield | IgnoreSilica | 2019 | 59.3265 | 4.5207 | 0.11783 | 4 | 49957.9236 | 90256.3177 | 1018.4598 | 1839.9971 | 67.0508 | 0 | 103.7677 | 724251.3201 | 20439.2749 | 1187123.5849 | 1409327.8127 | 0 | 114813.9642 | 0 | 1347822.8231 | 3506758.5093 | 2393434.7393 | 10703972.0285 | 961560.8286 | 11880569.6211 | 11880569.6211 | 1478867.319 | 5633948.9183 | 0 | 23546102.4782 | 42539488.3366 | 749894.2093 | 0.47132 | 49957.9236 | 90256.3177 | 1018.4598 | 1839.9971
1 | 3600 | 707 | 0.015 | 15 | 15 | 7 | 1e-09 | 5spot_SharedNeighbor | Water | Porous | Wet | R245fa | MinimizeLCOE_Brownfield | IgnoreSilica | 2019 | 61.6286 | 4.6978 | 0.12463 | 4 | 47908.3664 | 86008.6129 | 976.6768 | 1753.4019 | 67.0631 | 0 | 118.5051 | 744148.7978 | 21002.2419 | 1224177.8018 | 1463390.3414 | 0 | 111958.072 | 0 | 1390224.1294 | 3617078.0106 | 2468730.0658 | 11040709.4607 | 961560.8286 | 11880569.6211 | 11880569.6211 | 1478867.319 | 5633948.9183 | 0 | 23882839.9104 | 42876225.7688 | 1000000 | 0.49851 | 47908.3664 | 86008.6129 | 976.6768 | 1753.4019
1 | 3600 | 707 | 0.015 | 15 | 15 | 7 | 1.3335e-09 | 5spot_SharedNeighbor | Water | Porous | Wet | R245fa | MinimizeLCOE_Brownfield | IgnoreSilica | 2019 | 63.4339 | 4.8367 | 0.13009 | 4 | 46398.2549 | 82897.6909 | 945.8912 | 1689.9816 | 67.0716 | 0 | 100.0252 | 759587.7516 | 21438.907 | 1253030.4618 | 1505777.5423 | 0 | 109317.9557 | 0 | 1423169.5211 | 3702795.1618 | 2527233.7827 | 11302351.0839 | 961560.8286 | 11880569.6211 | 11880569.6211 | 1478867.319 | 5633948.9183 | 0 | 24144481.5336 | 43137867.392 | 1333521.4322 | 0.52037 | 46398.2549 | 82897.6909 | 945.8912 | 1689.9816
1 | 3600 | 707 | 0.015 | 15 | 15 | 7 | 1.7783e-09 | 5spot_SharedNeighbor | Water | Porous | Wet | R245fa | MinimizeLCOE_Brownfield | IgnoreSilica | 2019 | 60 | 4.5725 | 0.13012 | 4 | 45255.9401 | 81748.6228 | 922.6036 | 1666.5562 | 67.0545 | 0 | 817.4311 | 730096.8886 | 20604.686 | 1197994.5781 | 1425145.057 | 0 | 84796.2939 | 0 | 1348868.6264 | 3509479.4749 | 2395291.8542 | 10712277.459 | 961560.8286 | 11880569.6211 | 11880569.6211 | 1478867.319 | 5633948.9183 | 0 | 23554407.9087 | 42547793.767 | 1778279.41 | 0.52047 | 45255.9401 | 81748.6228 | 922.6036 | 1666.5562
1 | 3600 | 707 | 0.015 | 15 | 15 | 7 | 2.3714e-09 | 5spot_SharedNeighbor | Water | Porous | Wet | R245fa | MinimizeLCOE_Brownfield | IgnoreSilica | 2019 | 63.746 | 4.8607 | 0.13639 | 4 | 44254.9477 | 79070.138 | 902.197 | 1611.9517 | 67.073 | 0 | 371.644 | 762242.2889 | 21513.9714 | 1258000.2949 | 1513104.169 | 0 | 93889.2188 | 0 | 1423012.4777 | 3702386.567 | 2526954.9084 | 11301103.8961 | 961560.8286 | 11880569.6211 | 11880569.6211 | 1478867.319 | 5633948.9183 | 0 | 24143234.3458 | 43136620.2042 | 2371373.7057 | 0.54555 | 44254.9477 | 79070.138 | 902.197 | 1611.9517
1 | 3600 | 707 | 0.015 | 15 | 15 | 7 | 3.1623e-09 | 5spot_SharedNeighbor | Water | Porous | Wet | R245fa | MinimizeLCOE_Brownfield | IgnoreSilica | 2019 | 66.618 | 5.0814 | 0.14101 | 4 | 43599.664 | 77273.2579 | 888.8381 | 1575.3199 | 67.0848 | 0 | 128.7079 | 786477.9768 | 22199.1115 | 1303493.0004 | 1580512.2836 | 0 | 100999.5201 | 0 | 1479535.938 | 3849449.0162 | 2627328.0518 | 11749994.8983 | 961560.8286 | 11880569.6211 | 11880569.6211 | 1478867.319 | 5633948.9183 | 0 | 24592125.348 | 43585511.2064 | 3162277.6602 | 0.56404 | 43599.664 | 77273.2579 | 888.8381 | 1575.3199
1 | 3600 | 707 | 0.015 | 15 | 15 | 7 | 4.217e-09 | 5spot_SharedNeighbor | Water | Porous | Wet | R245fa | MinimizeLCOE_Brownfield | IgnoreSilica | 2019 | 67.2387 | 5.1291 | 0.14303 | 4 | 43138.7937 | 76337.9827 | 879.4427 | 1556.253 | 67.0871 | 0 | 135.6895 | 791671.3367 | 22345.8789 | 1313269.4763 | 1595078.405 | 0 | 99647.4456 | 0 | 1490584.8916 | 3878196.1269 | 2646948.5456 | 11837742.1067 | 961560.8286 | 11880569.6211 | 11880569.6211 | 1478867.319 | 5633948.9183 | 0 | 24679872.5564 | 43673258.4148 | 4216965.0343 | 0.5721 | 43138.7937 | 76337.9827 | 879.4427 | 1556.253
1 | 3600 | 707 | 0.015 | 15 | 15 | 7 | 5.6234e-09 | 5spot_SharedNeighbor | Water | Porous | Wet | R245fa | MinimizeLCOE_Brownfield | IgnoreSilica | 2019 | 67.6922 | 5.164 | 0.14455 | 4 | 42794.8577 | 75644.7294 | 872.4311 | 1542.1201 | 67.0887 | 0 | 107.2182 | 795455.6249 | 22452.8141 | 1320399.5842 | 1605719.3326 | 0 | 98513.0867 | 0 | 1498590.7726 | 3899025.7871 | 2661165.2167 | 11901322.219 | 961560.8286 | 11880569.6211 | 11880569.6211 | 1478867.319 | 5633948.9183 | 0 | 24743452.6687 | 43736838.527 | 5623413.2519 | 0.57819 | 42794.8577 | 75644.7294 | 872.4311 | 1542.1201
1 | 3600 | 707 | 0.015 | 15 | 15 | 7 | 7.4989e-09 | 5spot_SharedNeighbor | Water | Porous | Wet | R245fa | MinimizeLCOE_Brownfield | IgnoreSilica | 2019 | 68.0601 | 5.1922 | 0.14573 | 4 | 42537.8855 | 75122.0386 | 867.1923 | 1531.4644 | 67.0899 | 0 | 114.4473 | 798518.8739 | 22539.3677 | 1326174.9778 | 1614349.3789 | 0 | 97743.4405 | 0 | 1505137.1551 | 3916058.1314 | 2672790.1417 | 11953311.4669 | 961560.8286 | 11880569.6211 | 11880569.6211 | 1478867.319 | 5633948.9183 | 0 | 24795441.9165 | 43788827.7749 | 7498942.0933 | 0.5829 | 42537.8855 | 75122.0386 | 867.1923 | 1531.4644
1 | 3600 | 707 | 0.015 | 15 | 15 | 7 | 1e-08 | 5spot_SharedNeighbor | Water | Porous | Wet | R245fa | MinimizeLCOE_Brownfield | IgnoreSilica | 2019 | 68.3159 | 5.2119 | 0.1466 | 4 | 42345.7152 | 74736.087 | 863.2747 | 1523.5962 | 67.0908 | 0 | 130.8336 | 800645.7272 | 22599.4593 | 1330186.9221 | 1620350.0657 | 0 | 97056.1394 | 0 | 1509626.9423 | 3927739.6369 | 2680763.0092 | 11988967.9021 | 961560.8286 | 11880569.6211 | 11880569.6211 | 1478867.319 | 5633948.9183 | 0 | 24831098.3518 | 43824484.2102 | 10000000 | 0.58639 | 42345.7152 | 74736.087 | 863.2747 | 1523.5962
1 | 3700 | 707 | 0.015 | 15 | 15 | 7 | 1e-13 | 5spot_SharedNeighbor | Water | Porous | Wet | R245fa | MinimizeLCOE_Brownfield | IgnoreSilica | 2019 | 0 | 0 | 0 | 0 |  |  |  |  | 15 |  | 16.4698 | [19 empty] | 100 | 0
1 | 3700 | 707 | 0.015 | 15 | 15 | 7 | 1.3335e-13 | 5spot_SharedNeighbor | Water | Porous | Wet | R245fa | MinimizeLCOE_Brownfield | IgnoreSilica | 2019 | 0 | 0 | 0 | 0 |  |  |  |  | 15 |  | 18.9237 | [19 empty] | 133.3521 | 0
1 | 3700 | 707 | 0.015 | 15 | 15 | 7 | 1.7783e-13 | 5spot_SharedNeighbor | Water | Porous | Wet | R245fa | MinimizeLCOE_Brownfield | IgnoreSilica | 2019 | 0 | 0 | 0 | 0 |  |  |  |  | 15 |  | 21.8688 | [19 empty] | 177.8279 | 0
1 | 3700 | 707 | 0.015 | 15 | 15 | 7 | 2.3714e-13 | 5spot_SharedNeighbor | Water | Porous | Wet | R245fa | MinimizeLCOE_Brownfield | IgnoreSilica | 2019 | 0 | 0 | 0 | 0 |  |  |  |  | 15 |  | 21.2659 | [19 empty] | 237.1374 | 0
1 | 3700 | 707 | 0.015 | 15 | 15 | 7 | 3.1623e-13 | 5spot_SharedNeighbor | Water | Porous | Wet | R245fa | MinimizeLCOE_Brownfield | IgnoreSilica | 2019 | 0 | 0 | 0 | 0 |  |  |  |  | 15 |  | 22.0186 | [19 empty] | 316.2278 | 0
1 | 3700 | 707 | 0.015 | 15 | 15 | 7 | 4.217e-13 | 5spot_SharedNeighbor | Water | Porous | Wet | R245fa | MinimizeLCOE_Brownfield | IgnoreSilica | 2019 | 0 | 0 | 0 | 0 |  |  |  |  | 15 |  | 22.1191 | [19 empty] | 421.6965 | 0
1 | 3700 | 707 | 0.015 | 15 | 15 | 7 | 5.6234e-13 | 5spot_SharedNeighbor | Water | Porous | Wet | R245fa | MinimizeLCOE_Brownfield | IgnoreSilica | 2019 | 0 | 0 | 0 | 0 |  |  |  |  | 15 |  | 26.2297 | [19 empty] | 562.3413 | 0
1 | 3700 | 707 | 0.015 | 15 | 15 | 7 | 7.4989e-13 | 5spot_SharedNeighbor | Water | Porous | Wet | R245fa | MinimizeLCOE_Brownfield | IgnoreSilica | 2019 | 0 | 0 | 0 | 0 |  |  |  |  | 15 |  | 25.6564 | [19 empty] | 749.8942 | 0
1 | 3700 | 707 | 0.015 | 15 | 15 | 7 | 1e-12 | 5spot_SharedNeighbor | Water | Porous | Wet | R245fa | MinimizeLCOE_Brownfield | IgnoreSilica | 2019 | 0 | 0 | 0 | 0 |  |  |  |  | 15 |  | 28.3932 | [19 empty] | 1000 | 0
1 | 3700 | 707 | 0.015 | 15 | 15 | 7 | 1.3335e-12 | 5spot_SharedNeighbor | Water | Porous | Wet | R245fa | MinimizeLCOE_Brownfield | IgnoreSilica | 2019 | 0 | 0 | 0 | 0 |  |  |  |  | 15 |  | 31.0058 | [19 empty] | 1333.5214 | 0
1 | 3700 | 707 | 0.015 | 15 | 15 | 7 | 1.7783e-12 | 5spot_SharedNeighbor | Water | Porous | Wet | R245fa | MinimizeLCOE_Brownfield | IgnoreSilica | 2019 | 0 | 0 | 0 | 0 |  |  |  |  | 15 |  | 28.8881 | [19 empty] | 1778.2794 | 0
1 | 3700 | 707 | 0.015 | 15 | 15 | 7 | 2.3714e-12 | 5spot_SharedNeighbor | Water | Porous | Wet | R245fa | MinimizeLCOE_Brownfield | IgnoreSilica | 2019 | 0 | 0 | 0 | 0 |  |  |  |  | 15 |  | 29.8398 | [19 empty] | 2371.3737 | 0
1 | 3700 | 707 | 0.015 | 15 | 15 | 7 | 3.1623e-12 | 5spot_SharedNeighbor | Water | Porous | Wet | R245fa | MinimizeLCOE_Brownfield | IgnoreSilica | 2019 | 0 | 0 | 0 | 0 |  |  |  |  | 15 |  | 31.7061 | [19 empty] | 3162.2777 | 0
1 | 3700 | 707 | 0.015 | 15 | 15 | 7 | 4.217e-12 | 5spot_SharedNeighbor | Water | Porous | Wet | R245fa | MinimizeLCOE_Brownfield | IgnoreSilica | 2019 | 0 | 0 | 0 | 0 |  |  |  |  | 15 |  | 32.4044 | [19 empty] | 4216.965 | 0
1 | 3700 | 707 | 0.015 | 15 | 15 | 7 | 5.6234e-12 | 5spot_SharedNeighbor | Water | Porous | Wet | R245fa | MinimizeLCOE_Brownfield | IgnoreSilica | 2019 | 1.6 | 0.087379 | 0.00045252 | 4 | 7617519.001 | 18433158.4461 | 155293.4283 | 375784.8676 | 57.239 | 0 | 36.238 | 39956.462 | 1017.6194 | 50985.0404 | 54647.5838 | 0 | 24253.1885 | 0 | 66635.3587 | 173371.5346 | 118329.6348 | 529196.4221 | 961560.8286 | 12297657.4024 | 12297657.4024 | 1478867.319 | 5800784.0308 | 0 | 13788414.6531 | 33365723.4054 | 5623.4133 | 0.0018101 | 7617519.001 | 18433158.4461 | 155293.4283 | 375784.8676
1 | 3700 | 707 | 0.015 | 15 | 15 | 7 | 7.4989e-12 | 5spot_SharedNeighbor | Water | Porous | Wet | R245fa | MinimizeLCOE_Brownfield | IgnoreSilica | 2019 | 1.6 | 0.08738 | 0.00092825 | 4 | 3709962.7835 | 8982608.44 | 75632.6094 | 183122.6229 | 57.2394 | 0 | 32.7049 | 39957.1519 | 1017.6401 | 50985.6159 | 54647.8577 | 0 | 19944.5461 | 0 | 64955.5966 | 169001.1381 | 115346.7494 | 515856.2959 | 961560.8286 | 12297657.4024 | 12297657.4024 | 1478867.319 | 5800784.0308 | 0 | 13775074.5269 | 33352383.2792 | 7498.9421 | 0.003713 | 3709962.7835 | 8982608.44 | 75632.6094 | 183122.6229
1 | 3700 | 707 | 0.015 | 15 | 15 | 7 | 1e-11 | 5spot_SharedNeighbor | Water | Porous | Wet | R245fa | MinimizeLCOE_Brownfield | IgnoreSilica | 2019 | 3.6024 | 0.24274 | 0.002709 | 4 | 1323614.2277 | 3130334.8277 | 26983.6664 | 63816.1096 | 63.1871 | 0 | 81.792 | 89572.7042 | 2420.3339 | 114811.4599 | 102258.9042 | 0 | 40676.858 | 0 | 136398.7015 | 354881.4421 | 242213.8763 | 1083234.2801 | 961560.8286 | 12297657.4024 | 12297657.4024 | 1478867.319 | 5800784.0308 | 0 | 14342452.5111 | 33919761.2633 | 10000 | 0.010836 | 1323614.2277 | 3130334.8277 | 26983.6664 | 63816.1096
1 | 3700 | 707 | 0.015 | 15 | 15 | 7 | 1.3335e-11 | 5spot_SharedNeighbor | Water | Porous | Wet | R245fa | MinimizeLCOE_Brownfield | IgnoreSilica | 2019 | 4.8741 | 0.34372 | 0.0045871 | 4 | 798828.0753 | 1865794.7306 | 16285.1908 | 38036.7493 | 64.5707 | 0 | 62.3472 | 116327.9726 | 3186.8743 | 151453.3512 | 132771.7562 | 0 | 47670.2642 | 0 | 176049.9852 | 458045.9487 | 312625.7719 | 1398131.9243 | 961560.8286 | 12297657.4024 | 12297657.4024 | 1478867.319 | 5800784.0308 | 0 | 14657350.1553 | 34234658.9075 | 13335.2143 | 0.018349 | 798828.0753 | 1865794.7306 | 16285.1908 | 38036.7493
1 | 3700 | 707 | 0.015 | 15 | 15 | 7 | 1.7783e-11 | 5spot_SharedNeighbor | Water | Porous | Wet | R245fa | MinimizeLCOE_Brownfield | IgnoreSilica | 2019 | 6.4741 | 0.47129 | 0.0071415 | 4 | 526175.4662 | 1211515.043 | 10726.7986 | 24698.3728 | 65.5637 | 0 | 75.8527 | 146858.3002 | 4064.0258 | 194784.1959 | 171225.0643 | 0 | 55004.833 | 0 | 223055.2035 | 580343.8846 | 396096.6261 | 1771432.1333 | 961560.8286 | 12297657.4024 | 12297657.4024 | 1478867.319 | 5800784.0308 | 0 | 15030650.3643 | 34607959.1166 | 17782.7941 | 0.028566 | 526175.4662 | 1211515.043 | 10726.7986 | 24698.3728
1 | 3700 | 707 | 0.015 | 15 | 15 | 7 | 2.3714e-11 | 5spot_SharedNeighbor | Water | Porous | Wet | R245fa | MinimizeLCOE_Brownfield | IgnoreSilica | 2019 | 8.3766 | 0.6226 | 0.010471 | 4 | 368818.9832 | 836224.9794 | 7518.8738 | 17047.5773 | 66.2251 | 0 | 74.3336 | 179812.2922 | 5010.6523 | 243236.8484 | 216839.5829 | 0 | 61782.0753 | 0 | 275605.7659 | 717069.6684 | 489414.783 | 2188771.6684 | 961560.8286 | 12297657.4024 | 12297657.4024 | 1478867.319 | 5800784.0308 | 0 | 15447989.8994 | 35025298.6517 | 23713.7371 | 0.041885 | 368818.9832 | 836224.9794 | 7518.8738 | 17047.5773
1 | 3700 | 707 | 0.015 | 15 | 15 | 7 | 3.1623e-11 | 5spot_SharedNeighbor | Water | Porous | Wet | R245fa | MinimizeLCOE_Brownfield | IgnoreSilica | 2019 | 11.2466 | 0.85337 | 0.015163 | 4 | 264792.1572 | 587576.256 | 5398.1463 | 11978.5367 | 66.9097 | 0 | 77.2688 | 226014.2197 | 6342.8203 | 312824.9519 | 286030.3393 | 0 | 73071.9825 | 0 | 352670.8824 | 917577.2931 | 626265.3569 | 2800797.8461 | 961560.8286 | 12297657.4024 | 12297657.4024 | 1478867.319 | 5800784.0308 | 0 | 16060016.0772 | 35637324.8294 | 31622.7766 | 0.060651 | 264792.1572 | 587576.256 | 5398.1463 | 11978.5367
1 | 3700 | 707 | 0.015 | 15 | 15 | 7 | 4.217e-11 | 5spot_SharedNeighbor | Water | Porous | Wet | R245fa | MinimizeLCOE_Brownfield | IgnoreSilica | 2019 | 14.5723 | 1.1198 | 0.021107 | 4 | 198143.3959 | 430026.5991 | 4039.4211 | 8766.6739 | 67.3338 | 0 | 87.2575 | 274648.9602 | 7742.9015 | 388630.3301 | 366033.6213 | 0 | 83138.0435 | 0 | 436875.6041 | 1136660.7063 | 775794.2881 | 3469524.4551 | 961560.8286 | 12297657.4024 | 12297657.4024 | 1478867.319 | 5800784.0308 | 0 | 16728742.6862 | 36306051.4384 | 42169.6503 | 0.084427 | 198143.3959 | 430026.5991 | 4039.4211 | 8766.6739
1 | 3700 | 707 | 0.015 | 15 | 15 | 7 | 5.6234e-11 | 5spot_SharedNeighbor | Water | Porous | Wet | R245fa | MinimizeLCOE_Brownfield | IgnoreSilica | 2019 | 18.6324 | 1.4453 | 0.028701 | 4 | 152526.6533 | 323056.0398 | 3109.4621 | 6585.9343 | 67.6501 | 0 | 90.9107 | 329488.3913 | 9320.6348 | 476492.7052 | 463730.5907 | 0 | 93577.3519 | 0 | 535317.7728 | 1392787.036 | 950605.771 | 4251320.2536 | 961560.8286 | 12297657.4024 | 12297657.4024 | 1478867.319 | 5800784.0308 | 0 | 17510538.4846 | 37087847.2369 | 56234.1325 | 0.1148 | 152526.6533 | 323056.0398 | 3109.4621 | 6585.9343
1 | 3700 | 707 | 0.015 | 15 | 15 | 7 | 7.4989e-11 | 5spot_SharedNeighbor | Water | Porous | Wet | R245fa | MinimizeLCOE_Brownfield | IgnoreSilica | 2019 | 23.4346 | 1.8304 | 0.038144 | 4 | 120590.1334 | 248903.0015 | 2458.393 | 5074.2244 | 67.8855 | 0 | 75.7664 | 389739.5523 | 11052.6561 | 575492.8654 | 579306.4057 | 0 | 103877.3778 | 0 | 647192.8543 | 1683863.0493 | 1149271.1311 | 5139795.8918 | 961560.8286 | 12297657.4024 | 12297657.4024 | 1478867.319 | 5800784.0308 | 0 | 18399014.1229 | 37976322.8751 | 74989.4209 | 0.15257 | 120590.1334 | 248903.0015 | 2458.393 | 5074.2244
1 | 3700 | 707 | 0.015 | 15 | 15 | 7 | 1e-10 | 5spot_SharedNeighbor | Water | Porous | Wet | R245fa | MinimizeLCOE_Brownfield | IgnoreSilica | 2019 | 28.8714 | 2.2666 | 0.049458 | 4 | 97905.0623 | 196863.8634 | 1995.9271 | 4013.3361 | 68.0599 | 0 | 76.8146 | 453527.5102 | 12884.6695 | 682715.2293 | 710188.4713 | 0 | 113278.9011 | 0 | 769311.9648 | 2001591.9247 | 1366127.6172 | 6109626.2882 | 961560.8286 | 12297657.4024 | 12297657.4024 | 1478867.319 | 5800784.0308 | 0 | 19368844.5192 | 38946153.2714 | 100000 | 0.19783 | 97905.0623 | 196863.8634 | 1995.9271 | 4013.3361
1 | 3700 | 707 | 0.015 | 15 | 15 | 7 | 1.3335e-10 | 5spot_SharedNeighbor | Water | Porous | Wet | R245fa | MinimizeLCOE_Brownfield | IgnoreSilica | 2019 | 33.2 | 2.6141 | 0.061635 | 4 | 81517.9182 | 160925.6891 | 1661.853 | 3280.6878 | 68.1593 | 0 | 73.0696 | 501719.5434 | 14267.6274 | 765165.4651 | 814420.4831 | 0 | 112295.6 | 0 | 861068.8004 | 2240324.3892 | 1529067.4297 | 6838329.3383 | 961560.8286 | 12297657.4024 | 12297657.4024 | 1478867.319 | 5800784.0308 | 0 | 20097547.5693 | 39674856.3215 | 133352.1432 | 0.24654 | 81517.9182 | 160925.6891 | 1661.853 | 3280.6878
1 | 3700 | 707 | 0.015 | 15 | 15 | 7 | 1.7783e-10 | 5spot_SharedNeighbor | Water | Porous | Wet | R245fa | MinimizeLCOE_Brownfield | IgnoreSilica | 2019 | 40.6204 | 3.21 | 0.076351 | 4 | 69964.5583 | 134067.5501 | 1426.3222 | 2733.1483 | 68.2827 | 0 | 91.9896 | 580149.2515 | 16516.3883 | 901678.5075 | 993135.5911 | 0 | 126399.6073 | 0 | 1020972.9449 | 2656362.1722 | 1813021.7653 | 8108236.2281 | 961560.8286 | 12297657.4024 | 12297657.4024 | 1478867.319 | 5800784.0308 | 0 | 21367454.4592 | 40944763.2114 | 177827.941 | 0.3054 | 69964.5583 | 134067.5501 | 1426.3222 | 2733.1483
1 | 3700 | 707 | 0.015 | 15 | 15 | 7 | 2.3714e-10 | 5spot_SharedNeighbor | Water | Porous | Wet | R245fa | MinimizeLCOE_Brownfield | IgnoreSilica | 2019 | 46.2159 | 3.6595 | 0.090525 | 4 | 61533.2213 | 115599.2462 | 1254.4379 | 2356.647 | 68.3505 | 0 | 117.5016 | 636449.1805 | 18129.1682 | 1001278.5191 | 1127919.3265 | 0 | 129114.9175 | 0 | 1136027.5336 | 2955710.6111 | 2017333.2258 | 9021962.4822 | 961560.8286 | 12297657.4024 | 12297657.4024 | 1478867.319 | 5800784.0308 | 0 | 22281180.7132 | 41858489.4655 | 237137.3706 | 0.3621 | 61533.2213 | 115599.2462 | 1254.4379 | 2356.647
1 | 3700 | 707 | 0.015 | 15 | 15 | 7 | 3.1623e-10 | 5spot_SharedNeighbor | Water | Porous | Wet | R245fa | MinimizeLCOE_Brownfield | IgnoreSilica | 2019 | 51.2265 | 4.062 | 0.10408 | 4 | 55438.927 | 102462.4555 | 1130.1975 | 2088.8357 | 68.3986 | 0 | 117.8337 | 685133.3285 | 19522.7347 | 1088399.9187 | 1248611.7942 | 0 | 129423.5179 | 0 | 1236725.6047 | 3217706.336 | 2196150.6916 | 9821673.9263 | 961560.8286 | 12297657.4024 | 12297657.4024 | 1478867.319 | 5800784.0308 | 0 | 23080892.1573 | 42658200.9096 | 316227.766 | 0.41633 | 55438.927 | 102462.4555 | 1130.1975 | 2088.8357
1 | 3700 | 707 | 0.015 | 15 | 15 | 7 | 4.217e-10 | 5spot_SharedNeighbor | Water | Porous | Wet | R245fa | MinimizeLCOE_Brownfield | IgnoreSilica | 2019 | 55.4996 | 4.4051 | 0.11637 | 4 | 51019.943 | 93077.158 | 1040.1105 | 1897.5038 | 68.4321 | 0 | 107.1261 | 725510.4995 | 20677.7084 | 1161320.8037 | 1351524.6184 | 0 | 127893.1524 | 0 | 1320901.4451 | 3436714.6061 | 2345628.3361 | 10490171.1696 | 961560.8286 | 12297657.4024 | 12297657.4024 | 1478867.319 | 5800784.0308 | 0 | 23749389.4007 | 43326698.1529 | 421696.5034 | 0.46549 | 51019.943 | 93077.158 | 1040.1105 | 1897.5038
1 | 3700 | 707 | 0.015 | 15 | 15 | 7 | 5.6234e-10 | 5spot_SharedNeighbor | Water | Porous | Wet | R245fa | MinimizeLCOE_Brownfield | IgnoreSilica | 2019 | 59.0339 | 4.6888 | 0.12705 | 4 | 47802.4908 | 86325.4132 | 974.5184 | 1759.8603 | 68.4552 | 0 | 128.612 | 758181.0796 | 21611.6488 | 1220750.8652 | 1436619.5664 | 0 | 125334.1002 | 0 | 1389373.9315 | 3614865.9699 | 2467220.3025 | 11033957.4641 | 961560.8286 | 12297657.4024 | 12297657.4024 | 1478867.319 | 5800784.0308 | 0 | 24293175.6951 | 43870484.4474 | 562341.3252 | 0.5082 | 47802.4908 | 86325.4132 | 974.5184 | 1759.8603
1 | 3700 | 707 | 0.015 | 15 | 15 | 7 | 7.4989e-10 | 5spot_SharedNeighbor | Water | Porous | Wet | R245fa | MinimizeLCOE_Brownfield | IgnoreSilica | 2019 | 61.8675 | 4.9162 | 0.13599 | 4 | 45449.0731 | 81438.7782 | 926.5408 | 1660.2396 | 68.471 | 0 | 101.269 | 783932.8022 | 22347.3997 | 1267858.9582 | 1504826.1916 | 0 | 122281.4673 | 0 | 1443486.2594 | 3755655.1473 | 2563311.809 | 11463700.0349 | 961560.8286 | 12297657.4024 | 12297657.4024 | 1478867.319 | 5800784.0308 | 0 | 24722918.2659 | 44300227.0181 | 749894.2093 | 0.54397 | 45449.0731 | 81438.7782 | 926.5408 | 1660.2396
1 | 3700 | 707 | 0.015 | 15 | 15 | 7 | 1e-09 | 5spot_SharedNeighbor | Water | Porous | Wet | R245fa | MinimizeLCOE_Brownfield | IgnoreSilica | 2019 | 64.0964 | 5.0949 | 0.14328 | 4 | 43719.8351 | 77878.7497 | 891.288 | 1587.6637 | 68.4819 | 0 | 123.5898 | 803925.409 | 22918.3458 | 1304590.2014 | 1558460.8054 | 0 | 119185.5681 | 0 | 1485541.3286 | 3865073.8106 | 2637992.295 | 11797687.764 | 961560.8286 | 12297657.4024 | 12297657.4024 | 1478867.319 | 5800784.0308 | 0 | 25056905.995 | 44634214.7472 | 1000000 | 0.57312 | 43719.8351 | 77878.7497 | 891.288 | 1587.6637
1 | 3700 | 707 | 0.015 | 15 | 15 | 7 | 1.3335e-09 | 5spot_SharedNeighbor | Water | Porous | Wet | R245fa | MinimizeLCOE_Brownfield | IgnoreSilica | 2019 | 65.824 | 5.2334 | 0.1491 | 4 | 42444.0082 | 75270.3589 | 865.2785 | 1534.4881 | 68.4894 | 0 | 117.6816 | 819267.1375 | 23356.3098 | 1332869.7998 | 1600019.8108 | 0 | 116310.8832 | 0 | 1517811.3371 | 3949033.7531 | 2695296.681 | 12053965.7125 | 961560.8286 | 12297657.4024 | 12297657.4024 | 1478867.319 | 5800784.0308 | 0 | 25313183.9435 | 44890492.6957 | 1333521.4322 | 0.59639 | 42444.0082 | 75270.3589 | 865.2785 | 1534.4881
1 | 3700 | 707 | 0.015 | 15 | 15 | 7 | 1.7783e-09 | 5spot_SharedNeighbor | Water | Porous | Wet | R245fa | MinimizeLCOE_Brownfield | IgnoreSilica | 2019 | 67.1534 | 5.3399 | 0.15367 | 4 | 41499.4052 | 73348.991 | 846.0215 | 1495.3184 | 68.4947 | 0 | 112.5721 | 830984.2597 | 23690.7023 | 1354522.3087 | 1631993.8911 | 0 | 113810.5196 | 0 | 1542450.6558 | 4013140.2062 | 2739050.6525 | 12249643.1959 | 961560.8286 | 12297657.4024 | 12297657.4024 | 1478867.319 | 5800784.0308 | 0 | 25508861.4269 | 45086170.1792 | 1778279.41 | 0.61468 | 41499.4052 | 73348.991 | 846.0215 | 1495.3184
1 | 3700 | 707 | 0.015 | 15 | 15 | 7 | 2.3714e-09 | 5spot_SharedNeighbor | Water | Porous | Wet | R245fa | MinimizeLCOE_Brownfield | IgnoreSilica | 2019 | 68.1667 | 5.421 | 0.15722 | 4 | 40798.0223 | 71928.4879 | 831.7229 | 1466.3595 | 68.4984 | 0 | 104.0035 | 839864.6814 | 23944.0801 | 1370963.9301 | 1656361.5167 | 0 | 111708.1307 | 0 | 1561108.5122 | 4061684.1214 | 2772182.8721 | 12397817.8447 | 961560.8286 | 12297657.4024 | 12297657.4024 | 1478867.319 | 5800784.0308 | 0 | 25657036.0757 | 45234344.8279 | 2371373.7057 | 0.62888 | 40798.0223 | 71928.4879 | 831.7229 | 1466.3595
1 | 3700 | 707 | 0.015 | 15 | 15 | 7 | 3.1623e-09 | 5spot_SharedNeighbor | Water | Porous | Wet | R245fa | MinimizeLCOE_Brownfield | IgnoreSilica | 2019 | 67.887 | 5.3986 | 0.15957 | 4 | 40089.1945 | 70760.9358 | 817.2725 | 1442.5574 | 68.4974 | 0 | 205.1376 | 837418.0417 | 23874.2775 | 1366431.3988 | 1649636.3807 | 0 | 103298.3098 | 0 | 1552456.7793 | 4039174.0871 | 2756819.3112 | 12329108.5861 | 961560.8286 | 12297657.4024 | 12297657.4024 | 1478867.319 | 5800784.0308 | 0 | 25588326.8171 | 45165635.5694 | 3162277.6602 | 0.63828 | 40089.1945 | 70760.9358 | 817.2725 | 1442.5574
1 | 3700 | 707 | 0.015 | 15 | 15 | 7 | 4.217e-09 | 5spot_SharedNeighbor | Water | Porous | Wet | R245fa | MinimizeLCOE_Brownfield | IgnoreSilica | 2019 | 69.436 | 5.5227 | 0.16271 | 4 | 39691.4148 | 69770.8381 | 809.1632 | 1422.3729 | 68.5027 | 0 | 128.7517 | 850927.3937 | 24259.6524 | 1391483.2106 | 1686878.5467 | 0 | 106206.6866 | 0 | 1583304.6411 | 4119433.8957 | 2811598.2797 | 12574092.3064 | 961560.8286 | 12297657.4024 | 12297657.4024 | 1478867.319 | 5800784.0308 | 0 | 25833310.5375 | 45410619.2897 | 4216965.0343 | 0.65085 | 39691.4148 | 69770.8381 | 809.1632 | 1422.3729
1 | 3700 | 707 | 0.015 | 15 | 15 | 7 | 5.6234e-09 | 5spot_SharedNeighbor | Water | Porous | Wet | R245fa | MinimizeLCOE_Brownfield | IgnoreSilica | 2019 | 69.8964 | 5.5595 | 0.16434 | 4 | 39399.4023 | 69180.5454 | 803.2101 | 1410.339 | 68.5042 | 0 | 140.9213 | 854923.8636 | 24373.634 | 1398906.1953 | 1697947.2044 | 0 | 105165.1864 | 0 | 1591713.2727 | 4141311.4302 | 2826530.1465 | 12640870.9331 | 961560.8286 | 12297657.4024 | 12297657.4024 | 1478867.319 | 5800784.0308 | 0 | 25900089.1641 | 45477397.9164 | 5623413.2519 | 0.65737 | 39399.4023 | 69180.5454 | 803.2101 | 1410.339
1 | 3700 | 707 | 0.015 | 15 | 15 | 7 | 7.4989e-09 | 5spot_SharedNeighbor | Water | Porous | Wet | R245fa | MinimizeLCOE_Brownfield | IgnoreSilica | 2019 | 70.2324 | 5.5864 | 0.16557 | 4 | 39181.1537 | 68742.111 | 798.7608 | 1401.4009 | 68.5052 | 0 | 125.1422 | 857834.667 | 24456.645 | 1404316.0861 | 1706023.6923 | 0 | 104304.7585 | 0 | 1597804.9811 | 4157160.806 | 2837347.6712 | 12689249.3072 | 961560.8286 | 12297657.4024 | 12297657.4024 | 1478867.319 | 5800784.0308 | 0 | 25948467.5382 | 45525776.2905 | 7498942.0933 | 0.66227 | 39181.1537 | 68742.111 | 798.7608 | 1401.4009
1 | 3700 | 707 | 0.015 | 15 | 15 | 7 | 1e-08 | 5spot_SharedNeighbor | Water | Porous | Wet | R245fa | MinimizeLCOE_Brownfield | IgnoreSilica | 2019 | 70.4714 | 5.6056 | 0.16648 | 4 | 39017.9021 | 68417.1376 | 795.4327 | 1394.7759 | 68.506 | 0 | 106.1771 | 859901.7554 | 24515.5912 | 1408159.6296 | 1711766.6818 | 0 | 103578.7825 | 0 | 1602089.7518 | 4168308.9004 | 2844956.4747 | 12723277.5674 | 961560.8286 | 12297657.4024 | 12297657.4024 | 1478867.319 | 5800784.0308 | 0 | 25982495.7985 | 45559804.5507 | 10000000 | 0.66591 | 39017.9021 | 68417.1376 | 795.4327 | 1394.7759
1 | 3800 | 707 | 0.015 | 15 | 15 | 7 | 1e-13 | 5spot_SharedNeighbor | Water | Porous | Wet | R245fa | MinimizeLCOE_Brownfield | IgnoreSilica | 2019 | 0 | 0 | 0 | 0 |  |  |  |  | 15 |  | 17.154 | [19 empty] | 100 | 0
1 | 3800 | 707 | 0.015 | 15 | 15 | 7 | 1.3335e-13 | 5spot_SharedNeighbor | Water | Porous | Wet | R245fa | MinimizeLCOE_Brownfield | IgnoreSilica | 2019 | 0 | 0 | 0 | 0 |  |  |  |  | 15 |  | 20.0874 | [19 empty] | 133.3521 | 0
1 | 3800 | 707 | 0.015 | 15 | 15 | 7 | 1.7783e-13 | 5spot_SharedNeighbor | Water | Porous | Wet | R245fa | MinimizeLCOE_Brownfield | IgnoreSilica | 2019 | 0 | 0 | 0 | 0 |  |  |  |  | 15 |  | 22.4362 | [19 empty] | 177.8279 | 0
1 | 3800 | 707 | 0.015 | 15 | 15 | 7 | 2.3714e-13 | 5spot_SharedNeighbor | Water | Porous | Wet | R245fa | MinimizeLCOE_Brownfield | IgnoreSilica | 2019 | 0 | 0 | 0 | 0 |  |  |  |  | 15 |  | 22.7858 | [19 empty] | 237.1374 | 0
1 | 3800 | 707 | 0.015 | 15 | 15 | 7 | 3.1623e-13 | 5spot_SharedNeighbor | Water | Porous | Wet | R245fa | MinimizeLCOE_Brownfield | IgnoreSilica | 2019 | 0 | 0 | 0 | 0 |  |  |  |  | 15 |  | 22.3554 | [19 empty] | 316.2278 | 0
1 | 3800 | 707 | 0.015 | 15 | 15 | 7 | 4.217e-13 | 5spot_SharedNeighbor | Water | Porous | Wet | R245fa | MinimizeLCOE_Brownfield | IgnoreSilica | 2019 | 0 | 0 | 0 | 0 |  |  |  |  | 15 |  | 24.3796 | [19 empty] | 421.6965 | 0
1 | 3800 | 707 | 0.015 | 15 | 15 | 7 | 5.6234e-13 | 5spot_SharedNeighbor | Water | Porous | Wet | R245fa | MinimizeLCOE_Brownfield | IgnoreSilica | 2019 | 0 | 0 | 0 | 0 |  |  |  |  | 15 |  | 25.4243 | [19 empty] | 562.3413 | 0
1 | 3800 | 707 | 0.015 | 15 | 15 | 7 | 7.4989e-13 | 5spot_SharedNeighbor | Water | Porous | Wet | R245fa | MinimizeLCOE_Brownfield | IgnoreSilica | 2019 | 0 | 0 | 0 | 0 |  |  |  |  | 15 |  | 27.1168 | [19 empty] | 749.8942 | 0
1 | 3800 | 707 | 0.015 | 15 | 15 | 7 | 1e-12 | 5spot_SharedNeighbor | Water | Porous | Wet | R245fa | MinimizeLCOE_Brownfield | IgnoreSilica | 2019 | 0 | 0 | 0 | 0 |  |  |  |  | 15 |  | 27.513 | [19 empty] | 1000 | 0
1 | 3800 | 707 | 0.015 | 15 | 15 | 7 | 1.3335e-12 | 5spot_SharedNeighbor | Water | Porous | Wet | R245fa | MinimizeLCOE_Brownfield | IgnoreSilica | 2019 | 0 | 0 | 0 | 0 |  |  |  |  | 15 |  | 30.9956 | [19 empty] | 1333.5214 | 0
1 | 3800 | 707 | 0.015 | 15 | 15 | 7 | 1.7783e-12 | 5spot_SharedNeighbor | Water | Porous | Wet | R245fa | MinimizeLCOE_Brownfield | IgnoreSilica | 2019 | 0 | 0 | 0 | 0 |  |  |  |  | 15 |  | 29.2679 | [19 empty] | 1778.2794 | 0
1 | 3800 | 707 | 0.015 | 15 | 15 | 7 | 2.3714e-12 | 5spot_SharedNeighbor | Water | Porous | Wet | R245fa | MinimizeLCOE_Brownfield | IgnoreSilica | 2019 | 0 | 0 | 0 | 0 |  |  |  |  | 15 |  | 31.0509 | [19 empty] | 2371.3737 | 0
1 | 3800 | 707 | 0.015 | 15 | 15 | 7 | 3.1623e-12 | 5spot_SharedNeighbor | Water | Porous | Wet | R245fa | MinimizeLCOE_Brownfield | IgnoreSilica | 2019 | 0 | 0 | 0 | 0 |  |  |  |  | 15 |  | 31.8701 | [19 empty] | 3162.2777 | 0
1 | 3800 | 707 | 0.015 | 15 | 15 | 7 | 4.217e-12 | 5spot_SharedNeighbor | Water | Porous | Wet | R245fa | MinimizeLCOE_Brownfield | IgnoreSilica | 2019 | 1.6 | 0.090265 | 5.9043e-05 | 4 | 60274570.2154 | 145676029.9145 | 1228778.6412 | 2969802.9112 | 58.0882 | 0 | 34.7309 | 41525.8908 | 1065.041 | 52285.5017 | 55263.6933 | 0 | 28405.5596 | 0 | 69632.8177 | 181170.308 | 123652.4579 | 553001.2699 | 961560.8286 | 12720605.2746 | 12720605.2746 | 1478867.319 | 5969963.1797 | 0 | 14235167.3731 | 34404603.1465 | 4216.965 | 0.00023617 | 60274570.2154 | 145676029.9145 | 1228778.6412 | 2969802.9112
1 | 3800 | 707 | 0.015 | 15 | 15 | 7 | 5.6234e-12 | 5spot_SharedNeighbor | Water | Porous | Wet | R245fa | MinimizeLCOE_Brownfield | IgnoreSilica | 2019 | 1.6 | 0.090267 | 0.00068769 | 4 | 5169603.6466 | 12501944.7729 | 105389.3627 | 254869.0543 | 58.0887 | 0 | 36.0378 | 41526.8037 | 1065.0687 | 52286.2506 | 55264.0465 | 0 | 23598.855 | 0 | 67758.9996 | 176295.0176 | 120324.972 | 538120.0138 | 961560.8286 | 12720605.2746 | 12720605.2746 | 1478867.319 | 5969963.1797 | 0 | 14220286.1171 | 34389721.8904 | 5623.4133 | 0.0027507 | 5169603.6466 | 12501944.7729 | 105389.3627 | 254869.0543
1 | 3800 | 707 | 0.015 | 15 | 15 | 7 | 7.4989e-12 | 5spot_SharedNeighbor | Water | Porous | Wet | R245fa | MinimizeLCOE_Brownfield | IgnoreSilica | 2019 | 2.9445 | 0.19795 | 0.0019514 | 4 | 1873323.5044 | 4457359.2994 | 38190.2335 | 90869.2983 | 63.1189 | 0 | 74.3515 | 77756.9521 | 2095.0041 | 97531.6438 | 87892.3801 | 0 | 38178.4071 | 0 | 118347.211 | 307915.1667 | 210158.4283 | 939875.1932 | 961560.8286 | 12720605.2746 | 12720605.2746 | 1478867.319 | 5969963.1797 | 0 | 14622041.2964 | 34791477.0698 | 7498.9421 | 0.0078054 | 1873323.5044 | 4457359.2994 | 38190.2335 | 90869.2983
1 | 3800 | 707 | 0.015 | 15 | 15 | 7 | 1e-11 | 5spot_SharedNeighbor | Water | Porous | Wet | R245fa | MinimizeLCOE_Brownfield | IgnoreSilica | 2019 | 4.0387 | 0.28792 | 0.0036099 | 4 | 1032859.1803 | 2429666.2166 | 21056.2314 | 49532.0322 | 64.914 | 0 | 84.7148 | 103492.5933 | 2837.3463 | 131400.2461 | 114726.904 | 0 | 45308.8276 | 0 | 155128.7077 | 403613.0763 | 275474.218 | 1231981.9192 | 961560.8286 | 12720605.2746 | 12720605.2746 | 1478867.319 | 5969963.1797 | 0 | 14914148.0225 | 35083583.7958 | 10000 | 0.01444 | 1032859.1803 | 2429666.2166 | 21056.2314 | 49532.0322
1 | 3800 | 707 | 0.015 | 15 | 15 | 7 | 1.3335e-11 | 5spot_SharedNeighbor | Water | Porous | Wet | R245fa | MinimizeLCOE_Brownfield | IgnoreSilica | 2019 | 5.4265 | 0.40303 | 0.0059151 | 4 | 645067.2054 | 1497519.777 | 13150.5675 | 30528.9662 | 66.2011 | 0 | 97.0819 | 133043.5253 | 3693.6502 | 171768.6932 | 148897.3904 | 0 | 52865.7947 | 0 | 199004.931 | 517770.0088 | 353388.6701 | 1580432.6636 | 961560.8286 | 12720605.2746 | 12720605.2746 | 1478867.319 | 5969963.1797 | 0 | 15262598.7669 | 35432034.5402 | 13335.2143 | 0.02366 | 645067.2054 | 1497519.777 | 13150.5675 | 30528.9662
1 | 3800 | 707 | 0.015 | 15 | 15 | 7 | 1.7783e-11 | 5spot_SharedNeighbor | Water | Porous | Wet | R245fa | MinimizeLCOE_Brownfield | IgnoreSilica | 2019 | 7.1586 | 0.54658 | 0.0090112 | 4 | 434776.0943 | 994344.28 | 8863.4988 | 20271.0531 | 67.1177 | 0 | 85.2786 | 166468.3495 | 4664.5946 | 218992.001 | 191425.6841 | 0 | 60690.3623 | 0 | 250473.9867 | 651681.9341 | 444786.3107 | 1989183.223 | 961560.8286 | 12720605.2746 | 12720605.2746 | 1478867.319 | 5969963.1797 | 0 | 15671349.3262 | 35840785.0996 | 17782.7941 | 0.036045 | 434776.0943 | 994344.28 | 8863.4988 | 20271.0531
1 | 3800 | 707 | 0.015 | 15 | 15 | 7 | 2.3714e-11 | 5spot_SharedNeighbor | Water | Porous | Wet | R245fa | MinimizeLCOE_Brownfield | IgnoreSilica | 2019 | 9.5681 | 0.74748 | 0.013246 | 4 | 306051.0794 | 686713.1684 | 6239.2652 | 13999.5768 | 67.8921 | 0 | 81.2462 | 209106.2054 | 5905.6282 | 281112.8822 | 250798.3097 | 0 | 71219.3916 | 0 | 319075.5427 | 830169.1107 | 566607.4763 | 2533994.5469 | 961560.8286 | 12720605.2746 | 12720605.2746 | 1478867.319 | 5969963.1797 | 0 | 16216160.6501 | 36385596.4234 | 23713.7371 | 0.052985 | 306051.0794 | 686713.1684 | 6239.2652 | 13999.5768
1 | 3800 | 707 | 0.015 | 15 | 15 | 7 | 3.1623e-11 | 5spot_SharedNeighbor | Water | Porous | Wet | R245fa | MinimizeLCOE_Brownfield | IgnoreSilica | 2019 | 12.4038 | 0.984 | 0.018753 | 4 | 224257.1096 | 493138.5203 | 4571.7845 | 10053.2958 | 68.4142 | 0 | 93.3485 | 254934.1405 | 7238.771 | 350097.8124 | 320661.5436 | 0 | 80835.038 | 0 | 395369.2491 | 1028669.6849 | 702088.197 | 3139894.4365 | 961560.8286 | 12720605.2746 | 12720605.2746 | 1478867.319 | 5969963.1797 | 0 | 16822060.5397 | 36991496.3131 | 31622.7766 | 0.075012 | 224257.1096 | 493138.5203 | 4571.7845 | 10053.2958
1 | 3800 | 707 | 0.015 | 15 | 15 | 7 | 4.217e-11 | 5spot_SharedNeighbor | Water | Porous | Wet | R245fa | MinimizeLCOE_Brownfield | IgnoreSilica | 2019 | 16.0138 | 1.2854 | 0.025909 | 4 | 169447.6307 | 364066.6232 | 3454.4191 | 7421.9906 | 68.816 | 0 | 94.8155 | 308685.6335 | 8801.5597 | 433365.8944 | 409630.5633 | 0 | 91794.531 | 0 | 488388.4909 | 1270686.6712 | 867269.7631 | 3878623.107 | 961560.8286 | 12720605.2746 | 12720605.2746 | 1478867.319 | 5969963.1797 | 0 | 17560789.2103 | 37730224.9836 | 42169.6503 | 0.10364 | 169447.6307 | 364066.6232 | 3454.4191 | 7421.9906
1 | 3800 | 707 | 0.015 | 15 | 15 | 7 | 5.6234e-11 | 5spot_SharedNeighbor | Water | Porous | Wet | R245fa | MinimizeLCOE_Brownfield | IgnoreSilica | 2019 | 20.3964 | 1.6514 | 0.034996 | 4 | 131588.501 | 275672.3765 | 2682.6096 | 5619.9543 | 69.1162 | 0 | 101.3144 | 369051.5871 | 10555.3072 | 529419.7958 | 517662.0408 | 0 | 103091.4865 | 0 | 596614.2847 | 1552267.9865 | 1059454.7967 | 4738117.2852 | 961560.8286 | 12720605.2746 | 12720605.2746 | 1478867.319 | 5969963.1797 | 0 | 18420283.3884 | 38589719.1618 | 56234.1325 | 0.13998 | 131588.501 | 275672.3765 | 2682.6096 | 5619.9543
1 | 3800 | 707 | 0.015 | 15 | 15 | 7 | 7.4989e-11 | 5spot_SharedNeighbor | Water | Porous | Wet | R245fa | MinimizeLCOE_Brownfield | IgnoreSilica | 2019 | 25.5191 | 2.0794 | 0.046196 | 4 | 104911.8011 | 214063.0504 | 2138.769 | 4363.9648 | 69.3392 | 0 | 101.3276 | 434710.0281 | 12461.0707 | 636478.7514 | 643955.2741 | 0 | 113989.717 | 0 | 718221.9881 | 1868666.2855 | 1275403.1371 | 5703886.2521 | 961560.8286 | 12720605.2746 | 12720605.2746 | 1478867.319 | 5969963.1797 | 0 | 19386052.3553 | 39555488.1286 | 74989.4209 | 0.18478 | 104911.8011 | 214063.0504 | 2138.769 | 4363.9648
1 | 3800 | 707 | 0.015 | 15 | 15 | 7 | 1e-10 | 5spot_SharedNeighbor | Water | Porous | Wet | R245fa | MinimizeLCOE_Brownfield | IgnoreSilica | 2019 | 31.264 | 2.5596 | 0.059476 | 4 | 85879.646 | 170658.9326 | 1750.7727 | 3479.1132 | 69.5047 | 0 | 81.158 | 503700.0688 | 14461.5697 | 751460.6874 | 785618.1902 | 0 | 123803.1709 | 0 | 849827.0379 | 2211075.6291 | 1509104.5499 | 6749050.9038 | 961560.8286 | 12720605.2746 | 12720605.2746 | 1478867.319 | 5969963.1797 | 0 | 20431217.007 | 40600652.7804 | 100000 | 0.23791 | 85879.646 | 170658.9326 | 1750.7727 | 3479.1132
1 | 3800 | 707 | 0.015 | 15 | 15 | 7 | 1.3335e-10 | 5spot_SharedNeighbor | Water | Porous | Wet | R245fa | MinimizeLCOE_Brownfield | IgnoreSilica | 2019 | 37.3218 | 3.0662 | 0.074432 | 4 | 72206.7911 | 139951.1486 | 1472.0331 | 2853.0935 | 69.6262 | 0 | 100.9333 | 572392.9604 | 16451.5438 | 868153.4388 | 935028.636 | 0 | 131455.5053 | 0 | 984158.0129 | 2560577.271 | 1747646.6021 | 7815863.9703 | 961560.8286 | 12720605.2746 | 12720605.2746 | 1478867.319 | 5969963.1797 | 0 | 21498030.0735 | 41667465.8469 | 133352.1432 | 0.29773 | 72206.7911 | 139951.1486 | 1472.0331 | 2853.0935
1 | 3800 | 707 | 0.015 | 15 | 15 | 7 | 1.7783e-10 | 5spot_SharedNeighbor | Water | Porous | Wet | R245fa | MinimizeLCOE_Brownfield | IgnoreSilica | 2019 | 42.3472 | 3.4866 | 0.090013 | 4 | 62052.1385 | 118069.9747 | 1265.0168 | 2407.0161 | 69.7019 | 0 | 89.4566 | 626853.5683 | 18027.9084 | 962064.9944 | 1058996.8296 | 0 | 130063.8645 | 0 | 1090442.7945 | 2837108.4706 | 1936384.8279 | 8659943.2583 | 961560.8286 | 12720605.2746 | 12720605.2746 | 1478867.319 | 5969963.1797 | 0 | 22342109.3616 | 42511545.1349 | 177827.941 | 0.36005 | 62052.1385 | 118069.9747 | 1265.0168 | 2407.0161
1 | 3800 | 707 | 0.015 | 15 | 15 | 7 | 2.3714e-10 | 5spot_SharedNeighbor | Water | Porous | Wet | R245fa | MinimizeLCOE_Brownfield | IgnoreSilica | 2019 | 48.9808 | 4.0415 | 0.10623 | 4 | 55231.2674 | 102697.5857 | 1125.9641 | 2093.6292 | 69.7785 | 0 | 99.4908 | 695850.9102 | 20023.333 | 1082658.099 | 1222645.3442 | 0 | 138640.95 | 0 | 1232329.2682 | 3206267.9704 | 2188343.772 | 9786759.6471 | 961560.8286 | 12720605.2746 | 12720605.2746 | 1478867.319 | 5969963.1797 | 0 | 23468925.7503 | 43638361.5236 | 237137.3706 | 0.42492 | 55231.2674 | 102697.5857 | 1125.9641 | 2093.6292
1 | 3800 | 707 | 0.015 | 15 | 15 | 7 | 3.1623e-10 | 5spot_SharedNeighbor | Water | Porous | Wet | R245fa | MinimizeLCOE_Brownfield | IgnoreSilica | 2019 | 53.9527 | 4.4574 | 0.12121 | 4 | 50077.7718 | 91677.712 | 1020.9031 | 1868.9742 | 69.823 | 0 | 113.3899 | 745709.994 | 21463.993 | 1170852.4979 | 1345287.2228 | 0 | 138326.0813 | 0 | 1334439.5177 | 3471937.8938 | 2369668.9537 | 10597686.1541 | 961560.8286 | 12720605.2746 | 12720605.2746 | 1478867.319 | 5969963.1797 | 0 | 24279852.2574 | 44449288.0307 | 316227.766 | 0.48484 | 50077.7718 | 91677.712 | 1020.9031 | 1868.9742
1 | 3800 | 707 | 0.015 | 15 | 15 | 7 | 4.217e-10 | 5spot_SharedNeighbor | Water | Porous | Wet | R245fa | MinimizeLCOE_Brownfield | IgnoreSilica | 2019 | 58.1527 | 4.8085 | 0.13463 | 4 | 46334.9559 | 83789.4408 | 944.6007 | 1708.1611 | 69.8536 | 0 | 105.0515 | 786731.9259 | 22648.4119 | 1244046.4122 | 1448862.7981 | 0 | 136240.2948 | 0 | 1419026.6387 | 3692016.2316 | 2519876.9414 | 11269449.6547 | 961560.8286 | 12720605.2746 | 12720605.2746 | 1478867.319 | 5969963.1797 | 0 | 24951615.7579 | 45121051.5313 | 421696.5034 | 0.53851 | 46334.9559 | 83789.4408 | 944.6007 | 1708.1611
1 | 3800 | 707 | 0.015 | 15 | 15 | 7 | 5.6234e-10 | 5spot_SharedNeighbor | Water | Porous | Wet | R245fa | MinimizeLCOE_Brownfield | IgnoreSilica | 2019 | 61.5897 | 5.0957 | 0.14615 | 4 | 43605.2802 | 78105.644 | 888.9526 | 1592.2892 | 69.8744 | 0 | 114.027 | 819613.9718 | 23597.1684 | 1303117.4886 | 1533593.6257 | 0 | 133179.1098 | 0 | 1487109.532 | 3869153.9542 | 2640777.0769 | 11810141.9273 | 961560.8286 | 12720605.2746 | 12720605.2746 | 1478867.319 | 5969963.1797 | 0 | 25492308.0306 | 45661743.8039 | 562341.3252 | 0.58462 | 43605.2802 | 78105.644 | 888.9526 | 1592.2892
1 | 3800 | 707 | 0.015 | 15 | 15 | 7 | 7.4989e-10 | 5spot_SharedNeighbor | Water | Porous | Wet | R245fa | MinimizeLCOE_Brownfield | IgnoreSilica | 2019 | 64.3204 | 5.3238 | 0.15572 | 4 | 41605.4527 | 73985.7813 | 848.1834 | 1508.3002 | 69.8884 | 0 | 122.1515 | 845323.774 | 24338.5522 | 1349548.5186 | 1600888.2257 | 0 | 129697.7188 | 0 | 1540420.7479 | 4007858.8022 | 2735445.9858 | 12233522.3253 | 961560.8286 | 12720605.2746 | 12720605.2746 | 1478867.319 | 5969963.1797 | 0 | 25915688.4285 | 46085124.2019 | 749894.2093 | 0.62289 | 41605.4527 | 73985.7813 | 848.1834 | 1508.3002
1 | 3800 | 707 | 0.015 | 15 | 15 | 7 | 1e-09 | 5spot_SharedNeighbor | Water | Porous | Wet | R245fa | MinimizeLCOE_Brownfield | IgnoreSilica | 2019 | 66.4741 | 5.5035 | 0.16349 | 4 | 40133.9146 | 70975.9029 | 818.1841 | 1446.9398 | 69.898 | 0 | 97.6923 | 865353.6926 | 24915.8698 | 1385869.161 | 1653946.5081 | 0 | 126353.8569 | 0 | 1582011.2445 | 4116068.7431 | 2809301.4939 | 12563820.5699 | 961560.8286 | 12720605.2746 | 12720605.2746 | 1478867.319 | 5969963.1797 | 0 | 26245986.6732 | 46415422.4465 | 1000000 | 0.65396 | 40133.9146 | 70975.9029 | 818.1841 | 1446.9398
1 | 3800 | 707 | 0.015 | 15 | 15 | 7 | 1.3335e-09 | 5spot_SharedNeighbor | Water | Porous | Wet | R245fa | MinimizeLCOE_Brownfield | IgnoreSilica | 2019 | 68.1519 | 5.6435 | 0.16967 | 4 | 39046.89 | 68764.7125 | 796.0237 | 1401.8617 | 69.9046 | 0 | 126.0987 | 880811.0878 | 25361.2205 | 1413986.0105 | 1695267.963 | 0 | 123366.8452 | 0 | 1614129.3196 | 4199633.3861 | 2866336.0798 | 12818891.9126 | 961560.8286 | 12720605.2746 | 12720605.2746 | 1478867.319 | 5969963.1797 | 0 | 26501058.0159 | 46670493.7892 | 1333521.4322 | 0.6787 | 39046.89 | 68764.7125 | 796.0237 | 1401.8617
1 | 3800 | 707 | 0.015 | 15 | 15 | 7 | 1.7783e-09 | 5spot_SharedNeighbor | Water | Porous | Wet | R245fa | MinimizeLCOE_Brownfield | IgnoreSilica | 2019 | 69.4165 | 5.7489 | 0.17449 | 4 | 38241.2627 | 67138.4068 | 779.5999 | 1368.7072 | 69.9091 | 0 | 128.4251 | 892379.6236 | 25694.4246 | 1435078.8359 | 1726406.85 | 0 | 120682.4158 | 0 | 1638094.4385 | 4261985.7095 | 2908892.8218 | 13009215.1196 | 961560.8286 | 12720605.2746 | 12720605.2746 | 1478867.319 | 5969963.1797 | 0 | 26691381.2229 | 46860816.9962 | 1778279.41 | 0.69797 | 38241.2627 | 67138.4068 | 779.5999 | 1368.7072
1 | 3800 | 707 | 0.015 | 15 | 15 | 7 | 2.3714e-09 | 5spot_SharedNeighbor | Water | Porous | Wet | R245fa | MinimizeLCOE_Brownfield | IgnoreSilica | 2019 | 70.3982 | 5.8308 | 0.17825 | 4 | 37642.5898 | 65931.3367 | 767.3951 | 1344.0995 | 69.9123 | 0 | 115.4717 | 901311.432 | 25951.6223 | 1451393.2058 | 1750573.1074 | 0 | 118538.3814 | 0 | 1656629.4221 | 4310209.9348 | 2941806.8464 | 13156413.9521 | 961560.8286 | 12720605.2746 | 12720605.2746 | 1478867.319 | 5969963.1797 | 0 | 26838580.0553 | 47008015.8287 | 2371373.7057 | 0.71298 | 37642.5898 | 65931.3367 | 767.3951 | 1344.0995
1 | 3800 | 707 | 0.015 | 15 | 15 | 7 | 3.1623e-09 | 5spot_SharedNeighbor | Water | Porous | Wet | R245fa | MinimizeLCOE_Brownfield | IgnoreSilica | 2019 | 71.1292 | 5.8917 | 0.18111 | 4 | 37196.7621 | 65037.6171 | 758.3063 | 1325.8798 | 69.9146 | 0 | 112.7964 | 907935.9929 | 26142.3457 | 1463509.6184 | 1768566.8174 | 0 | 116736.281 | 0 | 1670327.5116 | 4345849.554 | 2966131.6189 | 13265199.7399 | 961560.8286 | 12720605.2746 | 12720605.2746 | 1478867.319 | 5969963.1797 | 0 | 26947365.8432 | 47116801.6165 | 3162277.6602 | 0.72445 | 37196.7621 | 65037.6171 | 758.3063 | 1325.8798
1 | 3800 | 707 | 0.015 | 15 | 15 | 7 | 4.217e-09 | 5spot_SharedNeighbor | Water | Porous | Wet | R245fa | MinimizeLCOE_Brownfield | IgnoreSilica | 2019 | 70.781 | 5.8627 | 0.183 | 4 | 36707.3678 | 64261.861 | 748.3293 | 1310.065 | 69.9135 | 0 | 127.4115 | 904783.4637 | 26051.5875 | 1457741.8119 | 1759996.3275 | 0 | 109077.3438 | 0 | 1660483.7084 | 4320237.9972 | 2948651.2051 | 13187023.4452 | 961560.8286 | 12720605.2746 | 12720605.2746 | 1478867.319 | 5969963.1797 | 0 | 26869189.5484 | 47038625.3218 | 4216965.0343 | 0.73198 | 36707.3678 | 64261.861 | 748.3293 | 1310.065
1 | 3800 | 707 | 0.015 | 15 | 15 | 7 | 5.6234e-09 | 5spot_SharedNeighbor | Water | Porous | Wet | R245fa | MinimizeLCOE_Brownfield | IgnoreSilica | 2019 | 72.0112 | 5.9652 | 0.18564 | 4 | 36453.5195 | 63614.8631 | 743.1543 | 1296.875 | 69.9171 | 0 | 121.4307 | 915898.5399 | 26371.5516 | 1478091.3651 | 1790273.0383 | 0 | 111724.4513 | 0 | 1685719.989 | 4385897.6227 | 2993465.2487 | 13387441.8065 | 961560.8286 | 12720605.2746 | 12720605.2746 | 1478867.319 | 5969963.1797 | 0 | 27069607.9098 | 47239043.6831 | 5623413.2519 | 0.74258 | 36453.5195 | 63614.8631 | 743.1543 | 1296.875
1 | 3800 | 707 | 0.015 | 15 | 15 | 7 | 7.4989e-09 | 5spot_SharedNeighbor | Water | Porous | Wet | R245fa | MinimizeLCOE_Brownfield | IgnoreSilica | 2019 | 72.3324 | 5.9919 | 0.18693 | 4 | 36266.6885 | 63241.6128 | 739.3455 | 1289.2658 | 69.918 | 0 | 122.9124 | 918789.8676 | 26454.7681 | 1483391.2776 | 1798176.3798 | 0 | 110843.4768 | 0 | 1691685.7503 | 4401419.3098 | 3004059.119 | 13434819.9491 | 961560.8286 | 12720605.2746 | 12720605.2746 | 1478867.319 | 5969963.1797 | 0 | 27116986.0523 | 47286421.8257 | 7498942.0933 | 0.74771 | 36266.6885 | 63241.6128 | 739.3455 | 1289.2658
1 | 3800 | 707 | 0.015 | 15 | 15 | 7 | 1e-08 | 5spot_SharedNeighbor | Water | Porous | Wet | R245fa | MinimizeLCOE_Brownfield | IgnoreSilica | 2019 | 72.5862 | 6.0131 | 0.18791 | 4 | 36126.9068 | 62960.6105 | 736.4959 | 1283.5372 | 69.9187 | 0 | 108.0862 | 921071.1205 | 26520.4216 | 1487574.7627 | 1804420.0925 | 0 | 110223.7374 | 0 | 1696425.9526 | 4413752.3438 | 3012476.6682 | 13472465.0994 | 961560.8286 | 12720605.2746 | 12720605.2746 | 1478867.319 | 5969963.1797 | 0 | 27154631.2026 | 47324066.9759 | 10000000 | 0.75165 | 36126.9068 | 62960.6105 | 736.4959 | 1283.5372
1 | 3900 | 707 | 0.015 | 15 | 15 | 7 | 1e-13 | 5spot_SharedNeighbor | Water | Porous | Wet | R245fa | MinimizeLCOE_Brownfield | IgnoreSilica | 2019 | 0 | 0 | 0 | 0 |  |  |  |  | 15 |  | 16.24 | [19 empty] | 100 | 0
1 | 3900 | 707 | 0.015 | 15 | 15 | 7 | 1.3335e-13 | 5spot_SharedNeighbor | Water | Porous | Wet | R245fa | MinimizeLCOE_Brownfield | IgnoreSilica | 2019 | 0 | 0 | 0 | 0 |  |  |  |  | 15 |  | 18.9827 | [19 empty] | 133.3521 | 0
1 | 3900 | 707 | 0.015 | 15 | 15 | 7 | 1.7783e-13 | 5spot_SharedNeighbor | Water | Porous | Wet | R245fa | MinimizeLCOE_Brownfield | IgnoreSilica | 2019 | 0 | 0 | 0 | 0 |  |  |  |  | 15 |  | 22.8574 | [19 empty] | 177.8279 | 0
1 | 3900 | 707 | 0.015 | 15 | 15 | 7 | 2.3714e-13 | 5spot_SharedNeighbor | Water | Porous | Wet | R245fa | MinimizeLCOE_Brownfield | IgnoreSilica | 2019 | 0 | 0 | 0 | 0 |  |  |  |  | 15 |  | 22.0902 | [19 empty] | 237.1374 | 0
1 | 3900 | 707 | 0.015 | 15 | 15 | 7 | 3.1623e-13 | 5spot_SharedNeighbor | Water | Porous | Wet | R245fa | MinimizeLCOE_Brownfield | IgnoreSilica | 2019 | 0 | 0 | 0 | 0 |  |  |  |  | 15 |  | 22.3327 | [19 empty] | 316.2278 | 0
1 | 3900 | 707 | 0.015 | 15 | 15 | 7 | 4.217e-13 | 5spot_SharedNeighbor | Water | Porous | Wet | R245fa | MinimizeLCOE_Brownfield | IgnoreSilica | 2019 | 0 | 0 | 0 | 0 |  |  |  |  | 15 |  | 22.8711 | [19 empty] | 421.6965 | 0
1 | 3900 | 707 | 0.015 | 15 | 15 | 7 | 5.6234e-13 | 5spot_SharedNeighbor | Water | Porous | Wet | R245fa | MinimizeLCOE_Brownfield | IgnoreSilica | 2019 | 0 | 0 | 0 | 0 |  |  |  |  | 15 |  | 27.9651 | [19 empty] | 562.3413 | 0
1 | 3900 | 707 | 0.015 | 15 | 15 | 7 | 7.4989e-13 | 5spot_SharedNeighbor | Water | Porous | Wet | R245fa | MinimizeLCOE_Brownfield | IgnoreSilica | 2019 | 0 | 0 | 0 | 0 |  |  |  |  | 15 |  | 27.7482 | [19 empty] | 749.8942 | 0
1 | 3900 | 707 | 0.015 | 15 | 15 | 7 | 1e-12 | 5spot_SharedNeighbor | Water | Porous | Wet | R245fa | MinimizeLCOE_Brownfield | IgnoreSilica | 2019 | 0 | 0 | 0 | 0 |  |  |  |  | 15 |  | 27.4436 | [19 empty] | 1000 | 0
1 | 3900 | 707 | 0.015 | 15 | 15 | 7 | 1.3335e-12 | 5spot_SharedNeighbor | Water | Porous | Wet | R245fa | MinimizeLCOE_Brownfield | IgnoreSilica | 2019 | 0 | 0 | 0 | 0 |  |  |  |  | 15 |  | 31.0609 | [19 empty] | 1333.5214 | 0
1 | 3900 | 707 | 0.015 | 15 | 15 | 7 | 1.7783e-12 | 5spot_SharedNeighbor | Water | Porous | Wet | R245fa | MinimizeLCOE_Brownfield | IgnoreSilica | 2019 | 0 | 0 | 0 | 0 |  |  |  |  | 15 |  | 29.9598 | [19 empty] | 1778.2794 | 0
1 | 3900 | 707 | 0.015 | 15 | 15 | 7 | 2.3714e-12 | 5spot_SharedNeighbor | Water | Porous | Wet | R245fa | MinimizeLCOE_Brownfield | IgnoreSilica | 2019 | 0 | 0 | 0 | 0 |  |  |  |  | 15 |  | 30.5236 | [19 empty] | 2371.3737 | 0
1 | 3900 | 707 | 0.015 | 15 | 15 | 7 | 3.1623e-12 | 5spot_SharedNeighbor | Water | Porous | Wet | R245fa | MinimizeLCOE_Brownfield | IgnoreSilica | 2019 | 0 | 0 | 0 | 0 |  |  |  |  | 15 |  | 32.0383 | [19 empty] | 3162.2777 | 0
1 | 3900 | 707 | 0.015 | 15 | 15 | 7 | 4.217e-12 | 5spot_SharedNeighbor | Water | Porous | Wet | R245fa | MinimizeLCOE_Brownfield | IgnoreSilica | 2019 | 1.6 | 0.093117 | 0.00031331 | 4 | 11707700.5827 | 28280396.8398 | 238677.3122 | 576534.1416 | 58.9255 | 0 | 35.7897 | 43088.8669 | 1112.7807 | 53560.1532 | 55862.1111 | 0 | 27738.91 | 0 | 70731.5005 | 184028.8553 | 125603.4752 | 561726.6529 | 961560.8286 | 13149413.2377 | 13149413.2377 | 1478867.319 | 6141486.3649 | 0 | 14672700.7192 | 35442467.6408 | 4216.965 | 0.0012533 | 11707700.5827 | 28280396.8398 | 238677.3122 | 576534.1416
1 | 3900 | 707 | 0.015 | 15 | 15 | 7 | 5.6234e-12 | 5spot_SharedNeighbor | Water | Porous | Wet | R245fa | MinimizeLCOE_Brownfield | IgnoreSilica | 2019 | 1.6 | 0.093118 | 0.00093148 | 4 | 3933974.7617 | 9508377.0946 | 80199.3966 | 193841.1281 | 58.926 | 0 | 34.5919 | 43089.7894 | 1112.809 | 53560.9012 | 55862.4606 | 0 | 22883.3082 | 0 | 68838.6146 | 179103.9545 | 122242.1292 | 546693.9666 | 961560.8286 | 13149413.2377 | 13149413.2377 | 1478867.319 | 6141486.3649 | 0 | 14657668.033 | 35427434.9546 | 5623.4133 | 0.0037259 | 3933974.7617 | 9508377.0946 | 80199.3966 | 193841.1281
1 | 3900 | 707 | 0.015 | 15 | 15 | 7 | 7.4989e-12 | 5spot_SharedNeighbor | Water | Porous | Wet | R245fa | MinimizeLCOE_Brownfield | IgnoreSilica | 2019 | 3.2929 | 0.23471 | 0.0026604 | 4 | 1426243.6084 | 3378031.0193 | 29075.9051 | 68865.7315 | 64.9083 | 0 | 85.0167 | 89890.3206 | 2458.8538 | 111583.478 | 97978.0532 | 0 | 42351.2654 | 0 | 134262.1687 | 349322.622 | 238419.8673 | 1066266.629 | 961560.8286 | 13149413.2377 | 13149413.2377 | 1478867.319 | 6141486.3649 | 0 | 15177240.6953 | 35947007.6169 | 7498.9421 | 0.010641 | 1426243.6084 | 3378031.0193 | 29075.9051 | 68865.7315
1 | 3900 | 707 | 0.015 | 15 | 15 | 7 | 1e-11 | 5spot_SharedNeighbor | Water | Porous | Wet | R245fa | MinimizeLCOE_Brownfield | IgnoreSilica | 2019 | 4.4721 | 0.33592 | 0.0046913 | 4 | 825778.2701 | 1932594.3188 | 16834.607 | 39398.5492 | 66.5734 | 0 | 84.9661 | 117962.4647 | 3278.3355 | 148428.0419 | 127627.2985 | 0 | 49882.7965 | 0 | 174399.7855 | 453752.4675 | 309695.3827 | 1385026.5727 | 961560.8286 | 13149413.2377 | 13149413.2377 | 1478867.319 | 6141486.3649 | 0 | 15496000.6391 | 36265767.5607 | 10000 | 0.018765 | 825778.2701 | 1932594.3188 | 16834.607 | 39398.5492
1 | 3900 | 707 | 0.015 | 15 | 15 | 7 | 1.3335e-11 | 5spot_SharedNeighbor | Water | Porous | Wet | R245fa | MinimizeLCOE_Brownfield | IgnoreSilica | 2019 | 5.9601 | 0.46402 | 0.0074819 | 4 | 530395.7858 | 1224391.7512 | 10812.8355 | 24960.882 | 67.775 | 0 | 106.3712 | 150043.8574 | 4219.1195 | 191986.7598 | 165017.6109 | 0 | 57817.6971 | 0 | 221943.1675 | 577450.5949 | 394121.8964 | 1762600.7035 | 961560.8286 | 13149413.2377 | 13149413.2377 | 1478867.319 | 6141486.3649 | 0 | 15873574.7698 | 36643341.6915 | 13335.2143 | 0.029928 | 530395.7858 | 1224391.7512 | 10812.8355 | 24960.882
1 | 3900 | 707 | 0.015 | 15 | 15 | 7 | 1.7783e-11 | 5spot_SharedNeighbor | Water | Porous | Wet | R245fa | MinimizeLCOE_Brownfield | IgnoreSilica | 2019 | 7.8386 | 0.62582 | 0.011191 | 4 | 364654.2202 | 828637.3113 | 7433.9695 | 16892.8924 | 68.6327 | 0 | 78.5735 | 186799.3664 | 5297.6616 | 243706.4758 | 212209.2714 | 0 | 66306.9443 | 0 | 278584.6906 | 724820.2193 | 494704.6932 | 2212429.3225 | 961560.8286 | 13149413.2377 | 13149413.2377 | 1478867.319 | 6141486.3649 | 0 | 16323403.3888 | 37093170.3105 | 17782.7941 | 0.044764 | 364654.2202 | 828637.3113 | 7433.9695 | 16892.8924
1 | 3900 | 707 | 0.015 | 15 | 15 | 7 | 2.3714e-11 | 5spot_SharedNeighbor | Water | Porous | Wet | R245fa | MinimizeLCOE_Brownfield | IgnoreSilica | 2019 | 10.4696 | 0.8546 | 0.016322 | 4 | 259307.5221 | 577432.0322 | 5286.3346 | 11771.733 | 69.3998 | 0 | 103.4295 | 234310.4447 | 6695.3921 | 312474.1206 | 278650.5991 | 0 | 77946.4794 | 0 | 354930.044 | 923455.1683 | 630277.1275 | 2818739.3758 | 961560.8286 | 13149413.2377 | 13149413.2377 | 1478867.319 | 6141486.3649 | 0 | 16929713.4421 | 37699480.3637 | 23713.7371 | 0.065288 | 259307.5221 | 577432.0322 | 5286.3346 | 11771.733
1 | 3900 | 707 | 0.015 | 15 | 15 | 7 | 3.1623e-11 | 5spot_SharedNeighbor | Water | Porous | Wet | R245fa | MinimizeLCOE_Brownfield | IgnoreSilica | 2019 | 13.6218 | 1.1281 | 0.022937 | 4 | 191999.9284 | 418373.9843 | 3914.1782 | 8529.1196 | 69.9093 | 0 | 100.791 | 286137.6168 | 8218.2974 | 390027.0249 | 358131.062 | 0 | 89125.5471 | 0 | 441339.4238 | 1148274.6495 | 783721.043 | 3504974.6644 | 961560.8286 | 13149413.2377 | 13149413.2377 | 1478867.319 | 6141486.3649 | 0 | 17615948.7307 | 38385715.6524 | 31622.7766 | 0.09175 | 191999.9284 | 418373.9843 | 3914.1782 | 8529.1196
1 | 3900 | 707 | 0.015 | 15 | 15 | 7 | 4.217e-11 | 5spot_SharedNeighbor | Water | Porous | Wet | R245fa | MinimizeLCOE_Brownfield | IgnoreSilica | 2019 | 17.5265 | 1.4672 | 0.031477 | 4 | 146367.3913 | 311329.3428 | 2983.8972 | 6346.8698 | 70.2911 | 0 | 105.2738 | 345315.7134 | 9956.0357 | 481113.0102 | 456606.752 | 0 | 101023.6768 | 0 | 543665.9233 | 1414507.2113 | 965430.237 | 4317618.5597 | 961560.8286 | 13149413.2377 | 13149413.2377 | 1478867.319 | 6141486.3649 | 0 | 18428592.626 | 39198359.5476 | 42169.6503 | 0.12591 | 146367.3913 | 311329.3428 | 2983.8972 | 6346.8698
1 | 3900 | 707 | 0.015 | 15 | 15 | 7 | 5.6234e-11 | 5spot_SharedNeighbor | Water | Porous | Wet | R245fa | MinimizeLCOE_Brownfield | IgnoreSilica | 2019 | 22.2166 | 1.8747 | 0.042244 | 4 | 114599.4115 | 237514.9677 | 2336.264 | 4842.0639 | 70.5758 | 0 | 91.2229 | 411182.9889 | 11888.4038 | 585173.7339 | 574915.3051 | 0 | 113040.6161 | 0 | 661518.4087 | 1721135.2033 | 1174710.142 | 5253564.8018 | 961560.8286 | 13149413.2377 | 13149413.2377 | 1478867.319 | 6141486.3649 | 0 | 19364538.8681 | 40134305.7898 | 56234.1325 | 0.16898 | 114599.4115 | 237514.9677 | 2336.264 | 4842.0639
1 | 3900 | 707 | 0.015 | 15 | 15 | 7 | 7.4989e-11 | 5spot_SharedNeighbor | Water | Porous | Wet | R245fa | MinimizeLCOE_Brownfield | IgnoreSilica | 2019 | 27.6682 | 2.3485 | 0.05541 | 4 | 92093.0505 | 185802.4676 | 1877.4414 | 3787.8346 | 70.7881 | 0 | 94.908 | 482556.8098 | 13980.1371 | 700642.2143 | 712461.7488 | 0 | 124593.9227 | 0 | 793351.5847 | 2064138.0847 | 1408816.6566 | 6300541.1586 | 961560.8286 | 13149413.2377 | 13149413.2377 | 1478867.319 | 6141486.3649 | 0 | 20411515.2249 | 41181282.1466 | 74989.4209 | 0.22164 | 92093.0505 | 185802.4676 | 1877.4414 | 3787.8346
1 | 3900 | 707 | 0.015 | 15 | 15 | 7 | 1e-10 | 5spot_SharedNeighbor | Water | Porous | Wet | R245fa | MinimizeLCOE_Brownfield | IgnoreSilica | 2019 | 33.6749 | 2.8708 | 0.070827 | 4 | 75977.3006 | 149288.6342 | 1548.9 | 3043.4507 | 70.9449 | 0 | 130.0547 | 556386.2092 | 16141.5491 | 822632.1233 | 864045.7851 | 0 | 134555.5357 | 0 | 933566.8689 | 2428949.492 | 1657807.9382 | 7414085.5016 | 961560.8286 | 13149413.2377 | 13149413.2377 | 1478867.319 | 6141486.3649 | 0 | 21525059.5679 | 42294826.4895 | 100000 | 0.28331 | 75977.3006 | 149288.6342 | 1548.9 | 3043.4507
1 | 3900 | 707 | 0.015 | 15 | 15 | 7 | 1.3335e-10 | 5spot_SharedNeighbor | Water | Porous | Wet | R245fa | MinimizeLCOE_Brownfield | IgnoreSilica | 2019 | 39.936 | 3.4155 | 0.087964 | 4 | 64371.9038 | 123400.9344 | 1312.3083 | 2515.695 | 71.0603 | 0 | 108.7076 | 629212.1967 | 18271.409 | 945185.5582 | 1022085.8744 | 0 | 142112.9224 | 0 | 1075178.5047 | 2797393.9197 | 1909278.8309 | 8538719.2159 | 961560.8286 | 13149413.2377 | 13149413.2377 | 1478867.319 | 6141486.3649 | 0 | 22649693.2822 | 43419460.2039 | 133352.1432 | 0.35186 | 64371.9038 | 123400.9344 | 1312.3083 | 2515.695
1 | 3900 | 707 | 0.015 | 15 | 15 | 7 | 1.7783e-10 | 5spot_SharedNeighbor | Water | Porous | Wet | R245fa | MinimizeLCOE_Brownfield | IgnoreSilica | 2019 | 46.0675 | 3.949 | 0.10591 | 4 | 55992.357 | 105019.5316 | 1141.4799 | 2140.9652 | 71.1441 | 0 | 98.8776 | 697262.1906 | 20259.6692 | 1061484.8796 | 1176878.447 | 0 | 146704.7224 | 0 | 1210010.0644 | 3148197.9804 | 2148709.8106 | 9609507.7642 | 961560.8286 | 13149413.2377 | 13149413.2377 | 1478867.319 | 6141486.3649 | 0 | 23720481.8305 | 44490248.7522 | 177827.941 | 0.42364 | 55992.357 | 105019.5316 | 1141.4799 | 2140.9652
1 | 3900 | 707 | 0.015 | 15 | 15 | 7 | 2.3714e-10 | 5spot_SharedNeighbor | Water | Porous | Wet | R245fa | MinimizeLCOE_Brownfield | IgnoreSilica | 2019 | 51.7042 | 4.4395 | 0.12357 | 4 | 49931.8571 | 91952.0185 | 1017.9284 | 1874.5663 | 71.2034 | 0 | 97.7693 | 757434.6992 | 22016.153 | 1165640.2132 | 1319173.5541 | 0 | 148240.4569 | 0 | 1330876.9798 | 3462668.901 | 2363342.6757 | 10569393.6329 | 961560.8286 | 13149413.2377 | 13149413.2377 | 1478867.319 | 6141486.3649 | 0 | 24680367.6992 | 45450134.6209 | 237137.3706 | 0.49428 | 49931.8571 | 91952.0185 | 1017.9284 | 1874.5663
1 | 3900 | 707 | 0.015 | 15 | 15 | 7 | 3.1623e-10 | 5spot_SharedNeighbor | Water | Porous | Wet | R245fa | MinimizeLCOE_Brownfield | IgnoreSilica | 2019 | 56.6056 | 4.8658 | 0.13997 | 4 | 45538.6189 | 82634.8978 | 928.3663 | 1684.6242 | 71.2443 | 0 | 103.9419 | 808139.8469 | 23494.9829 | 1254316.6018 | 1442881.6572 | 0 | 147184.5884 | 0 | 1433646.8941 | 3730055.1371 | 2545839.2761 | 11385558.9846 | 961560.8286 | 13149413.2377 | 13149413.2377 | 1478867.319 | 6141486.3649 | 0 | 25496533.0509 | 46266299.9726 | 316227.766 | 0.55989 | 45538.6189 | 82634.8978 | 928.3663 | 1684.6242
1 | 3900 | 707 | 0.015 | 15 | 15 | 7 | 4.217e-10 | 5spot_SharedNeighbor | Water | Porous | Wet | R245fa | MinimizeLCOE_Brownfield | IgnoreSilica | 2019 | 60.7271 | 5.2241 | 0.15451 | 4 | 42343.0935 | 75948.4552 | 863.2212 | 1548.312 | 71.272 | 0 | 115.8442 | 849725.5708 | 24706.8614 | 1327643.2846 | 1546870.7398 | 0 | 144548.4153 | 0 | 1518463.0001 | 3950729.2466 | 2696453.8902 | 12059141.0087 | 961560.8286 | 13149413.2377 | 13149413.2377 | 1478867.319 | 6141486.3649 | 0 | 26170115.075 | 46939881.9967 | 421696.5034 | 0.61805 | 42343.0935 | 75948.4552 | 863.2212 | 1548.312
1 | 3900 | 707 | 0.015 | 15 | 15 | 7 | 5.6234e-10 | 5spot_SharedNeighbor | Water | Porous | Wet | R245fa | MinimizeLCOE_Brownfield | IgnoreSilica | 2019 | 64.0723 | 5.5147 | 0.16689 | 4 | 40008.9095 | 71122.3572 | 815.6357 | 1449.9255 | 71.2906 | 0 | 128.7762 | 882823.0897 | 25670.6866 | 1386380.7577 | 1631237.7351 | 0 | 141024.5099 | 0 | 1586183.3438 | 4126923.6896 | 2816710.218 | 12596954.0303 | 961560.8286 | 13149413.2377 | 13149413.2377 | 1478867.319 | 6141486.3649 | 0 | 26707928.0966 | 47477695.0183 | 562341.3252 | 0.66755 | 40008.9095 | 71122.3572 | 815.6357 | 1449.9255
1 | 3900 | 707 | 0.015 | 15 | 15 | 7 | 7.4989e-10 | 5spot_SharedNeighbor | Water | Porous | Wet | R245fa | MinimizeLCOE_Brownfield | IgnoreSilica | 2019 | 66.7176 | 5.7443 | 0.17709 | 4 | 38296.2876 | 67617.586 | 780.7216 | 1378.4759 | 71.303 | 0 | 110.4234 | 908602.6408 | 26420.949 | 1432360.2888 | 1697925.5702 | 0 | 137198.9446 | 0 | 1638978.2734 | 4264285.2667 | 2910462.3168 | 13016234.2503 | 961560.8286 | 13149413.2377 | 13149413.2377 | 1478867.319 | 6141486.3649 | 0 | 27127208.3166 | 47896975.2382 | 749894.2093 | 0.70835 | 38296.2876 | 67617.586 | 780.7216 | 1378.4759
1 | 3900 | 707 | 0.015 | 15 | 15 | 7 | 1e-09 | 5spot_SharedNeighbor | Water | Porous | Wet | R245fa | MinimizeLCOE_Brownfield | IgnoreSilica | 2019 | 68.7929 | 5.9244 | 0.18532 | 4 | 37034.4246 | 65053.5093 | 754.9968 | 1326.2038 | 71.3114 | 0 | 111.9611 | 928593.7823 | 27002.4591 | 1468152.901 | 1750223.4287 | 0 | 133589.8486 | 0 | 1679949.3437 | 4370883.5873 | 2983217.861 | 13341613.2119 | 961560.8286 | 13149413.2377 | 13149413.2377 | 1478867.319 | 6141486.3649 | 0 | 27452587.2782 | 48222354.1998 | 1000000 | 0.74127 | 37034.4246 | 65053.5093 | 754.9968 | 1326.2038
1 | 3900 | 707 | 0.015 | 15 | 15 | 7 | 1.3335e-09 | 5spot_SharedNeighbor | Water | Porous | Wet | R245fa | MinimizeLCOE_Brownfield | IgnoreSilica | 2019 | 70.3982 | 6.0636 | 0.19184 | 4 | 36101.2488 | 63168.4082 | 735.9728 | 1287.7734 | 71.317 | 0 | 114.7345 | 943921.1605 | 27448.1276 | 1495676.1454 | 1790664.5806 | 0 | 130380.3177 | 0 | 1711355.2294 | 4452595.2597 | 3038987.7564 | 13591028.5774 | 961560.8286 | 13149413.2377 | 13149413.2377 | 1478867.319 | 6141486.3649 | 0 | 27702002.6437 | 48471769.5653 | 1333521.4322 | 0.76734 | 36101.2488 | 63168.4082 | 735.9728 | 1287.7734
1 | 3900 | 707 | 0.015 | 15 | 15 | 7 | 1.7783e-09 | 5spot_SharedNeighbor | Water | Porous | Wet | R245fa | MinimizeLCOE_Brownfield | IgnoreSilica | 2019 | 71.6286 | 6.1702 | 0.19693 | 4 | 35409.0162 | 61776.5537 | 721.8607 | 1259.3986 | 71.3209 | 0 | 127.5296 | 955590.2482 | 27787.3169 | 1516677.0855 | 1821652.9682 | 0 | 127648.8756 | 0 | 1735249.0328 | 4514762.0348 | 3081417.8579 | 13780785.4199 | 961560.8286 | 13149413.2377 | 13149413.2377 | 1478867.319 | 6141486.3649 | 0 | 27891759.4862 | 48661526.4079 | 1778279.41 | 0.7877 | 35409.0162 | 61776.5537 | 721.8607 | 1259.3986
1 | 3900 | 707 | 0.015 | 15 | 15 | 7 | 2.3714e-09 | 5spot_SharedNeighbor | Water | Porous | Wet | R245fa | MinimizeLCOE_Brownfield | IgnoreSilica | 2019 | 72.5714 | 6.2519 | 0.20087 | 4 | 34894.2366 | 60744.3653 | 711.3662 | 1238.356 | 71.3236 | 0 | 103.4361 | 964486.0796 | 28045.8307 | 1532714.1381 | 1845392.4045 | 0 | 125425.3257 | 0 | 1753464.8737 | 4562155.9161 | 3113765.1557 | 13925449.7241 | 961560.8286 | 13149413.2377 | 13149413.2377 | 1478867.319 | 6141486.3649 | 0 | 28036423.7904 | 48806190.712 | 2371373.7057 | 0.80347 | 34894.2366 | 60744.3653 | 711.3662 | 1238.356
1 | 3900 | 707 | 0.015 | 15 | 15 | 7 | 3.1623e-09 | 5spot_SharedNeighbor | Water | Porous | Wet | R245fa | MinimizeLCOE_Brownfield | IgnoreSilica | 2019 | 73.2681 | 6.3122 | 0.20387 | 4 | 34510.6656 | 59980.3388 | 703.5466 | 1222.7803 | 71.3255 | 0 | 118.0907 | 971035.7286 | 28236.1278 | 1544536.5946 | 1862934.7254 | 0 | 123546.2697 | 0 | 1766812.884 | 4596884.7009 | 3137468.2649 | 14031455.2958 | 961560.8286 | 13149413.2377 | 13149413.2377 | 1478867.319 | 6141486.3649 | 0 | 28142429.3621 | 48912196.2837 | 3162277.6602 | 0.81547 | 34510.6656 | 59980.3388 | 703.5466 | 1222.7803
1 | 3900 | 707 | 0.015 | 15 | 15 | 7 | 4.217e-09 | 5spot_SharedNeighbor | Water | Porous | Wet | R245fa | MinimizeLCOE_Brownfield | IgnoreSilica | 2019 | 71.1559 | 6.1292 | 0.20332 | 4 | 34125.0466 | 59663.8518 | 695.6852 | 1216.3283 | 71.3195 | 0 | 121.7165 | 951114.9536 | 27657.24 | 1508618.4833 | 1809748.9187 | 0 | 107299.8209 | 0 | 1717731.3724 | 4469184.6758 | 3050310.3738 | 13641665.8384 | 961560.8286 | 13149413.2377 | 13149413.2377 | 1478867.319 | 6141486.3649 | 0 | 27752639.9047 | 48522406.8264 | 4216965.0343 | 0.81326 | 34125.0466 | 59663.8518 | 695.6852 | 1216.3283
1 | 3900 | 707 | 0.015 | 15 | 15 | 7 | 5.6234e-09 | 5spot_SharedNeighbor | Water | Porous | Wet | R245fa | MinimizeLCOE_Brownfield | IgnoreSilica | 2019 | 72.528 | 6.2481 | 0.20644 | 4 | 33888.8232 | 59041.0569 | 690.8695 | 1203.6318 | 71.3235 | 0 | 337.3369 | 964077.6564 | 28033.9617 | 1531977.4996 | 1844300.6676 | 0 | 110784.6872 | 0 | 1746878.0443 | 4545018.3374 | 3102068.406 | 13873139.2603 | 961560.8286 | 13149413.2377 | 13149413.2377 | 1478867.319 | 6141486.3649 | 0 | 27984113.3267 | 48753880.2483 | 5623413.2519 | 0.82576 | 33888.8232 | 59041.0569 | 690.8695 | 1203.6318
1 | 3900 | 707 | 0.015 | 15 | 15 | 7 | 7.4989e-09 | 5spot_SharedNeighbor | Water | Porous | Wet | R245fa | MinimizeLCOE_Brownfield | IgnoreSilica | 2019 | 74.1768 | 6.3909 | 0.20959 | 4 | 33715.4366 | 58489.4133 | 687.3348 | 1192.3858 | 71.3278 | 0 | 130.082 | 979545.8694 | 28483.3412 | 1559916.6166 | 1885808.3361 | 0 | 116439.0665 | 0 | 1782375.3596 | 4637375.0702 | 3165103.774 | 14155047.4335 | 961560.8286 | 13149413.2377 | 13149413.2377 | 1478867.319 | 6141486.3649 | 0 | 28266021.4998 | 49035788.4215 | 7498942.0933 | 0.83837 | 33715.4366 | 58489.4133 | 687.3348 | 1192.3858
1 | 3900 | 707 | 0.015 | 15 | 15 | 7 | 1e-08 | 5spot_SharedNeighbor | Water | Porous | Wet | R245fa | MinimizeLCOE_Brownfield | IgnoreSilica | 2019 | 74.63 | 6.4301 | 0.2109 | 4 | 33594.6448 | 58215.6058 | 684.8723 | 1186.8039 | 71.3288 | 0 | 143.0788 | 983777.0971 | 28606.2352 | 1567571.556 | 1897215.1293 | 0 | 116841.5956 | 0 | 1791664.5292 | 4661543.5839 | 3181599.2812 | 14228819.0075 | 961560.8286 | 13149413.2377 | 13149413.2377 | 1478867.319 | 6141486.3649 | 0 | 28339793.0738 | 49109559.9954 | 10000000 | 0.84358 | 33594.6448 | 58215.6058 | 684.8723 | 1186.8039
1 | 4000 | 707 | 0.015 | 15 | 15 | 7 | 1e-13 | 5spot_SharedNeighbor | Water | Porous | Wet | R245fa | MinimizeLCOE_Brownfield | IgnoreSilica | 2019 | 0 | 0 | 0 | 0 |  |  |  |  | 15 |  | 17.645 | [19 empty] | 100 | 0
1 | 4000 | 707 | 0.015 | 15 | 15 | 7 | 1.3335e-13 | 5spot_SharedNeighbor | Water | Porous | Wet | R245fa | MinimizeLCOE_Brownfield | IgnoreSilica | 2019 | 0 | 0 | 0 | 0 |  |  |  |  | 15 |  | 18.8284 | [19 empty] | 133.3521 | 0
1 | 4000 | 707 | 0.015 | 15 | 15 | 7 | 1.7783e-13 | 5spot_SharedNeighbor | Water | Porous | Wet | R245fa | MinimizeLCOE_Brownfield | IgnoreSilica | 2019 | 0 | 0 | 0 | 0 |  |  |  |  | 15 |  | 23.1425 | [19 empty] | 177.8279 | 0
1 | 4000 | 707 | 0.015 | 15 | 15 | 7 | 2.3714e-13 | 5spot_SharedNeighbor | Water | Porous | Wet | R245fa | MinimizeLCOE_Brownfield | IgnoreSilica | 2019 | 0 | 0 | 0 | 0 |  |  |  |  | 15 |  | 23.2667 | [19 empty] | 237.1374 | 0
1 | 4000 | 707 | 0.015 | 15 | 15 | 7 | 3.1623e-13 | 5spot_SharedNeighbor | Water | Porous | Wet | R245fa | MinimizeLCOE_Brownfield | IgnoreSilica | 2019 | 0 | 0 | 0 | 0 |  |  |  |  | 15 |  | 23.4697 | [19 empty] | 316.2278 | 0
1 | 4000 | 707 | 0.015 | 15 | 15 | 7 | 4.217e-13 | 5spot_SharedNeighbor | Water | Porous | Wet | R245fa | MinimizeLCOE_Brownfield | IgnoreSilica | 2019 | 0 | 0 | 0 | 0 |  |  |  |  | 15 |  | 24.4913 | [19 empty] | 421.6965 | 0
1 | 4000 | 707 | 0.015 | 15 | 15 | 7 | 5.6234e-13 | 5spot_SharedNeighbor | Water | Porous | Wet | R245fa | MinimizeLCOE_Brownfield | IgnoreSilica | 2019 | 0 | 0 | 0 | 0 |  |  |  |  | 15 |  | 26.6192 | [19 empty] | 562.3413 | 0
1 | 4000 | 707 | 0.015 | 15 | 15 | 7 | 7.4989e-13 | 5spot_SharedNeighbor | Water | Porous | Wet | R245fa | MinimizeLCOE_Brownfield | IgnoreSilica | 2019 | 0 | 0 | 0 | 0 |  |  |  |  | 15 |  | 27.7008 | [19 empty] | 749.8942 | 0
1 | 4000 | 707 | 0.015 | 15 | 15 | 7 | 1e-12 | 5spot_SharedNeighbor | Water | Porous | Wet | R245fa | MinimizeLCOE_Brownfield | IgnoreSilica | 2019 | 0 | 0 | 0 | 0 |  |  |  |  | 15 |  | 28.4569 | [19 empty] | 1000 | 0
1 | 4000 | 707 | 0.015 | 15 | 15 | 7 | 1.3335e-12 | 5spot_SharedNeighbor | Water | Porous | Wet | R245fa | MinimizeLCOE_Brownfield | IgnoreSilica | 2019 | 0 | 0 | 0 | 0 |  |  |  |  | 15 |  | 30.4959 | [19 empty] | 1333.5214 | 0
1 | 4000 | 707 | 0.015 | 15 | 15 | 7 | 1.7783e-12 | 5spot_SharedNeighbor | Water | Porous | Wet | R245fa | MinimizeLCOE_Brownfield | IgnoreSilica | 2019 | 0 | 0 | 0 | 0 |  |  |  |  | 15 |  | 30.6427 | [19 empty] | 1778.2794 | 0
1 | 4000 | 707 | 0.015 | 15 | 15 | 7 | 2.3714e-12 | 5spot_SharedNeighbor | Water | Porous | Wet | R245fa | MinimizeLCOE_Brownfield | IgnoreSilica | 2019 | 0 | 0 | 0 | 0 |  |  |  |  | 15 |  | 29.6881 | [19 empty] | 2371.3737 | 0
1 | 4000 | 707 | 0.015 | 15 | 15 | 7 | 3.1623e-12 | 5spot_SharedNeighbor | Water | Porous | Wet | R245fa | MinimizeLCOE_Brownfield | IgnoreSilica | 2019 | 0 | 0 | 0 | 0 |  |  |  |  | 15 |  | 31.7383 | [19 empty] | 3162.2777 | 0
1 | 4000 | 707 | 0.015 | 15 | 15 | 7 | 4.217e-12 | 5spot_SharedNeighbor | Water | Porous | Wet | R245fa | MinimizeLCOE_Brownfield | IgnoreSilica | 2019 | 1.6 | 0.095923 | 0.00057197 | 4 | 6606906.6482 | 15951036.4948 | 134690.7285 | 325183.4543 | 59.7506 | 0 | 35.4155 | 44642.6214 | 1160.7718 | 54804.4064 | 56441.2806 | 0 | 27051.4174 | 0 | 71799.1941 | 186806.775 | 127499.4624 | 570205.9292 | 961560.8286 | 13584081.2916 | 13584081.2916 | 1478867.319 | 6315353.5865 | 0 | 15115848.0494 | 36494150.2465 | 4216.965 | 0.0022879 | 6606906.6482 | 15951036.4948 | 134690.7285 | 325183.4543
1 | 4000 | 707 | 0.015 | 15 | 15 | 7 | 5.6234e-12 | 5spot_SharedNeighbor | Water | Porous | Wet | R245fa | MinimizeLCOE_Brownfield | IgnoreSilica | 2019 | 1.6 | 0.095925 | 0.0011799 | 4 | 3199443.2983 | 7728969.0996 | 65224.9792 | 157565.4893 | 59.7511 | 0 | 35.16 | 44643.5511 | 1160.8006 | 54805.1463 | 56441.6236 | 0 | 22134.0142 | 0 | 69882.203 | 181819.1573 | 124095.3109 | 554981.807 | 961560.8286 | 13584081.2916 | 13584081.2916 | 1478867.319 | 6315353.5865 | 0 | 15100623.9272 | 36478926.1244 | 5623.4133 | 0.0047198 | 3199443.2983 | 7728969.0996 | 65224.9792 | 157565.4893
1 | 4000 | 707 | 0.015 | 15 | 15 | 7 | 7.4989e-12 | 5spot_SharedNeighbor | Water | Porous | Wet | R245fa | MinimizeLCOE_Brownfield | IgnoreSilica | 2019 | 3.364 | 0.24935 | 0.0034569 | 4 | 1132296.4489 | 2678361.4594 | 23083.3947 | 54602.0211 | 66.136 | 0 | 68.3151 | 95430.6992 | 2635.5025 | 116990.7738 | 101366.3569 | 0 | 42362.8097 | 0 | 139926.5954 | 364060.2984 | 248478.6344 | 1111251.6704 | 961560.8286 | 13584081.2916 | 13584081.2916 | 1478867.319 | 6315353.5865 | 0 | 15656893.7907 | 37035195.9878 | 7498.9421 | 0.013828 | 1132296.4489 | 2678361.4594 | 23083.3947 | 54602.0211
1 | 4000 | 707 | 0.015 | 15 | 15 | 7 | 1e-11 | 5spot_SharedNeighbor | Water | Porous | Wet | R245fa | MinimizeLCOE_Brownfield | IgnoreSilica | 2019 | 4.8935 | 0.38548 | 0.0059054 | 4 | 680947.0134 | 1585971.9622 | 13882.0259 | 32332.1836 | 68.1739 | 0 | 74.6678 | 132734.1731 | 3737.2707 | 165457.029 | 140599.3259 | 0 | 54538.3431 | 0 | 193855.7953 | 504373.0141 | 344244.946 | 1539539.8972 | 961560.8286 | 13584081.2916 | 13584081.2916 | 1478867.319 | 6315353.5865 | 0 | 16085182.0175 | 37463484.2146 | 10000 | 0.023622 | 680947.0134 | 1585971.9622 | 13882.0259 | 32332.1836
1 | 4000 | 707 | 0.015 | 15 | 15 | 7 | 1.3335e-11 | 5spot_SharedNeighbor | Water | Porous | Wet | R245fa | MinimizeLCOE_Brownfield | IgnoreSilica | 2019 | 6.513 | 0.53051 | 0.0092316 | 4 | 446913.5688 | 1025859.0663 | 9110.9376 | 20913.5246 | 69.3261 | 0 | 99.5675 | 168190.0594 | 4788.1077 | 213398.1598 | 182247.4368 | 0 | 63294.9182 | 0 | 246448.286 | 641207.8866 | 437637.5581 | 1957212.4125 | 961560.8286 | 13584081.2916 | 13584081.2916 | 1478867.319 | 6315353.5865 | 0 | 16502854.5328 | 37881156.7299 | 13335.2143 | 0.036926 | 446913.5688 | 1025859.0663 | 9110.9376 | 20913.5246
1 | 4000 | 707 | 0.015 | 15 | 15 | 7 | 1.7783e-11 | 5spot_SharedNeighbor | Water | Porous | Wet | R245fa | MinimizeLCOE_Brownfield | IgnoreSilica | 2019 | 8.4617 | 0.70455 | 0.013583 | 4 | 312427.6752 | 705905.1687 | 6369.2607 | 14390.8317 | 70.0994 | 0 | 101.22 | 206872.5167 | 5934.3016 | 267584.3443 | 232240.8353 | 0 | 71638.7658 | 0 | 305865.5979 | 795799.544 | 543149.5408 | 2429085.4465 | 961560.8286 | 13584081.2916 | 13584081.2916 | 1478867.319 | 6315353.5865 | 0 | 16974727.5667 | 38353029.7639 | 17782.7941 | 0.054332 | 312427.6752 | 705905.1687 | 6369.2607 | 14390.8317
1 | 4000 | 707 | 0.015 | 15 | 15 | 7 | 2.3714e-11 | 5spot_SharedNeighbor | Water | Porous | Wet | R245fa | MinimizeLCOE_Brownfield | IgnoreSilica | 2019 | 11.3527 | 0.96626 | 0.019726 | 4 | 223755.3988 | 494695.924 | 4561.5565 | 10085.0455 | 70.8861 | 0 | 171.4085 | 260287.0844 | 7522.9202 | 344268.8959 | 306983.3348 | 0 | 84912.0404 | 0 | 391549.9675 | 1018732.6975 | 695305.9989 | 3109562.9396 | 961560.8286 | 13584081.2916 | 13584081.2916 | 1478867.319 | 6315353.5865 | 0 | 17655205.0599 | 39033507.257 | 23713.7371 | 0.078904 | 223755.3988 | 494695.924 | 4561.5565 | 10085.0455
1 | 4000 | 707 | 0.015 | 15 | 15 | 7 | 3.1623e-11 | 5spot_SharedNeighbor | Water | Porous | Wet | R245fa | MinimizeLCOE_Brownfield | IgnoreSilica | 2019 | 14.0135 | 1.2062 | 0.027371 | 4 | 166541.9562 | 361806.12 | 3395.183 | 7375.9071 | 71.292 | 0 | 88.8293 | 305293.6593 | 8858.7744 | 410955.9212 | 375592.1848 | 0 | 90044.0032 | 0 | 464390.3717 | 1208248.4877 | 824654.4199 | 3688037.8222 | 961560.8286 | 13584081.2916 | 13584081.2916 | 1478867.319 | 6315353.5865 | 0 | 18233679.9424 | 39611982.1396 | 31622.7766 | 0.10948 | 166541.9562 | 361806.12 | 3395.183 | 7375.9071
1 | 4000 | 707 | 0.015 | 15 | 15 | 7 | 4.217e-11 | 5spot_SharedNeighbor | Water | Porous | Wet | R245fa | MinimizeLCOE_Brownfield | IgnoreSilica | 2019 | 18.282 | 1.5914 | 0.037462 | 4 | 127777.042 | 270444.0404 | 2604.9078 | 5513.3676 | 71.7012 | 0 | 115.4806 | 372229.5776 | 10843.9503 | 512768.7603 | 485691.2372 | 0 | 104116.9824 | 0 | 579403.698 | 1507489.5702 | 1028892.6075 | 4601436.3833 | 961560.8286 | 13584081.2916 | 13584081.2916 | 1478867.319 | 6315353.5865 | 0 | 19147078.5036 | 40525380.7007 | 42169.6503 | 0.14985 | 127777.042 | 270444.0404 | 2604.9078 | 5513.3676
1 | 4000 | 707 | 0.015 | 15 | 15 | 7 | 5.6234e-11 | 5spot_SharedNeighbor | Water | Porous | Wet | R245fa | MinimizeLCOE_Brownfield | IgnoreSilica | 2019 | 24.0971 | 2.1164 | 0.050533 | 4 | 100652.4464 | 206415.727 | 2051.9363 | 4208.0638 | 72.0298 | 0 | 103.2126 | 456029.8788 | 13326.415 | 643956.2306 | 635715.8145 | 0 | 123465.8189 | 0 | 730272.7215 | 1900019.8219 | 1296802.57 | 5799589.2713 | 961560.8286 | 13584081.2916 | 13584081.2916 | 1478867.319 | 6315353.5865 | 0 | 20345231.3915 | 41723533.5887 | 56234.1325 | 0.20213 | 100652.4464 | 206415.727 | 2051.9363 | 4208.0638
1 | 4000 | 707 | 0.015 | 15 | 15 | 7 | 7.4989e-11 | 5spot_SharedNeighbor | Water | Porous | Wet | R245fa | MinimizeLCOE_Brownfield | IgnoreSilica | 2019 | 29.8434 | 2.6353 | 0.065858 | 4 | 81495.8067 | 162648.613 | 1661.4023 | 3315.812 | 72.2318 | 0 | 124.7711 | 532881.6841 | 15600.4234 | 767307.6989 | 783977.2159 | 0 | 135444.7115 | 0 | 871732.5762 | 2268069.3463 | 1548003.933 | 6923017.5893 | 961560.8286 | 13584081.2916 | 13584081.2916 | 1478867.319 | 6315353.5865 | 0 | 21468659.7095 | 42846961.9067 | 74989.4209 | 0.26343 | 81495.8067 | 162648.613 | 1661.4023 | 3315.812
1 | 4000 | 707 | 0.015 | 15 | 15 | 7 | 1e-10 | 5spot_SharedNeighbor | Water | Porous | Wet | R245fa | MinimizeLCOE_Brownfield | IgnoreSilica | 2019 | 36.1233 | 3.2027 | 0.083615 | 4 | 67736.3579 | 131655.4871 | 1380.8973 | 2683.9752 | 72.3816 | 0 | 149.4828 | 611883.4164 | 17935.4243 | 896719.4368 | 946042.3245 | 0 | 145663.1964 | 0 | 1021115.0814 | 2656731.9824 | 1813274.1683 | 8109365.0307 | 961560.8286 | 13584081.2916 | 13584081.2916 | 1478867.319 | 6315353.5865 | 0 | 22655007.1509 | 44033309.348 | 100000 | 0.33446 | 67736.3579 | 131655.4871 | 1380.8973 | 2683.9752
1 | 4000 | 707 | 0.015 | 15 | 15 | 7 | 1.3335e-10 | 5spot_SharedNeighbor | Water | Porous | Wet | R245fa | MinimizeLCOE_Brownfield | IgnoreSilica | 2019 | 42.5519 | 3.7837 | 0.10307 | 4 | 57808.1747 | 109664.4647 | 1178.4978 | 2235.6584 | 72.4912 | 0 | 108.2773 | 688566.9117 | 20199.4885 | 1024557.2627 | 1111978.4652 | 0 | 152962.9325 | 0 | 1169323.3737 | 3042339.5571 | 2076459.2616 | 9286387.2531 | 961560.8286 | 13584081.2916 | 13584081.2916 | 1478867.319 | 6315353.5865 | 0 | 23832029.3733 | 45210331.5705 | 133352.1432 | 0.41226 | 57808.1747 | 109664.4647 | 1178.4978 | 2235.6584
1 | 4000 | 707 | 0.015 | 15 | 15 | 7 | 1.7783e-10 | 5spot_SharedNeighbor | Water | Porous | Wet | R245fa | MinimizeLCOE_Brownfield | IgnoreSilica | 2019 | 48.7593 | 4.3449 | 0.12314 | 4 | 50629.992 | 94033.6304 | 1032.1609 | 1917.0027 | 72.5701 | 0 | 98.4624 | 759355.76 | 22287.3846 | 1144321.4026 | 1272215.1401 | 0 | 157042.4912 | 0 | 1308536.6496 | 3404543.9445 | 2323671.1985 | 10391973.971 | 961560.8286 | 13584081.2916 | 13584081.2916 | 1478867.319 | 6315353.5865 | 0 | 24937616.0913 | 46315918.2884 | 177827.941 | 0.49255 | 50629.992 | 94033.6304 | 1032.1609 | 1917.0027
1 | 4000 | 707 | 0.015 | 15 | 15 | 7 | 2.3714e-10 | 5spot_SharedNeighbor | Water | Porous | Wet | R245fa | MinimizeLCOE_Brownfield | IgnoreSilica | 2019 | 52.842 | 4.7138 | 0.14149 | 4 | 45267.8756 | 83042.1882 | 922.8469 | 1692.9273 | 72.6115 | 0 | 129.0325 | 804421.0878 | 23615.4355 | 1221383.5583 | 1377594.5876 | 0 | 148290.9445 | 0 | 1394369.1893 | 3627862.6061 | 2476090.7738 | 11073628.1829 | 961560.8286 | 13584081.2916 | 13584081.2916 | 1478867.319 | 6315353.5865 | 0 | 25619270.3031 | 46997572.5003 | 237137.3706 | 0.56595 | 45267.8756 | 83042.1882 | 922.8469 | 1692.9273
1 | 4000 | 707 | 0.015 | 15 | 15 | 7 | 3.1623e-10 | 5spot_SharedNeighbor | Water | Porous | Wet | R245fa | MinimizeLCOE_Brownfield | IgnoreSilica | 2019 | 59.2191 | 5.2899 | 0.16045 | 4 | 41659.461 | 74970.1243 | 849.2845 | 1528.3674 | 72.6627 | 0 | 147.41 | 872726.3924 | 25626.4808 | 1339342.8815 | 1542149.6548 | 0 | 156157.0362 | 0 | 1535040.9539 | 3993861.6818 | 2725892.6635 | 12190797.745 | 961560.8286 | 13584081.2916 | 13584081.2916 | 1478867.319 | 6315353.5865 | 0 | 26736439.8653 | 48114742.0624 | 316227.766 | 0.64179 | 41659.461 | 74970.1243 | 849.2845 | 1528.3674
1 | 4000 | 707 | 0.015 | 15 | 15 | 7 | 4.217e-10 | 5spot_SharedNeighbor | Water | Porous | Wet | R245fa | MinimizeLCOE_Brownfield | IgnoreSilica | 2019 | 63.2339 | 5.6523 | 0.17608 | 4 | 38911.2752 | 69264.4361 | 793.259 | 1412.0492 | 72.6876 | 0 | 146.4705 | 914540.4375 | 26856.33 | 1412221.5501 | 1645696.0964 | 0 | 152848.3175 | 0 | 1619343.4653 | 4213199.5237 | 2875595.2475 | 12860300.968 | 961560.8286 | 13584081.2916 | 13584081.2916 | 1478867.319 | 6315353.5865 | 0 | 27405943.0882 | 48784245.2854 | 421696.5034 | 0.70432 | 38911.2752 | 69264.4361 | 793.259 | 1412.0492
1 | 4000 | 707 | 0.015 | 15 | 15 | 7 | 5.6234e-10 | 5spot_SharedNeighbor | Water | Porous | Wet | R245fa | MinimizeLCOE_Brownfield | IgnoreSilica | 2019 | 66.4741 | 5.9445 | 0.18928 | 4 | 36900.8947 | 65137.9692 | 752.2746 | 1327.9256 | 72.704 | 0 | 116.4516 | 947668.4079 | 27829.9621 | 1470314.565 | 1729225.7659 | 0 | 148805.6081 | 0 | 1686299.2805 | 4387404.8203 | 2994493.942 | 13392042.3517 | 961560.8286 | 13584081.2916 | 13584081.2916 | 1478867.319 | 6315353.5865 | 0 | 27937684.472 | 49315986.6691 | 562341.3252 | 0.7571 | 36900.8947 | 65137.9692 | 752.2746 | 1327.9256
1 | 4000 | 707 | 0.015 | 15 | 15 | 7 | 7.4989e-10 | 5spot_SharedNeighbor | Water | Porous | Wet | R245fa | MinimizeLCOE_Brownfield | IgnoreSilica | 2019 | 69.0487 | 6.1766 | 0.20011 | 4 | 35423.8188 | 62131.8411 | 722.1625 | 1266.6416 | 72.7149 | 0 | 138.8356 | 973616.6588 | 28592.0928 | 1516033.5251 | 1795566.7289 | 0 | 144713.723 | 0 | 1738823.8642 | 4524063.0127 | 3087765.9664 | 13809175.572 | 961560.8286 | 13584081.2916 | 13584081.2916 | 1478867.319 | 6315353.5865 | 0 | 28354817.6922 | 49733119.8894 | 749894.2093 | 0.80044 | 35423.8188 | 62131.8411 | 722.1625 | 1266.6416
1 | 4000 | 707 | 0.015 | 15 | 15 | 7 | 1e-09 | 5spot_SharedNeighbor | Water | Porous | Wet | R245fa | MinimizeLCOE_Brownfield | IgnoreSilica | 2019 | 71.0561 | 6.3573 | 0.2088 | 4 | 34334.1921 | 59930.2959 | 699.9489 | 1221.7601 | 72.7221 | 0 | 133.7291 | 993626.5009 | 29179.4961 | 1551418.4834 | 1847270.9734 | 0 | 140888.5852 | 0 | 1779329.7752 | 4629451.0843 | 3159695.4907 | 14130860.389 | 961560.8286 | 13584081.2916 | 13584081.2916 | 1478867.319 | 6315353.5865 | 0 | 28676502.5093 | 50054804.7064 | 1000000 | 0.83522 | 34334.1921 | 59930.2959 | 699.9489 | 1221.7601
1 | 4000 | 707 | 0.015 | 15 | 15 | 7 | 1.3335e-09 | 5spot_SharedNeighbor | Water | Porous | Wet | R245fa | MinimizeLCOE_Brownfield | IgnoreSilica | 2019 | 72.5908 | 6.4955 | 0.21564 | 4 | 33527.5738 | 58311.934 | 683.5049 | 1188.7676 | 72.7268 | 0 | 125.7175 | 1008797.3756 | 29624.6611 | 1578320.9907 | 1886787.3816 | 0 | 137456.6175 | 0 | 1809984.9404 | 4709209.5359 | 3214132.2728 | 14374313.7756 | 961560.8286 | 13584081.2916 | 13584081.2916 | 1478867.319 | 6315353.5865 | 0 | 28919955.8958 | 50298258.093 | 1333521.4322 | 0.86257 | 33527.5738 | 58311.934 | 683.5049 | 1188.7676
1 | 4000 | 707 | 0.015 | 15 | 15 | 7 | 1.7783e-09 | 5spot_SharedNeighbor | Water | Porous | Wet | R245fa | MinimizeLCOE_Brownfield | IgnoreSilica | 2019 | 73.7823 | 6.6027 | 0.22099 | 4 | 32928.7309 | 57113.1623 | 671.2967 | 1164.3291 | 72.7301 | 0 | 130.4341 | 1020500.8185 | 29967.9666 | 1599118.6183 | 1917457.6629 | 0 | 134654.1864 | 0 | 1833662.7086 | 4770814.2318 | 3256178.7436 | 14562354.9367 | 961560.8286 | 13584081.2916 | 13584081.2916 | 1478867.319 | 6315353.5865 | 0 | 29107997.0569 | 50486299.2541 | 1778279.41 | 0.88397 | 32928.7309 | 57113.1623 | 671.2967 | 1164.3291
1 | 4000 | 707 | 0.015 | 15 | 15 | 7 | 2.3714e-09 | 5spot_SharedNeighbor | Water | Porous | Wet | R245fa | MinimizeLCOE_Brownfield | IgnoreSilica | 2019 | 74.6714 | 6.6826 | 0.22509 | 4 | 32483.1105 | 56226.7921 | 662.2121 | 1146.2592 | 72.7323 | 0 | 115.5286 | 1029191.7709 | 30222.8392 | 1614587.6239 | 1940337.8699 | 0 | 132269.831 | 0 | 1851177.8746 | 4816385.1009 | 3287281.7982 | 14701454.7086 | 961560.8286 | 13584081.2916 | 13584081.2916 | 1478867.319 | 6315353.5865 | 0 | 29247096.8288 | 50625399.026 | 2371373.7057 | 0.90038 | 32483.1105 | 56226.7921 | 662.2121 | 1146.2592
1 | 4000 | 707 | 0.015 | 15 | 15 | 7 | 3.1623e-09 | 5spot_SharedNeighbor | Water | Porous | Wet | R245fa | MinimizeLCOE_Brownfield | IgnoreSilica | 2019 | 75.348 | 6.7434 | 0.22824 | 4 | 32150.9032 | 55567.3197 | 655.4396 | 1132.815 | 72.7338 | 0 | 167.1562 | 1035782.9202 | 30416.0949 | 1626333.2356 | 1957749.3719 | 0 | 130378.1904 | 0 | 1864457.3271 | 4850935.5122 | 3310863.1639 | 14806915.8161 | 961560.8286 | 13584081.2916 | 13584081.2916 | 1478867.319 | 6315353.5865 | 0 | 29352557.9364 | 50730860.1335 | 3162277.6602 | 0.91296 | 32150.9032 | 55567.3197 | 655.4396 | 1132.815
1 | 4000 | 707 | 0.015 | 15 | 15 | 7 | 4.217e-09 | 5spot_SharedNeighbor | Water | Porous | Wet | R245fa | MinimizeLCOE_Brownfield | IgnoreSilica | 2019 | 75.8692 | 6.7903 | 0.23065 | 4 | 31902.8931 | 55074.5844 | 650.3836 | 1122.7699 | 72.7349 | 0 | 138.5587 | 1040846.0248 | 30564.5252 | 1635364.0482 | 1971159.0476 | 0 | 128939.3236 | 0 | 1874680.4581 | 4877534.0021 | 3329017.1797 | 14888104.6093 | 961560.8286 | 13584081.2916 | 13584081.2916 | 1478867.319 | 6315353.5865 | 0 | 29433746.7295 | 50812048.9267 | 4216965.0343 | 0.9226 | 31902.8931 | 55074.5844 | 650.3836 | 1122.7699
1 | 4000 | 707 | 0.015 | 15 | 15 | 7 | 5.6234e-09 | 5spot_SharedNeighbor | Water | Porous | Wet | R245fa | MinimizeLCOE_Brownfield | IgnoreSilica | 2019 | 76.2519 | 6.8247 | 0.23247 | 4 | 31717.5402 | 54708.3735 | 646.605 | 1115.3042 | 72.7357 | 0 | 133.0166 | 1044555.5052 | 30673.2601 | 1641985.0041 | 1981002.7961 | 0 | 127766.4436 | 0 | 1882133.3736 | 4896924.9594 | 3342251.9065 | 14947293.2487 | 961560.8286 | 13584081.2916 | 13584081.2916 | 1478867.319 | 6315353.5865 | 0 | 29492935.369 | 50871237.5661 | 5623413.2519 | 0.92986 | 31717.5402 | 54708.3735 | 646.605 | 1115.3042
1 | 4000 | 707 | 0.015 | 15 | 15 | 7 | 7.4989e-09 | 5spot_SharedNeighbor | Water | Porous | Wet | R245fa | MinimizeLCOE_Brownfield | IgnoreSilica | 2019 | 76.5466 | 6.8512 | 0.23385 | 4 | 31578.8993 | 54433.8617 | 643.7786 | 1109.7079 | 72.7363 | 0 | 152.3846 | 1047407.7397 | 30756.8597 | 1647078.4884 | 1988582.6993 | 0 | 126895.9737 | 0 | 1887881.4867 | 4911880.3707 | 3352459.282 | 14992942.9002 | 961560.8286 | 13584081.2916 | 13584081.2916 | 1478867.319 | 6315353.5865 | 0 | 29538585.0204 | 50916887.2176 | 7498942.0933 | 0.93539 | 31578.8993 | 54433.8617 | 643.7786 | 1109.7079
1 | 4000 | 707 | 0.015 | 15 | 15 | 7 | 1e-08 | 5spot_SharedNeighbor | Water | Porous | Wet | R245fa | MinimizeLCOE_Brownfield | IgnoreSilica | 2019 | 75.2969 | 6.7389 | 0.23352 | 4 | 31369.6132 | 54256.4833 | 639.512 | 1106.0918 | 72.7337 | 0 | 154.5576 | 1035285.5748 | 30401.5123 | 1625446.6835 | 1956434.1215 | 0 | 116740.2657 | 0 | 1858080.1815 | 4834343.4877 | 3299538.7662 | 14756270.5933 | 961560.8286 | 13584081.2916 | 13584081.2916 | 1478867.319 | 6315353.5865 | 0 | 29301912.7135 | 50680214.9107 | 10000000 | 0.93409 | 31369.6132 | 54256.4833 | 639.512 | 1106.0918
1 | 4100 | 707 | 0.015 | 15 | 15 | 7 | 1e-13 | 5spot_SharedNeighbor | Water | Porous | Wet | R245fa | MinimizeLCOE_Brownfield | IgnoreSilica | 2019 | 0 | 0 | 0 | 0 |  |  |  |  | 15 |  | 18.6198 | [19 empty] | 100 | 0
1 | 4100 | 707 | 0.015 | 15 | 15 | 7 | 1.3335e-13 | 5spot_SharedNeighbor | Water | Porous | Wet | R245fa | MinimizeLCOE_Brownfield | IgnoreSilica | 2019 | 0 | 0 | 0 | 0 |  |  |  |  | 15 |  | 20.0316 | [19 empty] | 133.3521 | 0
1 | 4100 | 707 | 0.015 | 15 | 15 | 7 | 1.7783e-13 | 5spot_SharedNeighbor | Water | Porous | Wet | R245fa | MinimizeLCOE_Brownfield | IgnoreSilica | 2019 | 0 | 0 | 0 | 0 |  |  |  |  | 15 |  | 22.7257 | [19 empty] | 177.8279 | 0
1 | 4100 | 707 | 0.015 | 15 | 15 | 7 | 2.3714e-13 | 5spot_SharedNeighbor | Water | Porous | Wet | R245fa | MinimizeLCOE_Brownfield | IgnoreSilica | 2019 | 0 | 0 | 0 | 0 |  |  |  |  | 15 |  | 21.9247 | [19 empty] | 237.1374 | 0
1 | 4100 | 707 | 0.015 | 15 | 15 | 7 | 3.1623e-13 | 5spot_SharedNeighbor | Water | Porous | Wet | R245fa | MinimizeLCOE_Brownfield | IgnoreSilica | 2019 | 0 | 0 | 0 | 0 |  |  |  |  | 15 |  | 23.2051 | [19 empty] | 316.2278 | 0
1 | 4100 | 707 | 0.015 | 15 | 15 | 7 | 4.217e-13 | 5spot_SharedNeighbor | Water | Porous | Wet | R245fa | MinimizeLCOE_Brownfield | IgnoreSilica | 2019 | 0 | 0 | 0 | 0 |  |  |  |  | 15 |  | 22.9042 | [19 empty] | 421.6965 | 0
1 | 4100 | 707 | 0.015 | 15 | 15 | 7 | 5.6234e-13 | 5spot_SharedNeighbor | Water | Porous | Wet | R245fa | MinimizeLCOE_Brownfield | IgnoreSilica | 2019 | 0 | 0 | 0 | 0 |  |  |  |  | 15 |  | 25.8823 | [19 empty] | 562.3413 | 0
1 | 4100 | 707 | 0.015 | 15 | 15 | 7 | 7.4989e-13 | 5spot_SharedNeighbor | Water | Porous | Wet | R245fa | MinimizeLCOE_Brownfield | IgnoreSilica | 2019 | 0 | 0 | 0 | 0 |  |  |  |  | 15 |  | 28.7079 | [19 empty] | 749.8942 | 0
1 | 4100 | 707 | 0.015 | 15 | 15 | 7 | 1e-12 | 5spot_SharedNeighbor | Water | Porous | Wet | R245fa | MinimizeLCOE_Brownfield | IgnoreSilica | 2019 | 0 | 0 | 0 | 0 |  |  |  |  | 15 |  | 28.8033 | [19 empty] | 1000 | 0
1 | 4100 | 707 | 0.015 | 15 | 15 | 7 | 1.3335e-12 | 5spot_SharedNeighbor | Water | Porous | Wet | R245fa | MinimizeLCOE_Brownfield | IgnoreSilica | 2019 | 0 | 0 | 0 | 0 |  |  |  |  | 15 |  | 28.661 | [19 empty] | 1333.5214 | 0
1 | 4100 | 707 | 0.015 | 15 | 15 | 7 | 1.7783e-12 | 5spot_SharedNeighbor | Water | Porous | Wet | R245fa | MinimizeLCOE_Brownfield | IgnoreSilica | 2019 | 0 | 0 | 0 | 0 |  |  |  |  | 15 |  | 28.8691 | [19 empty] | 1778.2794 | 0
1 | 4100 | 707 | 0.015 | 15 | 15 | 7 | 2.3714e-12 | 5spot_SharedNeighbor | Water | Porous | Wet | R245fa | MinimizeLCOE_Brownfield | IgnoreSilica | 2019 | 0 | 0 | 0 | 0 |  |  |  |  | 15 |  | 29.5436 | [19 empty] | 2371.3737 | 0
1 | 4100 | 707 | 0.015 | 15 | 15 | 7 | 3.1623e-12 | 5spot_SharedNeighbor | Water | Porous | Wet | R245fa | MinimizeLCOE_Brownfield | IgnoreSilica | 2019 | 1.6 | 0.09872 | 1.5228e-05 | 4 | 255810587.9507 | 616902346.2081 | 5215044.8448 | 12576388.7496 | 60.5629 | 0 | 35.7978 | 46190.5381 | 1209.0123 | 56036.3019 | 57009.9699 | 0 | 31957.0286 | 0 | 75037.1118 | 195231.1728 | 133249.287 | 595920.4224 | 961560.8286 | 14024609.4364 | 14024609.4364 | 1478867.319 | 6491564.8444 | 0 | 15582090.6875 | 37577132.2873 | 3162.2777 | 6.0913e-05 | 255810587.9507 | 616902346.2081 | 5215044.8448 | 12576388.7496
1 | 4100 | 707 | 0.015 | 15 | 15 | 7 | 4.217e-12 | 5spot_SharedNeighbor | Water | Porous | Wet | R245fa | MinimizeLCOE_Brownfield | IgnoreSilica | 2019 | 1.6 | 0.098723 | 0.00083464 | 4 | 4662099.0553 | 11250278.9292 | 95043.1952 | 229352.1531 | 60.5636 | 0 | 34.1765 | 46191.7133 | 1209.0491 | 56037.2343 | 57010.3986 | 0 | 26340.5317 | 0 | 72847.6816 | 189534.7243 | 129361.3439 | 578532.6769 | 961560.8286 | 14024609.4364 | 14024609.4364 | 1478867.319 | 6491564.8444 | 0 | 15564702.9419 | 37559744.5418 | 4216.965 | 0.0033386 | 4662099.0553 | 11250278.9292 | 95043.1952 | 229352.1531
1 | 4100 | 707 | 0.015 | 15 | 15 | 7 | 5.6234e-12 | 5spot_SharedNeighbor | Water | Porous | Wet | R245fa | MinimizeLCOE_Brownfield | IgnoreSilica | 2019 | 2.9009 | 0.21532 | 0.0023773 | 4 | 1682194.2873 | 3995246.4878 | 34293.8059 | 81448.5036 | 66.1797 | 0 | 78.9327 | 86311.2739 | 2380.494 | 104026.4593 | 90779.5139 | 0 | 42591.5378 | 0 | 127174.8188 | 330882.7913 | 225834.3041 | 1009981.1931 | 961560.8286 | 14024609.4364 | 14024609.4364 | 1478867.319 | 6491564.8444 | 0 | 15996151.4582 | 37991193.058 | 5623.4133 | 0.0095091 | 1682194.2873 | 3995246.4878 | 34293.8059 | 81448.5036
1 | 4100 | 707 | 0.015 | 15 | 15 | 7 | 7.4989e-12 | 5spot_SharedNeighbor | Water | Porous | Wet | R245fa | MinimizeLCOE_Brownfield | IgnoreSilica | 2019 | 3.9922 | 0.3155 | 0.0044695 | 4 | 912785.6121 | 2143078.5706 | 18608.3693 | 43689.5554 | 68.2836 | 0 | 82.2779 | 115761.406 | 3255.8477 | 140941.9054 | 119319.5939 | 0 | 50944.3557 | 0 | 167787.0124 | 436547.3885 | 297952.5628 | 1332510.0726 | 961560.8286 | 14024609.4364 | 14024609.4364 | 1478867.319 | 6491564.8444 | 0 | 16318680.3376 | 38313721.9375 | 7498.9421 | 0.017878 | 912785.6121 | 2143078.5706 | 18608.3693 | 43689.5554
1 | 4100 | 707 | 0.015 | 15 | 15 | 7 | 1e-11 | 5spot_SharedNeighbor | Water | Porous | Wet | R245fa | MinimizeLCOE_Brownfield | IgnoreSilica | 2019 | 5.3876 | 0.44481 | 0.0073944 | 4 | 564824.2446 | 1308467.3892 | 11514.7062 | 26674.8776 | 69.7998 | 0 | 107.9781 | 149837.9371 | 4274.3327 | 185262.2585 | 155958.7511 | 0 | 59955.6357 | 0 | 216562.6769 | 563451.6621 | 384567.3372 | 1719870.5913 | 961560.8286 | 14024609.4364 | 14024609.4364 | 1478867.319 | 6491564.8444 | 0 | 16706040.8563 | 38701082.4562 | 10000 | 0.029577 | 564824.2446 | 1308467.3892 | 11514.7062 | 26674.8776
1 | 4100 | 707 | 0.015 | 15 | 15 | 7 | 1.3335e-11 | 5spot_SharedNeighbor | Water | Porous | Wet | R245fa | MinimizeLCOE_Brownfield | IgnoreSilica | 2019 | 7.1197 | 0.60574 | 0.011341 | 4 | 378242.7867 | 863117.3123 | 7710.9908 | 17595.8139 | 70.872 | 0 | 96.2795 | 188210.9106 | 5423.7451 | 236951.4715 | 201458.2747 | 0 | 69159.5499 | 0 | 273469.5412 | 711511.6498 | 485621.3211 | 2171806.4638 | 961560.8286 | 14024609.4364 | 14024609.4364 | 1478867.319 | 6491564.8444 | 0 | 17157976.7289 | 39153018.3287 | 13335.2143 | 0.045362 | 378242.7867 | 863117.3123 | 7710.9908 | 17595.8139
1 | 4100 | 707 | 0.015 | 15 | 15 | 7 | 1.7783e-11 | 5spot_SharedNeighbor | Water | Porous | Wet | R245fa | MinimizeLCOE_Brownfield | IgnoreSilica | 2019 | 9.5487 | 0.83291 | 0.01675 | 4 | 265143.1057 | 593425.9614 | 5405.3008 | 12097.7909 | 71.7779 | 0 | 103.9622 | 237500.3268 | 6902.9216 | 305460.7255 | 265473.8449 | 0 | 81744.2677 | 0 | 349862.0138 | 910269.1932 | 621277.4285 | 2778490.7221 | 961560.8286 | 14024609.4364 | 14024609.4364 | 1478867.319 | 6491564.8444 | 0 | 17764660.9871 | 39759702.587 | 17782.7941 | 0.067 | 265143.1057 | 593425.9614 | 5405.3008 | 12097.7909
1 | 4100 | 707 | 0.015 | 15 | 15 | 7 | 2.3714e-11 | 5spot_SharedNeighbor | Water | Porous | Wet | R245fa | MinimizeLCOE_Brownfield | IgnoreSilica | 2019 | 12.4038 | 1.0999 | 0.023812 | 4 | 193567.6679 | 424494.1152 | 3946.1387 | 8653.8867 | 72.3874 | 0 | 144.4665 | 290367.9977 | 8488.7872 | 381348.6209 | 340684.8958 | 0 | 93180.9687 | 0 | 434487.7954 | 1130448.1179 | 771554.0689 | 3450561.2525 | 961560.8286 | 14024609.4364 | 14024609.4364 | 1478867.319 | 6491564.8444 | 0 | 18436731.5175 | 40431773.1174 | 23713.7371 | 0.095247 | 193567.6679 | 424494.1152 | 3946.1387 | 8653.8867
1 | 4100 | 707 | 0.015 | 15 | 15 | 7 | 3.1623e-11 | 5spot_SharedNeighbor | Water | Porous | Wet | R245fa | MinimizeLCOE_Brownfield | IgnoreSilica | 2019 | 16.0332 | 1.4395 | 0.033021 | 4 | 145764.9422 | 312286.4587 | 2971.6155 | 6366.3819 | 72.8545 | 0 | 126.8279 | 352249.1215 | 10343.7824 | 472754.4179 | 436312.8255 | 0 | 106087.334 | 0 | 537321.5177 | 1398000.3693 | 954163.9781 | 4267233.3464 | 961560.8286 | 14024609.4364 | 14024609.4364 | 1478867.319 | 6491564.8444 | 0 | 19253403.6114 | 41248445.2113 | 31622.7766 | 0.13209 | 145764.9422 | 312286.4587 | 2971.6155 | 6366.3819
1 | 4100 | 707 | 0.015 | 15 | 15 | 7 | 4.217e-11 | 5spot_SharedNeighbor | Water | Porous | Wet | R245fa | MinimizeLCOE_Brownfield | IgnoreSilica | 2019 | 20.4974 | 1.8577 | 0.044805 | 4 | 112796.1407 | 235522.2235 | 2299.5019 | 4801.4391 | 73.2066 | 0 | 477.6765 | 422613.6867 | 12450.7771 | 579552.9418 | 553982.5487 | 0 | 119741.3593 | 0 | 658453.1123 | 1713159.9309 | 1169266.8547 | 5229221.2114 | 961560.8286 | 14024609.4364 | 14024609.4364 | 1478867.319 | 6491564.8444 | 0 | 20215391.4764 | 42210433.0763 | 42169.6503 | 0.17922 | 112796.1407 | 235522.2235 | 2299.5019 | 4801.4391
1 | 4100 | 707 | 0.015 | 15 | 15 | 7 | 5.6234e-11 | 5spot_SharedNeighbor | Water | Porous | Wet | R245fa | MinimizeLCOE_Brownfield | IgnoreSilica | 2019 | 24.4739 | 2.2303 | 0.058807 | 4 | 89355.0959 | 182860.5531 | 1821.6245 | 3727.8597 | 73.4143 | 0 | 108.3348 | 481358.269 | 14207.9455 | 670708.168 | 658827.6311 | 0 | 122621.2283 | 0 | 759612.0644 | 1976354.7736 | 1348902.743 | 6032592.8229 | 961560.8286 | 14024609.4364 | 14024609.4364 | 1478867.319 | 6491564.8444 | 0 | 21018763.0879 | 43013804.6878 | 56234.1325 | 0.23523 | 89355.0959 | 182860.5531 | 1821.6245 | 3727.8597
1 | 4100 | 707 | 0.015 | 15 | 15 | 7 | 7.4989e-11 | 5spot_SharedNeighbor | Water | Porous | Wet | R245fa | MinimizeLCOE_Brownfield | IgnoreSilica | 2019 | 32.0238 | 2.9382 | 0.077614 | 4 | 72645.2096 | 143493.0626 | 1480.9709 | 2925.3002 | 73.6705 | 0 | 110.518 | 585443.0318 | 17317.4801 | 835996.107 | 857933.1011 | 0 | 146400.1733 | 0 | 952805.0584 | 2479003.3148 | 1691970.7008 | 7566868.9674 | 961560.8286 | 14024609.4364 | 14024609.4364 | 1478867.319 | 6491564.8444 | 0 | 22553039.2324 | 44548080.8323 | 74989.4209 | 0.31045 | 72645.2096 | 143493.0626 | 1480.9709 | 2925.3002
1 | 4100 | 707 | 0.015 | 15 | 15 | 7 | 1e-10 | 5spot_SharedNeighbor | Water | Porous | Wet | R245fa | MinimizeLCOE_Brownfield | IgnoreSilica | 2019 | 38.5935 | 3.5544 | 0.09792 | 4 | 60810.6593 | 116966.3463 | 1239.7075 | 2384.5172 | 73.8149 | 0 | 103.9075 | 670052.0689 | 19841.7865 | 973428.4683 | 1031236.2923 | 0 | 157041.7167 | 0 | 1112124.1297 | 2893518.8574 | 1974886.076 | 8832129.3956 | 961560.8286 | 14024609.4364 | 14024609.4364 | 1478867.319 | 6491564.8444 | 0 | 23818299.6606 | 45813341.2605 | 100000 | 0.39168 | 60810.6593 | 116966.3463 | 1239.7075 | 2384.5172
1 | 4100 | 707 | 0.015 | 15 | 15 | 7 | 1.3335e-10 | 5spot_SharedNeighbor | Water | Porous | Wet | R245fa | MinimizeLCOE_Brownfield | IgnoreSilica | 2019 | 45.1707 | 4.1716 | 0.11982 | 4 | 52257.6053 | 98150.1522 | 1065.342 | 2000.9236 | 73.9189 | 0 | 120.9864 | 750504.9107 | 22239.3954 | 1106340.0226 | 1204763.3923 | 0 | 164019.8684 | 0 | 1266668.3598 | 3295611.2429 | 2249322.3913 | 10059469.5834 | 961560.8286 | 14024609.4364 | 14024609.4364 | 1478867.319 | 6491564.8444 | 0 | 25045639.8485 | 47040681.4483 | 133352.1432 | 0.47927 | 52257.6053 | 98150.1522 | 1065.342 | 2000.9236
1 | 4100 | 707 | 0.015 | 15 | 15 | 7 | 1.7783e-10 | 5spot_SharedNeighbor | Water | Porous | Wet | R245fa | MinimizeLCOE_Brownfield | IgnoreSilica | 2019 | 51.3922 | 4.7554 | 0.14205 | 4 | 46066.602 | 84776.7976 | 939.13 | 1728.2897 | 73.9928 | 0 | 128.2658 | 823401.4611 | 24409.4684 | 1228476.0951 | 1368906.5557 | 0 | 167285.5603 | 0 | 1408866.8648 | 3665582.584 | 2501835.4337 | 11188764.0232 | 961560.8286 | 14024609.4364 | 14024609.4364 | 1478867.319 | 6491564.8444 | 0 | 26174934.2882 | 48169975.8881 | 177827.941 | 0.5682 | 46066.602 | 84776.7976 | 939.13 | 1728.2897
1 | 4100 | 707 | 0.015 | 15 | 15 | 7 | 2.3714e-10 | 5spot_SharedNeighbor | Water | Porous | Wet | R245fa | MinimizeLCOE_Brownfield | IgnoreSilica | 2019 | 56.9734 | 5.2789 | 0.16333 | 4 | 41578.744 | 75245.9068 | 847.6389 | 1533.9896 | 74.0438 | 0 | 123.2304 | 886522.0149 | 26286.5258 | 1335464.1861 | 1516120.9932 | 0 | 167339.2707 | 0 | 1533375.8664 | 3989529.4656 | 2722935.8369 | 12177574.1596 | 961560.8286 | 14024609.4364 | 14024609.4364 | 1478867.319 | 6491564.8444 | 0 | 27163744.4246 | 49158786.0245 | 237137.3706 | 0.65331 | 41578.744 | 75245.9068 | 847.6389 | 1533.9896
1 | 4100 | 707 | 0.015 | 15 | 15 | 7 | 3.1623e-10 | 5spot_SharedNeighbor | Water | Porous | Wet | R245fa | MinimizeLCOE_Brownfield | IgnoreSilica | 2019 | 61.7406 | 5.7257 | 0.18262 | 4 | 38317.1362 | 68426.9913 | 781.1466 | 1394.9768 | 74.0779 | 0 | 138.5479 | 938920.4091 | 27843.1641 | 1425112.5796 | 1641812.2269 | 0 | 164945.392 | 0 | 1637467.171 | 4260353.6881 | 2907778.9337 | 13004233.5644 | 961560.8286 | 14024609.4364 | 14024609.4364 | 1478867.319 | 6491564.8444 | 0 | 27990403.8295 | 49985445.4293 | 316227.766 | 0.73049 | 38317.1362 | 68426.9913 | 781.1466 | 1394.9768
1 | 4100 | 707 | 0.015 | 15 | 15 | 7 | 4.217e-10 | 5spot_SharedNeighbor | Water | Porous | Wet | R245fa | MinimizeLCOE_Brownfield | IgnoreSilica | 2019 | 65.6823 | 6.0948 | 0.19938 | 4 | 35937.9727 | 63516.9553 | 732.6442 | 1294.879 | 74.1003 | 0 | 148.8999 | 981275.2317 | 29100.2782 | 1498117.9969 | 1745680.7724 | 0 | 161159.768 | 0 | 1721980.2784 | 4480239.4577 | 3057855.4896 | 13675409.2728 | 961560.8286 | 14024609.4364 | 14024609.4364 | 1478867.319 | 6491564.8444 | 0 | 28661579.5379 | 50656621.1377 | 421696.5034 | 0.79753 | 35937.9727 | 63516.9553 | 732.6442 | 1294.879
1 | 4100 | 707 | 0.015 | 15 | 15 | 7 | 5.6234e-10 | 5spot_SharedNeighbor | Water | Porous | Wet | R245fa | MinimizeLCOE_Brownfield | IgnoreSilica | 2019 | 68.8318 | 6.3895 | 0.2134 | 4 | 34195.1076 | 59962.2636 | 697.1135 | 1222.4118 | 74.1147 | 0 | 129.2927 | 1014526.72 | 30086.4149 | 1555766.7044 | 1828631.4029 | 0 | 156675.6761 | 0 | 1788417.8982 | 4653096.5161 | 3175833.9838 | 14203035.3165 | 961560.8286 | 14024609.4364 | 14024609.4364 | 1478867.319 | 6491564.8444 | 0 | 29189205.5815 | 51184247.1814 | 562341.3252 | 0.85361 | 34195.1076 | 59962.2636 | 697.1135 | 1222.4118
1 | 4100 | 707 | 0.015 | 15 | 15 | 7 | 7.4989e-10 | 5spot_SharedNeighbor | Water | Porous | Wet | R245fa | MinimizeLCOE_Brownfield | IgnoreSilica | 2019 | 71.3191 | 6.622 | 0.22484 | 4 | 32912.9327 | 57369.2543 | 670.9747 | 1169.5498 | 74.124 | 0 | 141.8238 | 1040431.5998 | 30854.1632 | 1600880.8481 | 1894106.7465 | 0 | 152232.9442 | 0 | 1840217.4577 | 4787868.3445 | 3267818.526 | 14614410.6301 | 961560.8286 | 14024609.4364 | 14024609.4364 | 1478867.319 | 6491564.8444 | 0 | 29600580.8952 | 51595622.495 | 749894.2093 | 0.89936 | 32912.9327 | 57369.2543 | 670.9747 | 1169.5498
1 | 4100 | 707 | 0.015 | 15 | 15 | 7 | 1e-09 | 5spot_SharedNeighbor | Water | Porous | Wet | R245fa | MinimizeLCOE_Brownfield | IgnoreSilica | 2019 | 73.2487 | 6.8022 | 0.23397 | 4 | 31966.0264 | 55468.1323 | 651.6707 | 1130.7929 | 74.13 | 0 | 128.2221 | 1060319.8217 | 31443.276 | 1635636.6141 | 1944879.1344 | 0 | 148135.595 | 0 | 1879961.6321 | 4891274.5336 | 3338395.3748 | 14930045.9817 | 961560.8286 | 14024609.4364 | 14024609.4364 | 1478867.319 | 6491564.8444 | 0 | 29916216.2468 | 51911257.8466 | 1000000 | 0.93588 | 31966.0264 | 55468.1323 | 651.6707 | 1130.7929
1 | 4100 | 707 | 0.015 | 15 | 15 | 7 | 1.3335e-09 | 5spot_SharedNeighbor | Water | Porous | Wet | R245fa | MinimizeLCOE_Brownfield | IgnoreSilica | 2019 | 74.7445 | 6.9419 | 0.24116 | 4 | 31264.4099 | 54065.6162 | 637.3673 | 1102.2007 | 74.134 | 0 | 103.3918 | 1075615.1346 | 31896.1463 | 1662436.6598 | 1984223.6168 | 0 | 144635.5565 | 0 | 1910534.7745 | 4970819.5786 | 3392686.5025 | 15172847.9695 | 961560.8286 | 14024609.4364 | 14024609.4364 | 1478867.319 | 6491564.8444 | 0 | 30159018.2346 | 52154059.8344 | 1333521.4322 | 0.96464 | 31264.4099 | 54065.6162 | 637.3673 | 1102.2007
1 | 4100 | 707 | 0.015 | 15 | 15 | 7 | 1.7783e-09 | 5spot_SharedNeighbor | Water | Porous | Wet | R245fa | MinimizeLCOE_Brownfield | IgnoreSilica | 2019 | 75.8692 | 7.0468 | 0.24672 | 4 | 30743.1318 | 53030.5193 | 626.7403 | 1081.0989 | 74.1366 | 0 | 133.1482 | 1087046.9595 | 32234.5108 | 1682507.2729 | 2013798.5119 | 0 | 141611.1847 | 0 | 1933307.3915 | 5030069.2569 | 3433125.6254 | 15353700.7136 | 961560.8286 | 14024609.4364 | 14024609.4364 | 1478867.319 | 6491564.8444 | 0 | 30339870.9786 | 52334912.5785 | 1778279.41 | 0.98688 | 30743.1318 | 53030.5193 | 626.7403 | 1081.0989
1 | 4100 | 707 | 0.015 | 15 | 15 | 7 | 2.3714e-09 | 5spot_SharedNeighbor | Water | Porous | Wet | R245fa | MinimizeLCOE_Brownfield | IgnoreSilica | 2019 | 76.7318 | 7.1272 | 0.25101 | 4 | 30355.0013 | 52261.2926 | 618.8278 | 1065.4171 | 74.1383 | 0 | 138.6901 | 1095774.4478 | 32492.7643 | 1697852.9916 | 2036474.0583 | 0 | 139195.1189 | 0 | 1950697.8586 | 5075315.6848 | 3464007.2422 | 15491810.1665 | 961560.8286 | 14024609.4364 | 14024609.4364 | 1478867.319 | 6491564.8444 | 0 | 30477980.4316 | 52473022.0314 | 2371373.7057 | 1.0041 | 30355.0013 | 52261.2926 | 618.8278 | 1065.4171
1 | 4100 | 707 | 0.015 | 15 | 15 | 7 | 3.1623e-09 | 5spot_SharedNeighbor | Water | Porous | Wet | R245fa | MinimizeLCOE_Brownfield | IgnoreSilica | 2019 | 77.3897 | 7.1886 | 0.2543 | 4 | 30065.5192 | 51688.4105 | 612.9263 | 1053.7382 | 74.1396 | 0 | 144.6262 | 1102408.2478 | 32689.0245 | 1709530.6822 | 2053765.9532 | 0 | 137294.7703 | 0 | 1963918.5844 | 5109713.3016 | 3487484.3224 | 15596804.8865 | 961560.8286 | 14024609.4364 | 14024609.4364 | 1478867.319 | 6491564.8444 | 0 | 30582975.1515 | 52578016.7514 | 3162277.6602 | 1.0172 | 30065.5192 | 51688.4105 | 612.9263 | 1053.7382
1 | 4100 | 707 | 0.015 | 15 | 15 | 7 | 4.217e-09 | 5spot_SharedNeighbor | Water | Porous | Wet | R245fa | MinimizeLCOE_Brownfield | IgnoreSilica | 2019 | 77.887 | 7.2349 | 0.25681 | 4 | 29849.3299 | 51261.3527 | 608.519 | 1045.032 | 74.1404 | 0 | 160.3766 | 1107409.9531 | 32836.9767 | 1718342.9659 | 2066835.6115 | 0 | 135804.9528 | 0 | 1973879.8794 | 5135630.5478 | 3505173.3755 | 15675914.2627 | 961560.8286 | 14024609.4364 | 14024609.4364 | 1478867.319 | 6491564.8444 | 0 | 30662084.5278 | 52657126.1276 | 4216965.0343 | 1.0272 | 29849.3299 | 51261.3527 | 608.519 | 1045.032
1 | 4100 | 707 | 0.015 | 15 | 15 | 7 | 5.6234e-09 | 5spot_SharedNeighbor | Water | Porous | Wet | R245fa | MinimizeLCOE_Brownfield | IgnoreSilica | 2019 | 78.2593 | 7.2696 | 0.2587 | 4 | 29687.7144 | 50942.906 | 605.2242 | 1038.54 | 74.141 | 0 | 126.1707 | 1111146.9841 | 32947.5066 | 1724931.3532 | 2076618.6001 | 0 | 134634.7687 | 0 | 1981308.8929 | 5154959.317 | 3518365.6577 | 15734913.0803 | 961560.8286 | 14024609.4364 | 14024609.4364 | 1478867.319 | 6491564.8444 | 0 | 30721083.3453 | 52716124.9452 | 5623413.2519 | 1.0348 | 29687.7144 | 50942.906 | 605.2242 | 1038.54
1 | 4100 | 707 | 0.015 | 15 | 15 | 7 | 7.4989e-09 | 5spot_SharedNeighbor | Water | Porous | Wet | R245fa | MinimizeLCOE_Brownfield | IgnoreSilica | 2019 | 78.5345 | 7.2953 | 0.26013 | 4 | 29566.8038 | 50705.5683 | 602.7593 | 1033.7016 | 74.1414 | 0 | 147.4871 | 1113905.6861 | 33029.0933 | 1729797.2948 | 2083850.3355 | 0 | 133707.8592 | 0 | 1986773.2049 | 5169176.3359 | 3528069.0652 | 15778308.875 | 961560.8286 | 14024609.4364 | 14024609.4364 | 1478867.319 | 6491564.8444 | 0 | 30764479.1401 | 52759520.7399 | 7498942.0933 | 1.0405 | 29566.8038 | 50705.5683 | 602.7593 | 1033.7016
1 | 4100 | 707 | 0.015 | 15 | 15 | 7 | 1e-08 | 5spot_SharedNeighbor | Water | Porous | Wet | R245fa | MinimizeLCOE_Brownfield | IgnoreSilica | 2019 | 78.7392 | 7.3144 | 0.2612 | 4 | 29476.294 | 50528.3433 | 600.9141 | 1030.0886 | 74.1417 | 0 | 136.3446 | 1115954.9484 | 33089.695 | 1733413.1809 | 2089227.7497 | 0 | 132987.3179 | 0 | 1990822.4278 | 5179711.5833 | 3535259.588 | 15810466.491 | 961560.8286 | 14024609.4364 | 14024609.4364 | 1478867.319 | 6491564.8444 | 0 | 30796636.756 | 52791678.3559 | 10000000 | 1.0448 | 29476.294 | 50528.3433 | 600.9141 | 1030.0886
1 | 4200 | 707 | 0.015 | 15 | 15 | 7 | 1e-13 | 5spot_SharedNeighbor | Water | Porous | Wet | R245fa | MinimizeLCOE_Brownfield | IgnoreSilica | 2019 | 0 | 0 | 0 | 0 |  |  |  |  | 15 |  | 17.184 | [19 empty] | 100 | 0
1 | 4200 | 707 | 0.015 | 15 | 15 | 7 | 1.3335e-13 | 5spot_SharedNeighbor | Water | Porous | Wet | R245fa | MinimizeLCOE_Brownfield | IgnoreSilica | 2019 | 0 | 0 | 0 | 0 |  |  |  |  | 15 |  | 20.6886 | [19 empty] | 133.3521 | 0
1 | 4200 | 707 | 0.015 | 15 | 15 | 7 | 1.7783e-13 | 5spot_SharedNeighbor | Water | Porous | Wet | R245fa | MinimizeLCOE_Brownfield | IgnoreSilica | 2019 | 0 | 0 | 0 | 0 |  |  |  |  | 15 |  | 22.6898 | [19 empty] | 177.8279 | 0
1 | 4200 | 707 | 0.015 | 15 | 15 | 7 | 2.3714e-13 | 5spot_SharedNeighbor | Water | Porous | Wet | R245fa | MinimizeLCOE_Brownfield | IgnoreSilica | 2019 | 0 | 0 | 0 | 0 |  |  |  |  | 15 |  | 23.2883 | [19 empty] | 237.1374 | 0
1 | 4200 | 707 | 0.015 | 15 | 15 | 7 | 3.1623e-13 | 5spot_SharedNeighbor | Water | Porous | Wet | R245fa | MinimizeLCOE_Brownfield | IgnoreSilica | 2019 | 0 | 0 | 0 | 0 |  |  |  |  | 15 |  | 24.5711 | [19 empty] | 316.2278 | 0
1 | 4200 | 707 | 0.015 | 15 | 15 | 7 | 4.217e-13 | 5spot_SharedNeighbor | Water | Porous | Wet | R245fa | MinimizeLCOE_Brownfield | IgnoreSilica | 2019 | 0 | 0 | 0 | 0 |  |  |  |  | 15 |  | 26.2814 | [19 empty] | 421.6965 | 0
1 | 4200 | 707 | 0.015 | 15 | 15 | 7 | 5.6234e-13 | 5spot_SharedNeighbor | Water | Porous | Wet | R245fa | MinimizeLCOE_Brownfield | IgnoreSilica | 2019 | 0 | 0 | 0 | 0 |  |  |  |  | 15 |  | 28.0854 | [19 empty] | 562.3413 | 0
1 | 4200 | 707 | 0.015 | 15 | 15 | 7 | 7.4989e-13 | 5spot_SharedNeighbor | Water | Porous | Wet | R245fa | MinimizeLCOE_Brownfield | IgnoreSilica | 2019 | 0 | 0 | 0 | 0 |  |  |  |  | 15 |  | 28.5566 | [19 empty] | 749.8942 | 0
1 | 4200 | 707 | 0.015 | 15 | 15 | 7 | 1e-12 | 5spot_SharedNeighbor | Water | Porous | Wet | R245fa | MinimizeLCOE_Brownfield | IgnoreSilica | 2019 | 0 | 0 | 0 | 0 |  |  |  |  | 15 |  | 32.027 | [19 empty] | 1000 | 0
1 | 4200 | 707 | 0.015 | 15 | 15 | 7 | 1.3335e-12 | 5spot_SharedNeighbor | Water | Porous | Wet | R245fa | MinimizeLCOE_Brownfield | IgnoreSilica | 2019 | 0 | 0 | 0 | 0 |  |  |  |  | 15 |  | 30.6281 | [19 empty] | 1333.5214 | 0
1 | 4200 | 707 | 0.015 | 15 | 15 | 7 | 1.7783e-12 | 5spot_SharedNeighbor | Water | Porous | Wet | R245fa | MinimizeLCOE_Brownfield | IgnoreSilica | 2019 | 0 | 0 | 0 | 0 |  |  |  |  | 15 |  | 29.5207 | [19 empty] | 1778.2794 | 0
1 | 4200 | 707 | 0.015 | 15 | 15 | 7 | 2.3714e-12 | 5spot_SharedNeighbor | Water | Porous | Wet | R245fa | MinimizeLCOE_Brownfield | IgnoreSilica | 2019 | 0 | 0 | 0 | 0 |  |  |  |  | 15 |  | 31.3556 | [19 empty] | 2371.3737 | 0
1 | 4200 | 707 | 0.015 | 15 | 15 | 7 | 3.1623e-12 | 5spot_SharedNeighbor | Water | Porous | Wet | R245fa | MinimizeLCOE_Brownfield | IgnoreSilica | 2019 | 1.6 | 0.10146 | 0.00029525 | 4 | 13578664.5681 | 32731626.3578 | 276819.4437 | 667278.4761 | 61.3641 | 0 | 37.5094 | 47727.7436 | 1257.4753 | 57234.3855 | 57558.8306 | 0 | 31259.9871 | 0 | 76064.9846 | 197905.4869 | 135074.5614 | 604083.4549 | 961560.8286 | 14470997.6721 | 14470997.6721 | 1478867.319 | 6670120.1387 | 0 | 16036641.9556 | 38656627.0854 | 3162.2777 | 0.001181 | 13578664.5681 | 32731626.3578 | 276819.4437 | 667278.4761
1 | 4200 | 707 | 0.015 | 15 | 15 | 7 | 4.217e-12 | 5spot_SharedNeighbor | Water | Porous | Wet | R245fa | MinimizeLCOE_Brownfield | IgnoreSilica | 2019 | 1.6 | 0.10146 | 0.0011014 | 4 | 3636079.0285 | 8770442.8357 | 74126.3892 | 178797.3401 | 61.3647 | 0 | 35.6715 | 47728.9188 | 1257.5127 | 57235.2826 | 57559.2401 | 0 | 25604.2117 | 0 | 73860.2147 | 192169.1279 | 131159.3785 | 586573.887 | 961560.8286 | 14470997.6721 | 14470997.6721 | 1478867.319 | 6670120.1387 | 0 | 16019132.3877 | 38639117.5175 | 4216.965 | 0.0044056 | 3636079.0285 | 8770442.8357 | 74126.3892 | 178797.3401
1 | 4200 | 707 | 0.015 | 15 | 15 | 7 | 5.6234e-12 | 5spot_SharedNeighbor | Water | Porous | Wet | R245fa | MinimizeLCOE_Brownfield | IgnoreSilica | 2019 | 3.2151 | 0.25186 | 0.003143 | 4 | 1317831.1307 | 3117061.1314 | 26865.7701 | 63545.5073 | 67.9853 | 0 | 76.5407 | 98689.8753 | 2763.2512 | 117729.1375 | 100382.4664 | 0 | 46973.7067 | 0 | 142949.9904 | 371926.5521 | 253847.5141 | 1135262.4937 | 961560.8286 | 14470997.6721 | 14470997.6721 | 1478867.319 | 6670120.1387 | 0 | 16567820.9944 | 39187806.1242 | 5623.4133 | 0.012572 | 1317831.1307 | 3117061.1314 | 26865.7701 | 63545.5073
1 | 4200 | 707 | 0.015 | 15 | 15 | 7 | 7.4989e-12 | 5spot_SharedNeighbor | Water | Porous | Wet | R245fa | MinimizeLCOE_Brownfield | IgnoreSilica | 2019 | 4.3944 | 0.3645 | 0.0056533 | 4 | 748258.3933 | 1748556.1311 | 15254.2594 | 35646.6818 | 69.9647 | 0 | 78.9253 | 130858.652 | 3730.9269 | 157959.5141 | 131941.0567 | 0 | 55934.618 | 0 | 187365.6594 | 487487.0119 | 332719.9025 | 1487997.3416 | 961560.8286 | 14470997.6721 | 14470997.6721 | 1478867.319 | 6670120.1387 | 0 | 16920555.8423 | 39540540.9721 | 7498.9421 | 0.022613 | 748258.3933 | 1748556.1311 | 15254.2594 | 35646.6818
1 | 4200 | 707 | 0.015 | 15 | 15 | 7 | 1e-11 | 5spot_SharedNeighbor | Water | Porous | Wet | R245fa | MinimizeLCOE_Brownfield | IgnoreSilica | 2019 | 5.9017 | 0.50948 | 0.0091293 | 4 | 474957.9857 | 1094392.5649 | 9682.661 | 22310.6727 | 71.3989 | 0 | 110.0013 | 168092.1115 | 4856.296 | 206216.4636 | 172372.1848 | 0 | 65639.8079 | 0 | 240698.9769 | 626249.3637 | 427428.0589 | 1911553.2633 | 961560.8286 | 14470997.6721 | 14470997.6721 | 1478867.319 | 6670120.1387 | 0 | 17344111.764 | 39964096.8938 | 10000 | 0.036517 | 474957.9857 | 1094392.5649 | 9682.661 | 22310.6727
1 | 4200 | 707 | 0.015 | 15 | 15 | 7 | 1.3335e-11 | 5spot_SharedNeighbor | Water | Porous | Wet | R245fa | MinimizeLCOE_Brownfield | IgnoreSilica | 2019 | 7.7239 | 0.68485 | 0.013759 | 4 | 323864.9123 | 734862.7099 | 6602.4243 | 14981.1703 | 72.3837 | 0 | 126.5514 | 208942.0207 | 6092.3124 | 261045.1377 | 221219.0877 | 0 | 74971.223 | 0 | 301185.2148 | 783622.1474 | 534838.2174 | 2391915.3613 | 961560.8286 | 14470997.6721 | 14470997.6721 | 1478867.319 | 6670120.1387 | 0 | 17824473.862 | 40444458.9918 | 13335.2143 | 0.055037 | 323864.9123 | 734862.7099 | 6602.4243 | 14981.1703
1 | 4200 | 707 | 0.015 | 15 | 15 | 7 | 1.7783e-11 | 5spot_SharedNeighbor | Water | Porous | Wet | R245fa | MinimizeLCOE_Brownfield | IgnoreSilica | 2019 | 10.3381 | 0.9387 | 0.020173 | 4 | 229120.728 | 509443.9147 | 4670.936 | 10385.7033 | 73.2775 | 0 | 115.9716 | 262990.7534 | 7731.9271 | 335670.7476 | 291634.9013 | 0 | 88578.344 | 0 | 384776.6026 | 1001109.7915 | 683278.0034 | 3055771.0709 | 961560.8286 | 14470997.6721 | 14470997.6721 | 1478867.319 | 6670120.1387 | 0 | 18488329.5716 | 41108314.7014 | 17782.7941 | 0.080693 | 229120.728 | 509443.9147 | 4670.936 | 10385.7033
1 | 4200 | 707 | 0.015 | 15 | 15 | 7 | 2.3714e-11 | 5spot_SharedNeighbor | Water | Porous | Wet | R245fa | MinimizeLCOE_Brownfield | IgnoreSilica | 2019 | 13.4781 | 1.2433 | 0.028489 | 4 | 168844.3648 | 367342.979 | 3442.1208 | 7488.7835 | 73.8759 | 0 | 105.8949 | 322107.8049 | 9522.7075 | 420078.0709 | 376139.4278 | 0 | 101681.7106 | 0 | 479516.5914 | 1247603.8085 | 851515.235 | 3808165.3567 | 961560.8286 | 14470997.6721 | 14470997.6721 | 1478867.319 | 6670120.1387 | 0 | 19240723.8574 | 41860708.9871 | 23713.7371 | 0.11396 | 168844.3648 | 367342.979 | 3442.1208 | 7488.7835
1 | 4200 | 707 | 0.015 | 15 | 15 | 7 | 3.1623e-11 | 5spot_SharedNeighbor | Water | Porous | Wet | R245fa | MinimizeLCOE_Brownfield | IgnoreSilica | 2019 | 17.3903 | 1.6232 | 0.039282 | 4 | 128149.3018 | 272109.2975 | 2612.4969 | 5547.3161 | 74.3253 | 0 | 125.2784 | 389954.1198 | 11576.0566 | 519749.9236 | 481467.4396 | 0 | 115740.2008 | 0 | 592210.2187 | 1540809.5102 | 1051634.1512 | 4703141.6205 | 961560.8286 | 14470997.6721 | 14470997.6721 | 1478867.319 | 6670120.1387 | 0 | 20135700.1211 | 42755685.2509 | 31622.7766 | 0.15713 | 128149.3018 | 272109.2975 | 2612.4969 | 5547.3161
1 | 4200 | 707 | 0.015 | 15 | 15 | 7 | 4.217e-11 | 5spot_SharedNeighbor | Water | Porous | Wet | R245fa | MinimizeLCOE_Brownfield | IgnoreSilica | 2019 | 22.146 | 2.0853 | 0.053008 | 4 | 99879.0227 | 206561.3479 | 2036.169 | 4211.0325 | 74.662 | 0 | 123.5391 | 466287.3929 | 13883.5911 | 634894.0437 | 609536.6445 | 0 | 130239.6638 | 0 | 723388.121 | 1882107.5036 | 1284577.0446 | 5744914.0052 | 961560.8286 | 14470997.6721 | 14470997.6721 | 1478867.319 | 6670120.1387 | 0 | 21177472.5059 | 43797457.6357 | 42169.6503 | 0.21203 | 99879.0227 | 206561.3479 | 2036.169 | 4211.0325
1 | 4200 | 707 | 0.015 | 15 | 15 | 7 | 5.6234e-11 | 5spot_SharedNeighbor | Water | Porous | Wet | R245fa | MinimizeLCOE_Brownfield | IgnoreSilica | 2019 | 27.7387 | 2.629 | 0.069982 | 4 | 79857.8943 | 160664.5303 | 1628.0112 | 3275.3638 | 74.9134 | 0 | 129.8575 | 549840.4328 | 16406.1814 | 764015.4161 | 760182.3575 | 0 | 144389.6912 | 0 | 871585.2908 | 2267686.14 | 1547742.3868 | 6921847.8966 | 961560.8286 | 14470997.6721 | 14470997.6721 | 1478867.319 | 6670120.1387 | 0 | 22354406.3973 | 44974391.5271 | 56234.1325 | 0.27993 | 79857.8943 | 160664.5303 | 1628.0112 | 3275.3638
1 | 4200 | 707 | 0.015 | 15 | 15 | 7 | 7.4989e-11 | 5spot_SharedNeighbor | Water | Porous | Wet | R245fa | MinimizeLCOE_Brownfield | IgnoreSilica | 2019 | 31.982 | 3.0415 | 0.088552 | 4 | 65450.1618 | 129310.6024 | 1334.2901 | 2636.1715 | 75.0474 | 0 | 426.935 | 609770.913 | 18213.3464 | 858384.9809 | 874241.472 | 0 | 141774.3783 | 0 | 975930.1854 | 2539170.1515 | 1733035.8031 | 7750521.2307 | 961560.8286 | 14470997.6721 | 14470997.6721 | 1478867.319 | 6670120.1387 | 0 | 23183079.7314 | 45803064.8612 | 74989.4209 | 0.35421 | 65450.1618 | 129310.6024 | 1334.2901 | 2636.1715
1 | 4200 | 707 | 0.015 | 15 | 15 | 7 | 1e-10 | 5spot_SharedNeighbor | Water | Porous | Wet | R245fa | MinimizeLCOE_Brownfield | IgnoreSilica | 2019 | 40.9986 | 3.9174 | 0.11363 | 4 | 54981.6036 | 104746.6032 | 1120.8744 | 2135.4012 | 75.2434 | 0 | 118.2677 | 729569.2419 | 21820.3654 | 1050863.2791 | 1115763.893 | 0 | 168124.1475 | 0 | 1203594.9615 | 3131507.1985 | 2137318.009 | 9558561.096 | 961560.8286 | 14470997.6721 | 14470997.6721 | 1478867.319 | 6670120.1387 | 0 | 24991119.5967 | 47611104.7265 | 100000 | 0.45454 | 54981.6036 | 104746.6032 | 1120.8744 | 2135.4012
1 | 4200 | 707 | 0.015 | 15 | 15 | 7 | 1.3335e-10 | 5spot_SharedNeighbor | Water | Porous | Wet | R245fa | MinimizeLCOE_Brownfield | IgnoreSilica | 2019 | 47.6922 | 4.5679 | 0.138 | 4 | 47570.3643 | 88547.5303 | 969.7862 | 1805.1612 | 75.3425 | 0 | 108.4339 | 813392.7958 | 24340.726 | 1188181.2004 | 1295079.4611 | 0 | 174672.7492 | 0 | 1363310.1037 | 3547053.2365 | 2420936.7185 | 10826966.9913 | 961560.8286 | 14470997.6721 | 14470997.6721 | 1478867.319 | 6670120.1387 | 0 | 26259525.492 | 48879510.6218 | 133352.1432 | 0.55201 | 47570.3643 | 88547.5303 | 969.7862 | 1805.1612
1 | 4200 | 707 | 0.015 | 15 | 15 | 7 | 1.7783e-10 | 5spot_SharedNeighbor | Water | Porous | Wet | R245fa | MinimizeLCOE_Brownfield | IgnoreSilica | 2019 | 53.9332 | 5.1743 | 0.1624 | 4 | 42196.3092 | 77018.4416 | 860.2288 | 1570.1251 | 75.4118 | 0 | 118.6598 | 888383.5036 | 26592.9347 | 1312696.9675 | 1462257.5349 | 0 | 177234.4304 | 0 | 1508194.4947 | 3924012.702 | 2678219.2995 | 11977591.8674 | 961560.8286 | 14470997.6721 | 14470997.6721 | 1478867.319 | 6670120.1387 | 0 | 27410150.3681 | 50030135.4979 | 177827.941 | 0.64959 | 42196.3092 | 77018.4416 | 860.2288 | 1570.1251
1 | 4200 | 707 | 0.015 | 15 | 15 | 7 | 2.3714e-10 | 5spot_SharedNeighbor | Water | Porous | Wet | R245fa | MinimizeLCOE_Brownfield | IgnoreSilica | 2019 | 59.4702 | 5.712 | 0.18545 | 4 | 38294.3929 | 68787.6065 | 780.683 | 1402.3284 | 75.459 | 0 | 123.5484 | 952701.3829 | 28522.4556 | 1420677.644 | 1610546.7911 | 0 | 176544.1729 | 0 | 1633707.0542 | 4250570.6355 | 2901101.7993 | 12974371.9356 | 961560.8286 | 14470997.6721 | 14470997.6721 | 1478867.319 | 6670120.1387 | 0 | 28406930.4362 | 51026915.566 | 237137.3706 | 0.7418 | 38294.3929 | 68787.6065 | 780.683 | 1402.3284
1 | 4200 | 707 | 0.015 | 15 | 15 | 7 | 3.1623e-10 | 5spot_SharedNeighbor | Water | Porous | Wet | R245fa | MinimizeLCOE_Brownfield | IgnoreSilica | 2019 | 63.4119 | 6.0944 | 0.20577 | 4 | 35334.4633 | 62816.366 | 720.3408 | 1280.5966 | 75.4855 | 0 | 125.3385 | 997343.6094 | 29860.4137 | 1496248.9232 | 1716080.0603 | 0 | 167843.8318 | 0 | 1718876.967 | 4472165.278 | 3052344.696 | 13650763.7794 | 961560.8286 | 14470997.6721 | 14470997.6721 | 1478867.319 | 6670120.1387 | 0 | 29083322.2801 | 51703307.4099 | 316227.766 | 0.82309 | 35334.4633 | 62816.366 | 720.3408 | 1280.5966
1 | 4200 | 707 | 0.015 | 15 | 15 | 7 | 4.217e-10 | 5spot_SharedNeighbor | Water | Porous | Wet | R245fa | MinimizeLCOE_Brownfield | IgnoreSilica | 2019 | 68.0009 | 6.5393 | 0.22393 | 4 | 33378.7896 | 58631.7964 | 680.4718 | 1195.2885 | 75.5097 | 0 | 125.0015 | 1048211.6251 | 31383.5299 | 1582970.1385 | 1838905.1038 | 0 | 169109.1057 | 0 | 1821526.0062 | 4739237.0217 | 3234626.6489 | 14465969.1799 | 961560.8286 | 14470997.6721 | 14470997.6721 | 1478867.319 | 6670120.1387 | 0 | 29898527.6806 | 52518512.8104 | 421696.5034 | 0.89573 | 33378.7896 | 58631.7964 | 680.4718 | 1195.2885
1 | 4200 | 707 | 0.015 | 15 | 15 | 7 | 5.6234e-10 | 5spot_SharedNeighbor | Water | Porous | Wet | R245fa | MinimizeLCOE_Brownfield | IgnoreSilica | 2019 | 71.0755 | 6.837 | 0.23875 | 4 | 31856.2911 | 55542.0993 | 649.4336 | 1132.3008 | 75.5223 | 0 | 126.7725 | 1081664.713 | 32384.3025 | 1640352.4412 | 1921164.9532 | 0 | 164286.2258 | 0 | 1887542.5279 | 4910998.4695 | 3351857.3663 | 14990250.9995 | 961560.8286 | 14470997.6721 | 14470997.6721 | 1478867.319 | 6670120.1387 | 0 | 30422809.5001 | 53042794.6299 | 562341.3252 | 0.955 | 31856.2911 | 55542.0993 | 649.4336 | 1132.3008
1 | 4200 | 707 | 0.015 | 15 | 15 | 7 | 7.4989e-10 | 5spot_SharedNeighbor | Water | Porous | Wet | R245fa | MinimizeLCOE_Brownfield | IgnoreSilica | 2019 | 73.4728 | 7.0689 | 0.25074 | 4 | 30734.7571 | 53287.757 | 626.5696 | 1086.343 | 75.5301 | 0 | 119.1598 | 1107414.7107 | 33154.1149 | 1684709.8125 | 1985282.9327 | 0 | 159481.7565 | 0 | 1938316.8976 | 5043102.9642 | 3442021.3985 | 15393484.5876 | 961560.8286 | 14470997.6721 | 14470997.6721 | 1478867.319 | 6670120.1387 | 0 | 30826043.0883 | 53446028.2181 | 749894.2093 | 1.003 | 30734.7571 | 53287.757 | 626.5696 | 1086.343
1 | 4200 | 707 | 0.015 | 15 | 15 | 7 | 1e-09 | 5spot_SharedNeighbor | Water | Porous | Wet | R245fa | MinimizeLCOE_Brownfield | IgnoreSilica | 2019 | 75.348 | 7.2502 | 0.26031 | 4 | 29905.5687 | 51629.8566 | 609.6655 | 1052.5445 | 75.5352 | 0 | 153.7243 | 1127360.0482 | 33750.0706 | 1719180.1225 | 2035424.6391 | 0 | 155236.8053 | 0 | 1977671.1574 | 5145494.6754 | 3511905.8453 | 15706023.3638 | 961560.8286 | 14470997.6721 | 14470997.6721 | 1478867.319 | 6670120.1387 | 0 | 31138581.8645 | 53758566.9943 | 1000000 | 1.0412 | 29905.5687 | 51629.8566 | 609.6655 | 1052.5445
1 | 4200 | 707 | 0.015 | 15 | 15 | 7 | 1.3335e-09 | 5spot_SharedNeighbor | Water | Porous | Wet | R245fa | MinimizeLCOE_Brownfield | IgnoreSilica | 2019 | 76.7855 | 7.3891 | 0.2678 | 4 | 29290.6226 | 50407.1414 | 597.129 | 1027.6178 | 75.5384 | 0 | 122.4326 | 1142535.0753 | 34203.2971 | 1745471.6517 | 2073853.0535 | 0 | 151566.7331 | 0 | 2007575.6262 | 5223299.969 | 3565009.5569 | 15943514.9628 | 961560.8286 | 14470997.6721 | 14470997.6721 | 1478867.319 | 6670120.1387 | 0 | 31376073.4635 | 53996058.5932 | 1333521.4322 | 1.0712 | 29290.6226 | 50407.1414 | 597.129 | 1027.6178
1 | 4200 | 707 | 0.015 | 15 | 15 | 7 | 1.7783e-09 | 5spot_SharedNeighbor | Water | Porous | Wet | R245fa | MinimizeLCOE_Brownfield | IgnoreSilica | 2019 | 77.8696 | 7.4938 | 0.27359 | 4 | 28833.4112 | 49503.334 | 587.8081 | 1009.1924 | 75.5404 | 0 | 150.7156 | 1153914.6808 | 34543.054 | 1765224.4919 | 2102828.3744 | 0 | 148449.9578 | 0 | 2029934.618 | 5281473.4791 | 3604714.1729 | 16121082.8289 | 961560.8286 | 14470997.6721 | 14470997.6721 | 1478867.319 | 6670120.1387 | 0 | 31553641.3296 | 54173626.4594 | 1778279.41 | 1.0943 | 28833.4112 | 49503.334 | 587.8081 | 1009.1924
1 | 4200 | 707 | 0.015 | 15 | 15 | 7 | 2.3714e-09 | 5spot_SharedNeighbor | Water | Porous | Wet | R245fa | MinimizeLCOE_Brownfield | IgnoreSilica | 2019 | 78.7003 | 7.574 | 0.27805 | 4 | 28492.7926 | 48831.1757 | 580.8641 | 995.4896 | 75.5418 | 0 | 120.1515 | 1162597.7853 | 34802.236 | 1780318.0731 | 2125028.9392 | 0 | 145972.2047 | 0 | 2047000.5029 | 5325875.4111 | 3635019.4039 | 16256614.5562 | 961560.8286 | 14470997.6721 | 14470997.6721 | 1478867.319 | 6670120.1387 | 0 | 31689173.0569 | 54309158.1867 | 2371373.7057 | 1.1122 | 28492.7926 | 48831.1757 | 580.8641 | 995.4896
1 | 4200 | 707 | 0.015 | 15 | 15 | 7 | 3.1623e-09 | 5spot_SharedNeighbor | Water | Porous | Wet | R245fa | MinimizeLCOE_Brownfield | IgnoreSilica | 2019 | 79.3387 | 7.6356 | 0.28147 | 4 | 28238.6367 | 48329.6773 | 575.6828 | 985.2658 | 75.5427 | 0 | 145.5138 | 1169249.4771 | 35000.7429 | 1791893.0074 | 2142089.088 | 0 | 144058.8127 | 0 | 2060093.5399 | 5359940.8076 | 3658269.7369 | 16360595.2125 | 961560.8286 | 14470997.6721 | 14470997.6721 | 1478867.319 | 6670120.1387 | 0 | 31793153.7132 | 54413138.8429 | 3162277.6602 | 1.1259 | 28238.6367 | 48329.6773 | 575.6828 | 985.2658
1 | 4200 | 707 | 0.015 | 15 | 15 | 7 | 4.217e-09 | 5spot_SharedNeighbor | Water | Porous | Wet | R245fa | MinimizeLCOE_Brownfield | IgnoreSilica | 2019 | 79.8038 | 7.6805 | 0.28404 | 4 | 28048.7667 | 47957.7216 | 571.812 | 977.683 | 75.5433 | 0 | 152.1112 | 1174083.2576 | 35144.976 | 1800311.3162 | 2154515.7898 | 0 | 142467.8474 | 0 | 2069544.043 | 5384529.0779 | 3675051.7367 | 16435648.0447 | 961560.8286 | 14470997.6721 | 14470997.6721 | 1478867.319 | 6670120.1387 | 0 | 31868206.5454 | 54488191.6751 | 4216965.0343 | 1.1362 | 28048.7667 | 47957.7216 | 571.812 | 977.683
1 | 4200 | 707 | 0.015 | 15 | 15 | 7 | 5.6234e-09 | 5spot_SharedNeighbor | Water | Porous | Wet | R245fa | MinimizeLCOE_Brownfield | IgnoreSilica | 2019 | 80.1741 | 7.7162 | 0.28603 | 4 | 27906.7909 | 47677.656 | 568.9177 | 971.9735 | 75.5437 | 0 | 122.318 | 1177924.5809 | 35259.5826 | 1807005.2768 | 2164408.511 | 0 | 141345.0684 | 0 | 2077117.7777 | 5404234.3821 | 3688501.0117 | 16495796.1912 | 961560.8286 | 14470997.6721 | 14470997.6721 | 1478867.319 | 6670120.1387 | 0 | 31928354.6919 | 54548339.8217 | 5623413.2519 | 1.1441 | 27906.7909 | 47677.656 | 568.9177 | 971.9735
1 | 4200 | 707 | 0.015 | 15 | 15 | 7 | 7.4989e-09 | 5spot_SharedNeighbor | Water | Porous | Wet | R245fa | MinimizeLCOE_Brownfield | IgnoreSilica | 2019 | 80.4371 | 7.7416 | 0.2875 | 4 | 27800.5531 | 47470.1375 | 566.7519 | 967.743 | 75.544 | 0 | 136.0936 | 1180649.4221 | 35340.8716 | 1811755.8344 | 2171435.3032 | 0 | 140396.0087 | 0 | 2082435.2016 | 5418069.2284 | 3697943.5785 | 16538025.4485 | 961560.8286 | 14470997.6721 | 14470997.6721 | 1478867.319 | 6670120.1387 | 0 | 31970583.9492 | 54590569.079 | 7498942.0933 | 1.15 | 27800.5531 | 47470.1375 | 566.7519 | 967.743
1 | 4200 | 707 | 0.015 | 15 | 15 | 7 | 1e-08 | 5spot_SharedNeighbor | Water | Porous | Wet | R245fa | MinimizeLCOE_Brownfield | IgnoreSilica | 2019 | 80.6345 | 7.7606 | 0.28861 | 4 | 27721.0154 | 47314.9315 | 565.1304 | 964.5789 | 75.5442 | 0 | 136.4489 | 1182692.8277 | 35401.8278 | 1815319.5536 | 2176709.9227 | 0 | 139669.912 | 0 | 2086419.6771 | 5428436.0162 | 3705019.1242 | 16569668.8612 | 961560.8286 | 14470997.6721 | 14470997.6721 | 1478867.319 | 6670120.1387 | 0 | 32002227.3619 | 54622212.4917 | 10000000 | 1.1544 | 27721.0154 | 47314.9315 | 565.1304 | 964.5789
1 | 4300 | 707 | 0.015 | 15 | 15 | 7 | 1e-13 | 5spot_SharedNeighbor | Water | Porous | Wet | R245fa | MinimizeLCOE_Brownfield | IgnoreSilica | 2019 | 0 | 0 | 0 | 0 |  |  |  |  | 15 |  | 17.2237 | [19 empty] | 100 | 0
1 | 4300 | 707 | 0.015 | 15 | 15 | 7 | 1.3335e-13 | 5spot_SharedNeighbor | Water | Porous | Wet | R245fa | MinimizeLCOE_Brownfield | IgnoreSilica | 2019 | 0 | 0 | 0 | 0 |  |  |  |  | 15 |  | 20.3719 | [19 empty] | 133.3521 | 0
1 | 4300 | 707 | 0.015 | 15 | 15 | 7 | 1.7783e-13 | 5spot_SharedNeighbor | Water | Porous | Wet | R245fa | MinimizeLCOE_Brownfield | IgnoreSilica | 2019 | 0 | 0 | 0 | 0 |  |  |  |  | 15 |  | 21.4799 | [19 empty] | 177.8279 | 0
1 | 4300 | 707 | 0.015 | 15 | 15 | 7 | 2.3714e-13 | 5spot_SharedNeighbor | Water | Porous | Wet | R245fa | MinimizeLCOE_Brownfield | IgnoreSilica | 2019 | 0 | 0 | 0 | 0 |  |  |  |  | 15 |  | 22.4858 | [19 empty] | 237.1374 | 0
1 | 4300 | 707 | 0.015 | 15 | 15 | 7 | 3.1623e-13 | 5spot_SharedNeighbor | Water | Porous | Wet | R245fa | MinimizeLCOE_Brownfield | IgnoreSilica | 2019 | 0 | 0 | 0 | 0 |  |  |  |  | 15 |  | 23.4504 | [19 empty] | 316.2278 | 0
1 | 4300 | 707 | 0.015 | 15 | 15 | 7 | 4.217e-13 | 5spot_SharedNeighbor | Water | Porous | Wet | R245fa | MinimizeLCOE_Brownfield | IgnoreSilica | 2019 | 0 | 0 | 0 | 0 |  |  |  |  | 15 |  | 23.6725 | [19 empty] | 421.6965 | 0
1 | 4300 | 707 | 0.015 | 15 | 15 | 7 | 5.6234e-13 | 5spot_SharedNeighbor | Water | Porous | Wet | R245fa | MinimizeLCOE_Brownfield | IgnoreSilica | 2019 | 0 | 0 | 0 | 0 |  |  |  |  | 15 |  | 25.3924 | [19 empty] | 562.3413 | 0
1 | 4300 | 707 | 0.015 | 15 | 15 | 7 | 7.4989e-13 | 5spot_SharedNeighbor | Water | Porous | Wet | R245fa | MinimizeLCOE_Brownfield | IgnoreSilica | 2019 | 0 | 0 | 0 | 0 |  |  |  |  | 15 |  | 26.4043 | [19 empty] | 749.8942 | 0
1 | 4300 | 707 | 0.015 | 15 | 15 | 7 | 1e-12 | 5spot_SharedNeighbor | Water | Porous | Wet | R245fa | MinimizeLCOE_Brownfield | IgnoreSilica | 2019 | 0 | 0 | 0 | 0 |  |  |  |  | 15 |  | 27.9616 | [19 empty] | 1000 | 0
1 | 4300 | 707 | 0.015 | 15 | 15 | 7 | 1.3335e-12 | 5spot_SharedNeighbor | Water | Porous | Wet | R245fa | MinimizeLCOE_Brownfield | IgnoreSilica | 2019 | 0 | 0 | 0 | 0 |  |  |  |  | 15 |  | 28.7339 | [19 empty] | 1333.5214 | 0
1 | 4300 | 707 | 0.015 | 15 | 15 | 7 | 1.7783e-12 | 5spot_SharedNeighbor | Water | Porous | Wet | R245fa | MinimizeLCOE_Brownfield | IgnoreSilica | 2019 | 0 | 0 | 0 | 0 |  |  |  |  | 15 |  | 29.3114 | [19 empty] | 1778.2794 | 0
1 | 4300 | 707 | 0.015 | 15 | 15 | 7 | 2.3714e-12 | 5spot_SharedNeighbor | Water | Porous | Wet | R245fa | MinimizeLCOE_Brownfield | IgnoreSilica | 2019 | 0 | 0 | 0 | 0 |  |  |  |  | 15 |  | 30.1432 | [19 empty] | 2371.3737 | 0
1 | 4300 | 707 | 0.015 | 15 | 15 | 7 | 3.1623e-12 | 5spot_SharedNeighbor | Water | Porous | Wet | R245fa | MinimizeLCOE_Brownfield | IgnoreSilica | 2019 | 1.6 | 0.10415 | 0.00057885 | 4 | 7124792.4819 | 17167571.4173 | 145248.5317 | 349984.1642 | 62.1535 | 0 | 37.8228 | 49252.932 | 1306.1088 | 58399.8286 | 58088.9084 | 0 | 30545.3971 | 0 | 77061.3382 | 200497.7944 | 136843.8645 | 611996.1719 | 961560.8286 | 14923245.9986 | 14923245.9986 | 1478867.319 | 6851019.4693 | 0 | 16496802.9991 | 39749935.786 | 3162.2777 | 0.0023154 | 7124792.4819 | 17167571.4173 | 145248.5317 | 349984.1642
1 | 4300 | 707 | 0.015 | 15 | 15 | 7 | 4.217e-12 | 5spot_SharedNeighbor | Water | Porous | Wet | R245fa | MinimizeLCOE_Brownfield | IgnoreSilica | 2019 | 1.6 | 0.10415 | 0.001372 | 4 | 3002684.0528 | 7239665.8914 | 61213.7758 | 147590.3816 | 62.1541 | 0 | 35.0464 | 49254.1263 | 1306.1468 | 58400.758 | 58089.3295 | 0 | 24839.5708 | 0 | 74837.0733 | 194710.7134 | 132894.0628 | 594331.781 | 961560.8286 | 14923245.9986 | 14923245.9986 | 1478867.319 | 6851019.4693 | 0 | 16479138.6082 | 39732271.3951 | 4216.965 | 0.0054881 | 3002684.0528 | 7239665.8914 | 61213.7758 | 147590.3816
1 | 4300 | 707 | 0.015 | 15 | 15 | 7 | 5.6234e-12 | 5spot_SharedNeighbor | Water | Porous | Wet | R245fa | MinimizeLCOE_Brownfield | IgnoreSilica | 2019 | 3.5318 | 0.29095 | 0.0040522 | 4 | 1058085.2584 | 2492695.003 | 21570.4992 | 50816.9593 | 69.7223 | 0 | 75.1605 | 111638.6016 | 3170.4853 | 131927.4711 | 110419.8347 | 0 | 51386.3207 | 0 | 159331.6583 | 414548.2914 | 282937.727 | 1265360.3902 | 961560.8286 | 14923245.9986 | 14923245.9986 | 1478867.319 | 6851019.4693 | 0 | 17150167.2175 | 40403300.0044 | 5623.4133 | 0.016209 | 1058085.2584 | 2492695.003 | 21570.4992 | 50816.9593
1 | 4300 | 707 | 0.015 | 15 | 15 | 7 | 7.4989e-12 | 5spot_SharedNeighbor | Water | Porous | Wet | R245fa | MinimizeLCOE_Brownfield | IgnoreSilica | 2019 | 4.8157 | 0.41823 | 0.0070377 | 4 | 623034.1259 | 1449050.4629 | 12701.3934 | 29540.8537 | 71.6176 | 0 | 86.1254 | 147046.9154 | 4248.2659 | 176063.4773 | 145509.6676 | 0 | 61213.4767 | 0 | 208291.9031 | 541932.8053 | 369880.2752 | 1654186.7864 | 961560.8286 | 14923245.9986 | 14923245.9986 | 1478867.319 | 6851019.4693 | 0 | 17538993.6136 | 40792126.4005 | 7498.9421 | 0.028151 | 623034.1259 | 1449050.4629 | 12701.3934 | 29540.8537
1 | 4300 | 707 | 0.015 | 15 | 15 | 7 | 1e-11 | 5spot_SharedNeighbor | Water | Porous | Wet | R245fa | MinimizeLCOE_Brownfield | IgnoreSilica | 2019 | 6.4204 | 0.57812 | 0.011131 | 4 | 404167.1327 | 926435.8551 | 8239.4937 | 18886.648 | 72.964 | 0 | 116.0539 | 187148.2789 | 5473.6299 | 227840.292 | 189432.7265 | 0 | 71370.6116 | 0 | 265693.5602 | 691280.1423 | 471812.9015 | 2110052.1429 | 961560.8286 | 14923245.9986 | 14923245.9986 | 1478867.319 | 6851019.4693 | 0 | 17994858.9701 | 41247991.757 | 10000 | 0.044523 | 404167.1327 | 926435.8551 | 8239.4937 | 18886.648
1 | 4300 | 707 | 0.015 | 15 | 15 | 7 | 1.3335e-11 | 5spot_SharedNeighbor | Water | Porous | Wet | R245fa | MinimizeLCOE_Brownfield | IgnoreSilica | 2019 | 8.3526 | 0.77047 | 0.016513 | 4 | 280225.7227 | 632260.5226 | 5712.7804 | 12889.4859 | 73.8743 | 0 | 94.5319 | 230958.7343 | 6811.8813 | 286462.9656 | 242249.4636 | 0 | 81069.3309 | 0 | 330545.4265 | 860011.3956 | 586975.449 | 2625084.6468 | 961560.8286 | 14923245.9986 | 14923245.9986 | 1478867.319 | 6851019.4693 | 0 | 18509891.474 | 41763024.261 | 13335.2143 | 0.066054 | 280225.7227 | 632260.5226 | 5712.7804 | 12889.4859
1 | 4300 | 707 | 0.015 | 15 | 15 | 7 | 1.7783e-11 | 5spot_SharedNeighbor | Water | Porous | Wet | R245fa | MinimizeLCOE_Brownfield | IgnoreSilica | 2019 | 11.2271 | 1.0605 | 0.024107 | 4 | 199670.2878 | 440815.2917 | 4070.5489 | 8986.616 | 74.7829 | 0 | 97.1116 | 291517.1821 | 8668.3002 | 369593.0833 | 321425.5395 | 0 | 96534.2789 | 0 | 424217.9698 | 1103728.1383 | 753317.1338 | 3369001.626 | 961560.8286 | 14923245.9986 | 14923245.9986 | 1478867.319 | 6851019.4693 | 0 | 19253808.4532 | 42506941.2401 | 17782.7941 | 0.096428 | 199670.2878 | 440815.2917 | 4070.5489 | 8986.616
1 | 4300 | 707 | 0.015 | 15 | 15 | 7 | 2.3714e-11 | 5spot_SharedNeighbor | Water | Porous | Wet | R245fa | MinimizeLCOE_Brownfield | IgnoreSilica | 2019 | 14.5381 | 1.3927 | 0.033735 | 4 | 148616.6826 | 320938.1166 | 3029.7521 | 6542.7576 | 75.349 | 0 | 102.9689 | 354678.628 | 10599.1983 | 459390.4506 | 411539.5428 | 0 | 110015.8202 | 0 | 525027.2196 | 1366013.1275 | 932332.0283 | 4169596.0154 | 961560.8286 | 14923245.9986 | 14923245.9986 | 1478867.319 | 6851019.4693 | 0 | 20054402.8426 | 43307535.6295 | 23713.7371 | 0.13494 | 148616.6826 | 320938.1166 | 3029.7521 | 6542.7576
1 | 4300 | 707 | 0.015 | 15 | 15 | 7 | 3.1623e-11 | 5spot_SharedNeighbor | Water | Porous | Wet | R245fa | MinimizeLCOE_Brownfield | IgnoreSilica | 2019 | 18.7009 | 1.8101 | 0.046161 | 4 | 113812.9003 | 239747.1361 | 2320.2299 | 4887.5697 | 75.7819 | 0 | 101.4695 | 427853.7706 | 12833.2151 | 566394.5614 | 524334.7562 | 0 | 124948.3561 | 0 | 645982.2172 | 1680713.2199 | 1147121.3078 | 5130181.4043 | 961560.8286 | 14923245.9986 | 14923245.9986 | 1478867.319 | 6851019.4693 | 0 | 21014988.2315 | 44268121.0184 | 31622.7766 | 0.18465 | 113812.9003 | 239747.1361 | 2320.2299 | 4887.5697
1 | 4300 | 707 | 0.015 | 15 | 15 | 7 | 4.217e-11 | 5spot_SharedNeighbor | Water | Porous | Wet | R245fa | MinimizeLCOE_Brownfield | IgnoreSilica | 2019 | 23.7339 | 2.3151 | 0.061877 | 4 | 89401.0112 | 183350.3448 | 1822.5605 | 3737.8448 | 76.1066 | 0 | 114.8698 | 509848.9759 | 15333.2112 | 689437.1304 | 660674.7576 | 0 | 140228.1858 | 0 | 786053.6817 | 2045150.4381 | 1395857.1976 | 6242583.5783 | 961560.8286 | 14923245.9986 | 14923245.9986 | 1478867.319 | 6851019.4693 | 0 | 22127390.4055 | 45380523.1924 | 42169.6503 | 0.24751 | 89401.0112 | 183350.3448 | 1822.5605 | 3737.8448
1 | 4300 | 707 | 0.015 | 15 | 15 | 7 | 5.6234e-11 | 5spot_SharedNeighbor | Water | Porous | Wet | R245fa | MinimizeLCOE_Brownfield | IgnoreSilica | 2019 | 29.607 | 2.9047 | 0.081166 | 4 | 71996.5943 | 143619.1165 | 1467.748 | 2927.8699 | 76.3493 | 0 | 117.2349 | 599030.0875 | 18048.4235 | 826471.3421 | 819705.5149 | 0 | 154942.8292 | 0 | 943097.2969 | 2453745.7106 | 1674731.8669 | 7489773.0715 | 961560.8286 | 14923245.9986 | 14923245.9986 | 1478867.319 | 6851019.4693 | 0 | 23374579.8987 | 46627712.6856 | 56234.1325 | 0.32466 | 71996.5943 | 143619.1165 | 1467.748 | 2927.8699
1 | 4300 | 707 | 0.015 | 15 | 15 | 7 | 7.4989e-11 | 5spot_SharedNeighbor | Water | Porous | Wet | R245fa | MinimizeLCOE_Brownfield | IgnoreSilica | 2019 | 36.1575 | 3.5625 | 0.10392 | 4 | 59458.9887 | 115398.9871 | 1212.1519 | 2352.5644 | 76.53 | 0 | 129.9566 | 692369.7541 | 20886.4891 | 972948.982 | 997098.5852 | 0 | 167963.9832 | 0 | 1111994.4395 | 2893181.4301 | 1974655.775 | 8831099.4381 | 961560.8286 | 14923245.9986 | 14923245.9986 | 1478867.319 | 6851019.4693 | 0 | 24715906.2653 | 47969039.0522 | 74989.4209 | 0.41568 | 59458.9887 | 115398.9871 | 1212.1519 | 2352.5644
1 | 4300 | 707 | 0.015 | 15 | 15 | 7 | 1e-10 | 5spot_SharedNeighbor | Water | Porous | Wet | R245fa | MinimizeLCOE_Brownfield | IgnoreSilica | 2019 | 41.205 | 4.0696 | 0.12772 | 4 | 50276.7463 | 95792.3518 | 1024.9595 | 1952.8567 | 76.6317 | 0 | 382.0216 | 760839.1633 | 22966.0558 | 1082150.3368 | 1133801.8623 | 0 | 164565.3777 | 0 | 1234085.8904 | 3210838.3409 | 2191463.1438 | 9800710.171 | 961560.8286 | 14923245.9986 | 14923245.9986 | 1478867.319 | 6851019.4693 | 0 | 25685516.9982 | 48938649.7851 | 100000 | 0.51088 | 50276.7463 | 95792.3518 | 1024.9595 | 1952.8567
1 | 4300 | 707 | 0.015 | 15 | 15 | 7 | 1.3335e-10 | 5spot_SharedNeighbor | Water | Porous | Wet | R245fa | MinimizeLCOE_Brownfield | IgnoreSilica | 2019 | 50.1749 | 4.9708 | 0.15716 | 4 | 43669.5263 | 80658.4377 | 890.2624 | 1644.3314 | 76.7628 | 0 | 95.7378 | 876618.1732 | 26478.1264 | 1269820.8552 | 1376747.273 | 0 | 185291.0438 | 0 | 1456632.6339 | 3789859.3169 | 2586656.8576 | 11568104.2799 | 961560.8286 | 14923245.9986 | 14923245.9986 | 1478867.319 | 6851019.4693 | 0 | 27452911.1072 | 50706043.8941 | 133352.1432 | 0.62865 | 43669.5263 | 80658.4377 | 890.2624 | 1644.3314
1 | 4300 | 707 | 0.015 | 15 | 15 | 7 | 1.7783e-10 | 5spot_SharedNeighbor | Water | Porous | Wet | R245fa | MinimizeLCOE_Brownfield | IgnoreSilica | 2019 | 56.4204 | 5.5981 | 0.18371 | 4 | 38947.8161 | 70592.2164 | 794.0039 | 1439.1178 | 76.8278 | 0 | 111.4227 | 953514.4606 | 28807.4296 | 1396398.5143 | 1545882.1766 | 0 | 187126.2161 | 0 | 1603574.2309 | 4172171.2105 | 2847592.5807 | 12735066.8192 | 961560.8286 | 14923245.9986 | 14923245.9986 | 1478867.319 | 6851019.4693 | 0 | 28619873.6465 | 51873006.4334 | 177827.941 | 0.73483 | 38947.8161 | 70592.2164 | 794.0039 | 1439.1178
1 | 4300 | 707 | 0.015 | 15 | 15 | 7 | 2.3714e-10 | 5spot_SharedNeighbor | Water | Porous | Wet | R245fa | MinimizeLCOE_Brownfield | IgnoreSilica | 2019 | 61.9038 | 6.1484 | 0.2085 | 4 | 35516.6701 | 63398.4485 | 724.0554 | 1292.4631 | 76.8711 | 0 | 135.2681 | 1018869.8861 | 30784.8072 | 1505125.566 | 1694343.3423 | 0 | 185692.9821 | 0 | 1729578.4676 | 4500008.3874 | 3071348.1903 | 13735751.6289 | 961560.8286 | 14923245.9986 | 14923245.9986 | 1478867.319 | 6851019.4693 | 0 | 29620558.4561 | 52873691.243 | 237137.3706 | 0.83399 | 35516.6701 | 63398.4485 | 724.0554 | 1292.4631
1 | 4300 | 707 | 0.015 | 15 | 15 | 7 | 3.1623e-10 | 5spot_SharedNeighbor | Water | Porous | Wet | R245fa | MinimizeLCOE_Brownfield | IgnoreSilica | 2019 | 66.5077 | 6.61 | 0.23052 | 4 | 33016.3831 | 58234.8243 | 673.0836 | 1187.1957 | 76.899 | 0 | 118.143 | 1072330.4138 | 32400.5103 | 1594825.6932 | 1818948.3355 | 0 | 181970.0864 | 0 | 1833185.2653 | 4769572.0223 | 3255330.9101 | 14558563.2371 | 961560.8286 | 14923245.9986 | 14923245.9986 | 1478867.319 | 6851019.4693 | 0 | 30443370.0643 | 53696502.8512 | 316227.766 | 0.92207 | 33016.3831 | 58234.8243 | 673.0836 | 1187.1957
1 | 4300 | 707 | 0.015 | 15 | 15 | 7 | 4.217e-10 | 5spot_SharedNeighbor | Water | Porous | Wet | R245fa | MinimizeLCOE_Brownfield | IgnoreSilica | 2019 | 70.2519 | 6.985 | 0.2493 | 4 | 31187.5237 | 54505.6384 | 635.7999 | 1111.1712 | 76.9164 | 0 | 127.3803 | 1114925.3689 | 33686.5682 | 1666777.7815 | 1920248.4665 | 0 | 177038.259 | 0 | 1915943.8132 | 4984892.7879 | 3402291.757 | 15215804.8023 | 961560.8286 | 14923245.9986 | 14923245.9986 | 1478867.319 | 6851019.4693 | 0 | 31100611.6295 | 54353744.4164 | 421696.5034 | 0.99721 | 31187.5237 | 54505.6384 | 635.7999 | 1111.1712
1 | 4300 | 707 | 0.015 | 15 | 15 | 7 | 5.6234e-10 | 5spot_SharedNeighbor | Water | Porous | Wet | R245fa | MinimizeLCOE_Brownfield | IgnoreSilica | 2019 | 73.2339 | 7.2833 | 0.26484 | 4 | 29844.261 | 51794.0978 | 608.4156 | 1055.8927 | 76.9271 | 0 | 133.1833 | 1148313.0435 | 34693.7922 | 1723473.7303 | 2000899.3362 | 0 | 171794.2406 | 0 | 1980877.9157 | 5153838.0027 | 3517600.3376 | 15731490.3988 | 961560.8286 | 14923245.9986 | 14923245.9986 | 1478867.319 | 6851019.4693 | 0 | 31616297.2261 | 54869430.013 | 562341.3252 | 1.0594 | 29844.261 | 51794.0978 | 608.4156 | 1055.8927
1 | 4300 | 707 | 0.015 | 15 | 15 | 7 | 7.4989e-10 | 5spot_SharedNeighbor | Water | Porous | Wet | R245fa | MinimizeLCOE_Brownfield | IgnoreSilica | 2019 | 75.5675 | 7.5166 | 0.27739 | 4 | 28853.7494 | 49810.9114 | 588.2227 | 1015.4628 | 76.9337 | 0 | 126.4663 | 1174122.8586 | 35471.8763 | 1767479.6519 | 2063995.4437 | 0 | 166778.6084 | 0 | 2031060.8912 | 5284403.811 | 3606714.1846 | 16130027.3256 | 961560.8286 | 14923245.9986 | 14923245.9986 | 1478867.319 | 6851019.4693 | 0 | 32014834.1529 | 55267966.9398 | 749894.2093 | 1.1096 | 28853.7494 | 49810.9114 | 588.2227 | 1015.4628
1 | 4300 | 707 | 0.015 | 15 | 15 | 7 | 1e-09 | 5spot_SharedNeighbor | Water | Porous | Wet | R245fa | MinimizeLCOE_Brownfield | IgnoreSilica | 2019 | 77.3749 | 7.6971 | 0.28734 | 4 | 28120.7928 | 48352.4886 | 573.2804 | 985.7309 | 76.9377 | 0 | 149.871 | 1193925.3748 | 36068.5304 | 1801348.0573 | 2112849.1181 | 0 | 162314.872 | 0 | 2069537.3215 | 5384511.59 | 3675039.8009 | 16435594.6649 | 961560.8286 | 14923245.9986 | 14923245.9986 | 1478867.319 | 6851019.4693 | 0 | 32320401.4922 | 55573534.2791 | 1000000 | 1.1493 | 28120.7928 | 48352.4886 | 573.2804 | 985.7309
1 | 4300 | 707 | 0.015 | 15 | 15 | 7 | 1.3335e-09 | 5spot_SharedNeighbor | Water | Porous | Wet | R245fa | MinimizeLCOE_Brownfield | IgnoreSilica | 2019 | 78.7392 | 7.8332 | 0.29507 | 4 | 27576.8252 | 47278.0565 | 562.1909 | 963.8271 | 76.9401 | 0 | 124.6491 | 1208768.2958 | 36515.5578 | 1826793.7219 | 2149719.7401 | 0 | 158387.6377 | 0 | 2098272.1318 | 5459273.6721 | 3726066.4581 | 16663797.2152 | 961560.8286 | 14923245.9986 | 14923245.9986 | 1478867.319 | 6851019.4693 | 0 | 32548604.0424 | 55801736.8293 | 1333521.4322 | 1.1803 | 27576.8252 | 47278.0565 | 562.1909 | 963.8271
1 | 4300 | 707 | 0.015 | 15 | 15 | 7 | 1.7783e-09 | 5spot_SharedNeighbor | Water | Porous | Wet | R245fa | MinimizeLCOE_Brownfield | IgnoreSilica | 2019 | 79.8038 | 7.9394 | 0.3011 | 4 | 27172.1544 | 46478.9637 | 553.9411 | 947.5365 | 76.9417 | 0 | 146.136 | 1220288.6516 | 36862.4023 | 1846578.6272 | 2178486.0596 | 0 | 155295.8147 | 0 | 2120629.5066 | 5517442.9754 | 3765768.2028 | 16841352.2403 | 961560.8286 | 14923245.9986 | 14923245.9986 | 1478867.319 | 6851019.4693 | 0 | 32726159.0675 | 55979291.8544 | 1778279.41 | 1.2044 | 27172.1544 | 46478.9637 | 553.9411 | 947.5365
1 | 4300 | 707 | 0.015 | 15 | 15 | 7 | 2.3714e-09 | 5spot_SharedNeighbor | Water | Porous | Wet | R245fa | MinimizeLCOE_Brownfield | IgnoreSilica | 2019 | 80.6003 | 8.0188 | 0.30571 | 4 | 26870.5429 | 45886.4436 | 547.7924 | 935.4572 | 76.9427 | 0 | 133.8408 | 1228872.0092 | 37120.755 | 1861339.5835 | 2200003.4992 | 0 | 152739.9895 | 0 | 2137229.5762 | 5560632.9512 | 3795246.2488 | 16973184.6127 | 961560.8286 | 14923245.9986 | 14923245.9986 | 1478867.319 | 6851019.4693 | 0 | 32857991.4399 | 56111124.2268 | 2371373.7057 | 1.2228 | 26870.5429 | 45886.4436 | 547.7924 | 935.4572
1 | 4300 | 707 | 0.015 | 15 | 15 | 7 | 3.1623e-09 | 5spot_SharedNeighbor | Water | Porous | Wet | R245fa | MinimizeLCOE_Brownfield | IgnoreSilica | 2019 | 81.207 | 8.0793 | 0.30923 | 4 | 26645.4143 | 45444.6983 | 543.2028 | 926.4516 | 76.9433 | 0 | 130.8733 | 1235391.2512 | 37316.9405 | 1872562.2539 | 2216394.8423 | 0 | 150743.8903 | 0 | 2149839.5795 | 5593441.5931 | 3817638.821 | 17073329.1718 | 961560.8286 | 14923245.9986 | 14923245.9986 | 1478867.319 | 6851019.4693 | 0 | 32958135.9991 | 56211268.786 | 3162277.6602 | 1.2369 | 26645.4143 | 45444.6983 | 543.2028 | 926.4516
1 | 4300 | 707 | 0.015 | 15 | 15 | 7 | 4.217e-09 | 5spot_SharedNeighbor | Water | Porous | Wet | R245fa | MinimizeLCOE_Brownfield | IgnoreSilica | 2019 | 81.6675 | 8.1252 | 0.31191 | 4 | 26477.1845 | 45114.8978 | 539.7732 | 919.7282 | 76.9437 | 0 | 131.7092 | 1240326.9267 | 37465.4487 | 1881065.4164 | 2228832.419 | 0 | 149200.1847 | 0 | 2159387.2542 | 5618282.6843 | 3834593.3762 | 17149153.7103 | 961560.8286 | 14923245.9986 | 14923245.9986 | 1478867.319 | 6851019.4693 | 0 | 33033960.5375 | 56287093.3244 | 4216965.0343 | 1.2476 | 26477.1845 | 45114.8978 | 539.7732 | 919.7282
1 | 4300 | 707 | 0.015 | 15 | 15 | 7 | 5.6234e-09 | 5spot_SharedNeighbor | Water | Porous | Wet | R245fa | MinimizeLCOE_Brownfield | IgnoreSilica | 2019 | 82.0159 | 8.1599 | 0.31394 | 4 | 26351.3647 | 44868.4071 | 537.2082 | 914.7032 | 76.944 | 0 | 140.2764 | 1244054.8916 | 37577.6055 | 1887491.6828 | 2238242.5294 | 0 | 148015.3455 | 0 | 2166599.0013 | 5637046.1709 | 3847399.8414 | 17206427.0684 | 961560.8286 | 14923245.9986 | 14923245.9986 | 1478867.319 | 6851019.4693 | 0 | 33091233.8956 | 56344366.6825 | 5623413.2519 | 1.2558 | 26351.3647 | 44868.4071 | 537.2082 | 914.7032
1 | 4300 | 707 | 0.015 | 15 | 15 | 7 | 7.4989e-09 | 5spot_SharedNeighbor | Water | Porous | Wet | R245fa | MinimizeLCOE_Brownfield | IgnoreSilica | 2019 | 82.2741 | 8.1857 | 0.31547 | 4 | 26257.2016 | 44684.5442 | 535.2886 | 910.9549 | 76.9442 | 0 | 110.6885 | 1246814.2376 | 37660.6139 | 1892250.3208 | 2245216.47 | 0 | 147083.9025 | 0 | 2171919.9625 | 5650890.2204 | 3856848.6896 | 17248684.4174 | 961560.8286 | 14923245.9986 | 14923245.9986 | 1478867.319 | 6851019.4693 | 0 | 33133491.2446 | 56386624.0315 | 7498942.0933 | 1.2619 | 26257.2016 | 44684.5442 | 535.2886 | 910.9549
1 | 4300 | 707 | 0.015 | 15 | 15 | 7 | 1e-08 | 5spot_SharedNeighbor | Water | Porous | Wet | R245fa | MinimizeLCOE_Brownfield | IgnoreSilica | 2019 | 82.4593 | 8.2041 | 0.31661 | 4 | 26186.6953 | 44547.925 | 533.8512 | 908.1697 | 76.9443 | 0 | 102.8932 | 1248791.702 | 37720.0974 | 1895661.6534 | 2250218.9149 | 0 | 146323.1131 | 0 | 2175699.0375 | 5660722.5984 | 3863559.4896 | 17278696.6062 | 961560.8286 | 14923245.9986 | 14923245.9986 | 1478867.319 | 6851019.4693 | 0 | 33163503.4335 | 56416636.2204 | 10000000 | 1.2664 | 26186.6953 | 44547.925 | 533.8512 | 908.1697
1 | 4400 | 707 | 0.015 | 15 | 15 | 7 | 1e-13 | 5spot_SharedNeighbor | Water | Porous | Wet | R245fa | MinimizeLCOE_Brownfield | IgnoreSilica | 2019 | 0 | 0 | 0 | 0 |  |  |  |  | 15 |  | 17.8835 | [19 empty] | 100 | 0
1 | 4400 | 707 | 0.015 | 15 | 15 | 7 | 1.3335e-13 | 5spot_SharedNeighbor | Water | Porous | Wet | R245fa | MinimizeLCOE_Brownfield | IgnoreSilica | 2019 | 0 | 0 | 0 | 0 |  |  |  |  | 15 |  | 21.3662 | [19 empty] | 133.3521 | 0
1 | 4400 | 707 | 0.015 | 15 | 15 | 7 | 1.7783e-13 | 5spot_SharedNeighbor | Water | Porous | Wet | R245fa | MinimizeLCOE_Brownfield | IgnoreSilica | 2019 | 0 | 0 | 0 | 0 |  |  |  |  | 15 |  | 21.7009 | [19 empty] | 177.8279 | 0
1 | 4400 | 707 | 0.015 | 15 | 15 | 7 | 2.3714e-13 | 5spot_SharedNeighbor | Water | Porous | Wet | R245fa | MinimizeLCOE_Brownfield | IgnoreSilica | 2019 | 0 | 0 | 0 | 0 |  |  |  |  | 15 |  | 22.4709 | [19 empty] | 237.1374 | 0
1 | 4400 | 707 | 0.015 | 15 | 15 | 7 | 3.1623e-13 | 5spot_SharedNeighbor | Water | Porous | Wet | R245fa | MinimizeLCOE_Brownfield | IgnoreSilica | 2019 | 0 | 0 | 0 | 0 |  |  |  |  | 15 |  | 23.64 | [19 empty] | 316.2278 | 0
1 | 4400 | 707 | 0.015 | 15 | 15 | 7 | 4.217e-13 | 5spot_SharedNeighbor | Water | Porous | Wet | R245fa | MinimizeLCOE_Brownfield | IgnoreSilica | 2019 | 0 | 0 | 0 | 0 |  |  |  |  | 15 |  | 24.0755 | [19 empty] | 421.6965 | 0
1 | 4400 | 707 | 0.015 | 15 | 15 | 7 | 5.6234e-13 | 5spot_SharedNeighbor | Water | Porous | Wet | R245fa | MinimizeLCOE_Brownfield | IgnoreSilica | 2019 | 0 | 0 | 0 | 0 |  |  |  |  | 15 |  | 27.9725 | [19 empty] | 562.3413 | 0
1 | 4400 | 707 | 0.015 | 15 | 15 | 7 | 7.4989e-13 | 5spot_SharedNeighbor | Water | Porous | Wet | R245fa | MinimizeLCOE_Brownfield | IgnoreSilica | 2019 | 0 | 0 | 0 | 0 |  |  |  |  | 15 |  | 29.0404 | [19 empty] | 749.8942 | 0
1 | 4400 | 707 | 0.015 | 15 | 15 | 7 | 1e-12 | 5spot_SharedNeighbor | Water | Porous | Wet | R245fa | MinimizeLCOE_Brownfield | IgnoreSilica | 2019 | 0 | 0 | 0 | 0 |  |  |  |  | 15 |  | 29.4043 | [19 empty] | 1000 | 0
1 | 4400 | 707 | 0.015 | 15 | 15 | 7 | 1.3335e-12 | 5spot_SharedNeighbor | Water | Porous | Wet | R245fa | MinimizeLCOE_Brownfield | IgnoreSilica | 2019 | 0 | 0 | 0 | 0 |  |  |  |  | 15 |  | 30.4222 | [19 empty] | 1333.5214 | 0
1 | 4400 | 707 | 0.015 | 15 | 15 | 7 | 1.7783e-12 | 5spot_SharedNeighbor | Water | Porous | Wet | R245fa | MinimizeLCOE_Brownfield | IgnoreSilica | 2019 | 0 | 0 | 0 | 0 |  |  |  |  | 15 |  | 28.7888 | [19 empty] | 1778.2794 | 0
1 | 4400 | 707 | 0.015 | 15 | 15 | 7 | 2.3714e-12 | 5spot_SharedNeighbor | Water | Porous | Wet | R245fa | MinimizeLCOE_Brownfield | IgnoreSilica | 2019 | 0 | 0 | 0 | 0 |  |  |  |  | 15 |  | 30.1641 | [19 empty] | 2371.3737 | 0
1 | 4400 | 707 | 0.015 | 15 | 15 | 7 | 3.1623e-12 | 5spot_SharedNeighbor | Water | Porous | Wet | R245fa | MinimizeLCOE_Brownfield | IgnoreSilica | 2019 | 1.6 | 0.10689 | 0.00086546 | 4 | 4899963.6122 | 11802235.6501 | 99892.3859 | 240604.5374 | 62.9314 | 0 | 35.857 | 50780.0363 | 1355.0415 | 59582.7524 | 58622.9811 | 0 | 29810.7756 | 0 | 78059.1189 | 203093.8152 | 138615.702 | 619920.223 | 961560.8286 | 15381354.416 | 15381354.416 | 1478867.319 | 7034262.8363 | 0 | 16962835.4676 | 40857320.0389 | 3162.2777 | 0.0034618 | 4899963.6122 | 11802235.6501 | 99892.3859 | 240604.5374
1 | 4400 | 707 | 0.015 | 15 | 15 | 7 | 4.217e-12 | 5spot_SharedNeighbor | Water | Porous | Wet | R245fa | MinimizeLCOE_Brownfield | IgnoreSilica | 2019 | 2.8083 | 0.22648 | 0.0026263 | 4 | 1656581.2069 | 3931078.8908 | 33771.6486 | 80140.3604 | 68.9785 | 0 | 75.527 | 92990.3653 | 2619.6157 | 108041.7289 | 91879.2111 | 0 | 46745.1928 | 0 | 133487.6844 | 347307.5727 | 237044.5548 | 1060115.9257 | 961560.8286 | 15381354.416 | 15381354.416 | 1478867.319 | 7034262.8363 | 0 | 17403031.1703 | 41297515.7415 | 4216.965 | 0.010505 | 1656581.2069 | 3931078.8908 | 33771.6486 | 80140.3604
1 | 4400 | 707 | 0.015 | 15 | 15 | 7 | 5.6234e-12 | 5spot_SharedNeighbor | Water | Porous | Wet | R245fa | MinimizeLCOE_Brownfield | IgnoreSilica | 2019 | 3.8802 | 0.33549 | 0.0051226 | 4 | 866411.1688 | 2032550.0014 | 17662.9636 | 41436.281 | 71.4563 | 0 | 85.6204 | 126007.8981 | 3629.0787 | 147620.7724 | 121666.0907 | 0 | 56341.5655 | 0 | 177553.5081 | 461957.8068 | 315295.6954 | 1410072.4157 | 961560.8286 | 15381354.416 | 15381354.416 | 1478867.319 | 7034262.8363 | 0 | 17752987.6603 | 41647472.2315 | 5623.4133 | 0.02049 | 866411.1688 | 2032550.0014 | 17662.9636 | 41436.281
1 | 4400 | 707 | 0.015 | 15 | 15 | 7 | 7.4989e-12 | 5spot_SharedNeighbor | Water | Porous | Wet | R245fa | MinimizeLCOE_Brownfield | IgnoreSilica | 2019 | 5.2567 | 0.47691 | 0.0086436 | 4 | 525658.9322 | 1216762.7949 | 10716.2683 | 24805.3554 | 73.2459 | 0 | 94.5723 | 164364.0165 | 4810.1588 | 195278.8144 | 160058.8868 | 0 | 66790.7364 | 0 | 230608.0191 | 599994.7615 | 409508.7534 | 1831414.1471 | 961560.8286 | 15381354.416 | 15381354.416 | 1478867.319 | 7034262.8363 | 0 | 18174329.3917 | 42068813.963 | 7498.9421 | 0.034574 | 525658.9322 | 1216762.7949 | 10716.2683 | 24805.3554
1 | 4400 | 707 | 0.015 | 15 | 15 | 7 | 1e-11 | 5spot_SharedNeighbor | Water | Porous | Wet | R245fa | MinimizeLCOE_Brownfield | IgnoreSilica | 2019 | 6.9734 | 0.65416 | 0.013427 | 4 | 347575.2177 | 792462.1769 | 7085.7909 | 16155.4134 | 74.5166 | 0 | 113.5053 | 207761.8657 | 6149.7559 | 251168.0401 | 208022.6568 | 0 | 77576.243 | 0 | 292764.6389 | 761713.5363 | 519885.1401 | 2325041.8767 | 961560.8286 | 15381354.416 | 15381354.416 | 1478867.319 | 7034262.8363 | 0 | 18667957.1213 | 42562441.6926 | 10000 | 0.053709 | 347575.2177 | 792462.1769 | 7085.7909 | 16155.4134
1 | 4400 | 707 | 0.015 | 15 | 15 | 7 | 1.3335e-11 | 5spot_SharedNeighbor | Water | Porous | Wet | R245fa | MinimizeLCOE_Brownfield | IgnoreSilica | 2019 | 9.4024 | 0.90569 | 0.019926 | 4 | 242535.9647 | 542329.5731 | 4944.4237 | 11056.1219 | 75.5793 | 0 | 111.6128 | 263595.9764 | 7875.0804 | 325541.0286 | 275159.4094 | 0 | 92540.1891 | 0 | 376237.5567 | 978892.9457 | 668114.5497 | 2987956.736 | 961560.8286 | 15381354.416 | 15381354.416 | 1478867.319 | 7034262.8363 | 0 | 19330871.9806 | 43225356.5518 | 13335.2143 | 0.079703 | 242535.9647 | 542329.5731 | 4944.4237 | 11056.1219
1 | 4400 | 707 | 0.015 | 15 | 15 | 7 | 1.7783e-11 | 5spot_SharedNeighbor | Water | Porous | Wet | R245fa | MinimizeLCOE_Brownfield | IgnoreSilica | 2019 | 12.0554 | 1.1802 | 0.02836 | 4 | 176350.3497 | 386982.2218 | 3595.1404 | 7889.156 | 76.2596 | 0 | 111.0501 | 319253.2187 | 9593.2602 | 402116.6534 | 347816.3673 | 0 | 103754.4391 | 0 | 461188.2361 | 1199917.1875 | 818968.1363 | 3662607.4985 | 961560.8286 | 15381354.416 | 15381354.416 | 1478867.319 | 7034262.8363 | 0 | 20005522.7431 | 43900007.3143 | 17782.7941 | 0.11344 | 176350.3497 | 386982.2218 | 3595.1404 | 7889.156
1 | 4400 | 707 | 0.015 | 15 | 15 | 7 | 2.3714e-11 | 5spot_SharedNeighbor | Water | Porous | Wet | R245fa | MinimizeLCOE_Brownfield | IgnoreSilica | 2019 | 15.6628 | 1.5538 | 0.039452 | 4 | 132355.5341 | 283770.3559 | 2698.2466 | 5785.0425 | 76.8189 | 0 | 127.3068 | 388968.0962 | 11742.9864 | 500826.587 | 446515.26 | 0 | 119007.9013 | 0 | 572153.7241 | 1488626.6251 | 1016018.2599 | 4543859.44 | 961560.8286 | 15381354.416 | 15381354.416 | 1478867.319 | 7034262.8363 | 0 | 20886774.6846 | 44781259.2559 | 23713.7371 | 0.15781 | 132355.5341 | 283770.3559 | 2698.2466 | 5785.0425
1 | 4400 | 707 | 0.015 | 15 | 15 | 7 | 3.1623e-11 | 5spot_SharedNeighbor | Water | Porous | Wet | R245fa | MinimizeLCOE_Brownfield | IgnoreSilica | 2019 | 20.1944 | 2.0242 | 0.053863 | 4 | 101880.2664 | 212785.2264 | 2076.967 | 4337.9147 | 77.244 | 0 | 96.8467 | 469997.1029 | 14240.3537 | 618620.6512 | 571621.279 | 0 | 135898.1061 | 0 | 706047.2222 | 1836990.042 | 1253783.45 | 5607198.207 | 961560.8286 | 15381354.416 | 15381354.416 | 1478867.319 | 7034262.8363 | 0 | 21950113.4516 | 45844598.0228 | 31622.7766 | 0.21545 | 101880.2664 | 212785.2264 | 2076.967 | 4337.9147
1 | 4400 | 707 | 0.015 | 15 | 15 | 7 | 4.217e-11 | 5spot_SharedNeighbor | Water | Porous | Wet | R245fa | MinimizeLCOE_Brownfield | IgnoreSilica | 2019 | 25.5339 | 2.5794 | 0.071997 | 4 | 80391.4714 | 163361.8797 | 1638.8889 | 3330.3529 | 77.5552 | 0 | 100.6086 | 558694.2151 | 16971.4426 | 750794.59 | 719825.5313 | 0 | 152070.3177 | 0 | 857358.8777 | 2230671.9313 | 1522479.4288 | 6808866.3345 | 961560.8286 | 15381354.416 | 15381354.416 | 1478867.319 | 7034262.8363 | 0 | 23151781.5791 | 47046266.1503 | 42169.6503 | 0.28799 | 80391.4714 | 163361.8797 | 1638.8889 | 3330.3529
1 | 4400 | 707 | 0.015 | 15 | 15 | 7 | 5.6234e-11 | 5spot_SharedNeighbor | Water | Porous | Wet | R245fa | MinimizeLCOE_Brownfield | IgnoreSilica | 2019 | 31.707 | 3.2216 | 0.094093 | 4 | 65062.6855 | 128549.2194 | 1326.3908 | 2620.6497 | 77.7878 | 0 | 104.8082 | 654419.5614 | 19914.7448 | 896760.22 | 891213.2499 | 0 | 167372.5733 | 0 | 1025575.3363 | 2668336.6505 | 1821194.5928 | 8144786.9291 | 961560.8286 | 15381354.416 | 15381354.416 | 1478867.319 | 7034262.8363 | 0 | 24487702.1737 | 48382186.7449 | 56234.1325 | 0.37637 | 65062.6855 | 128549.2194 | 1326.3908 | 2620.6497
1 | 4400 | 707 | 0.015 | 15 | 15 | 7 | 7.4989e-11 | 5spot_SharedNeighbor | Water | Porous | Wet | R245fa | MinimizeLCOE_Brownfield | IgnoreSilica | 2019 | 38.5157 | 3.9303 | 0.1199 | 4 | 54022.9225 | 103844.4845 | 1101.3303 | 2117.0103 | 77.961 | 0 | 109.0612 | 753656.491 | 22961.7834 | 1051211.8805 | 1080297.9587 | 0 | 180591.2594 | 0 | 1204600.5555 | 3134123.5478 | 2139103.7212 | 9566547.1975 | 961560.8286 | 15381354.416 | 15381354.416 | 1478867.319 | 7034262.8363 | 0 | 25909462.4421 | 49803947.0133 | 74989.4209 | 0.4796 | 54022.9225 | 103844.4845 | 1101.3303 | 2117.0103
1 | 4400 | 707 | 0.015 | 15 | 15 | 7 | 1e-10 | 5spot_SharedNeighbor | Water | Porous | Wet | R245fa | MinimizeLCOE_Brownfield | IgnoreSilica | 2019 | 45.4607 | 4.6525 | 0.14823 | 4 | 46053.3683 | 86352.0504 | 938.8602 | 1760.4033 | 78.086 | 0 | 115.4877 | 849372.3493 | 25895.4252 | 1202963.6456 | 1272094.0567 | 0 | 189495.1534 | 0 | 1380530.0458 | 3591855.9936 | 2451515.5209 | 10963722.1905 | 961560.8286 | 15381354.416 | 15381354.416 | 1478867.319 | 7034262.8363 | 0 | 27306637.4351 | 51201122.0064 | 100000 | 0.59293 | 46053.3683 | 86352.0504 | 938.8602 | 1760.4033
1 | 4400 | 707 | 0.015 | 15 | 15 | 7 | 1.3335e-10 | 5spot_SharedNeighbor | Water | Porous | Wet | R245fa | MinimizeLCOE_Brownfield | IgnoreSilica | 2019 | 52.1816 | 5.351 | 0.17818 | 4 | 40147.4842 | 73673.1869 | 818.4608 | 1501.9276 | 78.1751 | 0 | 137.7497 | 937802.5281 | 28601.8149 | 1345307.2087 | 1457285.9687 | 0 | 192917.1295 | 0 | 1545146.7134 | 4020154.7952 | 2743838.2536 | 12271054.412 | 961560.8286 | 15381354.416 | 15381354.416 | 1478867.319 | 7034262.8363 | 0 | 28613969.6566 | 52508454.2279 | 133352.1432 | 0.71272 | 40147.4842 | 73673.1869 | 818.4608 | 1501.9276
1 | 4400 | 707 | 0.015 | 15 | 15 | 7 | 1.7783e-10 | 5spot_SharedNeighbor | Water | Porous | Wet | R245fa | MinimizeLCOE_Brownfield | IgnoreSilica | 2019 | 58.9445 | 6.0535 | 0.20771 | 4 | 35998.9603 | 64757.8425 | 733.8875 | 1320.1762 | 78.2414 | 0 | 85.6176 | 1023325.7812 | 31215.7841 | 1484759.0011 | 1643610.456 | 0 | 197431.0426 | 0 | 1708333.4053 | 4444733.0933 | 3033621.6663 | 13567030.23 | 961560.8286 | 15381354.416 | 15381354.416 | 1478867.319 | 7034262.8363 | 0 | 29909945.4746 | 53804430.0458 | 177827.941 | 0.83086 | 35998.9603 | 64757.8425 | 733.8875 | 1320.1762
1 | 4400 | 707 | 0.015 | 15 | 15 | 7 | 2.3714e-10 | 5spot_SharedNeighbor | Water | Porous | Wet | R245fa | MinimizeLCOE_Brownfield | IgnoreSilica | 2019 | 64.3398 | 6.6134 | 0.23429 | 4 | 32983.2157 | 58479.7577 | 672.4075 | 1192.189 | 78.2806 | 0 | 122.1783 | 1089363.9599 | 33231.5785 | 1593591.4948 | 1792221.6806 | 0 | 195056.0521 | 0 | 1834351.2587 | 4772605.6979 | 3257401.4561 | 14567823.1786 | 961560.8286 | 15381354.416 | 15381354.416 | 1478867.319 | 7034262.8363 | 0 | 30910738.4232 | 54805222.9945 | 237137.3706 | 0.93717 | 32983.2157 | 58479.7577 | 672.4075 | 1192.189
1 | 4400 | 707 | 0.015 | 15 | 15 | 7 | 3.1623e-10 | 5spot_SharedNeighbor | Water | Porous | Wet | R245fa | MinimizeLCOE_Brownfield | IgnoreSilica | 2019 | 68.8512 | 7.0811 | 0.2577 | 4 | 30782.9209 | 53963.5413 | 627.5515 | 1100.1198 | 78.3053 | 0 | 120.1119 | 1143227.1335 | 34873.8405 | 1683085.0953 | 1916452.7237 | 0 | 190629.9501 | 0 | 1937624.8098 | 5041302.2937 | 3440792.4039 | 15387988.2506 | 961560.8286 | 15381354.416 | 15381354.416 | 1478867.319 | 7034262.8363 | 0 | 31730903.4952 | 55625388.0664 | 316227.766 | 1.0308 | 30782.9209 | 53963.5413 | 627.5515 | 1100.1198
1 | 4400 | 707 | 0.015 | 15 | 15 | 7 | 4.217e-10 | 5spot_SharedNeighbor | Water | Porous | Wet | R245fa | MinimizeLCOE_Brownfield | IgnoreSilica | 2019 | 73.2 | 7.5313 | 0.27916 | 4 | 29123.9511 | 50522.8367 | 593.7311 | 1029.9764 | 78.3227 | 0 | 110.4156 | 1194059.6621 | 36421.995 | 1768133.0604 | 2036166.207 | 0 | 188412.2696 | 0 | 2037045.3457 | 5299974.134 | 3617341.25 | 16177553.9237 | 961560.8286 | 15381354.416 | 15381354.416 | 1478867.319 | 7034262.8363 | 0 | 32520469.1683 | 56414953.7396 | 421696.5034 | 1.1166 | 29123.9511 | 50522.8367 | 593.7311 | 1029.9764
1 | 4400 | 707 | 0.015 | 15 | 15 | 7 | 5.6234e-10 | 5spot_SharedNeighbor | Water | Porous | Wet | R245fa | MinimizeLCOE_Brownfield | IgnoreSilica | 2019 | 75.4017 | 7.7589 | 0.29384 | 4 | 27986.4291 | 48316.2739 | 570.5412 | 984.9926 | 78.3293 | 0 | 128.6685 | 1219407.0519 | 37193.302 | 1810755.4317 | 2096759.4977 | 0 | 179541.7427 | 0 | 2084026.2401 | 5422208.7843 | 3700768.9105 | 16550660.9609 | 961560.8286 | 15381354.416 | 15381354.416 | 1478867.319 | 7034262.8363 | 0 | 32893576.2055 | 56788060.7768 | 562341.3252 | 1.1753 | 27986.4291 | 48316.2739 | 570.5412 | 984.9926
1 | 4400 | 707 | 0.015 | 15 | 15 | 7 | 7.4989e-10 | 5spot_SharedNeighbor | Water | Porous | Wet | R245fa | MinimizeLCOE_Brownfield | IgnoreSilica | 2019 | 77.6527 | 7.9915 | 0.30692 | 4 | 27111.6859 | 46574.6306 | 552.7084 | 949.4868 | 78.3345 | 0 | 137.4214 | 1245062.41 | 37973.5141 | 1854038.7856 | 2158694.8669 | 0 | 174192.918 | 0 | 2133285.3728 | 5550370.9431 | 3788242.2174 | 16941861.0278 | 961560.8286 | 15381354.416 | 15381354.416 | 1478867.319 | 7034262.8363 | 0 | 33284776.2724 | 57179260.8437 | 749894.2093 | 1.2277 | 27111.6859 | 46574.6306 | 552.7084 | 949.4868
1 | 4400 | 707 | 0.015 | 15 | 15 | 7 | 1e-09 | 5spot_SharedNeighbor | Water | Porous | Wet | R245fa | MinimizeLCOE_Brownfield | IgnoreSilica | 2019 | 79.3971 | 8.1716 | 0.31727 | 4 | 26463.8241 | 45291.7992 | 539.5008 | 923.3346 | 78.3375 | 0 | 130.2714 | 1264768.1507 | 38572.4571 | 1887382.4962 | 2206682.4311 | 0 | 169521.6665 | 0 | 2171101.6086 | 5648761.0314 | 3855395.4743 | 17242185.3158 | 961560.8286 | 15381354.416 | 15381354.416 | 1478867.319 | 7034262.8363 | 0 | 33585100.5604 | 57479585.1317 | 1000000 | 1.2691 | 26463.8241 | 45291.7992 | 539.5008 | 923.3346
1 | 4400 | 707 | 0.015 | 15 | 15 | 7 | 1.3335e-09 | 5spot_SharedNeighbor | Water | Porous | Wet | R245fa | MinimizeLCOE_Brownfield | IgnoreSilica | 2019 | 80.7271 | 8.3088 | 0.32533 | 4 | 25982.6656 | 44344.2113 | 529.6918 | 904.0167 | 78.3393 | 0 | 119.4271 | 1279692.3707 | 39025.8707 | 1912692.1052 | 2243266.4244 | 0 | 165540.6586 | 0 | 2199684.7976 | 5723128.6259 | 3906152.8857 | 17469183.7388 | 961560.8286 | 15381354.416 | 15381354.416 | 1478867.319 | 7034262.8363 | 0 | 33812098.9834 | 57706583.5546 | 1333521.4322 | 1.3013 | 25982.6656 | 44344.2113 | 529.6918 | 904.0167
1 | 4400 | 707 | 0.015 | 15 | 15 | 7 | 1.7783e-09 | 5spot_SharedNeighbor | Water | Porous | Wet | R245fa | MinimizeLCOE_Brownfield | IgnoreSilica | 2019 | 81.7406 | 8.4133 | 0.33156 | 4 | 25624.5168 | 43641.3753 | 522.3904 | 889.6885 | 78.3403 | 0 | 130.8257 | 1291006.8538 | 39369.5004 | 1931912.5605 | 2271140.0533 | 0 | 162284.2569 | 0 | 2221328.1577 | 5779440.2094 | 3944586.6985 | 17641068.2906 | 961560.8286 | 15381354.416 | 15381354.416 | 1478867.319 | 7034262.8363 | 0 | 33983983.5352 | 57878468.1065 | 1778279.41 | 1.3262 | 25624.5168 | 43641.3753 | 522.3904 | 889.6885
1 | 4400 | 707 | 0.015 | 15 | 15 | 7 | 2.3714e-09 | 5spot_SharedNeighbor | Water | Porous | Wet | R245fa | MinimizeLCOE_Brownfield | IgnoreSilica | 2019 | 82.5176 | 8.4934 | 0.33634 | 4 | 25357.4608 | 43117.9053 | 516.9461 | 879.0168 | 78.3409 | 0 | 115.636 | 1299647.6 | 39631.8582 | 1946609.8842 | 2292507.1913 | 0 | 159724.6873 | 0 | 2237867.2762 | 5822471.6029 | 3973956.5088 | 17772416.6088 | 961560.8286 | 15381354.416 | 15381354.416 | 1478867.319 | 7034262.8363 | 0 | 34115331.8534 | 58009816.4246 | 2371373.7057 | 1.3454 | 25357.4608 | 43117.9053 | 516.9461 | 879.0168
1 | 4400 | 707 | 0.015 | 15 | 15 | 7 | 3.1623e-09 | 5spot_SharedNeighbor | Water | Porous | Wet | R245fa | MinimizeLCOE_Brownfield | IgnoreSilica | 2019 | 83.0977 | 8.5532 | 0.33998 | 4 | 25158.0569 | 42728.6401 | 512.881 | 871.0811 | 78.3413 | 0 | 127.1444 | 1306079.8203 | 39827.1198 | 1957561.2737 | 2308458.2469 | 0 | 157663.1138 | 0 | 2250139.9341 | 5854402.5412 | 3995750.0303 | 17869882.0801 | 961560.8286 | 15381354.416 | 15381354.416 | 1478867.319 | 7034262.8363 | 0 | 34212797.3247 | 58107281.896 | 3162277.6602 | 1.3599 | 25158.0569 | 42728.6401 | 512.881 | 871.0811
1 | 4400 | 707 | 0.015 | 15 | 15 | 7 | 4.217e-09 | 5spot_SharedNeighbor | Water | Porous | Wet | R245fa | MinimizeLCOE_Brownfield | IgnoreSilica | 2019 | 83.5381 | 8.5985 | 0.34274 | 4 | 25009.011 | 42437.8843 | 509.8425 | 865.1537 | 78.3415 | 0 | 141.1683 | 1310951.8443 | 39974.9965 | 1965862.3276 | 2320565.9235 | 0 | 156074.4208 | 0 | 2259437.51 | 5878592.9265 | 4012260.4654 | 17943720.4145 | 961560.8286 | 15381354.416 | 15381354.416 | 1478867.319 | 7034262.8363 | 0 | 34286635.6591 | 58181120.2304 | 4216965.0343 | 1.371 | 25009.011 | 42437.8843 | 509.8425 | 865.1537
1 | 4400 | 707 | 0.015 | 15 | 15 | 7 | 5.6234e-09 | 5spot_SharedNeighbor | Water | Porous | Wet | R245fa | MinimizeLCOE_Brownfield | IgnoreSilica | 2019 | 83.8741 | 8.6331 | 0.34484 | 4 | 24897.5167 | 42220.2262 | 507.5696 | 860.7164 | 78.3416 | 0 | 123.2154 | 1314663.2457 | 40087.6328 | 1972189.3744 | 2329804.1557 | 0 | 154874.3025 | 0 | 2266531.2974 | 5897049.5063 | 4024857.4603 | 18000056.9752 | 961560.8286 | 15381354.416 | 15381354.416 | 1478867.319 | 7034262.8363 | 0 | 34342972.2198 | 58237456.7911 | 5623413.2519 | 1.3794 | 24897.5167 | 42220.2262 | 507.5696 | 860.7164
1 | 4400 | 707 | 0.015 | 15 | 15 | 7 | 7.4989e-09 | 5spot_SharedNeighbor | Water | Porous | Wet | R245fa | MinimizeLCOE_Brownfield | IgnoreSilica | 2019 | 84.1176 | 8.6582 | 0.34641 | 4 | 24814.0621 | 42058.3742 | 505.8682 | 857.4168 | 78.3417 | 0 | 131.6421 | 1317350.2948 | 40169.1743 | 1976772.0349 | 2336500.6706 | 0 | 153900.716 | 0 | 2271630.2273 | 5910315.8761 | 4033912.0303 | 18040551.0243 | 961560.8286 | 15381354.416 | 15381354.416 | 1478867.319 | 7034262.8363 | 0 | 34383466.2689 | 58277950.8402 | 7498942.0933 | 1.3856 | 24814.0621 | 42058.3742 | 505.8682 | 857.4168
1 | 4400 | 707 | 0.015 | 15 | 15 | 7 | 1e-08 | 5spot_SharedNeighbor | Water | Porous | Wet | R245fa | MinimizeLCOE_Brownfield | IgnoreSilica | 2019 | 84.3003 | 8.677 | 0.34759 | 4 | 24751.5671 | 41937.302 | 504.5942 | 854.9486 | 78.3417 | 0 | 151.9186 | 1319363.1504 | 40230.2526 | 1980205.9201 | 2341521.4195 | 0 | 153156.4658 | 0 | 2275446.1113 | 5920244.0234 | 4040688.1948 | 18070855.5379 | 961560.8286 | 15381354.416 | 15381354.416 | 1478867.319 | 7034262.8363 | 0 | 34413770.7825 | 58308255.3537 | 10000000 | 1.3904 | 24751.5671 | 41937.302 | 504.5942 | 854.9486
1 | 4500 | 707 | 0.015 | 15 | 15 | 7 | 1e-13 | 5spot_SharedNeighbor | Water | Porous | Wet | R245fa | MinimizeLCOE_Brownfield | IgnoreSilica | 2019 | 0 | 0 | 0 | 0 |  |  |  |  | 15 |  | 18.3599 | [19 empty] | 100 | 0
1 | 4500 | 707 | 0.015 | 15 | 15 | 7 | 1.3335e-13 | 5spot_SharedNeighbor | Water | Porous | Wet | R245fa | MinimizeLCOE_Brownfield | IgnoreSilica | 2019 | 0 | 0 | 0 | 0 |  |  |  |  | 15 |  | 24.213 | [19 empty] | 133.3521 | 0
1 | 4500 | 707 | 0.015 | 15 | 15 | 7 | 1.7783e-13 | 5spot_SharedNeighbor | Water | Porous | Wet | R245fa | MinimizeLCOE_Brownfield | IgnoreSilica | 2019 | 0 | 0 | 0 | 0 |  |  |  |  | 15 |  | 24.2797 | [19 empty] | 177.8279 | 0
1 | 4500 | 707 | 0.015 | 15 | 15 | 7 | 2.3714e-13 | 5spot_SharedNeighbor | Water | Porous | Wet | R245fa | MinimizeLCOE_Brownfield | IgnoreSilica | 2019 | 0 | 0 | 0 | 0 |  |  |  |  | 15 |  | 24.844 | [19 empty] | 237.1374 | 0
1 | 4500 | 707 | 0.015 | 15 | 15 | 7 | 3.1623e-13 | 5spot_SharedNeighbor | Water | Porous | Wet | R245fa | MinimizeLCOE_Brownfield | IgnoreSilica | 2019 | 0 | 0 | 0 | 0 |  |  |  |  | 15 |  | 24.7413 | [19 empty] | 316.2278 | 0
1 | 4500 | 707 | 0.015 | 15 | 15 | 7 | 4.217e-13 | 5spot_SharedNeighbor | Water | Porous | Wet | R245fa | MinimizeLCOE_Brownfield | IgnoreSilica | 2019 | 0 | 0 | 0 | 0 |  |  |  |  | 15 |  | 27.5375 | [19 empty] | 421.6965 | 0
1 | 4500 | 707 | 0.015 | 15 | 15 | 7 | 5.6234e-13 | 5spot_SharedNeighbor | Water | Porous | Wet | R245fa | MinimizeLCOE_Brownfield | IgnoreSilica | 2019 | 0 | 0 | 0 | 0 |  |  |  |  | 15 |  | 28.965 | [19 empty] | 562.3413 | 0
1 | 4500 | 707 | 0.015 | 15 | 15 | 7 | 7.4989e-13 | 5spot_SharedNeighbor | Water | Porous | Wet | R245fa | MinimizeLCOE_Brownfield | IgnoreSilica | 2019 | 0 | 0 | 0 | 0 |  |  |  |  | 15 |  | 30.1441 | [19 empty] | 749.8942 | 0
1 | 4500 | 707 | 0.015 | 15 | 15 | 7 | 1e-12 | 5spot_SharedNeighbor | Water | Porous | Wet | R245fa | MinimizeLCOE_Brownfield | IgnoreSilica | 2019 | 0 | 0 | 0 | 0 |  |  |  |  | 15 |  | 28.8868 | [19 empty] | 1000 | 0
1 | 4500 | 707 | 0.015 | 15 | 15 | 7 | 1.3335e-12 | 5spot_SharedNeighbor | Water | Porous | Wet | R245fa | MinimizeLCOE_Brownfield | IgnoreSilica | 2019 | 0 | 0 | 0 | 0 |  |  |  |  | 15 |  | 31.2115 | [19 empty] | 1333.5214 | 0
1 | 4500 | 707 | 0.015 | 15 | 15 | 7 | 1.7783e-12 | 5spot_SharedNeighbor | Water | Porous | Wet | R245fa | MinimizeLCOE_Brownfield | IgnoreSilica | 2019 | 0 | 0 | 0 | 0 |  |  |  |  | 15 |  | 32.9832 | [19 empty] | 1778.2794 | 0
1 | 4500 | 707 | 0.015 | 15 | 15 | 7 | 2.3714e-12 | 5spot_SharedNeighbor | Water | Porous | Wet | R245fa | MinimizeLCOE_Brownfield | IgnoreSilica | 2019 | 1.6 | 0.10968 | 0.00013868 | 4 | 31465248.149 | 75711021.2587 | 641461.6434 | 1543471.5751 | 63.6972 | 0 | 36.7377 | 52306.9187 | 1404.1864 | 60781.0021 | 59160.0684 | 0 | 35415.8316 | 0 | 81536.5228 | 212141.3069 | 144790.801 | 647536.6379 | 961560.8286 | 15845322.9242 | 15845322.9242 | 1478867.319 | 7219850.2396 | 0 | 17454420.3908 | 41998460.8736 | 2371.3737 | 0.00055472 | 31465248.149 | 75711021.2587 | 641461.6434 | 1543471.5751
1 | 4500 | 707 | 0.015 | 15 | 15 | 7 | 3.1623e-12 | 5spot_SharedNeighbor | Water | Porous | Wet | R245fa | MinimizeLCOE_Brownfield | IgnoreSilica | 2019 | 1.6 | 0.10968 | 0.0011551 | 4 | 3773520.9155 | 9085760.6741 | 76928.3279 | 185225.5207 | 63.698 | 0 | 37.0313 | 52308.5791 | 1404.24 | 60782.3021 | 59160.6491 | 0 | 29053.9071 | 0 | 79056.7742 | 205689.5096 | 140387.3168 | 627843.278 | 961560.8286 | 15845322.9242 | 15845322.9242 | 1478867.319 | 7219850.2396 | 0 | 17434727.0309 | 41978767.5137 | 3162.2777 | 0.0046203 | 3773520.9155 | 9085760.6741 | 76928.3279 | 185225.5207
1 | 4500 | 707 | 0.015 | 15 | 15 | 7 | 4.217e-12 | 5spot_SharedNeighbor | Water | Porous | Wet | R245fa | MinimizeLCOE_Brownfield | IgnoreSilica | 2019 | 3.0862 | 0.26203 | 0.0034189 | 4 | 1315401.5118 | 3110132.281 | 26816.239 | 63404.2533 | 70.7982 | 0 | 74.1776 | 105349.2297 | 3012.2677 | 121210.7972 | 100873.6488 | 0 | 51194.1318 | 0 | 148839.6293 | 387250.1842 | 264306.2079 | 1182036.0965 | 961560.8286 | 15845322.9242 | 15845322.9242 | 1478867.319 | 7219850.2396 | 0 | 17988919.8493 | 42532960.3321 | 4216.965 | 0.013676 | 1315401.5118 | 3110132.281 | 26816.239 | 63404.2533
1 | 4500 | 707 | 0.015 | 15 | 15 | 7 | 5.6234e-12 | 5spot_SharedNeighbor | Water | Porous | Wet | R245fa | MinimizeLCOE_Brownfield | IgnoreSilica | 2019 | 4.246 | 0.38433 | 0.0063702 | 4 | 721003.3988 | 1684241.6855 | 14698.6295 | 34335.5449 | 73.1593 | 0 | 99.4413 | 141416.1119 | 4128.6647 | 164323.0411 | 133765.1945 | 0 | 61597.9683 | 0 | 197040.0824 | 512657.876 | 349899.5344 | 1564828.4733 | 961560.8286 | 15845322.9242 | 15845322.9242 | 1478867.319 | 7219850.2396 | 0 | 18371712.2262 | 42915752.709 | 5623.4133 | 0.025481 | 721003.3988 | 1684241.6855 | 14698.6295 | 34335.5449
1 | 4500 | 707 | 0.015 | 15 | 15 | 7 | 7.4989e-12 | 5spot_SharedNeighbor | Water | Porous | Wet | R245fa | MinimizeLCOE_Brownfield | IgnoreSilica | 2019 | 5.7165 | 0.54093 | 0.010492 | 4 | 448584.8675 | 1033387.8357 | 9145.0093 | 21067.0088 | 74.8515 | 0 | 118.1074 | 182840.0679 | 5418.0397 | 215677.5743 | 175635.051 | 0 | 72657.3162 | 0 | 254368.9391 | 661815.8014 | 451702.8834 | 2020115.6731 | 961560.8286 | 15845322.9242 | 15845322.9242 | 1478867.319 | 7219850.2396 | 0 | 18826999.4259 | 43371039.9087 | 7498.9421 | 0.04197 | 448584.8675 | 1033387.8357 | 9145.0093 | 21067.0088
1 | 4500 | 707 | 0.015 | 15 | 15 | 7 | 1e-11 | 5spot_SharedNeighbor | Water | Porous | Wet | R245fa | MinimizeLCOE_Brownfield | IgnoreSilica | 2019 | 7.4487 | 0.72473 | 0.015924 | 4 | 303353.4858 | 688681.1188 | 6184.2711 | 14039.6961 | 75.999 | 0 | 98.2158 | 226839.5627 | 6787.9144 | 272278.6787 | 223700.7388 | 0 | 82624.4459 | 0 | 316770.2228 | 824171.1411 | 562513.7388 | 2515686.4432 | 961560.8286 | 15845322.9242 | 15845322.9242 | 1478867.319 | 7219850.2396 | 0 | 19322570.196 | 43866610.6788 | 10000 | 0.063697 | 303353.4858 | 688681.1188 | 6184.2711 | 14039.6961
1 | 4500 | 707 | 0.015 | 15 | 15 | 7 | 1.3335e-11 | 5spot_SharedNeighbor | Water | Porous | Wet | R245fa | MinimizeLCOE_Brownfield | IgnoreSilica | 2019 | 10.0286 | 1.0005 | 0.023416 | 4 | 213882.1777 | 475929.7416 | 4360.2775 | 9702.4715 | 77.0567 | 0 | 106.5235 | 287037.3621 | 8665.2504 | 352102.2606 | 295178.8043 | 0 | 98540.4328 | 0 | 406194.403 | 1056834.5146 | 721311.272 | 3225864.2998 | 961560.8286 | 15845322.9242 | 15845322.9242 | 1478867.319 | 7219850.2396 | 0 | 20032748.0527 | 44576788.5355 | 13335.2143 | 0.093663 | 213882.1777 | 475929.7416 | 4360.2775 | 9702.4715
1 | 4500 | 707 | 0.015 | 15 | 15 | 7 | 1.7783e-11 | 5spot_SharedNeighbor | Water | Porous | Wet | R245fa | MinimizeLCOE_Brownfield | IgnoreSilica | 2019 | 13.1102 | 1.3314 | 0.033344 | 4 | 156247.6283 | 340267.7904 | 3185.3192 | 6936.8192 | 77.7657 | 0 | 85.1604 | 353008.8052 | 10723.8083 | 442239.9631 | 382496.1456 | 0 | 113633.8879 | 0 | 507820.0179 | 1321243.5184 | 901775.8501 | 4032941.9964 | 961560.8286 | 15845322.9242 | 15845322.9242 | 1478867.319 | 7219850.2396 | 0 | 20839825.7493 | 45383866.2321 | 17782.7941 | 0.13338 | 156247.6283 | 340267.7904 | 3185.3192 | 6936.8192
1 | 4500 | 707 | 0.015 | 15 | 15 | 7 | 2.3714e-11 | 5spot_SharedNeighbor | Water | Porous | Wet | R245fa | MinimizeLCOE_Brownfield | IgnoreSilica | 2019 | 16.8445 | 1.7316 | 0.046128 | 4 | 117954.3397 | 250976.8516 | 2404.6588 | 5116.5026 | 78.2848 | 0 | 83.5285 | 426339.7758 | 13007.5155 | 545495.0901 | 486997.309 | 0 | 128585.2272 | 0 | 624165.7179 | 1623951.164 | 1108380.0383 | 4956921.8379 | 961560.8286 | 15845322.9242 | 15845322.9242 | 1478867.319 | 7219850.2396 | 0 | 21763805.5908 | 46307846.0736 | 23713.7371 | 0.18451 | 117954.3397 | 250976.8516 | 2404.6588 | 5116.5026
1 | 4500 | 707 | 0.015 | 15 | 15 | 7 | 3.1623e-11 | 5spot_SharedNeighbor | Water | Porous | Wet | R245fa | MinimizeLCOE_Brownfield | IgnoreSilica | 2019 | 21.5561 | 2.236 | 0.062488 | 4 | 91524.2989 | 189718.8631 | 1865.8466 | 3867.6756 | 78.6882 | 0 | 99.1895 | 511717.0089 | 15661.1507 | 669070.984 | 617764.3841 | 0 | 145555.9073 | 0 | 764310.0796 | 1988578.0456 | 1357245.3773 | 6069902.9374 | 961560.8286 | 15845322.9242 | 15845322.9242 | 1478867.319 | 7219850.2396 | 0 | 22876786.6903 | 47420827.1731 | 31622.7766 | 0.24995 | 91524.2989 | 189718.8631 | 1865.8466 | 3867.6756
1 | 4500 | 707 | 0.015 | 15 | 15 | 7 | 4.217e-11 | 5spot_SharedNeighbor | Water | Porous | Wet | R245fa | MinimizeLCOE_Brownfield | IgnoreSilica | 2019 | 27.1781 | 2.8382 | 0.082957 | 4 | 72778.4599 | 146744.3696 | 1483.6873 | 2991.5825 | 78.9905 | 0 | 116.0947 | 606380.0574 | 18599.1309 | 809510.5378 | 773817.6418 | 0 | 162543.4962 | 0 | 924631.837 | 2405702.3718 | 1641941.301 | 7343126.3738 | 961560.8286 | 15845322.9242 | 15845322.9242 | 1478867.319 | 7219850.2396 | 0 | 24150010.1266 | 48694050.6094 | 42169.6503 | 0.33183 | 72778.4599 | 146744.3696 | 1483.6873 | 2991.5825
1 | 4500 | 707 | 0.015 | 15 | 15 | 7 | 5.6234e-11 | 5spot_SharedNeighbor | Water | Porous | Wet | R245fa | MinimizeLCOE_Brownfield | IgnoreSilica | 2019 | 33.636 | 3.5306 | 0.10776 | 4 | 59297.1751 | 116240.4076 | 1208.8531 | 2369.7179 | 79.2166 | 0 | 135.6651 | 708108.1639 | 21752.1881 | 963814.2612 | 953512.6647 | 0 | 178467.1197 | 0 | 1102005.2151 | 2867191.5172 | 1956917.1254 | 8751768.2553 | 961560.8286 | 15845322.9242 | 15845322.9242 | 1478867.319 | 7219850.2396 | 0 | 25558652.0081 | 50102692.4909 | 56234.1325 | 0.43103 | 59297.1751 | 116240.4076 | 1208.8531 | 2369.7179
1 | 4500 | 707 | 0.015 | 15 | 15 | 7 | 7.4989e-11 | 5spot_SharedNeighbor | Water | Porous | Wet | R245fa | MinimizeLCOE_Brownfield | IgnoreSilica | 2019 | 40.6593 | 4.2841 | 0.13642 | 4 | 49546.2881 | 94524.5313 | 1010.0681 | 1927.0104 | 79.384 | 0 | 121.916 | 812254.7468 | 24975.6315 | 1124956.6579 | 1148980.9386 | 0 | 191719.2254 | 0 | 1288126.0081 | 3351439.6421 | 2287426.4209 | 10229879.2713 | 961560.8286 | 15845322.9242 | 15845322.9242 | 1478867.319 | 7219850.2396 | 0 | 27036763.0241 | 51580803.5069 | 74989.4209 | 0.54569 | 49546.2881 | 94524.5313 | 1010.0681 | 1927.0104
1 | 4500 | 707 | 0.015 | 15 | 15 | 7 | 1e-10 | 5spot_SharedNeighbor | Water | Porous | Wet | R245fa | MinimizeLCOE_Brownfield | IgnoreSilica | 2019 | 47.836 | 5.0541 | 0.16775 | 4 | 42471.951 | 79050.4266 | 865.8482 | 1611.5499 | 79.5056 | 0 | 129.7197 | 913216.3031 | 28096.2122 | 1283878.8545 | 1348732.1632 | 0 | 200923.9207 | 0 | 1472190.507 | 3830337.7113 | 2614284.1935 | 11691659.8656 | 961560.8286 | 15845322.9242 | 15845322.9242 | 1478867.319 | 7219850.2396 | 0 | 28498543.6184 | 53042584.1012 | 100000 | 0.671 | 42471.951 | 79050.4266 | 865.8482 | 1611.5499
1 | 4500 | 707 | 0.015 | 15 | 15 | 7 | 1.3335e-10 | 5spot_SharedNeighbor | Water | Porous | Wet | R245fa | MinimizeLCOE_Brownfield | IgnoreSilica | 2019 | 54.7297 | 5.7936 | 0.19996 | 4 | 37335.6553 | 68022.5156 | 761.1378 | 1386.731 | 79.5911 | 0 | 118.3995 | 1005947.2778 | 30958.4886 | 1431987.5811 | 1540592.4416 | 0 | 205542.7477 | 0 | 1643861.1294 | 4276989.4563 | 2919133.1873 | 13055012.3098 | 961560.8286 | 15845322.9242 | 15845322.9242 | 1478867.319 | 7219850.2396 | 0 | 29861896.0626 | 54405936.5454 | 133352.1432 | 0.79982 | 37335.6553 | 68022.5156 | 761.1378 | 1386.731
1 | 4500 | 707 | 0.015 | 15 | 15 | 7 | 1.7783e-10 | 5spot_SharedNeighbor | Water | Porous | Wet | R245fa | MinimizeLCOE_Brownfield | IgnoreSilica | 2019 | 61.3534 | 6.5036 | 0.23224 | 4 | 33522.2971 | 59942.7986 | 683.3974 | 1222.015 | 79.6514 | 0 | 116.7935 | 1091696.2031 | 33601.5234 | 1570662.1173 | 1724889.1011 | 0 | 207303.6169 | 0 | 1804979.4991 | 4696186.4043 | 3205243.7179 | 14334562.183 | 961560.8286 | 15845322.9242 | 15845322.9242 | 1478867.319 | 7219850.2396 | 0 | 31141445.9359 | 55685486.4187 | 177827.941 | 0.92898 | 33522.2971 | 59942.7986 | 683.3974 | 1222.015
1 | 4500 | 707 | 0.015 | 15 | 15 | 7 | 2.3714e-10 | 5spot_SharedNeighbor | Water | Porous | Wet | R245fa | MinimizeLCOE_Brownfield | IgnoreSilica | 2019 | 66.6787 | 7.0738 | 0.26054 | 4 | 30841.3877 | 54392.2986 | 628.7434 | 1108.8606 | 79.6869 | 0 | 101.4362 | 1158521.2849 | 35658.4396 | 1679838.1541 | 1873003.6797 | 0 | 204161.3807 | 0 | 1930961.3462 | 5023965.3282 | 3428959.5687 | 15335069.1822 | 961560.8286 | 15845322.9242 | 15845322.9242 | 1478867.319 | 7219850.2396 | 0 | 32141952.9351 | 56685993.4179 | 237137.3706 | 1.0422 | 30841.3877 | 54392.2986 | 628.7434 | 1108.8606
1 | 4500 | 707 | 0.015 | 15 | 15 | 7 | 3.1623e-10 | 5spot_SharedNeighbor | Water | Porous | Wet | R245fa | MinimizeLCOE_Brownfield | IgnoreSilica | 2019 | 71.0903 | 7.5455 | 0.28523 | 4 | 28883.8093 | 50396.3057 | 588.8355 | 1027.3969 | 79.7086 | 0 | 131.9987 | 1212570.7477 | 37320.0945 | 1768836.7812 | 1995648.493 | 0 | 199028.4882 | 0 | 2033227.7958 | 5290041.6524 | 3610562.1273 | 16147236.1802 | 961560.8286 | 15845322.9242 | 15845322.9242 | 1478867.319 | 7219850.2396 | 0 | 32954119.9331 | 57498160.4159 | 316227.766 | 1.1409 | 28883.8093 | 50396.3057 | 588.8355 | 1027.3969
1 | 4500 | 707 | 0.015 | 15 | 15 | 7 | 4.217e-10 | 5spot_SharedNeighbor | Water | Porous | Wet | R245fa | MinimizeLCOE_Brownfield | IgnoreSilica | 2019 | 72.544 | 7.7008 | 0.30268 | 4 | 27390.747 | 47663.03 | 558.3974 | 971.6753 | 79.7142 | 0 | 137.3568 | 1230133.6304 | 37859.6103 | 1797889.3141 | 2036048.3196 | 0 | 178753.0187 | 0 | 2059466.7183 | 5358309.9463 | 3657156.6406 | 16355617.1983 | 961560.8286 | 15845322.9242 | 15845322.9242 | 1478867.319 | 7219850.2396 | 0 | 33162500.9512 | 57706541.434 | 421696.5034 | 1.2107 | 27390.747 | 47663.03 | 558.3974 | 971.6753
1 | 4500 | 707 | 0.015 | 15 | 15 | 7 | 5.6234e-10 | 5spot_SharedNeighbor | Water | Porous | Wet | R245fa | MinimizeLCOE_Brownfield | IgnoreSilica | 2019 | 77.448 | 8.224 | 0.32298 | 4 | 26392.5484 | 45390.7297 | 538.0478 | 925.3514 | 79.7286 | 0 | 142.7477 | 1288527.0072 | 39651.8604 | 1894946.7872 | 2172286.6047 | 0 | 186969.6694 | 0 | 2177128.9523 | 5664442.9432 | 3866098.7014 | 17290052.5257 | 961560.8286 | 15845322.9242 | 15845322.9242 | 1478867.319 | 7219850.2396 | 0 | 34096936.2786 | 58640976.7614 | 562341.3252 | 1.2919 | 26392.5484 | 45390.7297 | 538.0478 | 925.3514
1 | 4500 | 707 | 0.015 | 15 | 15 | 7 | 7.4989e-10 | 5spot_SharedNeighbor | Water | Porous | Wet | R245fa | MinimizeLCOE_Brownfield | IgnoreSilica | 2019 | 79.6406 | 8.4576 | 0.33659 | 4 | 25612.2371 | 43842.1168 | 522.1401 | 893.7809 | 79.7326 | 0 | 130.2127 | 1314220.6715 | 40439.6639 | 1937879.5493 | 2233170.2782 | 0 | 181440.1038 | 0 | 2225788.604 | 5791045.3756 | 3952507.4629 | 17676491.7093 | 961560.8286 | 15845322.9242 | 15845322.9242 | 1478867.319 | 7219850.2396 | 0 | 34483375.4621 | 59027415.9449 | 749894.2093 | 1.3464 | 25612.2371 | 43842.1168 | 522.1401 | 893.7809
1 | 4500 | 707 | 0.015 | 15 | 15 | 7 | 1e-09 | 5spot_SharedNeighbor | Water | Porous | Wet | R245fa | MinimizeLCOE_Brownfield | IgnoreSilica | 2019 | 81.3191 | 8.6363 | 0.34729 | 4 | 25033.9122 | 42702.2307 | 510.3502 | 870.5427 | 79.7348 | 0 | 130.7658 | 1333722.2288 | 41037.2664 | 1970557.8226 | 2279763.7447 | 0 | 176546.2108 | 0 | 2262634.6366 | 5886911.1943 | 4017937.854 | 17969110.9583 | 961560.8286 | 15845322.9242 | 15845322.9242 | 1478867.319 | 7219850.2396 | 0 | 34775994.7112 | 59320035.194 | 1000000 | 1.3892 | 25033.9122 | 42702.2307 | 510.3502 | 870.5427
1 | 4500 | 707 | 0.015 | 15 | 15 | 7 | 1.3335e-09 | 5spot_SharedNeighbor | Water | Porous | Wet | R245fa | MinimizeLCOE_Brownfield | IgnoreSilica | 2019 | 82.6102 | 8.7736 | 0.35563 | 4 | 24604.1534 | 41858.2558 | 501.5889 | 853.3372 | 79.7359 | 0 | 115.9002 | 1348627.336 | 41493.8117 | 1995587.5666 | 2315598.1287 | 0 | 172489.9219 | 0 | 2290780.7384 | 5960141.5775 | 4067919.0953 | 18192638.1761 | 961560.8286 | 15845322.9242 | 15845322.9242 | 1478867.319 | 7219850.2396 | 0 | 34999521.929 | 59543562.4118 | 1333521.4322 | 1.4225 | 24604.1534 | 41858.2558 | 501.5889 | 853.3372
1 | 4500 | 707 | 0.015 | 15 | 15 | 7 | 1.7783e-09 | 5spot_SharedNeighbor | Water | Porous | Wet | R245fa | MinimizeLCOE_Brownfield | IgnoreSilica | 2019 | 83.577 | 8.8764 | 0.36202 | 4 | 24284.119 | 41233.4714 | 495.0646 | 840.6001 | 79.7365 | 0 | 154.8353 | 1359732.8734 | 41833.8582 | 2014267.0183 | 2342423.3889 | 0 | 169089.346 | 0 | 2311665.1291 | 6014478.4781 | 4105005.1465 | 18358495.2385 | 961560.8286 | 15845322.9242 | 15845322.9242 | 1478867.319 | 7219850.2396 | 0 | 35165378.9913 | 59709419.4741 | 1778279.41 | 1.4481 | 24284.119 | 41233.4714 | 495.0646 | 840.6001
1 | 4500 | 707 | 0.015 | 15 | 15 | 7 | 2.3714e-09 | 5spot_SharedNeighbor | Water | Porous | Wet | R245fa | MinimizeLCOE_Brownfield | IgnoreSilica | 2019 | 84.3345 | 8.9569 | 0.36697 | 4 | 24045.3981 | 40766.2856 | 490.198 | 831.0759 | 79.7367 | 0 | 136.5902 | 1368403.4186 | 42099.2759 | 2028868.7478 | 2363441.5688 | 0 | 166528.6649 | 0 | 2328043.2536 | 6057090.9985 | 4134089.0673 | 18488564.9953 | 961560.8286 | 15845322.9242 | 15845322.9242 | 1478867.319 | 7219850.2396 | 0 | 35295448.7482 | 59839489.231 | 2371373.7057 | 1.4679 | 24045.3981 | 40766.2856 | 490.198 | 831.0759
1 | 4500 | 707 | 0.015 | 15 | 15 | 7 | 3.1623e-09 | 5spot_SharedNeighbor | Water | Porous | Wet | R245fa | MinimizeLCOE_Brownfield | IgnoreSilica | 2019 | 84.8876 | 9.0156 | 0.37069 | 4 | 23867.1024 | 40419.9109 | 486.5632 | 824.0146 | 79.7368 | 0 | 140.611 | 1374715.7417 | 42292.4655 | 2039508.9963 | 2378784.45 | 0 | 164396.4801 | 0 | 2339882.2721 | 6087893.6962 | 4155112.5413 | 18582586.6432 | 961560.8286 | 15845322.9242 | 15845322.9242 | 1478867.319 | 7219850.2396 | 0 | 35389470.396 | 59933510.8788 | 3162277.6602 | 1.4828 | 23867.1024 | 40419.9109 | 486.5632 | 824.0146
1 | 4500 | 707 | 0.015 | 15 | 15 | 7 | 4.217e-09 | 5spot_SharedNeighbor | Water | Porous | Wet | R245fa | MinimizeLCOE_Brownfield | IgnoreSilica | 2019 | 85.3091 | 9.0604 | 0.37353 | 4 | 23733.8059 | 40160.9389 | 483.8457 | 818.7351 | 79.7368 | 0 | 139.7535 | 1379517.1676 | 42439.3915 | 2047608.0112 | 2390478.1637 | 0 | 162768.2225 | 0 | 2348896.273 | 6111346.2775 | 4171119.41 | 18654172.9171 | 961560.8286 | 15845322.9242 | 15845322.9242 | 1478867.319 | 7219850.2396 | 0 | 35461056.6699 | 60005097.1527 | 4216965.0343 | 1.4941 | 23733.8059 | 40160.9389 | 483.8457 | 818.7351
1 | 4500 | 707 | 0.015 | 15 | 15 | 7 | 5.6234e-09 | 5spot_SharedNeighbor | Water | Porous | Wet | R245fa | MinimizeLCOE_Brownfield | IgnoreSilica | 2019 | 85.6381 | 9.0954 | 0.3757 | 4 | 23634.0772 | 39966.3524 | 481.8126 | 814.7682 | 79.7368 | 0 | 140.3531 | 1383257.8325 | 42553.8443 | 2053921.0778 | 2399602.343 | 0 | 161584.1025 | 0 | 2355958.488 | 6129720.7124 | 4183660.3394 | 18710258.7399 | 961560.8286 | 15845322.9242 | 15845322.9242 | 1478867.319 | 7219850.2396 | 0 | 35517142.4927 | 60061182.9755 | 5623413.2519 | 1.5028 | 23634.0772 | 39966.3524 | 481.8126 | 814.7682
1 | 4500 | 707 | 0.015 | 15 | 15 | 7 | 7.4989e-09 | 5spot_SharedNeighbor | Water | Porous | Wet | R245fa | MinimizeLCOE_Brownfield | IgnoreSilica | 2019 | 85.8692 | 9.1199 | 0.3773 | 4 | 23559.4199 | 39822.3102 | 480.2906 | 811.8317 | 79.7368 | 0 | 120.6778 | 1385883.5735 | 42634.1767 | 2058354.2646 | 2406014.3398 | 0 | 160579.1763 | 0 | 2360851.5571 | 6142451.4742 | 4192349.3459 | 18749117.9081 | 961560.8286 | 15845322.9242 | 15845322.9242 | 1478867.319 | 7219850.2396 | 0 | 35556001.6609 | 60100042.1437 | 7498942.0933 | 1.5092 | 23559.4199 | 39822.3102 | 480.2906 | 811.8317
1 | 4500 | 707 | 0.015 | 15 | 15 | 7 | 1e-08 | 5spot_SharedNeighbor | Water | Porous | Wet | R245fa | MinimizeLCOE_Brownfield | IgnoreSilica | 2019 | 86.0519 | 9.1393 | 0.37853 | 4 | 23503.5078 | 39713.6959 | 479.1508 | 809.6174 | 79.7367 | 0 | 135.4751 | 1387955.9969 | 42697.5767 | 2061854.2672 | 2411079.3797 | 0 | 159868.3278 | 0 | 2364747.6638 | 6152588.3448 | 4199267.9684 | 18780059.5254 | 961560.8286 | 15845322.9242 | 15845322.9242 | 1478867.319 | 7219850.2396 | 0 | 35586943.2782 | 60130983.761 | 10000000 | 1.5141 | 23503.5078 | 39713.6959 | 479.1508 | 809.6174
1 | 4600 | 707 | 0.015 | 15 | 15 | 7 | 1e-13 | 5spot_SharedNeighbor | Water | Porous | Wet | R245fa | MinimizeLCOE_Brownfield | IgnoreSilica | 2019 | 0 | 0 | 0 | 0 |  |  |  |  | 15 |  | 17.6301 | [19 empty] | 100 | 0
1 | 4600 | 707 | 0.015 | 15 | 15 | 7 | 1.3335e-13 | 5spot_SharedNeighbor | Water | Porous | Wet | R245fa | MinimizeLCOE_Brownfield | IgnoreSilica | 2019 | 0 | 0 | 0 | 0 |  |  |  |  | 15 |  | 22.6719 | [19 empty] | 133.3521 | 0
1 | 4600 | 707 | 0.015 | 15 | 15 | 7 | 1.7783e-13 | 5spot_SharedNeighbor | Water | Porous | Wet | R245fa | MinimizeLCOE_Brownfield | IgnoreSilica | 2019 | 0 | 0 | 0 | 0 |  |  |  |  | 15 |  | 20.0167 | [19 empty] | 177.8279 | 0
1 | 4600 | 707 | 0.015 | 15 | 15 | 7 | 2.3714e-13 | 5spot_SharedNeighbor | Water | Porous | Wet | R245fa | MinimizeLCOE_Brownfield | IgnoreSilica | 2019 | 0 | 0 | 0 | 0 |  |  |  |  | 15 |  | 21.3139 | [19 empty] | 237.1374 | 0
1 | 4600 | 707 | 0.015 | 15 | 15 | 7 | 3.1623e-13 | 5spot_SharedNeighbor | Water | Porous | Wet | R245fa | MinimizeLCOE_Brownfield | IgnoreSilica | 2019 | 0 | 0 | 0 | 0 |  |  |  |  | 15 |  | 23.2826 | [19 empty] | 316.2278 | 0
1 | 4600 | 707 | 0.015 | 15 | 15 | 7 | 4.217e-13 | 5spot_SharedNeighbor | Water | Porous | Wet | R245fa | MinimizeLCOE_Brownfield | IgnoreSilica | 2019 | 0 | 0 | 0 | 0 |  |  |  |  | 15 |  | 24.6186 | [19 empty] | 421.6965 | 0
1 | 4600 | 707 | 0.015 | 15 | 15 | 7 | 5.6234e-13 | 5spot_SharedNeighbor | Water | Porous | Wet | R245fa | MinimizeLCOE_Brownfield | IgnoreSilica | 2019 | 0 | 0 | 0 | 0 |  |  |  |  | 15 |  | 27.5284 | [19 empty] | 562.3413 | 0
1 | 4600 | 707 | 0.015 | 15 | 15 | 7 | 7.4989e-13 | 5spot_SharedNeighbor | Water | Porous | Wet | R245fa | MinimizeLCOE_Brownfield | IgnoreSilica | 2019 | 0 | 0 | 0 | 0 |  |  |  |  | 15 |  | 27.9686 | [19 empty] | 749.8942 | 0
1 | 4600 | 707 | 0.015 | 15 | 15 | 7 | 1e-12 | 5spot_SharedNeighbor | Water | Porous | Wet | R245fa | MinimizeLCOE_Brownfield | IgnoreSilica | 2019 | 0 | 0 | 0 | 0 |  |  |  |  | 15 |  | 27.4866 | [19 empty] | 1000 | 0
1 | 4600 | 707 | 0.015 | 15 | 15 | 7 | 1.3335e-12 | 5spot_SharedNeighbor | Water | Porous | Wet | R245fa | MinimizeLCOE_Brownfield | IgnoreSilica | 2019 | 0 | 0 | 0 | 0 |  |  |  |  | 15 |  | 27.4727 | [19 empty] | 1333.5214 | 0
1 | 4600 | 707 | 0.015 | 15 | 15 | 7 | 1.7783e-12 | 5spot_SharedNeighbor | Water | Porous | Wet | R245fa | MinimizeLCOE_Brownfield | IgnoreSilica | 2019 | 0 | 0 | 0 | 0 |  |  |  |  | 15 |  | 29.6844 | [19 empty] | 1778.2794 | 0
1 | 4600 | 707 | 0.015 | 15 | 15 | 7 | 2.3714e-12 | 5spot_SharedNeighbor | Water | Porous | Wet | R245fa | MinimizeLCOE_Brownfield | IgnoreSilica | 2019 | 1.6 | 0.11241 | 0.00044684 | 4 | 10032585.0603 | 24132472.1575 | 204527.8165 | 491973.0865 | 64.4526 | 0 | 32.882 | 53821.0734 | 1453.4707 | 61944.5369 | 59678.2328 | 0 | 34673.9685 | 0 | 82512.8001 | 214681.3802 | 146524.4532 | 655289.9159 | 961560.8286 | 16315151.5233 | 16315151.5233 | 1478867.319 | 7407781.6792 | 0 | 17932002.2679 | 43133802.7894 | 2371.3737 | 0.0017874 | 10032585.0603 | 24132472.1575 | 204527.8165 | 491973.0865
1 | 4600 | 707 | 0.015 | 15 | 15 | 7 | 3.1623e-12 | 5spot_SharedNeighbor | Water | Porous | Wet | R245fa | MinimizeLCOE_Brownfield | IgnoreSilica | 2019 | 1.6 | 0.11241 | 0.001448 | 4 | 3092645.6803 | 7443885.9445 | 63047.7653 | 151753.6836 | 64.4534 | 0 | 35.4363 | 53822.7326 | 1453.5251 | 61945.7941 | 59678.791 | 0 | 28273.5086 | 0 | 80017.997 | 208190.4143 | 142094.2357 | 635476.9984 | 961560.8286 | 16315151.5233 | 16315151.5233 | 1478867.319 | 7407781.6792 | 0 | 17912189.3504 | 43113989.8719 | 3162.2777 | 0.0057919 | 3092645.6803 | 7443885.9445 | 63047.7653 | 151753.6836
1 | 4600 | 707 | 0.015 | 15 | 15 | 7 | 4.217e-12 | 5spot_SharedNeighbor | Water | Porous | Wet | R245fa | MinimizeLCOE_Brownfield | IgnoreSilica | 2019 | 3.366 | 0.29979 | 0.0043493 | 4 | 1068259.9098 | 2516872.8403 | 21777.9232 | 51309.8572 | 72.5513 | 0 | 89.6666 | 118218.8791 | 3428.3556 | 134781.1017 | 110215.1706 | 0 | 55670.2464 | 0 | 164702.3638 | 428521.7655 | 292474.9102 | 1308012.7929 | 961560.8286 | 16315151.5233 | 16315151.5233 | 1478867.319 | 7407781.6792 | 0 | 18584725.1449 | 43786525.6664 | 4216.965 | 0.017397 | 1068259.9098 | 2516872.8403 | 21777.9232 | 51309.8572
1 | 4600 | 707 | 0.015 | 15 | 15 | 7 | 5.6234e-12 | 5spot_SharedNeighbor | Water | Porous | Wet | R245fa | MinimizeLCOE_Brownfield | IgnoreSilica | 2019 | 4.6159 | 0.43639 | 0.0078114 | 4 | 608158.0441 | 1414730.4669 | 12398.1243 | 28841.1941 | 74.8167 | 0 | 103.2368 | 157512.0088 | 4658.7242 | 181636.1982 | 146389.8454 | 0 | 66916.5944 | 0 | 217274.2147 | 565302.9375 | 385830.8707 | 1725521.3938 | 961560.8286 | 16315151.5233 | 16315151.5233 | 1478867.319 | 7407781.6792 | 0 | 19002233.7458 | 44204034.2673 | 5623.4133 | 0.031246 | 608158.0441 | 1414730.4669 | 12398.1243 | 28841.1941
1 | 4600 | 707 | 0.015 | 15 | 15 | 7 | 7.4989e-12 | 5spot_SharedNeighbor | Water | Porous | Wet | R245fa | MinimizeLCOE_Brownfield | IgnoreSilica | 2019 | 6.1038 | 0.59905 | 0.012482 | 4 | 389751.7697 | 894519.8221 | 7945.617 | 18235.9965 | 76.3645 | 0 | 124.465 | 199548.6069 | 5978.7223 | 233728.9379 | 188123.8374 | 0 | 77313.2959 | 0 | 274830.4262 | 715052.3935 | 488037.9514 | 2182614.1716 | 961560.8286 | 16315151.5233 | 16315151.5233 | 1478867.319 | 7407781.6792 | 0 | 19459326.5236 | 44661127.0451 | 7498.9421 | 0.049927 | 389751.7697 | 894519.8221 | 7945.617 | 18235.9965
1 | 4600 | 707 | 0.015 | 15 | 15 | 7 | 1e-11 | 5spot_SharedNeighbor | Water | Porous | Wet | R245fa | MinimizeLCOE_Brownfield | IgnoreSilica | 2019 | 8.0601 | 0.81352 | 0.018764 | 4 | 266862.1766 | 602628.1063 | 5440.3464 | 12285.3891 | 77.5206 | 0 | 114.4965 | 249911.5467 | 7561.9424 | 298271.7516 | 243578.1304 | 0 | 89636.6459 | 0 | 346694.4067 | 902027.7293 | 615652.4601 | 2753334.6131 | 961560.8286 | 16315151.5233 | 16315151.5233 | 1478867.319 | 7407781.6792 | 0 | 20030046.965 | 45231847.4866 | 10000 | 0.075058 | 266862.1766 | 602628.1063 | 5440.3464 | 12285.3891
1 | 4600 | 707 | 0.015 | 15 | 15 | 7 | 1.3335e-11 | 5spot_SharedNeighbor | Water | Porous | Wet | R245fa | MinimizeLCOE_Brownfield | IgnoreSilica | 2019 | 10.7083 | 1.1069 | 0.027462 | 4 | 189074.7244 | 418498.2397 | 3854.544 | 8531.6527 | 78.5329 | 0 | 88.4619 | 312936.1218 | 9549.0156 | 381280.2816 | 318755.5006 | 0 | 105200.4375 | 0 | 439811.3293 | 1144298.8612 | 781007.4858 | 3492839.0336 | 961560.8286 | 16315151.5233 | 16315151.5233 | 1478867.319 | 7407781.6792 | 0 | 20769551.3855 | 45971351.9071 | 13335.2143 | 0.10985 | 189074.7244 | 418498.2397 | 3854.544 | 8531.6527
1 | 4600 | 707 | 0.015 | 15 | 15 | 7 | 1.7783e-11 | 5spot_SharedNeighbor | Water | Porous | Wet | R245fa | MinimizeLCOE_Brownfield | IgnoreSilica | 2019 | 13.9922 | 1.4691 | 0.038673 | 4 | 139829.8813 | 302747.8825 | 2850.6213 | 6171.9251 | 79.227 | 0 | 90.9185 | 383785.2701 | 11776.2892 | 477901.5221 | 410743.4734 | 0 | 121420.9296 | 0 | 548194.7189 | 1426290.2084 | 973472.3745 | 4353584.7861 | 961560.8286 | 16315151.5233 | 16315151.5233 | 1478867.319 | 7407781.6792 | 0 | 21630297.1381 | 46832097.6596 | 17782.7941 | 0.15469 | 139829.8813 | 302747.8825 | 2850.6213 | 6171.9251
1 | 4600 | 707 | 0.015 | 15 | 15 | 7 | 2.3714e-11 | 5spot_SharedNeighbor | Water | Porous | Wet | R245fa | MinimizeLCOE_Brownfield | IgnoreSilica | 2019 | 18.0749 | 1.9201 | 0.053274 | 4 | 106296.3892 | 224561.2484 | 2166.9957 | 4577.9848 | 79.7457 | 0 | 97.7971 | 465000.5785 | 14326.8492 | 591803.8559 | 525492.2731 | 0 | 138672.4615 | 0 | 676765.4471 | 1760804.8697 | 1201785.5045 | 5374651.8394 | 961560.8286 | 16315151.5233 | 16315151.5233 | 1478867.319 | 7407781.6792 | 0 | 22651364.1914 | 47853164.7129 | 23713.7371 | 0.2131 | 106296.3892 | 224561.2484 | 2166.9957 | 4577.9848
1 | 4600 | 707 | 0.015 | 15 | 15 | 7 | 3.1623e-11 | 5spot_SharedNeighbor | Water | Porous | Wet | R245fa | MinimizeLCOE_Brownfield | IgnoreSilica | 2019 | 23.1297 | 2.4792 | 0.072002 | 4 | 82855.0879 | 170358.3179 | 1689.113 | 3472.9847 | 80.1393 | 0 | 87.9915 | 558111.4986 | 17247.6968 | 725817.9973 | 668054.8128 | 0 | 157289.7121 | 0 | 829343.4699 | 2157781.5869 | 1472730.2711 | 6586377.0456 | 961560.8286 | 16315151.5233 | 16315151.5233 | 1478867.319 | 7407781.6792 | 0 | 23863089.3976 | 49064889.9191 | 31622.7766 | 0.28801 | 82855.0879 | 170358.3179 | 1689.113 | 3472.9847
1 | 4600 | 707 | 0.015 | 15 | 15 | 7 | 4.217e-11 | 5spot_SharedNeighbor | Water | Porous | Wet | R245fa | MinimizeLCOE_Brownfield | IgnoreSilica | 2019 | 29.0493 | 3.1348 | 0.095316 | 4 | 66163.4629 | 132264.1126 | 1348.8317 | 2696.3828 | 80.4302 | 0 | 105.1084 | 659674.2779 | 20430.2443 | 875480.345 | 835830.2154 | 0 | 175064.0105 | 0 | 1000926.8463 | 2604206.3358 | 1777424.3352 | 7949036.6104 | 961560.8286 | 16315151.5233 | 16315151.5233 | 1478867.319 | 7407781.6792 | 0 | 25225748.9623 | 50427549.4839 | 42169.6503 | 0.38126 | 66163.4629 | 132264.1126 | 1348.8317 | 2696.3828
1 | 4600 | 707 | 0.015 | 15 | 15 | 7 | 5.6234e-11 | 5spot_SharedNeighbor | Water | Porous | Wet | R245fa | MinimizeLCOE_Brownfield | IgnoreSilica | 2019 | 35.7749 | 3.8801 | 0.12329 | 4 | 54173.4262 | 105277.2106 | 1104.3986 | 2146.2183 | 80.6474 | 0 | 133.4355 | 767693.2756 | 23809.8975 | 1038175.2523 | 1026489.932 | 0 | 191331.5713 | 0 | 1188524.9722 | 3092298.1778 | 2110557.0467 | 9438880.1255 | 961560.8286 | 16315151.5233 | 16315151.5233 | 1478867.319 | 7407781.6792 | 0 | 26715592.4774 | 51917392.999 | 56234.1325 | 0.49315 | 54173.4262 | 105277.2106 | 1104.3986 | 2146.2183
1 | 4600 | 707 | 0.015 | 15 | 15 | 7 | 7.4989e-11 | 5spot_SharedNeighbor | Water | Porous | Wet | R245fa | MinimizeLCOE_Brownfield | IgnoreSilica | 2019 | 43.0124 | 4.6824 | 0.15529 | 4 | 45500.6185 | 86072.5061 | 927.5917 | 1754.7045 | 80.808 | 0 | 109.5155 | 877291.3094 | 27233.8823 | 1206465.5818 | 1231703.8798 | 0 | 204525.0167 | 0 | 1383415.6713 | 3599363.7991 | 2456639.7524 | 10986638.8927 | 961560.8286 | 16315151.5233 | 16315151.5233 | 1478867.319 | 7407781.6792 | 0 | 28263351.2447 | 53465151.7663 | 74989.4209 | 0.62116 | 45500.6185 | 86072.5061 | 927.5917 | 1754.7045
1 | 4600 | 707 | 0.015 | 15 | 15 | 7 | 1e-10 | 5spot_SharedNeighbor | Water | Porous | Wet | R245fa | MinimizeLCOE_Brownfield | IgnoreSilica | 2019 | 50.3056 | 5.491 | 0.18983 | 4 | 39210.1106 | 72399.8161 | 799.3511 | 1475.9682 | 80.9237 | 0 | 124.8108 | 982231.5131 | 30507.6038 | 1370309.2782 | 1438507.4054 | 0 | 213159.7341 | 0 | 1573539.0585 | 4094025.8529 | 2794256.7684 | 12496537.2144 | 961560.8286 | 16315151.5233 | 16315151.5233 | 1478867.319 | 7407781.6792 | 0 | 29773249.5664 | 54975050.0879 | 100000 | 0.75933 | 39210.1106 | 72399.8161 | 799.3511 | 1475.9682
1 | 4600 | 707 | 0.015 | 15 | 15 | 7 | 1.3335e-10 | 5spot_SharedNeighbor | Water | Porous | Wet | R245fa | MinimizeLCOE_Brownfield | IgnoreSilica | 2019 | 57.1586 | 6.2505 | 0.22478 | 4 | 34644.6224 | 62673.9091 | 706.2775 | 1277.6924 | 81.0031 | 0 | 113.6699 | 1076663.3412 | 33449.1396 | 1519836.7044 | 1632747.0238 | 0 | 216463.7711 | 0 | 1746872.3922 | 4545003.6317 | 3102058.3691 | 13873094.3731 | 961560.8286 | 16315151.5233 | 16315151.5233 | 1478867.319 | 7407781.6792 | 0 | 31149806.725 | 56351607.2466 | 133352.1432 | 0.89912 | 34644.6224 | 62673.9091 | 706.2775 | 1277.6924
1 | 4600 | 707 | 0.015 | 15 | 15 | 7 | 1.7783e-10 | 5spot_SharedNeighbor | Water | Porous | Wet | R245fa | MinimizeLCOE_Brownfield | IgnoreSilica | 2019 | 63.748 | 6.9795 | 0.25954 | 4 | 31249.4481 | 55525.2294 | 637.0623 | 1131.9569 | 81.0586 | 0 | 133.3815 | 1164060.4182 | 36166.3734 | 1659984.575 | 1818724.1619 | 0 | 217263.8717 | 0 | 1909517.7661 | 4968173.5313 | 3390880.5209 | 15164771.2185 | 961560.8286 | 16315151.5233 | 16315151.5233 | 1478867.319 | 7407781.6792 | 0 | 32441483.5704 | 57643284.092 | 177827.941 | 1.0381 | 31249.4481 | 55525.2294 | 637.0623 | 1131.9569
1 | 4600 | 707 | 0.015 | 15 | 15 | 7 | 2.3714e-10 | 5spot_SharedNeighbor | Water | Porous | Wet | R245fa | MinimizeLCOE_Brownfield | IgnoreSilica | 2019 | 69 | 7.5597 | 0.28962 | 4 | 28868.5051 | 50622.942 | 588.5235 | 1032.0171 | 81.0903 | 0 | 128.1883 | 1231657.1831 | 38264.9774 | 1769448.8417 | 1966904.0337 | 0 | 213349.9683 | 0 | 2035653.7516 | 5296353.4918 | 3614870.0873 | 16166502.335 | 961560.8286 | 16315151.5233 | 16315151.5233 | 1478867.319 | 7407781.6792 | 0 | 33443214.6869 | 58645015.2085 | 237137.3706 | 1.1585 | 28868.5051 | 50622.942 | 588.5235 | 1032.0171
1 | 4600 | 707 | 0.015 | 15 | 15 | 7 | 3.1623e-10 | 5spot_SharedNeighbor | Water | Porous | Wet | R245fa | MinimizeLCOE_Brownfield | IgnoreSilica | 2019 | 73.3265 | 8.0369 | 0.31565 | 4 | 27127.9644 | 47087.9864 | 553.0402 | 959.9523 | 81.1091 | 0 | 119.351 | 1286076.5128 | 39952.3525 | 1858239.9018 | 2088928.0535 | 0 | 207604.5118 | 0 | 2137512.5197 | 5561369.112 | 3795748.6937 | 16975431.6578 | 961560.8286 | 16315151.5233 | 16315151.5233 | 1478867.319 | 7407781.6792 | 0 | 34252144.0098 | 59453944.5313 | 316227.766 | 1.2626 | 27127.9644 | 47087.9864 | 553.0402 | 959.9523
1 | 4600 | 707 | 0.015 | 15 | 15 | 7 | 4.217e-10 | 5spot_SharedNeighbor | Water | Porous | Wet | R245fa | MinimizeLCOE_Brownfield | IgnoreSilica | 2019 | 76.7855 | 8.418 | 0.3374 | 4 | 25850.5719 | 44524.246 | 526.9989 | 907.687 | 81.1195 | 0 | 110.0139 | 1328809.5321 | 41275.9361 | 1928376.7805 | 2186453.138 | 0 | 201075.6995 | 0 | 2217536.5236 | 5769575.1552 | 3937853.5963 | 17610956.3614 | 961560.8286 | 16315151.5233 | 16315151.5233 | 1478867.319 | 7407781.6792 | 0 | 34887668.7133 | 60089469.2349 | 421696.5034 | 1.3496 | 25850.5719 | 44524.246 | 526.9989 | 907.687
1 | 4600 | 707 | 0.015 | 15 | 15 | 7 | 5.6234e-10 | 5spot_SharedNeighbor | Water | Porous | Wet | R245fa | MinimizeLCOE_Brownfield | IgnoreSilica | 2019 | 81.1 | 8.8925 | 0.35866 | 4 | 24890.2793 | 42457.0214 | 507.422 | 865.5438 | 81.1275 | 0 | 105.3699 | 1381194.0382 | 42896.6329 | 2014847.3197 | 2308050.0959 | 0 | 203982.4047 | 0 | 2320878.4916 | 6038449.7576 | 4121366.0373 | 18431664.7779 | 961560.8286 | 16315151.5233 | 16315151.5233 | 1478867.319 | 7407781.6792 | 0 | 35708377.1299 | 60910177.6515 | 562341.3252 | 1.4346 | 24890.2793 | 42457.0214 | 507.422 | 865.5438
1 | 4600 | 707 | 0.015 | 15 | 15 | 7 | 7.4989e-10 | 5spot_SharedNeighbor | Water | Porous | Wet | R245fa | MinimizeLCOE_Brownfield | IgnoreSilica | 2019 | 81.624 | 8.95 | 0.36921 | 4 | 24213.4423 | 41278.0615 | 493.6238 | 841.5091 | 81.128 | 0 | 127.9308 | 1387486.2048 | 43091.1432 | 2025271.7845 | 2322812.1641 | 0 | 188816.8647 | 0 | 2327316.4829 | 6055200.0902 | 4132798.4835 | 18482793.2178 | 961560.8286 | 16315151.5233 | 16315151.5233 | 1478867.319 | 7407781.6792 | 0 | 35759505.5697 | 60961306.0913 | 749894.2093 | 1.4768 | 24213.4423 | 41278.0615 | 493.6238 | 841.5091
1 | 4600 | 707 | 0.015 | 15 | 15 | 7 | 1e-09 | 5spot_SharedNeighbor | Water | Porous | Wet | R245fa | MinimizeLCOE_Brownfield | IgnoreSilica | 2019 | 83.2487 | 9.1285 | 0.38029 | 4 | 23697.259 | 40264.6813 | 483.1007 | 820.85 | 81.1293 | 0 | 114.0461 | 1406913.4394 | 43691.5479 | 2057502.9967 | 2368584.8575 | 0 | 183758.1577 | 0 | 2363575.8897 | 6149539.6289 | 4197187.1571 | 18770753.675 | 961560.8286 | 16315151.5233 | 16315151.5233 | 1478867.319 | 7407781.6792 | 0 | 36047466.0269 | 61249266.5485 | 1000000 | 1.5212 | 23697.259 | 40264.6813 | 483.1007 | 820.85
1 | 4600 | 707 | 0.015 | 15 | 15 | 7 | 1.3335e-09 | 5spot_SharedNeighbor | Water | Porous | Wet | R245fa | MinimizeLCOE_Brownfield | IgnoreSilica | 2019 | 84.5003 | 9.2658 | 0.38892 | 4 | 23313.4486 | 39513.4766 | 475.2762 | 805.5357 | 81.1298 | 0 | 128.6299 | 1421787.1316 | 44151.0177 | 2082230.0648 | 2403839.8037 | 0 | 179611.5144 | 0 | 2391331.6176 | 6221754.3393 | 4246475.1808 | 18991180.6699 | 961560.8286 | 16315151.5233 | 16315151.5233 | 1478867.319 | 7407781.6792 | 0 | 36267893.0219 | 61469693.5434 | 1333521.4322 | 1.5557 | 23313.4486 | 39513.4766 | 475.2762 | 805.5357
1 | 4600 | 707 | 0.015 | 15 | 15 | 7 | 1.7783e-09 | 5spot_SharedNeighbor | Water | Porous | Wet | R245fa | MinimizeLCOE_Brownfield | IgnoreSilica | 2019 | 85.4406 | 9.3689 | 0.39553 | 4 | 23027.4962 | 38956.6749 | 469.4467 | 794.1845 | 81.1299 | 0 | 143.231 | 1432909.8543 | 44494.4956 | 2100749.9098 | 2430323.6211 | 0 | 176177.5667 | 0 | 2412015.6245 | 6275569.8825 | 4283205.3948 | 19155446.3492 | 961560.8286 | 16315151.5233 | 16315151.5233 | 1478867.319 | 7407781.6792 | 0 | 36432158.7011 | 61633959.2227 | 1778279.41 | 1.5821 | 23027.4962 | 38956.6749 | 469.4467 | 794.1845
1 | 4600 | 707 | 0.015 | 15 | 15 | 7 | 2.3714e-09 | 5spot_SharedNeighbor | Water | Porous | Wet | R245fa | MinimizeLCOE_Brownfield | IgnoreSilica | 2019 | 86.1593 | 9.4477 | 0.4006 | 4 | 22814.1203 | 38541.6773 | 465.0967 | 785.7242 | 81.1298 | 0 | 119.801 | 1441380.608 | 44756.0094 | 2114870.5458 | 2450561.7519 | 0 | 173488.1429 | 0 | 2427772.2526 | 6316565.3968 | 4311185.6758 | 19280580.3832 | 961560.8286 | 16315151.5233 | 16315151.5233 | 1478867.319 | 7407781.6792 | 0 | 36557292.7352 | 61759093.2567 | 2371373.7057 | 1.6024 | 22814.1203 | 38541.6773 | 465.0967 | 785.7242
1 | 4600 | 707 | 0.015 | 15 | 15 | 7 | 3.1623e-09 | 5spot_SharedNeighbor | Water | Porous | Wet | R245fa | MinimizeLCOE_Brownfield | IgnoreSilica | 2019 | 86.6929 | 9.5062 | 0.40444 | 4 | 22654.7092 | 38233.0495 | 461.8469 | 779.4324 | 81.1296 | 0 | 116.8336 | 1447653.6712 | 44949.636 | 2125336.8354 | 2465587.6178 | 0 | 171322.2886 | 0 | 2439391.5191 | 6346796.3446 | 4331818.9188 | 19372856.8315 | 961560.8286 | 16315151.5233 | 16315151.5233 | 1478867.319 | 7407781.6792 | 0 | 36649569.1835 | 61851369.705 | 3162277.6602 | 1.6177 | 22654.7092 | 38233.0495 | 461.8469 | 779.4324
1 | 4600 | 707 | 0.015 | 15 | 15 | 7 | 4.217e-09 | 5spot_SharedNeighbor | Water | Porous | Wet | R245fa | MinimizeLCOE_Brownfield | IgnoreSilica | 2019 | 87.0996 | 9.5508 | 0.40736 | 4 | 22535.5056 | 38002.2202 | 459.4168 | 774.7267 | 81.1295 | 0 | 135.073 | 1452425.7789 | 45096.9111 | 2133304.0788 | 2477040.1286 | 0 | 169671.8684 | 0 | 2448240.1187 | 6369818.5857 | 4347532.0714 | 19443129.5417 | 961560.8286 | 16315151.5233 | 16315151.5233 | 1478867.319 | 7407781.6792 | 0 | 36719841.8936 | 61921642.4152 | 4216965.0343 | 1.6294 | 22535.5056 | 38002.2202 | 459.4168 | 774.7267
1 | 4600 | 707 | 0.015 | 15 | 15 | 7 | 5.6234e-09 | 5spot_SharedNeighbor | Water | Porous | Wet | R245fa | MinimizeLCOE_Brownfield | IgnoreSilica | 2019 | 87.4091 | 9.5847 | 0.40957 | 4 | 22446.3059 | 37829.4053 | 457.5983 | 771.2036 | 81.1293 | 0 | 135.8905 | 1456051.5547 | 45208.7956 | 2139360.4877 | 2485754.2217 | 0 | 168423.4954 | 0 | 2454971.4365 | 6387332.0939 | 4359485.4006 | 19496587.4861 | 961560.8286 | 16315151.5233 | 16315151.5233 | 1478867.319 | 7407781.6792 | 0 | 36773299.8381 | 61975100.3596 | 5623413.2519 | 1.6383 | 22446.3059 | 37829.4053 | 457.5983 | 771.2036
1 | 4600 | 707 | 0.015 | 15 | 15 | 7 | 7.4989e-09 | 5spot_SharedNeighbor | Water | Porous | Wet | R245fa | MinimizeLCOE_Brownfield | IgnoreSilica | 2019 | 87.6332 | 9.6092 | 0.41122 | 4 | 22379.5229 | 37700.8681 | 456.2368 | 768.5832 | 81.1292 | 0 | 135.0247 | 1458674.1818 | 45289.7178 | 2143742.8934 | 2492064.2086 | 0 | 167415.3845 | 0 | 2459802.6906 | 6399902.026 | 4368064.6376 | 19534955.7402 | 961560.8286 | 16315151.5233 | 16315151.5233 | 1478867.319 | 7407781.6792 | 0 | 36811668.0922 | 62013468.6137 | 7498942.0933 | 1.6449 | 22379.5229 | 37700.8681 | 456.2368 | 768.5832
1 | 4600 | 707 | 0.015 | 15 | 15 | 7 | 1e-08 | 5spot_SharedNeighbor | Water | Porous | Wet | R245fa | MinimizeLCOE_Brownfield | IgnoreSilica | 2019 | 87.8159 | 9.6292 | 0.4125 | 4 | 22329.5032 | 37603.4524 | 455.2171 | 766.5972 | 81.129 | 0 | 150.5791 | 1460809.3995 | 45355.5965 | 2147311.8347 | 2497205.6895 | 0 | 166737.6988 | 0 | 2463793.8854 | 6410286.2963 | 4375152.1154 | 19566652.5162 | 961560.8286 | 16315151.5233 | 16315151.5233 | 1478867.319 | 7407781.6792 | 0 | 36843364.8681 | 62045165.3897 | 10000000 | 1.65 | 22329.5032 | 37603.4524 | 455.2171 | 766.5972
1 | 4700 | 707 | 0.015 | 15 | 15 | 7 | 1e-13 | 5spot_SharedNeighbor | Water | Porous | Wet | R245fa | MinimizeLCOE_Brownfield | IgnoreSilica | 2019 | 0 | 0 | 0 | 0 |  |  |  |  | 15 |  | 19.6207 | [19 empty] | 100 | 0
1 | 4700 | 707 | 0.015 | 15 | 15 | 7 | 1.3335e-13 | 5spot_SharedNeighbor | Water | Porous | Wet | R245fa | MinimizeLCOE_Brownfield | IgnoreSilica | 2019 | 0 | 0 | 0 | 0 |  |  |  |  | 15 |  | 22.1338 | [19 empty] | 133.3521 | 0
1 | 4700 | 707 | 0.015 | 15 | 15 | 7 | 1.7783e-13 | 5spot_SharedNeighbor | Water | Porous | Wet | R245fa | MinimizeLCOE_Brownfield | IgnoreSilica | 2019 | 0 | 0 | 0 | 0 |  |  |  |  | 15 |  | 22.4581 | [19 empty] | 177.8279 | 0
1 | 4700 | 707 | 0.015 | 15 | 15 | 7 | 2.3714e-13 | 5spot_SharedNeighbor | Water | Porous | Wet | R245fa | MinimizeLCOE_Brownfield | IgnoreSilica | 2019 | 0 | 0 | 0 | 0 |  |  |  |  | 15 |  | 22.9585 | [19 empty] | 237.1374 | 0
1 | 4700 | 707 | 0.015 | 15 | 15 | 7 | 3.1623e-13 | 5spot_SharedNeighbor | Water | Porous | Wet | R245fa | MinimizeLCOE_Brownfield | IgnoreSilica | 2019 | 0 | 0 | 0 | 0 |  |  |  |  | 15 |  | 23.6116 | [19 empty] | 316.2278 | 0
1 | 4700 | 707 | 0.015 | 15 | 15 | 7 | 4.217e-13 | 5spot_SharedNeighbor | Water | Porous | Wet | R245fa | MinimizeLCOE_Brownfield | IgnoreSilica | 2019 | 0 | 0 | 0 | 0 |  |  |  |  | 15 |  | 25.7469 | [19 empty] | 421.6965 | 0
1 | 4700 | 707 | 0.015 | 15 | 15 | 7 | 5.6234e-13 | 5spot_SharedNeighbor | Water | Porous | Wet | R245fa | MinimizeLCOE_Brownfield | IgnoreSilica | 2019 | 0 | 0 | 0 | 0 |  |  |  |  | 15 |  | 27.752 | [19 empty] | 562.3413 | 0
1 | 4700 | 707 | 0.015 | 15 | 15 | 7 | 7.4989e-13 | 5spot_SharedNeighbor | Water | Porous | Wet | R245fa | MinimizeLCOE_Brownfield | IgnoreSilica | 2019 | 0 | 0 | 0 | 0 |  |  |  |  | 15 |  | 28.5573 | [19 empty] | 749.8942 | 0
1 | 4700 | 707 | 0.015 | 15 | 15 | 7 | 1e-12 | 5spot_SharedNeighbor | Water | Porous | Wet | R245fa | MinimizeLCOE_Brownfield | IgnoreSilica | 2019 | 0 | 0 | 0 | 0 |  |  |  |  | 15 |  | 28.2779 | [19 empty] | 1000 | 0
1 | 4700 | 707 | 0.015 | 15 | 15 | 7 | 1.3335e-12 | 5spot_SharedNeighbor | Water | Porous | Wet | R245fa | MinimizeLCOE_Brownfield | IgnoreSilica | 2019 | 0 | 0 | 0 | 0 |  |  |  |  | 15 |  | 27.6695 | [19 empty] | 1333.5214 | 0
1 | 4700 | 707 | 0.015 | 15 | 15 | 7 | 1.7783e-12 | 5spot_SharedNeighbor | Water | Porous | Wet | R245fa | MinimizeLCOE_Brownfield | IgnoreSilica | 2019 | 0 | 0 | 0 | 0 |  |  |  |  | 15 |  | 29.4143 | [19 empty] | 1778.2794 | 0
1 | 4700 | 707 | 0.015 | 15 | 15 | 7 | 2.3714e-12 | 5spot_SharedNeighbor | Water | Porous | Wet | R245fa | MinimizeLCOE_Brownfield | IgnoreSilica | 2019 | 1.6 | 0.11511 | 0.00075776 | 4 | 6075539.3757 | 14609795.2312 | 123858.0879 | 297840.437 | 65.197 | 0 | 33.2644 | 55325.5871 | 1502.8922 | 63087.8573 | 60185.7233 | 0 | 33916.1325 | 0 | 83467.0951 | 217164.2599 | 148219.0697 | 662868.6171 | 961560.8286 | 16790840.2133 | 16790840.2133 | 1478867.319 | 7598057.1552 | 0 | 18415269.659 | 44283034.3465 | 2371.3737 | 0.0030311 | 6075539.3757 | 14609795.2312 | 123858.0879 | 297840.437
1 | 4700 | 707 | 0.015 | 15 | 15 | 7 | 3.1623e-12 | 5spot_SharedNeighbor | Water | Porous | Wet | R245fa | MinimizeLCOE_Brownfield | IgnoreSilica | 2019 | 1.6 | 0.11511 | 0.001744 | 4 | 2636956.9278 | 6345086.7488 | 53757.9337 | 129353.1757 | 65.1978 | 0 | 34.9257 | 55327.2723 | 1502.9476 | 63089.157 | 60186.3029 | 0 | 27466.7865 | 0 | 80953.2618 | 210623.7814 | 143755.0587 | 642904.5681 | 961560.8286 | 16790840.2133 | 16790840.2133 | 1478867.319 | 7598057.1552 | 0 | 18395305.61 | 44263070.2975 | 3162.2777 | 0.006976 | 2636956.9278 | 6345086.7488 | 53757.9337 | 129353.1757
1 | 4700 | 707 | 0.015 | 15 | 15 | 7 | 4.217e-12 | 5spot_SharedNeighbor | Water | Porous | Wet | R245fa | MinimizeLCOE_Brownfield | IgnoreSilica | 2019 | 3.6755 | 0.34295 | 0.0054341 | 4 | 883364.522 | 2073431.5218 | 18008.5806 | 42269.7061 | 74.3108 | 0 | 89.5133 | 132541.0839 | 3897.9092 | 149856.8373 | 120726.9704 | 0 | 60732.8522 | 0 | 182424.7047 | 474631.6611 | 323945.8614 | 1448757.88 | 961560.8286 | 16790840.2133 | 16790840.2133 | 1478867.319 | 7598057.1552 | 0 | 19201158.922 | 45068923.6095 | 4216.965 | 0.021736 | 883364.522 | 2073431.5218 | 18008.5806 | 42269.7061
1 | 4700 | 707 | 0.015 | 15 | 15 | 7 | 5.6234e-12 | 5spot_SharedNeighbor | Water | Porous | Wet | R245fa | MinimizeLCOE_Brownfield | IgnoreSilica | 2019 | 4.913 | 0.48192 | 0.0093662 | 4 | 523452.9173 | 1213909.9053 | 10671.2957 | 24747.1954 | 76.3421 | 0 | 77.8036 | 171583.3645 | 5132.1321 | 196395.164 | 156095.7455 | 0 | 70875.5678 | 0 | 234031.9698 | 608903.1789 | 415588.9313 | 1858606.054 | 961560.8286 | 16790840.2133 | 16790840.2133 | 1478867.319 | 7598057.1552 | 0 | 19611007.0959 | 45478771.7834 | 5623.4133 | 0.037465 | 523452.9173 | 1213909.9053 | 10671.2957 | 24747.1954
1 | 4700 | 707 | 0.015 | 15 | 15 | 7 | 7.4989e-12 | 5spot_SharedNeighbor | Water | Porous | Wet | R245fa | MinimizeLCOE_Brownfield | IgnoreSilica | 2019 | 6.6593 | 0.67982 | 0.014843 | 4 | 339605.3363 | 775302.5745 | 6923.3141 | 15805.5917 | 77.9774 | 0 | 83.7309 | 221758.9187 | 6725.3399 | 258260.395 | 206742.8611 | 0 | 84716.3996 | 0 | 303499.5266 | 789643.5119 | 538947.9224 | 2410294.8752 | 961560.8286 | 16790840.2133 | 16790840.2133 | 1478867.319 | 7598057.1552 | 0 | 20162695.9171 | 46030460.6046 | 7498.9421 | 0.059371 | 339605.3363 | 775302.5745 | 6923.3141 | 15805.5917
1 | 4700 | 707 | 0.015 | 15 | 15 | 7 | 1e-11 | 5spot_SharedNeighbor | Water | Porous | Wet | R245fa | MinimizeLCOE_Brownfield | IgnoreSilica | 2019 | 9.2586 | 0.97412 | 0.022172 | 4 | 236035.8635 | 527711.0216 | 4811.9103 | 10758.103 | 79.3198 | 0 | 95.3074 | 288584.3642 | 8846.697 | 344004.0701 | 280109.9462 | 0 | 105457.4429 | 0 | 400530.983 | 1042099.4575 | 711254.2927 | 3180887.2536 | 961560.8286 | 16790840.2133 | 16790840.2133 | 1478867.319 | 7598057.1552 | 0 | 20933288.2955 | 46801052.983 | 10000 | 0.088687 | 236035.8635 | 527711.0216 | 4811.9103 | 10758.103
1 | 4700 | 707 | 0.015 | 15 | 15 | 7 | 1.3335e-11 | 5spot_SharedNeighbor | Water | Porous | Wet | R245fa | MinimizeLCOE_Brownfield | IgnoreSilica | 2019 | 11.5755 | 1.238 | 0.031897 | 4 | 169015.3894 | 371757.1691 | 3445.6073 | 7578.7727 | 80.0444 | 0 | 96.0417 | 343451.1033 | 10589.9621 | 416475.2815 | 345977.9663 | 0 | 114345.5887 | 0 | 480027.5618 | 1248933.2485 | 852422.6051 | 3812223.3173 | 961560.8286 | 16790840.2133 | 16790840.2133 | 1478867.319 | 7598057.1552 | 0 | 21564624.3592 | 47432389.0467 | 13335.2143 | 0.12759 | 169015.3894 | 371757.1691 | 3445.6073 | 7578.7727
1 | 4700 | 707 | 0.015 | 15 | 15 | 7 | 1.7783e-11 | 5spot_SharedNeighbor | Water | Porous | Wet | R245fa | MinimizeLCOE_Brownfield | IgnoreSilica | 2019 | 15.0781 | 1.6377 | 0.044844 | 4 | 125428.8157 | 269637.0663 | 2557.0361 | 5496.9163 | 80.7096 | 0 | 115.1089 | 420315.5778 | 13031.7567 | 520670.4296 | 446894.0913 | 0 | 131655.3077 | 0 | 597701.1936 | 1555095.9004 | 1061384.906 | 4746749.1631 | 961560.8286 | 16790840.2133 | 16790840.2133 | 1478867.319 | 7598057.1552 | 0 | 22499150.205 | 48366914.8926 | 17782.7941 | 0.17938 | 125428.8157 | 269637.0663 | 2557.0361 | 5496.9163
1 | 4700 | 707 | 0.015 | 15 | 15 | 7 | 2.3714e-11 | 5spot_SharedNeighbor | Water | Porous | Wet | R245fa | MinimizeLCOE_Brownfield | IgnoreSilica | 2019 | 19.3318 | 2.123 | 0.061496 | 4 | 95845.2432 | 201006.046 | 1953.9349 | 4097.7801 | 81.2001 | 0 | 93.0753 | 506272.3873 | 15757.2063 | 640566.8785 | 568716.1208 | 0 | 149029.0055 | 0 | 733333.2233 | 1907982.6198 | 1302237.3431 | 5823894.7846 | 961560.8286 | 16790840.2133 | 16790840.2133 | 1478867.319 | 7598057.1552 | 0 | 23576295.8265 | 49444060.514 | 23713.7371 | 0.24598 | 95845.2432 | 201006.046 | 1953.9349 | 4097.7801
1 | 4700 | 707 | 0.015 | 15 | 15 | 7 | 3.1623e-11 | 5spot_SharedNeighbor | Water | Porous | Wet | R245fa | MinimizeLCOE_Brownfield | IgnoreSilica | 2019 | 24.5982 | 2.7235 | 0.082623 | 4 | 75190.7913 | 153461.2945 | 1532.866 | 3128.5161 | 81.5772 | 0 | 103.575 | 604695.282 | 18870.987 | 781568.4043 | 718466.7853 | 0 | 167959.0132 | 0 | 893708.584 | 2325246.4107 | 1587028.4544 | 7097543.9209 | 961560.8286 | 16790840.2133 | 16790840.2133 | 1478867.319 | 7598057.1552 | 0 | 24849944.9629 | 50717709.6504 | 31622.7766 | 0.33049 | 75190.7913 | 153461.2945 | 1532.866 | 3128.5161
1 | 4700 | 707 | 0.015 | 15 | 15 | 7 | 4.217e-11 | 5spot_SharedNeighbor | Water | Porous | Wet | R245fa | MinimizeLCOE_Brownfield | IgnoreSilica | 2019 | 30.8009 | 3.431 | 0.10875 | 4 | 60435.9124 | 119902.7474 | 1232.0678 | 2444.3797 | 81.86 | 0 | 97.6934 | 712673.1026 | 22281.592 | 939961.1069 | 894863.5832 | 0 | 186503.5778 | 0 | 1074950.3554 | 2796800.3221 | 1908873.6883 | 8536907.3283 | 961560.8286 | 16790840.2133 | 16790840.2133 | 1478867.319 | 7598057.1552 | 0 | 26289308.3702 | 52157073.0578 | 42169.6503 | 0.43499 | 60435.9124 | 119902.7474 | 1232.0678 | 2444.3797
1 | 4700 | 707 | 0.015 | 15 | 15 | 7 | 5.6234e-11 | 5spot_SharedNeighbor | Water | Porous | Wet | R245fa | MinimizeLCOE_Brownfield | IgnoreSilica | 2019 | 37.7971 | 4.2295 | 0.13987 | 4 | 49781.9325 | 96016.1902 | 1014.872 | 1957.4199 | 82.0712 | 0 | 111.1249 | 826856.7784 | 25882.8495 | 1111042.7826 | 1093986.142 | 0 | 203270.3557 | 0 | 1271805.1742 | 3308976.1801 | 2258444.2356 | 10100264.498 | 961560.8286 | 16790840.2133 | 16790840.2133 | 1478867.319 | 7598057.1552 | 0 | 27852665.54 | 53720430.2275 | 56234.1325 | 0.55949 | 49781.9325 | 96016.1902 | 1014.872 | 1957.4199
1 | 4700 | 707 | 0.015 | 15 | 15 | 7 | 7.4989e-11 | 5spot_SharedNeighbor | Water | Porous | Wet | R245fa | MinimizeLCOE_Brownfield | IgnoreSilica | 2019 | 45.2218 | 5.0773 | 0.17512 | 4 | 42048.9166 | 78976.5901 | 857.224 | 1610.0446 | 82.2263 | 0 | 132.9532 | 941315.1021 | 29487.7987 | 1285743.3741 | 1305571.1032 | 0 | 216321.9063 | 0 | 1473591.3209 | 3833982.3418 | 2616771.7288 | 11702784.6759 | 961560.8286 | 16790840.2133 | 16790840.2133 | 1478867.319 | 7598057.1552 | 0 | 29455185.7178 | 55322950.4053 | 74989.4209 | 0.7005 | 42048.9166 | 78976.5901 | 857.224 | 1610.0446
1 | 4700 | 707 | 0.015 | 15 | 15 | 7 | 1e-10 | 5spot_SharedNeighbor | Water | Porous | Wet | R245fa | MinimizeLCOE_Brownfield | IgnoreSilica | 2019 | 52.6102 | 5.9209 | 0.21272 | 4 | 36431.2384 | 66831.8985 | 742.7001 | 1362.4586 | 82.3367 | 0 | 119.1133 | 1049698.0148 | 32896.2589 | 1453860.1617 | 1516117.2779 | 0 | 224363.0242 | 0 | 1668004.5476 | 4339805.6782 | 2962006.5494 | 13246751.5127 | 961560.8286 | 16790840.2133 | 16790840.2133 | 1478867.319 | 7598057.1552 | 0 | 30999152.5547 | 56866917.2422 | 100000 | 0.85089 | 36431.2384 | 66831.8985 | 742.7001 | 1362.4586
1 | 4700 | 707 | 0.015 | 15 | 15 | 7 | 1.3335e-10 | 5spot_SharedNeighbor | Water | Porous | Wet | R245fa | MinimizeLCOE_Brownfield | IgnoreSilica | 2019 | 59.524 | 6.7099 | 0.25041 | 4 | 32349.2888 | 58174.7742 | 659.484 | 1185.9715 | 82.4117 | 0 | 144.6799 | 1146948.562 | 35949.9246 | 1606778.0666 | 1713092.8104 | 0 | 227178.273 | 0 | 1844679.5782 | 4799477.8667 | 3275742.2635 | 14649847.3449 | 961560.8286 | 16790840.2133 | 16790840.2133 | 1478867.319 | 7598057.1552 | 0 | 32402248.3868 | 58270013.0743 | 133352.1432 | 1.0016 | 32349.2888 | 58174.7742 | 659.484 | 1185.9715
1 | 4700 | 707 | 0.015 | 15 | 15 | 7 | 1.7783e-10 | 5spot_SharedNeighbor | Water | Porous | Wet | R245fa | MinimizeLCOE_Brownfield | IgnoreSilica | 2019 | 63.305 | 7.1409 | 0.28203 | 4 | 29338.0762 | 52268.2089 | 598.0964 | 1065.5581 | 82.4432 | 0 | 486.803 | 1198624.1009 | 37570.4966 | 1688798.7228 | 1820784.0641 | 0 | 208367.6079 | 0 | 1932116.547 | 5026970.9237 | 3431010.9494 | 15344243.4124 | 961560.8286 | 16790840.2133 | 16790840.2133 | 1478867.319 | 7598057.1552 | 0 | 33096644.4543 | 58964409.1418 | 177827.941 | 1.1281 | 29338.0762 | 52268.2089 | 598.0964 | 1065.5581
1 | 4700 | 707 | 0.015 | 15 | 15 | 7 | 2.3714e-10 | 5spot_SharedNeighbor | Water | Porous | Wet | R245fa | MinimizeLCOE_Brownfield | IgnoreSilica | 2019 | 71.2413 | 8.0444 | 0.31934 | 4 | 27164.9855 | 47416.2504 | 553.795 | 966.6444 | 82.4907 | 0 | 113.088 | 1303962.8561 | 40869.0456 | 1857596.8833 | 2046711.9142 | 0 | 222332.5698 | 0 | 2133874.5749 | 5551903.9261 | 3789288.5098 | 16946540.2797 | 961560.8286 | 16790840.2133 | 16790840.2133 | 1478867.319 | 7598057.1552 | 0 | 34698941.3217 | 60566706.0092 | 237137.3706 | 1.2773 | 27164.9855 | 47416.2504 | 553.795 | 966.6444
1 | 4700 | 707 | 0.015 | 15 | 15 | 7 | 3.1623e-10 | 5spot_SharedNeighbor | Water | Porous | Wet | R245fa | MinimizeLCOE_Brownfield | IgnoreSilica | 2019 | 75.4601 | 8.5237 | 0.34659 | 4 | 25604.1969 | 44262.8045 | 521.9762 | 902.3571 | 82.5065 | 0 | 139.2796 | 1358359.4481 | 42569.5118 | 1945597.0901 | 2166730.277 | 0 | 215861.7624 | 0 | 2234356.0549 | 5813336.1253 | 3967721.3576 | 17744531.6273 | 961560.8286 | 16790840.2133 | 16790840.2133 | 1478867.319 | 7598057.1552 | 0 | 35496932.6692 | 61364697.3567 | 316227.766 | 1.3864 | 25604.1969 | 44262.8045 | 521.9762 | 902.3571
1 | 4700 | 707 | 0.015 | 15 | 15 | 7 | 4.217e-10 | 5spot_SharedNeighbor | Water | Porous | Wet | R245fa | MinimizeLCOE_Brownfield | IgnoreSilica | 2019 | 78.8318 | 8.9061 | 0.36925 | 4 | 24457.7371 | 41971.4847 | 498.6041 | 855.6455 | 82.5149 | 0 | 116.9757 | 1401088.2645 | 43903.7267 | 2015116.9247 | 2262602.3422 | 0 | 208872.8125 | 0 | 2313317.7875 | 6018778.3564 | 4107939.9018 | 18371620.1163 | 961560.8286 | 16790840.2133 | 16790840.2133 | 1478867.319 | 7598057.1552 | 0 | 36124021.1582 | 61991785.8457 | 421696.5034 | 1.477 | 24457.7371 | 41971.4847 | 498.6041 | 855.6455
1 | 4700 | 707 | 0.015 | 15 | 15 | 7 | 5.6234e-10 | 5spot_SharedNeighbor | Water | Porous | Wet | R245fa | MinimizeLCOE_Brownfield | IgnoreSilica | 2019 | 80.1476 | 9.0552 | 0.38539 | 4 | 23562.7362 | 40342.8562 | 480.3582 | 822.4437 | 82.5172 | 0 | 128.4996 | 1417588.644 | 44418.5758 | 2042056.3806 | 2300002.2546 | 0 | 191973.8391 | 0 | 2338455.4807 | 6084181.4776 | 4152578.8759 | 18571255.5283 | 961560.8286 | 16790840.2133 | 16790840.2133 | 1478867.319 | 7598057.1552 | 0 | 36323656.5703 | 62191421.2578 | 562341.3252 | 1.5416 | 23562.7362 | 40342.8562 | 480.3582 | 822.4437
1 | 4700 | 707 | 0.015 | 15 | 15 | 7 | 7.4989e-10 | 5spot_SharedNeighbor | Water | Porous | Wet | R245fa | MinimizeLCOE_Brownfield | IgnoreSilica | 2019 | 83.5233 | 9.4373 | 0.40219 | 4 | 22986.7609 | 39066.2789 | 468.6162 | 796.4189 | 82.5208 | 0 | 157.7158 | 1459491.5705 | 45725.0844 | 2110700.7616 | 2395920.3586 | 0 | 196023.9381 | 0 | 2421066.0682 | 6299117.2804 | 4299276.9778 | 19227322.0395 | 961560.8286 | 16790840.2133 | 16790840.2133 | 1478867.319 | 7598057.1552 | 0 | 36979723.0815 | 62847487.769 | 749894.2093 | 1.6087 | 22986.7609 | 39066.2789 | 468.6162 | 796.4189
1 | 4700 | 707 | 0.015 | 15 | 15 | 7 | 1e-09 | 5spot_SharedNeighbor | Water | Porous | Wet | R245fa | MinimizeLCOE_Brownfield | IgnoreSilica | 2019 | 85.0922 | 9.6147 | 0.4136 | 4 | 22522.4947 | 38158.2435 | 459.1515 | 777.9074 | 82.5213 | 0 | 132.6314 | 1478760.5785 | 46325.3947 | 2142379.0885 | 2440484.2901 | 0 | 190788.3685 | 0 | 2456507.7109 | 6391329.1647 | 4362213.4836 | 19508788.0794 | 961560.8286 | 16790840.2133 | 16790840.2133 | 1478867.319 | 7598057.1552 | 0 | 37261189.1214 | 63128953.8089 | 1000000 | 1.6544 | 22522.4947 | 38158.2435 | 459.1515 | 777.9074
1 | 4700 | 707 | 0.015 | 15 | 15 | 7 | 1.3335e-09 | 5spot_SharedNeighbor | Water | Porous | Wet | R245fa | MinimizeLCOE_Brownfield | IgnoreSilica | 2019 | 86.2908 | 9.7501 | 0.42245 | 4 | 22177.1195 | 37485.4213 | 452.1106 | 764.191 | 82.5212 | 0 | 122.4382 | 1493393.6165 | 46781.0655 | 2166483.0876 | 2474518.6664 | 0 | 186464.9623 | 0 | 2483380.1453 | 6461245.7268 | 4409932.9739 | 19722200.2443 | 961560.8286 | 16790840.2133 | 16790840.2133 | 1478867.319 | 7598057.1552 | 0 | 37474601.2862 | 63342365.9737 | 1333521.4322 | 1.6898 | 22177.1195 | 37485.4213 | 452.1106 | 764.191
1 | 4700 | 707 | 0.015 | 15 | 15 | 7 | 1.7783e-09 | 5spot_SharedNeighbor | Water | Porous | Wet | R245fa | MinimizeLCOE_Brownfield | IgnoreSilica | 2019 | 87.2117 | 9.8541 | 0.42927 | 4 | 21919.7037 | 36984.6642 | 446.8628 | 753.9824 | 82.5208 | 0 | 135.1477 | 1504586.5029 | 47129.4864 | 2184947.8906 | 2500663.8561 | 0 | 183042.9271 | 0 | 2503944.5586 | 6514750.1118 | 4446450.816 | 19885516.1494 | 961560.8286 | 16790840.2133 | 16790840.2133 | 1478867.319 | 7598057.1552 | 0 | 37637917.1913 | 63505681.8789 | 1778279.41 | 1.7171 | 21919.7037 | 36984.6642 | 446.8628 | 753.9824
1 | 4700 | 707 | 0.015 | 15 | 15 | 7 | 2.3714e-09 | 5spot_SharedNeighbor | Water | Porous | Wet | R245fa | MinimizeLCOE_Brownfield | IgnoreSilica | 2019 | 87.889 | 9.9306 | 0.43443 | 4 | 21727.5641 | 36613.4356 | 442.9458 | 746.4144 | 82.5204 | 0 | 144.401 | 1512791.3714 | 47384.8245 | 2198498.5778 | 2519891.2755 | 0 | 180201.8502 | 0 | 2518919.4808 | 6553711.7875 | 4473042.9603 | 20004442.1281 | 961560.8286 | 16790840.2133 | 16790840.2133 | 1478867.319 | 7598057.1552 | 0 | 37756843.17 | 63624607.8575 | 2371373.7057 | 1.7377 | 21727.5641 | 36613.4356 | 442.9458 | 746.4144
1 | 4700 | 707 | 0.015 | 15 | 15 | 7 | 3.1623e-09 | 5spot_SharedNeighbor | Water | Porous | Wet | R245fa | MinimizeLCOE_Brownfield | IgnoreSilica | 2019 | 88.4102 | 9.9894 | 0.43838 | 4 | 21583.9853 | 36335.7395 | 440.0187 | 740.7532 | 82.5201 | 0 | 122.6264 | 1519089.3571 | 47580.7798 | 2208908.6712 | 2534685.5641 | 0 | 178045.7363 | 0 | 2530440.9423 | 6583688.2671 | 4493502.5236 | 20095941.8415 | 961560.8286 | 16790840.2133 | 16790840.2133 | 1478867.319 | 7598057.1552 | 0 | 37848342.8835 | 63716107.571 | 3162277.6602 | 1.7535 | 21583.9853 | 36335.7395 | 440.0187 | 740.7532
1 | 4700 | 707 | 0.015 | 15 | 15 | 7 | 4.217e-09 | 5spot_SharedNeighbor | Water | Porous | Wet | R245fa | MinimizeLCOE_Brownfield | IgnoreSilica | 2019 | 88.8124 | 10.0347 | 0.4414 | 4 | 21476.6016 | 36127.5984 | 437.8296 | 736.51 | 82.5197 | 0 | 119.0883 | 1523938.6952 | 47731.6381 | 2216929.4098 | 2546097.9156 | 0 | 176436.9676 | 0 | 2539342.5042 | 6606848.3053 | 4509309.7255 | 20166635.1613 | 961560.8286 | 16790840.2133 | 16790840.2133 | 1478867.319 | 7598057.1552 | 0 | 37919036.2032 | 63786800.8908 | 4216965.0343 | 1.7656 | 21476.6016 | 36127.5984 | 437.8296 | 736.51
1 | 4700 | 707 | 0.015 | 15 | 15 | 7 | 5.6234e-09 | 5spot_SharedNeighbor | Water | Porous | Wet | R245fa | MinimizeLCOE_Brownfield | IgnoreSilica | 2019 | 89.105 | 10.0677 | 0.44365 | 4 | 21396.2361 | 35972.7988 | 436.1912 | 733.3542 | 82.5194 | 0 | 135.9172 | 1527462.8822 | 47841.259 | 2222761.193 | 2554403.1923 | 0 | 175136.4487 | 0 | 2545765.9403 | 6623560.7683 | 4520716.3249 | 20217648.0087 | 961560.8286 | 16790840.2133 | 16790840.2133 | 1478867.319 | 7598057.1552 | 0 | 37970049.0507 | 63837813.7382 | 5623413.2519 | 1.7746 | 21396.2361 | 35972.7988 | 436.1912 | 733.3542
1 | 4700 | 707 | 0.015 | 15 | 15 | 7 | 7.4989e-09 | 5spot_SharedNeighbor | Water | Porous | Wet | R245fa | MinimizeLCOE_Brownfield | IgnoreSilica | 2019 | 89.3239 | 10.0924 | 0.44535 | 4 | 21336.061 | 35857.0743 | 434.9645 | 730.995 | 82.5192 | 0 | 138.333 | 1530096.3133 | 47923.1655 | 2227120.5132 | 2560615.5877 | 0 | 174136.5365 | 0 | 2550557.9253 | 6636028.5303 | 4529225.8287 | 20255704.4004 | 961560.8286 | 16790840.2133 | 16790840.2133 | 1478867.319 | 7598057.1552 | 0 | 38008105.4423 | 63875870.1298 | 7498942.0933 | 1.7814 | 21336.061 | 35857.0743 | 434.9645 | 730.995
1 | 4700 | 707 | 0.015 | 15 | 15 | 7 | 1e-08 | 5spot_SharedNeighbor | Water | Porous | Wet | R245fa | MinimizeLCOE_Brownfield | IgnoreSilica | 2019 | 89.4897 | 10.1111 | 0.44663 | 4 | 21290.987 | 35770.3427 | 434.0456 | 729.2268 | 82.519 | 0 | 126.9559 | 1532088.8935 | 47985.1357 | 2230419.8632 | 2565319.7723 | 0 | 173385.021 | 0 | 2554187.4874 | 6645471.9063 | 4535671.1268 | 20284529.2061 | 961560.8286 | 16790840.2133 | 16790840.2133 | 1478867.319 | 7598057.1552 | 0 | 38036930.2481 | 63904694.9356 | 10000000 | 1.7865 | 21290.987 | 35770.3427 | 434.0456 | 729.2268
1 | 4800 | 707 | 0.015 | 15 | 15 | 7 | 1e-13 | 5spot_SharedNeighbor | Water | Porous | Wet | R245fa | MinimizeLCOE_Brownfield | IgnoreSilica | 2019 | 0 | 0 | 0 | 0 |  |  |  |  | 15 |  | 20.2221 | [19 empty] | 100 | 0
1 | 4800 | 707 | 0.015 | 15 | 15 | 7 | 1.3335e-13 | 5spot_SharedNeighbor | Water | Porous | Wet | R245fa | MinimizeLCOE_Brownfield | IgnoreSilica | 2019 | 0 | 0 | 0 | 0 |  |  |  |  | 15 |  | 22.8861 | [19 empty] | 133.3521 | 0
1 | 4800 | 707 | 0.015 | 15 | 15 | 7 | 1.7783e-13 | 5spot_SharedNeighbor | Water | Porous | Wet | R245fa | MinimizeLCOE_Brownfield | IgnoreSilica | 2019 | 0 | 0 | 0 | 0 |  |  |  |  | 15 |  | 23.465 | [19 empty] | 177.8279 | 0
1 | 4800 | 707 | 0.015 | 15 | 15 | 7 | 2.3714e-13 | 5spot_SharedNeighbor | Water | Porous | Wet | R245fa | MinimizeLCOE_Brownfield | IgnoreSilica | 2019 | 0 | 0 | 0 | 0 |  |  |  |  | 15 |  | 22.7539 | [19 empty] | 237.1374 | 0
1 | 4800 | 707 | 0.015 | 15 | 15 | 7 | 3.1623e-13 | 5spot_SharedNeighbor | Water | Porous | Wet | R245fa | MinimizeLCOE_Brownfield | IgnoreSilica | 2019 | 0 | 0 | 0 | 0 |  |  |  |  | 15 |  | 21.1746 | [19 empty] | 316.2278 | 0
1 | 4800 | 707 | 0.015 | 15 | 15 | 7 | 4.217e-13 | 5spot_SharedNeighbor | Water | Porous | Wet | R245fa | MinimizeLCOE_Brownfield | IgnoreSilica | 2019 | 0 | 0 | 0 | 0 |  |  |  |  | 15 |  | 24.2195 | [19 empty] | 421.6965 | 0
1 | 4800 | 707 | 0.015 | 15 | 15 | 7 | 5.6234e-13 | 5spot_SharedNeighbor | Water | Porous | Wet | R245fa | MinimizeLCOE_Brownfield | IgnoreSilica | 2019 | 0 | 0 | 0 | 0 |  |  |  |  | 15 |  | 28.1186 | [19 empty] | 562.3413 | 0
1 | 4800 | 707 | 0.015 | 15 | 15 | 7 | 7.4989e-13 | 5spot_SharedNeighbor | Water | Porous | Wet | R245fa | MinimizeLCOE_Brownfield | IgnoreSilica | 2019 | 0 | 0 | 0 | 0 |  |  |  |  | 15 |  | 29.5899 | [19 empty] | 749.8942 | 0
1 | 4800 | 707 | 0.015 | 15 | 15 | 7 | 1e-12 | 5spot_SharedNeighbor | Water | Porous | Wet | R245fa | MinimizeLCOE_Brownfield | IgnoreSilica | 2019 | 0 | 0 | 0 | 0 |  |  |  |  | 15 |  | 29.3104 | [19 empty] | 1000 | 0
1 | 4800 | 707 | 0.015 | 15 | 15 | 7 | 1.3335e-12 | 5spot_SharedNeighbor | Water | Porous | Wet | R245fa | MinimizeLCOE_Brownfield | IgnoreSilica | 2019 | 0 | 0 | 0 | 0 |  |  |  |  | 15 |  | 31.0454 | [19 empty] | 1333.5214 | 0
1 | 4800 | 707 | 0.015 | 15 | 15 | 7 | 1.7783e-12 | 5spot_SharedNeighbor | Water | Porous | Wet | R245fa | MinimizeLCOE_Brownfield | IgnoreSilica | 2019 | 0 | 0 | 0 | 0 |  |  |  |  | 15 |  | 30.7771 | [19 empty] | 1778.2794 | 0
1 | 4800 | 707 | 0.015 | 15 | 15 | 7 | 2.3714e-12 | 5spot_SharedNeighbor | Water | Porous | Wet | R245fa | MinimizeLCOE_Brownfield | IgnoreSilica | 2019 | 1.6 | 0.11785 | 0.0010713 | 4 | 4411422.3328 | 10605093.2803 | 89932.8111 | 216199.171 | 65.9306 | 0 | 36.0506 | 56831.0814 | 1552.5618 | 64244.3084 | 60699.9043 | 0 | 33140.4032 | 0 | 84422.621 | 219650.3425 | 149915.8721 | 670457.0947 | 961560.8286 | 17272388.9941 | 17272388.9941 | 1478867.319 | 7790676.6675 | 0 | 18904406.9175 | 45446339.8981 | 2371.3737 | 0.0042853 | 4411422.3328 | 10605093.2803 | 89932.8111 | 216199.171
1 | 4800 | 707 | 0.015 | 15 | 15 | 7 | 3.1623e-12 | 5spot_SharedNeighbor | Water | Porous | Wet | R245fa | MinimizeLCOE_Brownfield | IgnoreSilica | 2019 | 2.8667 | 0.25922 | 0.0033893 | 4 | 1432414.3628 | 3390201.0012 | 29201.7043 | 69113.833 | 73.1214 | 0 | 77.2349 | 107692.582 | 3131.5771 | 119917.6185 | 98089.3506 | 0 | 53911.9277 | 0 | 149269.7918 | 388369.3789 | 265070.0813 | 1185452.308 | 961560.8286 | 17272388.9941 | 17272388.9941 | 1478867.319 | 7790676.6675 | 0 | 19419402.1308 | 45961335.1114 | 3162.2777 | 0.013557 | 1432414.3628 | 3390201.0012 | 29201.7043 | 69113.833
1 | 4800 | 707 | 0.015 | 15 | 15 | 7 | 4.217e-12 | 5spot_SharedNeighbor | Water | Porous | Wet | R245fa | MinimizeLCOE_Brownfield | IgnoreSilica | 2019 | 3.9191 | 0.38026 | 0.0066337 | 4 | 746143.7763 | 1746416.5348 | 15211.1501 | 35603.0633 | 75.8827 | 0 | 90.6519 | 144917.6109 | 4312.9112 | 162545.9827 | 129004.1888 | 0 | 64424.3112 | 0 | 197029.9519 | 512631.5184 | 349881.5448 | 1564748.02 | 961560.8286 | 17272388.9941 | 17272388.9941 | 1478867.319 | 7790676.6675 | 0 | 19798697.8427 | 46340630.8234 | 4216.965 | 0.026535 | 746143.7763 | 1746416.5348 | 15211.1501 | 35603.0633
1 | 4800 | 707 | 0.015 | 15 | 15 | 7 | 5.6234e-12 | 5spot_SharedNeighbor | Water | Porous | Wet | R245fa | MinimizeLCOE_Brownfield | IgnoreSilica | 2019 | 5.3493 | 0.54648 | 0.011216 | 4 | 452089.8906 | 1043688.2537 | 9216.4639 | 21276.9967 | 78.0065 | 0 | 76.6637 | 190660.5553 | 5775.1909 | 216865.0336 | 170867.7312 | 0 | 77374.2254 | 0 | 258001.6672 | 671267.4145 | 458153.8036 | 2048965.6215 | 961560.8286 | 17272388.9941 | 17272388.9941 | 1478867.319 | 7790676.6675 | 0 | 20282915.4443 | 46824848.425 | 5623.4133 | 0.044865 | 452089.8906 | 1043688.2537 | 9216.4639 | 21276.9967
1 | 4800 | 707 | 0.015 | 15 | 15 | 7 | 7.4989e-12 | 5spot_SharedNeighbor | Water | Porous | Wet | R245fa | MinimizeLCOE_Brownfield | IgnoreSilica | 2019 | 7.0466 | 0.74347 | 0.017317 | 4 | 300455.4806 | 683634.0496 | 6125.1914 | 13936.8048 | 79.444 | 0 | 100.4468 | 239480.6903 | 7337.3041 | 277103.123 | 219119.0185 | 0 | 89290.0192 | 0 | 324608.7604 | 844565.4083 | 576433.2452 | 2577937.5689 | 961560.8286 | 17272388.9941 | 17272388.9941 | 1478867.319 | 7790676.6675 | 0 | 20811887.3917 | 47353820.3724 | 7498.9421 | 0.069268 | 300455.4806 | 683634.0496 | 6125.1914 | 13936.8048
1 | 4800 | 707 | 0.015 | 15 | 15 | 7 | 1e-11 | 5spot_SharedNeighbor | Water | Porous | Wet | R245fa | MinimizeLCOE_Brownfield | IgnoreSilica | 2019 | 9.5292 | 1.0348 | 0.025834 | 4 | 208639.0895 | 465492.0322 | 4253.39 | 9489.6847 | 80.6991 | 0 | 89.3127 | 305231.8968 | 9448.1793 | 360621.6618 | 291259.1587 | 0 | 107228.5516 | 0 | 418777.8848 | 1089574.1532 | 743656.748 | 3325798.2343 | 961560.8286 | 17272388.9941 | 17272388.9941 | 1478867.319 | 7790676.6675 | 0 | 21559748.057 | 48101681.0377 | 10000 | 0.10334 | 208639.0895 | 465492.0322 | 4253.39 | 9489.6847
1 | 4800 | 707 | 0.015 | 15 | 15 | 7 | 1.3335e-11 | 5spot_SharedNeighbor | Water | Porous | Wet | R245fa | MinimizeLCOE_Brownfield | IgnoreSilica | 2019 | 12.3332 | 1.3637 | 0.036922 | 4 | 151312.7042 | 331028.9071 | 3084.7141 | 6748.472 | 81.5139 | 0 | 94.3221 | 372857.2013 | 11616.2902 | 449422.6745 | 372119.9678 | 0 | 121975.2954 | 0 | 517916.6574 | 1347512.9032 | 919705.2451 | 4113126.2349 | 961560.8286 | 17272388.9941 | 17272388.9941 | 1478867.319 | 7790676.6675 | 0 | 22347076.0577 | 48889009.0383 | 13335.2143 | 0.14769 | 151312.7042 | 331028.9071 | 3084.7141 | 6748.472
1 | 4800 | 707 | 0.015 | 15 | 15 | 7 | 1.7783e-11 | 5spot_SharedNeighbor | Water | Porous | Wet | R245fa | MinimizeLCOE_Brownfield | IgnoreSilica | 2019 | 16.0527 | 1.7999 | 0.05149 | 4 | 113340.6065 | 242211.1607 | 2310.6016 | 4937.8021 | 82.1646 | 0 | 116.5997 | 455270.1242 | 14254.2387 | 560882.7791 | 478777.8078 | 0 | 140491.0072 | 0 | 643373.6232 | 1673926.1936 | 1142489.0228 | 5109464.7966 | 961560.8286 | 17272388.9941 | 17272388.9941 | 1478867.319 | 7790676.6675 | 0 | 23343414.6194 | 49885347.6 | 17782.7941 | 0.20596 | 113340.6065 | 242211.1607 | 2310.6016 | 4937.8021
1 | 4800 | 707 | 0.015 | 15 | 15 | 7 | 2.3714e-11 | 5spot_SharedNeighbor | Water | Porous | Wet | R245fa | MinimizeLCOE_Brownfield | IgnoreSilica | 2019 | 20.6398 | 2.3386 | 0.070336 | 4 | 87140.2972 | 181480.2057 | 1776.4728 | 3699.7195 | 82.6507 | 0 | 107.5728 | 549152.9769 | 17255.9653 | 691307.5799 | 610735.1562 | 0 | 159931.8998 | 0 | 791069.5955 | 2058200.8167 | 1404764.3492 | 6282418.3394 | 961560.8286 | 17272388.9941 | 17272388.9941 | 1478867.319 | 7790676.6675 | 0 | 24516368.1622 | 51058301.1428 | 23713.7371 | 0.28134 | 87140.2972 | 181480.2057 | 1776.4728 | 3699.7195
1 | 4800 | 707 | 0.015 | 15 | 15 | 7 | 3.1623e-11 | 5spot_SharedNeighbor | Water | Porous | Wet | R245fa | MinimizeLCOE_Brownfield | IgnoreSilica | 2019 | 26.287 | 3.0023 | 0.094287 | 4 | 68673.942 | 139049.4642 | 1400.0112 | 2834.7114 | 83.0211 | 0 | 128.187 | 656301.9822 | 20676.4524 | 843998.0564 | 773334.8605 | 0 | 180861.1307 | 0 | 965317.2681 | 2511557.5178 | 1714189.6132 | 7666236.8814 | 961560.8286 | 17272388.9941 | 17272388.9941 | 1478867.319 | 7790676.6675 | 0 | 25900186.7041 | 52442119.6848 | 31622.7766 | 0.37715 | 68673.942 | 139049.4642 | 1400.0112 | 2834.7114
1 | 4800 | 707 | 0.015 | 15 | 15 | 7 | 4.217e-11 | 5spot_SharedNeighbor | Water | Porous | Wet | R245fa | MinimizeLCOE_Brownfield | IgnoreSilica | 2019 | 32.7741 | 3.7667 | 0.12378 | 4 | 55401.2422 | 109006.8325 | 1129.4293 | 2222.2517 | 83.2932 | 0 | 92.8661 | 771409.9669 | 24348.1745 | 1011664.4832 | 961985.6138 | 0 | 200019.5524 | 0 | 1158076.8384 | 3013078.3794 | 2056487.9065 | 9197070.9153 | 961560.8286 | 17272388.9941 | 17272388.9941 | 1478867.319 | 7790676.6675 | 0 | 27431020.738 | 53972953.7187 | 42169.6503 | 0.49513 | 55401.2422 | 109006.8325 | 1129.4293 | 2222.2517
1 | 4800 | 707 | 0.015 | 15 | 15 | 7 | 5.6234e-11 | 5spot_SharedNeighbor | Water | Porous | Wet | R245fa | MinimizeLCOE_Brownfield | IgnoreSilica | 2019 | 40.0091 | 4.6195 | 0.15859 | 4 | 45832.7984 | 87671.9868 | 934.3636 | 1787.312 | 83.4962 | 0 | 111.799 | 891923.7553 | 28186.0364 | 1190894.738 | 1172450.0509 | 0 | 216887.9167 | 0 | 1365133.5739 | 3551797.532 | 2424174.7977 | 10841448.4009 | 961560.8286 | 17272388.9941 | 17272388.9941 | 1478867.319 | 7790676.6675 | 0 | 29075398.2237 | 55617331.2044 | 56234.1325 | 0.63438 | 45832.7984 | 87671.9868 | 934.3636 | 1787.312
1 | 4800 | 707 | 0.015 | 15 | 15 | 7 | 7.4989e-11 | 5spot_SharedNeighbor | Water | Porous | Wet | R245fa | MinimizeLCOE_Brownfield | IgnoreSilica | 2019 | 47.6191 | 5.5168 | 0.1976 | 4 | 38899.0817 | 72479.0885 | 793.0104 | 1477.5843 | 83.6448 | 0 | 124.7512 | 1011782.4693 | 31996.9538 | 1372434.7937 | 1393856.0623 | 0 | 229710.8797 | 0 | 1575514.652 | 4099165.9419 | 2797764.9848 | 12512226.7376 | 961560.8286 | 17272388.9941 | 17272388.9941 | 1478867.319 | 7790676.6675 | 0 | 30746176.5604 | 57288109.5411 | 74989.4209 | 0.79041 | 38899.0817 | 72479.0885 | 793.0104 | 1477.5843
1 | 4800 | 707 | 0.015 | 15 | 15 | 7 | 1e-10 | 5spot_SharedNeighbor | Water | Porous | Wet | R245fa | MinimizeLCOE_Brownfield | IgnoreSilica | 2019 | 55.0781 | 6.3961 | 0.23867 | 4 | 33866.6495 | 61668.6637 | 690.4175 | 1257.1991 | 83.7491 | 0 | 125.3395 | 1123723.8344 | 35550.3756 | 1544664.8145 | 1610833.0197 | 0 | 236921.3808 | 0 | 1775160.4358 | 4618603.3184 | 3152291.6676 | 14097748.8467 | 961560.8286 | 17272388.9941 | 17272388.9941 | 1478867.319 | 7790676.6675 | 0 | 32331698.6695 | 58873631.6502 | 100000 | 0.95468 | 33866.6495 | 61668.6637 | 690.4175 | 1257.1991
1 | 4800 | 707 | 0.015 | 15 | 15 | 7 | 1.3335e-10 | 5spot_SharedNeighbor | Water | Porous | Wet | R245fa | MinimizeLCOE_Brownfield | IgnoreSilica | 2019 | 61.977 | 7.2086 | 0.27932 | 4 | 30212.2677 | 53967.841 | 615.9179 | 1100.2074 | 83.8184 | 0 | 150.4058 | 1223122.2927 | 38700.3334 | 1699637.9119 | 1811392.9578 | 0 | 238683.7647 | 0 | 1954499.5316 | 5085206.8583 | 3470758.1713 | 15522001.8219 | 961560.8286 | 17272388.9941 | 17272388.9941 | 1478867.319 | 7790676.6675 | 0 | 33755951.6446 | 60297884.6253 | 133352.1432 | 1.1173 | 30212.2677 | 53967.841 | 615.9179 | 1100.2074
1 | 4800 | 707 | 0.015 | 15 | 15 | 7 | 1.7783e-10 | 5spot_SharedNeighbor | Water | Porous | Wet | R245fa | MinimizeLCOE_Brownfield | IgnoreSilica | 2019 | 68.0204 | 7.9193 | 0.31728 | 4 | 27554.8526 | 48468.1874 | 561.7429 | 988.0896 | 83.8615 | 0 | 146.2811 | 1307306.8641 | 41363.643 | 1832344.1529 | 1986909.3177 | 0 | 235893.7088 | 0 | 2107488.8977 | 5483253.8064 | 3742433.3925 | 16736993.7831 | 961560.8286 | 17272388.9941 | 17272388.9941 | 1478867.319 | 7790676.6675 | 0 | 34970943.6059 | 61512876.5866 | 177827.941 | 1.2691 | 27554.8526 | 48468.1874 | 561.7429 | 988.0896
1 | 4800 | 707 | 0.015 | 15 | 15 | 7 | 2.3714e-10 | 5spot_SharedNeighbor | Water | Porous | Wet | R245fa | MinimizeLCOE_Brownfield | IgnoreSilica | 2019 | 73.5387 | 8.567 | 0.35265 | 4 | 25564.3664 | 44380.3518 | 521.1642 | 904.7535 | 83.8883 | 0 | 137.3701 | 1382032.3257 | 43723.7605 | 1951238.3161 | 2146981.6834 | 0 | 231860.8644 | 0 | 2244776.4105 | 5840447.7531 | 3986225.6007 | 17827286.7143 | 961560.8286 | 17272388.9941 | 17272388.9941 | 1478867.319 | 7790676.6675 | 0 | 36061236.537 | 62603169.5177 | 237137.3706 | 1.4106 | 25564.3664 | 44380.3518 | 521.1642 | 904.7535
1 | 4800 | 707 | 0.015 | 15 | 15 | 7 | 3.1623e-10 | 5spot_SharedNeighbor | Water | Porous | Wet | R245fa | MinimizeLCOE_Brownfield | IgnoreSilica | 2019 | 77.6332 | 9.0466 | 0.38119 | 4 | 24166.7769 | 41574.1995 | 492.6724 | 847.5463 | 83.9012 | 0 | 138.9694 | 1436239.4649 | 45433.249 | 2038130.9444 | 2265601.836 | 0 | 224530.299 | 0 | 2343874.9594 | 6098281.8495 | 4162202.6695 | 18614295.2717 | 961560.8286 | 17272388.9941 | 17272388.9941 | 1478867.319 | 7790676.6675 | 0 | 36848245.0945 | 63390178.0752 | 316227.766 | 1.5247 | 24166.7769 | 41574.1995 | 492.6724 | 847.5463
1 | 4800 | 707 | 0.015 | 15 | 15 | 7 | 4.217e-10 | 5spot_SharedNeighbor | Water | Porous | Wet | R245fa | MinimizeLCOE_Brownfield | IgnoreSilica | 2019 | 80.9124 | 9.43 | 0.40481 | 4 | 23139.4083 | 39530.933 | 471.7281 | 805.8915 | 83.9075 | 0 | 114.2847 | 1478929.7851 | 46777.8989 | 2106943.3797 | 2360494.2613 | 0 | 217026.159 | 0 | 2421966.8788 | 6301461.0048 | 4300876.6179 | 19234475.9854 | 961560.8286 | 17272388.9941 | 17272388.9941 | 1478867.319 | 7790676.6675 | 0 | 37468425.8082 | 64010358.7889 | 421696.5034 | 1.6192 | 23139.4083 | 39530.933 | 471.7281 | 805.8915
1 | 4800 | 707 | 0.015 | 15 | 15 | 7 | 5.6234e-10 | 5spot_SharedNeighbor | Water | Porous | Wet | R245fa | MinimizeLCOE_Brownfield | IgnoreSilica | 2019 | 83.4649 | 9.7281 | 0.42384 | 4 | 22381.2581 | 38037.0327 | 456.2722 | 775.4364 | 83.91 | 0 | 142.1448 | 1511733.0335 | 47810.0906 | 2160047.309 | 2434291.2477 | 0 | 209819.1015 | 0 | 2481843.3051 | 6457247.1838 | 4407203.8861 | 19709995.1573 | 961560.8286 | 17272388.9941 | 17272388.9941 | 1478867.319 | 7790676.6675 | 0 | 37943944.98 | 64485877.9607 | 562341.3252 | 1.6953 | 22381.2581 | 38037.0327 | 456.2722 | 775.4364
1 | 4800 | 707 | 0.015 | 15 | 15 | 7 | 7.4989e-10 | 5spot_SharedNeighbor | Water | Porous | Wet | R245fa | MinimizeLCOE_Brownfield | IgnoreSilica | 2019 | 86.9 | 10.1286 | 0.44284 | 4 | 21801.1278 | 36785.0787 | 444.4455 | 749.9136 | 83.9104 | 0 | 97.8566 | 1555307.6349 | 49179.7783 | 2230894.4846 | 2533501.3033 | 0 | 212315.1211 | 0 | 2566667.3457 | 6677941.9375 | 4557832.5904 | 20383640.1957 | 961560.8286 | 17272388.9941 | 17272388.9941 | 1478867.319 | 7790676.6675 | 0 | 38617590.0185 | 65159522.9992 | 749894.2093 | 1.7714 | 21801.1278 | 36785.0787 | 444.4455 | 749.9136
1 | 4800 | 707 | 0.015 | 15 | 15 | 7 | 1e-09 | 5spot_SharedNeighbor | Water | Porous | Wet | R245fa | MinimizeLCOE_Brownfield | IgnoreSilica | 2019 | 86.9681 | 10.1365 | 0.45072 | 4 | 21403.0123 | 36125.1181 | 436.3294 | 736.4594 | 83.9103 | 0 | 123.5611 | 1556162.5424 | 49206.609 | 2232289.9148 | 2535465.2259 | 0 | 198097.0451 | 0 | 2562776.3214 | 6667818.2907 | 4550922.9934 | 20352738.9426 | 961560.8286 | 17272388.9941 | 17272388.9941 | 1478867.319 | 7790676.6675 | 0 | 38586688.7653 | 65128621.746 | 1000000 | 1.8029 | 21403.0123 | 36125.1181 | 436.3294 | 736.4594
1 | 4800 | 707 | 0.015 | 15 | 15 | 7 | 1.3335e-09 | 5spot_SharedNeighbor | Water | Porous | Wet | R245fa | MinimizeLCOE_Brownfield | IgnoreSilica | 2019 | 88.1324 | 10.272 | 0.45985 | 4 | 21092.7598 | 35522.5516 | 430.0044 | 724.1753 | 83.9096 | 0 | 129.2887 | 1570780.8567 | 49665.7027 | 2256139.4218 | 2569061.2214 | 0 | 193700.0123 | 0 | 2589345.4138 | 6736945.619 | 4598103.8153 | 20563742.063 | 961560.8286 | 17272388.9941 | 17272388.9941 | 1478867.319 | 7790676.6675 | 0 | 38797691.8858 | 65339624.8664 | 1333521.4322 | 1.8394 | 21092.7598 | 35522.5516 | 430.0044 | 724.1753
1 | 4800 | 707 | 0.015 | 15 | 15 | 7 | 1.7783e-09 | 5spot_SharedNeighbor | Water | Porous | Wet | R245fa | MinimizeLCOE_Brownfield | IgnoreSilica | 2019 | 89 | 10.373 | 0.46681 | 4 | 20861.4375 | 35075.9136 | 425.2886 | 715.0699 | 83.9089 | 0 | 133.2525 | 1581626.7707 | 50006.1937 | 2273860.0253 | 2594085.9317 | 0 | 190057.159 | 0 | 2608958.0714 | 6787973.7308 | 4632931.5502 | 20719499.4327 | 961560.8286 | 17272388.9941 | 17272388.9941 | 1478867.319 | 7790676.6675 | 0 | 38953449.2555 | 65495382.2361 | 1778279.41 | 1.8672 | 20861.4375 | 35075.9136 | 425.2886 | 715.0699
1 | 4800 | 707 | 0.015 | 15 | 15 | 7 | 2.3714e-09 | 5spot_SharedNeighbor | Water | Porous | Wet | R245fa | MinimizeLCOE_Brownfield | IgnoreSilica | 2019 | 89.6555 | 10.4492 | 0.47212 | 4 | 20688.7255 | 34743.2764 | 421.7677 | 708.2887 | 83.9082 | 0 | 114.0295 | 1589794.4086 | 50262.5309 | 2287219.1863 | 2612986.4648 | 0 | 187175.3364 | 0 | 2623700.7915 | 6826331.2646 | 4659111.3551 | 20836581.3383 | 961560.8286 | 17272388.9941 | 17272388.9941 | 1478867.319 | 7790676.6675 | 0 | 39070531.161 | 65612464.1417 | 2371373.7057 | 1.8885 | 20688.7255 | 34743.2764 | 421.7677 | 708.2887
1 | 4800 | 707 | 0.015 | 15 | 15 | 7 | 3.1623e-09 | 5spot_SharedNeighbor | Water | Porous | Wet | R245fa | MinimizeLCOE_Brownfield | IgnoreSilica | 2019 | 90.1741 | 10.5095 | 0.47622 | 4 | 20559.636 | 34493.2831 | 419.136 | 703.1922 | 83.9075 | 0 | 117.0129 | 1596240.9297 | 50464.8072 | 2297772.0063 | 2627937.7638 | 0 | 185087.5183 | 0 | 2635426.1798 | 6856838.3197 | 4679933.0472 | 20929700.572 | 961560.8286 | 17272388.9941 | 17272388.9941 | 1478867.319 | 7790676.6675 | 0 | 39163650.3947 | 65705583.3754 | 3162277.6602 | 1.9049 | 20559.636 | 34493.2831 | 419.136 | 703.1922
1 | 4800 | 707 | 0.015 | 15 | 15 | 7 | 4.217e-09 | 5spot_SharedNeighbor | Water | Porous | Wet | R245fa | MinimizeLCOE_Brownfield | IgnoreSilica | 2019 | 90.5445 | 10.5525 | 0.47927 | 4 | 20463.0727 | 34308.0683 | 417.1674 | 699.4164 | 83.907 | 0 | 104.1862 | 1600836.9142 | 50608.9935 | 2305300.2931 | 2638615.308 | 0 | 183338.018 | 0 | 2643692.8154 | 6878346.4098 | 4694612.7606 | 20995351.5127 | 961560.8286 | 17272388.9941 | 17272388.9941 | 1478867.319 | 7790676.6675 | 0 | 39229301.3354 | 65771234.3161 | 4216965.0343 | 1.9171 | 20463.0727 | 34308.0683 | 417.1674 | 699.4164
1 | 4800 | 707 | 0.015 | 15 | 15 | 7 | 5.6234e-09 | 5spot_SharedNeighbor | Water | Porous | Wet | R245fa | MinimizeLCOE_Brownfield | IgnoreSilica | 2019 | 90.8197 | 10.5845 | 0.48156 | 4 | 20390.7959 | 34169.8396 | 415.694 | 696.5984 | 83.9066 | 0 | 114.9824 | 1604246.9793 | 50715.9616 | 2310888.58 | 2646547.4414 | 0 | 181973.6716 | 0 | 2649805.3272 | 6894249.9117 | 4705467.2274 | 21043895.1002 | 961560.8286 | 17272388.9941 | 17272388.9941 | 1478867.319 | 7790676.6675 | 0 | 39277844.923 | 65819777.9037 | 5623413.2519 | 1.9263 | 20390.7959 | 34169.8396 | 415.694 | 696.5984
1 | 4800 | 707 | 0.015 | 15 | 15 | 7 | 7.4989e-09 | 5spot_SharedNeighbor | Water | Porous | Wet | R245fa | MinimizeLCOE_Brownfield | IgnoreSilica | 2019 | 91.0413 | 10.6103 | 0.48333 | 4 | 20336.6721 | 34065.325 | 414.5906 | 694.4677 | 83.9063 | 0 | 135.7845 | 1606988.6952 | 50801.9568 | 2315383.1591 | 2652930.9187 | 0 | 181030.7393 | 0 | 2654782.8329 | 6907200.3604 | 4714306.1747 | 21083424.837 | 961560.8286 | 17272388.9941 | 17272388.9941 | 1478867.319 | 7790676.6675 | 0 | 39317374.6598 | 65859307.6405 | 7498942.0933 | 1.9333 | 20336.6721 | 34065.325 | 414.5906 | 694.4677
1 | 4800 | 707 | 0.015 | 15 | 15 | 7 | 1e-08 | 5spot_SharedNeighbor | Water | Porous | Wet | R245fa | MinimizeLCOE_Brownfield | IgnoreSilica | 2019 | 91.205 | 10.6293 | 0.48465 | 4 | 20296.1279 | 33987.2799 | 413.764 | 692.8767 | 83.906 | 0 | 128.4574 | 1609013.7284 | 50865.4681 | 2318703.763 | 2657649.2134 | 0 | 180296.4264 | 0 | 2658446.1537 | 6916731.5696 | 4720811.4209 | 21112517.7434 | 961560.8286 | 17272388.9941 | 17272388.9941 | 1478867.319 | 7790676.6675 | 0 | 39346467.5662 | 65888400.5469 | 10000000 | 1.9386 | 20296.1279 | 33987.2799 | 413.764 | 692.8767
1 | 4900 | 707 | 0.015 | 15 | 15 | 7 | 1e-13 | 5spot_SharedNeighbor | Water | Porous | Wet | R245fa | MinimizeLCOE_Brownfield | IgnoreSilica | 2019 | 0 | 0 | 0 | 0 |  |  |  |  | 15 |  | 20.3894 | [19 empty] | 100 | 0
1 | 4900 | 707 | 0.015 | 15 | 15 | 7 | 1.3335e-13 | 5spot_SharedNeighbor | Water | Porous | Wet | R245fa | MinimizeLCOE_Brownfield | IgnoreSilica | 2019 | 0 | 0 | 0 | 0 |  |  |  |  | 15 |  | 24.0477 | [19 empty] | 133.3521 | 0
1 | 4900 | 707 | 0.015 | 15 | 15 | 7 | 1.7783e-13 | 5spot_SharedNeighbor | Water | Porous | Wet | R245fa | MinimizeLCOE_Brownfield | IgnoreSilica | 2019 | 0 | 0 | 0 | 0 |  |  |  |  | 15 |  | 23.0778 | [19 empty] | 177.8279 | 0
1 | 4900 | 707 | 0.015 | 15 | 15 | 7 | 2.3714e-13 | 5spot_SharedNeighbor | Water | Porous | Wet | R245fa | MinimizeLCOE_Brownfield | IgnoreSilica | 2019 | 0 | 0 | 0 | 0 |  |  |  |  | 15 |  | 23.0905 | [19 empty] | 237.1374 | 0
1 | 4900 | 707 | 0.015 | 15 | 15 | 7 | 3.1623e-13 | 5spot_SharedNeighbor | Water | Porous | Wet | R245fa | MinimizeLCOE_Brownfield | IgnoreSilica | 2019 | 0 | 0 | 0 | 0 |  |  |  |  | 15 |  | 24.6075 | [19 empty] | 316.2278 | 0
1 | 4900 | 707 | 0.015 | 15 | 15 | 7 | 4.217e-13 | 5spot_SharedNeighbor | Water | Porous | Wet | R245fa | MinimizeLCOE_Brownfield | IgnoreSilica | 2019 | 0 | 0 | 0 | 0 |  |  |  |  | 15 |  | 27.1669 | [19 empty] | 421.6965 | 0
1 | 4900 | 707 | 0.015 | 15 | 15 | 7 | 5.6234e-13 | 5spot_SharedNeighbor | Water | Porous | Wet | R245fa | MinimizeLCOE_Brownfield | IgnoreSilica | 2019 | 0 | 0 | 0 | 0 |  |  |  |  | 15 |  | 26.755 | [19 empty] | 562.3413 | 0
1 | 4900 | 707 | 0.015 | 15 | 15 | 7 | 7.4989e-13 | 5spot_SharedNeighbor | Water | Porous | Wet | R245fa | MinimizeLCOE_Brownfield | IgnoreSilica | 2019 | 0 | 0 | 0 | 0 |  |  |  |  | 15 |  | 29.2615 | [19 empty] | 749.8942 | 0
1 | 4900 | 707 | 0.015 | 15 | 15 | 7 | 1e-12 | 5spot_SharedNeighbor | Water | Porous | Wet | R245fa | MinimizeLCOE_Brownfield | IgnoreSilica | 2019 | 0 | 0 | 0 | 0 |  |  |  |  | 15 |  | 25.6986 | [19 empty] | 1000 | 0
1 | 4900 | 707 | 0.015 | 15 | 15 | 7 | 1.3335e-12 | 5spot_SharedNeighbor | Water | Porous | Wet | R245fa | MinimizeLCOE_Brownfield | IgnoreSilica | 2019 | 0 | 0 | 0 | 0 |  |  |  |  | 15 |  | 28.5204 | [19 empty] | 1333.5214 | 0
1 | 4900 | 707 | 0.015 | 15 | 15 | 7 | 1.7783e-12 | 5spot_SharedNeighbor | Water | Porous | Wet | R245fa | MinimizeLCOE_Brownfield | IgnoreSilica | 2019 | 1.6 | 0.12047 | 0.0001099 | 4 | 44181814.3295 | 106114185.9967 | 900706.0454 | 2163281.2116 | 66.6524 | 0 | 31.9592 | 58308.358 | 1601.9694 | 65342.5098 | 61175.8881 | 0 | 39621.7525 | 0 | 88159.6864 | 229373.42 | 156552.0723 | 700135.6566 | 961560.8286 | 17759797.8658 | 17759797.8658 | 1478867.319 | 7985640.2162 | 0 | 19421494.351 | 46645799.7521 | 1778.2794 | 0.00043958 | 44181814.3295 | 106114185.9967 | 900706.0454 | 2163281.2116
1 | 4900 | 707 | 0.015 | 15 | 15 | 7 | 2.3714e-12 | 5spot_SharedNeighbor | Water | Porous | Wet | R245fa | MinimizeLCOE_Brownfield | IgnoreSilica | 2019 | 1.6 | 0.12047 | 0.0013869 | 4 | 3496932.9233 | 8404489.7676 | 71289.7076 | 171336.8918 | 66.6535 | 0 | 36.2778 | 58310.5984 | 1602.0447 | 65344.1647 | 61176.6018 | 0 | 32346.1449 | 0 | 85324.0263 | 221995.614 | 151516.5681 | 677615.763 | 961560.8286 | 17759797.8658 | 17759797.8658 | 1478867.319 | 7985640.2162 | 0 | 19398974.4574 | 46623279.8585 | 2371.3737 | 0.0055474 | 3496932.9233 | 8404489.7676 | 71289.7076 | 171336.8918
1 | 4900 | 707 | 0.015 | 15 | 15 | 7 | 3.1623e-12 | 5spot_SharedNeighbor | Water | Porous | Wet | R245fa | MinimizeLCOE_Brownfield | IgnoreSilica | 2019 | 3.1297 | 0.29704 | 0.0042944 | 4 | 1166335.8992 | 2751220.0326 | 23777.3349 | 56087.3417 | 74.9677 | 0 | 83.677 | 120952.1549 | 3569.1898 | 133505.9663 | 107198.0332 | 0 | 58810.1475 | 0 | 165373.8418 | 430268.8135 | 293667.3063 | 1313345.4533 | 961560.8286 | 17759797.8658 | 17759797.8658 | 1478867.319 | 7985640.2162 | 0 | 20034704.1478 | 47259009.5488 | 3162.2777 | 0.017177 | 1166335.8992 | 2751220.0326 | 23777.3349 | 56087.3417
1 | 4900 | 707 | 0.015 | 15 | 15 | 7 | 4.217e-12 | 5spot_SharedNeighbor | Water | Porous | Wet | R245fa | MinimizeLCOE_Brownfield | IgnoreSilica | 2019 | 4.3166 | 0.43766 | 0.0080194 | 4 | 637958.0184 | 1486657.0975 | 13005.6371 | 30307.5158 | 77.7028 | 0 | 85.4036 | 162929.0549 | 4916.2861 | 181618.2304 | 141969.6407 | 0 | 71278.3553 | 0 | 219457.5113 | 570983.4274 | 389707.9218 | 1742860.4278 | 961560.8286 | 17759797.8658 | 17759797.8658 | 1478867.319 | 7985640.2162 | 0 | 20464219.1223 | 47688524.5233 | 4216.965 | 0.032078 | 637958.0184 | 1486657.0975 | 13005.6371 | 30307.5158
1 | 4900 | 707 | 0.015 | 15 | 15 | 7 | 5.6234e-12 | 5spot_SharedNeighbor | Water | Porous | Wet | R245fa | MinimizeLCOE_Brownfield | IgnoreSilica | 2019 | 5.6971 | 0.60235 | 0.01317 | 4 | 397213.9204 | 913990.4469 | 8097.743 | 18632.9315 | 79.5373 | 0 | 104.6933 | 207128.5523 | 6341.939 | 234141.9393 | 181875.3074 | 0 | 82197.211 | 0 | 277557.1301 | 722146.7178 | 492879.9735 | 2204268.7704 | 961560.8286 | 17759797.8658 | 17759797.8658 | 1478867.319 | 7985640.2162 | 0 | 20925627.4649 | 48149932.8659 | 5623.4133 | 0.052681 | 397213.9204 | 913990.4469 | 8097.743 | 18632.9315
1 | 4900 | 707 | 0.015 | 15 | 15 | 7 | 7.4989e-12 | 5spot_SharedNeighbor | Water | Porous | Wet | R245fa | MinimizeLCOE_Brownfield | IgnoreSilica | 2019 | 7.5996 | 0.83081 | 0.020233 | 4 | 266065.753 | 602445.5104 | 5424.1103 | 12281.6666 | 80.9903 | 0 | 102.4469 | 262809.7769 | 8143.2963 | 302461.1114 | 237931.6369 | 0 | 96621.8522 | 0 | 354107.3928 | 921314.7987 | 628816.2812 | 2812206.1466 | 961560.8286 | 17759797.8658 | 17759797.8658 | 1478867.319 | 7985640.2162 | 0 | 21533564.8411 | 48757870.2421 | 7498.9421 | 0.080933 | 266065.753 | 602445.5104 | 5424.1103 | 12281.6666
1 | 4900 | 707 | 0.015 | 15 | 15 | 7 | 1e-11 | 5spot_SharedNeighbor | Water | Porous | Wet | R245fa | MinimizeLCOE_Brownfield | IgnoreSilica | 2019 | 10.0823 | 1.1304 | 0.029804 | 4 | 186886.1143 | 415244.4623 | 3809.9262 | 8465.32 | 82.162 | 0 | 94.5957 | 329191.7817 | 10292.4055 | 386600.7465 | 309657.8805 | 0 | 113253.1101 | 0 | 448108.4105 | 1165886.1644 | 795741.2638 | 3558731.7629 | 961560.8286 | 17759797.8658 | 17759797.8658 | 1478867.319 | 7985640.2162 | 0 | 22280090.4574 | 49504395.8584 | 10000 | 0.11922 | 186886.1143 | 415244.4623 | 3809.9262 | 8465.32
1 | 4900 | 707 | 0.015 | 15 | 15 | 7 | 1.3335e-11 | 5spot_SharedNeighbor | Water | Porous | Wet | R245fa | MinimizeLCOE_Brownfield | IgnoreSilica | 2019 | 13.3077 | 1.5198 | 0.042474 | 4 | 136557.7882 | 296798.819 | 2783.9152 | 6050.6454 | 83.0177 | 0 | 85.8526 | 407874.9448 | 12837.4573 | 489558.2721 | 403366.3885 | 0 | 132566.5089 | 0 | 564019.3928 | 1467462.7639 | 1001573.4897 | 4479259.2179 | 961560.8286 | 17759797.8658 | 17759797.8658 | 1478867.319 | 7985640.2162 | 0 | 23200617.9123 | 50424923.3134 | 13335.2143 | 0.1699 | 136557.7882 | 296798.819 | 2783.9152 | 6050.6454
1 | 4900 | 707 | 0.015 | 15 | 15 | 7 | 1.7783e-11 | 5spot_SharedNeighbor | Water | Porous | Wet | R245fa | MinimizeLCOE_Brownfield | IgnoreSilica | 2019 | 17.2512 | 1.9984 | 0.059212 | 4 | 102503.6296 | 217447.3341 | 2089.6751 | 4432.958 | 83.639 | 0 | 104.7247 | 496839.958 | 15716.3908 | 609087.3499 | 520272.8562 | 0 | 152100.8797 | 0 | 699666.7995 | 1820389.4908 | 1242453.2328 | 5556526.9576 | 961560.8286 | 17759797.8658 | 17759797.8658 | 1478867.319 | 7985640.2162 | 0 | 24277885.652 | 51502191.0531 | 17782.7941 | 0.23685 | 102503.6296 | 217447.3341 | 2089.6751 | 4432.958
1 | 4900 | 707 | 0.015 | 15 | 15 | 7 | 2.3714e-11 | 5spot_SharedNeighbor | Water | Porous | Wet | R245fa | MinimizeLCOE_Brownfield | IgnoreSilica | 2019 | 22.0165 | 2.5767 | 0.08063 | 4 | 79114.7394 | 163525.6213 | 1612.861 | 3333.691 | 84.099 | 0 | 105.506 | 596104.8885 | 18922.5066 | 746139.5871 | 661060.4214 | 0 | 171596.2154 | 0 | 855591.2114 | 2226072.8261 | 1519340.445 | 6794828.1015 | 961560.8286 | 17759797.8658 | 17759797.8658 | 1478867.319 | 7985640.2162 | 0 | 25516186.7959 | 52740492.197 | 23713.7371 | 0.32252 | 79114.7394 | 163525.6213 | 1612.861 | 3333.691
1 | 4900 | 707 | 0.015 | 15 | 15 | 7 | 3.1623e-11 | 5spot_SharedNeighbor | Water | Porous | Wet | R245fa | MinimizeLCOE_Brownfield | IgnoreSilica | 2019 | 27.8554 | 3.2842 | 0.10751 | 4 | 62697.6804 | 126001.3828 | 1278.177 | 2568.7086 | 84.4529 | 0 | 124.0859 | 708683.8242 | 22548.6627 | 905718.2002 | 831702.5431 | 0 | 192517.8597 | 0 | 1037856.7251 | 2700290.3049 | 1843003.6185 | 8242321.7384 | 961560.8286 | 17759797.8658 | 17759797.8658 | 1478867.319 | 7985640.2162 | 0 | 26963680.4328 | 54187985.8339 | 31622.7766 | 0.43006 | 62697.6804 | 126001.3828 | 1278.177 | 2568.7086
1 | 4900 | 707 | 0.015 | 15 | 15 | 7 | 4.217e-11 | 5spot_SharedNeighbor | Water | Porous | Wet | R245fa | MinimizeLCOE_Brownfield | IgnoreSilica | 2019 | 34.6176 | 4.1039 | 0.14032 | 4 | 50906.0506 | 99408.9383 | 1037.7887 | 2026.5857 | 84.7177 | 0 | 109.1701 | 830428.2939 | 26463.2894 | 1082244.3831 | 1029355.393 | 0 | 212334.3479 | 0 | 1240522.0258 | 3227583.8452 | 2202892.2946 | 9851823.8728 | 961560.8286 | 17759797.8658 | 17759797.8658 | 1478867.319 | 7985640.2162 | 0 | 28573182.5673 | 55797487.9684 | 42169.6503 | 0.56129 | 50906.0506 | 99408.9383 | 1037.7887 | 2026.5857
1 | 4900 | 707 | 0.015 | 15 | 15 | 7 | 5.6234e-11 | 5spot_SharedNeighbor | Water | Porous | Wet | R245fa | MinimizeLCOE_Brownfield | IgnoreSilica | 2019 | 42.0696 | 5.0077 | 0.17869 | 4 | 42365.9099 | 80454.7172 | 863.6864 | 1640.1782 | 84.9143 | 0 | 139.3177 | 956548.6171 | 30511.8696 | 1268851.3595 | 1247193.8225 | 0 | 229247.0674 | 0 | 1455617.5671 | 3787218.3214 | 2584854.3239 | 11560042.9486 | 961560.8286 | 17759797.8658 | 17759797.8658 | 1478867.319 | 7985640.2162 | 0 | 30281401.6431 | 57505707.0441 | 56234.1325 | 0.71476 | 42365.9099 | 80454.7172 | 863.6864 | 1640.1782
1 | 4900 | 707 | 0.015 | 15 | 15 | 7 | 7.4989e-11 | 5spot_SharedNeighbor | Water | Porous | Wet | R245fa | MinimizeLCOE_Brownfield | IgnoreSilica | 2019 | 49.8239 | 5.9484 | 0.22124 | 4 | 36158.318 | 66921.1318 | 737.1362 | 1364.2778 | 85.0573 | 0 | 122.6398 | 1080839.2224 | 34495.3757 | 1456021.7081 | 1473954.2595 | 0 | 241658.4367 | 0 | 1671917.9109 | 4349987.4467 | 2968955.8157 | 13277830.1757 | 961560.8286 | 17759797.8658 | 17759797.8658 | 1478867.319 | 7985640.2162 | 0 | 31999188.8702 | 59223494.2713 | 74989.4209 | 0.88497 | 36158.318 | 66921.1318 | 737.1362 | 1364.2778
1 | 4900 | 707 | 0.015 | 15 | 15 | 7 | 1e-10 | 5spot_SharedNeighbor | Water | Porous | Wet | R245fa | MinimizeLCOE_Brownfield | IgnoreSilica | 2019 | 57.3561 | 6.8617 | 0.26558 | 4 | 31643.9133 | 57271.3737 | 645.104 | 1167.5544 | 85.1564 | 0 | 123.0305 | 1196044.533 | 38181.7054 | 1632154.4509 | 1694274.9622 | 0 | 248212.5452 | 0 | 1875458.5967 | 4879558.5592 | 3330398.9815 | 14894284.3341 | 961560.8286 | 17759797.8658 | 17759797.8658 | 1478867.319 | 7985640.2162 | 0 | 33615643.0286 | 60839948.4296 | 100000 | 1.0623 | 31643.9133 | 57271.3737 | 645.104 | 1167.5544
1 | 4900 | 707 | 0.015 | 15 | 15 | 7 | 1.3335e-10 | 5spot_SharedNeighbor | Water | Porous | Wet | R245fa | MinimizeLCOE_Brownfield | IgnoreSilica | 2019 | 64.2427 | 7.6958 | 0.30897 | 4 | 28361.1508 | 50389.2836 | 578.1804 | 1027.2537 | 85.2206 | 0 | 131.4034 | 1297294.0836 | 41415.8406 | 1788949.0073 | 1895638.3142 | 0 | 249066.5985 | 0 | 2056221.8992 | 5349867.5926 | 3651394.5608 | 16329847.8968 | 961560.8286 | 17759797.8658 | 17759797.8658 | 1478867.319 | 7985640.2162 | 0 | 35051206.5912 | 62275511.9923 | 133352.1432 | 1.2359 | 28361.1508 | 50389.2836 | 578.1804 | 1027.2537
1 | 4900 | 707 | 0.015 | 15 | 15 | 7 | 1.7783e-10 | 5spot_SharedNeighbor | Water | Porous | Wet | R245fa | MinimizeLCOE_Brownfield | IgnoreSilica | 2019 | 70.213 | 8.4178 | 0.34908 | 4 | 25970.7496 | 45467.9872 | 529.4489 | 926.9264 | 85.2593 | 0 | 136.251 | 1382263.015 | 44125.2613 | 1921931.8965 | 2070109.868 | 0 | 245302.2391 | 0 | 2208855.5892 | 5746989.1444 | 3922438.1799 | 17542015.1933 | 961560.8286 | 17759797.8658 | 17759797.8658 | 1478867.319 | 7985640.2162 | 0 | 36263373.8878 | 63487679.2888 | 177827.941 | 1.3963 | 25970.7496 | 45467.9872 | 529.4489 | 926.9264
1 | 4900 | 707 | 0.015 | 15 | 15 | 7 | 2.3714e-10 | 5spot_SharedNeighbor | Water | Porous | Wet | R245fa | MinimizeLCOE_Brownfield | IgnoreSilica | 2019 | 74.569 | 8.9436 | 0.38373 | 4 | 24175.8702 | 41912.6073 | 492.8578 | 854.4452 | 85.2787 | 0 | 193.1805 | 1442746.8247 | 46051.0151 | 2017361.5 | 2197335.2329 | 0 | 232874.4664 | 0 | 2315183.9252 | 6023633.664 | 4111253.7489 | 18386440.3772 | 961560.8286 | 17759797.8658 | 17759797.8658 | 1478867.319 | 7985640.2162 | 0 | 37107799.0717 | 64332104.4727 | 237137.3706 | 1.5349 | 24175.8702 | 41912.6073 | 492.8578 | 854.4452
1 | 4900 | 707 | 0.015 | 15 | 15 | 7 | 3.1623e-10 | 5spot_SharedNeighbor | Water | Porous | Wet | R245fa | MinimizeLCOE_Brownfield | IgnoreSilica | 2019 | 79.6749 | 9.5588 | 0.41606 | 4 | 22912.3247 | 39270.6113 | 467.0987 | 800.5845 | 85.2928 | 0 | 122.1355 | 1512123.9094 | 48256.6649 | 2127604.1576 | 2346367.2346 | 0 | 232656.7004 | 0 | 2444133.3801 | 6359133.6944 | 4340239.4136 | 19410515.1551 | 961560.8286 | 17759797.8658 | 17759797.8658 | 1478867.319 | 7985640.2162 | 0 | 38131873.8495 | 65356179.2506 | 316227.766 | 1.6643 | 22912.3247 | 39270.6113 | 467.0987 | 800.5845
1 | 4900 | 707 | 0.015 | 15 | 15 | 7 | 4.217e-10 | 5spot_SharedNeighbor | Water | Porous | Wet | R245fa | MinimizeLCOE_Brownfield | IgnoreSilica | 2019 | 82.866 | 9.9425 | 0.44055 | 4 | 21985.2458 | 37434.3251 | 448.199 | 763.1494 | 85.2972 | 0 | 123.4607 | 1554690.5974 | 49608.0968 | 2195657.6259 | 2439451.1967 | 0 | 224691.1507 | 0 | 2520998.4803 | 6559120.9178 | 4476734.8029 | 20020952.8685 | 961560.8286 | 17759797.8658 | 17759797.8658 | 1478867.319 | 7985640.2162 | 0 | 38742311.5629 | 65966616.964 | 421696.5034 | 1.7622 | 21985.2458 | 37434.3251 | 448.199 | 763.1494
1 | 4900 | 707 | 0.015 | 15 | 15 | 7 | 5.6234e-10 | 5spot_SharedNeighbor | Water | Porous | Wet | R245fa | MinimizeLCOE_Brownfield | IgnoreSilica | 2019 | 85.3675 | 10.2429 | 0.46026 | 4 | 21300.4448 | 36088.0621 | 434.2384 | 735.704 | 85.2983 | 0 | 148.6983 | 1587648.148 | 50653.432 | 2248564.3394 | 2512383.0823 | 0 | 217321.0393 | 0 | 2580462.316 | 6713833.6206 | 4582329.4016 | 20493195.3793 | 961560.8286 | 17759797.8658 | 17759797.8658 | 1478867.319 | 7985640.2162 | 0 | 39214554.0737 | 66438859.4748 | 562341.3252 | 1.841 | 21300.4448 | 36088.0621 | 434.2384 | 735.704
1 | 4900 | 707 | 0.015 | 15 | 15 | 7 | 7.4989e-10 | 5spot_SharedNeighbor | Water | Porous | Wet | R245fa | MinimizeLCOE_Brownfield | IgnoreSilica | 2019 | 87.2847 | 10.4729 | 0.47579 | 4 | 20792.9742 | 35097.9024 | 423.8929 | 715.5182 | 85.2979 | 0 | 107.4017 | 1612670.8458 | 51446.4758 | 2288859.2475 | 2568259.2778 | 0 | 210733.8785 | 0 | 2625468.1929 | 6830929.6804 | 4662249.8684 | 20850617.4672 | 961560.8286 | 17759797.8658 | 17759797.8658 | 1478867.319 | 7985640.2162 | 0 | 39571976.1616 | 66796281.5627 | 749894.2093 | 1.9031 | 20792.9742 | 35097.9024 | 423.8929 | 715.5182
1 | 4900 | 707 | 0.015 | 15 | 15 | 7 | 1e-09 | 5spot_SharedNeighbor | Water | Porous | Wet | R245fa | MinimizeLCOE_Brownfield | IgnoreSilica | 2019 | 88.7586 | 10.6495 | 0.48791 | 4 | 20415.9085 | 34365.3883 | 416.2059 | 700.5849 | 85.2969 | 0 | 125.9979 | 1631771.1444 | 52051.4534 | 2319690.4048 | 2611203.7825 | 0 | 205215.8254 | 0 | 2659773.7181 | 6920185.6198 | 4723168.8811 | 21123060.8293 | 961560.8286 | 17759797.8658 | 17759797.8658 | 1478867.319 | 7985640.2162 | 0 | 39844419.5237 | 67068724.9248 | 1000000 | 1.9516 | 20415.9085 | 34365.3883 | 416.2059 | 700.5849
1 | 4900 | 707 | 0.015 | 15 | 15 | 7 | 1.3335e-09 | 5spot_SharedNeighbor | Water | Porous | Wet | R245fa | MinimizeLCOE_Brownfield | IgnoreSilica | 2019 | 89.877 | 10.7834 | 0.49726 | 4 | 20135.1366 | 33822.3353 | 410.482 | 689.5141 | 85.2957 | 0 | 142.171 | 1646184.6662 | 52507.7681 | 2342998.3772 | 2643779.113 | 0 | 200667.8908 | 0 | 2685593.748 | 6987364.0412 | 4769019.5341 | 21328115.1386 | 961560.8286 | 17759797.8658 | 17759797.8658 | 1478867.319 | 7985640.2162 | 0 | 40049473.833 | 67273779.2341 | 1333521.4322 | 1.989 | 20135.1366 | 33822.3353 | 410.482 | 689.5141
1 | 4900 | 707 | 0.015 | 15 | 15 | 7 | 1.7783e-09 | 5spot_SharedNeighbor | Water | Porous | Wet | R245fa | MinimizeLCOE_Brownfield | IgnoreSilica | 2019 | 90.7271 | 10.8851 | 0.50443 | 4 | 19925.7153 | 33418.322 | 406.2127 | 681.2777 | 85.2945 | 0 | 120.3704 | 1657097.1328 | 52853.1188 | 2360668.9239 | 2668538.3982 | 0 | 197039.0322 | 0 | 2705116.6763 | 7038158.696 | 4803687.9297 | 21483159.9079 | 961560.8286 | 17759797.8658 | 17759797.8658 | 1478867.319 | 7985640.2162 | 0 | 40204518.6024 | 67428824.0034 | 1778279.41 | 2.0177 | 19925.7153 | 33418.322 | 406.2127 | 681.2777
1 | 4900 | 707 | 0.015 | 15 | 15 | 7 | 2.3714e-09 | 5spot_SharedNeighbor | Water | Porous | Wet | R245fa | MinimizeLCOE_Brownfield | IgnoreSilica | 2019 | 91.3682 | 10.9618 | 0.50989 | 4 | 19769.3095 | 33117.3908 | 403.0241 | 675.1428 | 85.2935 | 0 | 121.0102 | 1665299.965 | 53112.6451 | 2373965.4516 | 2687204.6508 | 0 | 194166.9817 | 0 | 2719762.3807 | 7076263.8147 | 4829695.4562 | 21599471.3459 | 961560.8286 | 17759797.8658 | 17759797.8658 | 1478867.319 | 7985640.2162 | 0 | 40320830.0403 | 67545135.4414 | 2371373.7057 | 2.0396 | 19769.3095 | 33117.3908 | 403.0241 | 675.1428
1 | 4900 | 707 | 0.015 | 15 | 15 | 7 | 3.1623e-09 | 5spot_SharedNeighbor | Water | Porous | Wet | R245fa | MinimizeLCOE_Brownfield | IgnoreSilica | 2019 | 91.8527 | 11.0198 | 0.51404 | 4 | 19652.3817 | 32892.7378 | 400.6404 | 670.563 | 85.2927 | 0 | 128.8718 | 1671485.6759 | 53308.3114 | 2384000.0648 | 2701311.9362 | 0 | 191937.5082 | 0 | 2730796.9636 | 7104973.5359 | 4849290.4309 | 21687104.427 | 961560.8286 | 17759797.8658 | 17759797.8658 | 1478867.319 | 7985640.2162 | 0 | 40408463.1214 | 67632768.5225 | 3162277.6602 | 2.0562 | 19652.3817 | 32892.7378 | 400.6404 | 670.563
1 | 4900 | 707 | 0.015 | 15 | 15 | 7 | 4.217e-09 | 5spot_SharedNeighbor | Water | Porous | Wet | R245fa | MinimizeLCOE_Brownfield | IgnoreSilica | 2019 | 92.2151 | 11.0631 | 0.51717 | 4 | 19564.9012 | 32725.0627 | 398.857 | 667.1447 | 85.292 | 0 | 141.4089 | 1676103.9098 | 53454.3722 | 2391496.243 | 2711861.8923 | 0 | 190200.2128 | 0 | 2739015.4857 | 7126356.4446 | 4863884.7054 | 21752373.2659 | 961560.8286 | 17759797.8658 | 17759797.8658 | 1478867.319 | 7985640.2162 | 0 | 40473731.9603 | 67698037.3614 | 4216965.0343 | 2.0687 | 19564.9012 | 32725.0627 | 398.857 | 667.1447
1 | 4900 | 707 | 0.015 | 15 | 15 | 7 | 5.6234e-09 | 5spot_SharedNeighbor | Water | Porous | Wet | R245fa | MinimizeLCOE_Brownfield | IgnoreSilica | 2019 | 92.4929 | 11.0963 | 0.51955 | 4 | 19499.4144 | 32599.3036 | 397.5219 | 664.5809 | 85.2915 | 0 | 125.6431 | 1679640.0039 | 53566.1948 | 2397238.44 | 2719949.8903 | 0 | 188905.2243 | 0 | 2745326.9038 | 7142777.4596 | 4875092.3856 | 21802496.5022 | 961560.8286 | 17759797.8658 | 17759797.8658 | 1478867.319 | 7985640.2162 | 0 | 40523855.1967 | 67748160.5978 | 5623413.2519 | 2.0782 | 19499.4144 | 32599.3036 | 397.5219 | 664.5809
1 | 4900 | 707 | 0.015 | 15 | 15 | 7 | 7.4989e-09 | 5spot_SharedNeighbor | Water | Porous | Wet | R245fa | MinimizeLCOE_Brownfield | IgnoreSilica | 2019 | 92.7 | 11.1211 | 0.52134 | 4 | 19450.3705 | 32505.3146 | 396.5221 | 662.6648 | 85.2911 | 0 | 146.5717 | 1682273.2007 | 53649.4573 | 2401515.8624 | 2725978.4261 | 0 | 187906.3003 | 0 | 2750016.0663 | 7154977.6987 | 4883419.2994 | 21839736.3113 | 961560.8286 | 17759797.8658 | 17759797.8658 | 1478867.319 | 7985640.2162 | 0 | 40561095.0057 | 67785400.4068 | 7498942.0933 | 2.0854 | 19450.3705 | 32505.3146 | 396.5221 | 662.6648
1 | 4900 | 707 | 0.015 | 15 | 15 | 7 | 1e-08 | 5spot_SharedNeighbor | Water | Porous | Wet | R245fa | MinimizeLCOE_Brownfield | IgnoreSilica | 2019 | 92.8607 | 11.1403 | 0.5227 | 4 | 19413.6291 | 32434.5848 | 395.7731 | 661.2229 | 85.2907 | 0 | 135.5259 | 1684315.4906 | 53714.0308 | 2404834.2323 | 2730657.4538 | 0 | 187183.4753 | 0 | 2753674.8263 | 7164497.0416 | 4889916.4466 | 21868792.9971 | 961560.8286 | 17759797.8658 | 17759797.8658 | 1478867.319 | 7985640.2162 | 0 | 40590151.6916 | 67814457.0926 | 10000000 | 2.0908 | 19413.6291 | 32434.5848 | 395.7731 | 661.2229
1 | 5000 | 707 | 0.015 | 15 | 15 | 7 | 1e-13 | 5spot_SharedNeighbor | Water | Porous | Wet | R245fa | MinimizeLCOE_Brownfield | IgnoreSilica | 2019 | 0 | 0 | 0 | 0 |  |  |  |  | 15 |  | 21.8314 | [19 empty] | 100 | 0
1 | 5000 | 707 | 0.015 | 15 | 15 | 7 | 1.3335e-13 | 5spot_SharedNeighbor | Water | Porous | Wet | R245fa | MinimizeLCOE_Brownfield | IgnoreSilica | 2019 | 0 | 0 | 0 | 0 |  |  |  |  | 15 |  | 22.4443 | [19 empty] | 133.3521 | 0
1 | 5000 | 707 | 0.015 | 15 | 15 | 7 | 1.7783e-13 | 5spot_SharedNeighbor | Water | Porous | Wet | R245fa | MinimizeLCOE_Brownfield | IgnoreSilica | 2019 | 0 | 0 | 0 | 0 |  |  |  |  | 15 |  | 23.4755 | [19 empty] | 177.8279 | 0
1 | 5000 | 707 | 0.015 | 15 | 15 | 7 | 2.3714e-13 | 5spot_SharedNeighbor | Water | Porous | Wet | R245fa | MinimizeLCOE_Brownfield | IgnoreSilica | 2019 | 0 | 0 | 0 | 0 |  |  |  |  | 15 |  | 24.2525 | [19 empty] | 237.1374 | 0
1 | 5000 | 707 | 0.015 | 15 | 15 | 7 | 3.1623e-13 | 5spot_SharedNeighbor | Water | Porous | Wet | R245fa | MinimizeLCOE_Brownfield | IgnoreSilica | 2019 | 0 | 0 | 0 | 0 |  |  |  |  | 15 |  | 24.092 | [19 empty] | 316.2278 | 0
1 | 5000 | 707 | 0.015 | 15 | 15 | 7 | 4.217e-13 | 5spot_SharedNeighbor | Water | Porous | Wet | R245fa | MinimizeLCOE_Brownfield | IgnoreSilica | 2019 | 0 | 0 | 0 | 0 |  |  |  |  | 15 |  | 23.8763 | [19 empty] | 421.6965 | 0
1 | 5000 | 707 | 0.015 | 15 | 15 | 7 | 5.6234e-13 | 5spot_SharedNeighbor | Water | Porous | Wet | R245fa | MinimizeLCOE_Brownfield | IgnoreSilica | 2019 | 0 | 0 | 0 | 0 |  |  |  |  | 15 |  | 26.2361 | [19 empty] | 562.3413 | 0
1 | 5000 | 707 | 0.015 | 15 | 15 | 7 | 7.4989e-13 | 5spot_SharedNeighbor | Water | Porous | Wet | R245fa | MinimizeLCOE_Brownfield | IgnoreSilica | 2019 | 0 | 0 | 0 | 0 |  |  |  |  | 15 |  | 27.2088 | [19 empty] | 749.8942 | 0
1 | 5000 | 707 | 0.015 | 15 | 15 | 7 | 1e-12 | 5spot_SharedNeighbor | Water | Porous | Wet | R245fa | MinimizeLCOE_Brownfield | IgnoreSilica | 2019 | 0 | 0 | 0 | 0 |  |  |  |  | 15 |  | 27.9447 | [19 empty] | 1000 | 0
1 | 5000 | 707 | 0.015 | 15 | 15 | 7 | 1.3335e-12 | 5spot_SharedNeighbor | Water | Porous | Wet | R245fa | MinimizeLCOE_Brownfield | IgnoreSilica | 2019 | 0 | 0 | 0 | 0 |  |  |  |  | 15 |  | 30.9183 | [19 empty] | 1333.5214 | 0
1 | 5000 | 707 | 0.015 | 15 | 15 | 7 | 1.7783e-12 | 5spot_SharedNeighbor | Water | Porous | Wet | R245fa | MinimizeLCOE_Brownfield | IgnoreSilica | 2019 | 1.6 | 0.12306 | 0.0004463 | 4 | 11159332.8875 | 26796021.0439 | 227498.095 | 546273.1333 | 67.3648 | 0 | 33.9067 | 59777.2301 | 1651.5372 | 66422.6241 | 61643.2313 | 0 | 38837.8033 | 0 | 89049.6461 | 231688.9125 | 158132.4435 | 707203.4281 | 961560.8286 | 18253066.8284 | 18253066.8284 | 1478867.319 | 8182947.8012 | 0 | 19921831.0851 | 47836713.0337 | 1778.2794 | 0.0017852 | 11159332.8875 | 26796021.0439 | 227498.095 | 546273.1333
1 | 5000 | 707 | 0.015 | 15 | 15 | 7 | 2.3714e-12 | 5spot_SharedNeighbor | Water | Porous | Wet | R245fa | MinimizeLCOE_Brownfield | IgnoreSilica | 2019 | 1.6 | 0.12307 | 0.0017048 | 4 | 2918135.377 | 7011734.2614 | 59490.1367 | 142943.687 | 67.3658 | 0 | 34.9896 | 59779.4854 | 1651.6136 | 66424.2752 | 61643.9479 | 0 | 31531.1417 | 0 | 86201.8809 | 224279.6117 | 153075.4434 | 684587.3999 | 961560.8286 | 18253066.8284 | 18253066.8284 | 1478867.319 | 8182947.8012 | 0 | 19899215.0569 | 47814097.0055 | 2371.3737 | 0.0068192 | 2918135.377 | 7011734.2614 | 59490.1367 | 142943.687
1 | 5000 | 707 | 0.015 | 15 | 15 | 7 | 3.1623e-12 | 5spot_SharedNeighbor | Water | Porous | Wet | R245fa | MinimizeLCOE_Brownfield | IgnoreSilica | 2019 | 3.3077 | 0.32568 | 0.0052651 | 4 | 979026.0416 | 2304498.9941 | 19958.7701 | 46980.3291 | 76.5017 | 0 | 75.3021 | 131069.5887 | 3911.7984 | 143525.2576 | 113069.3896 | 0 | 61719.8021 | 0 | 176785.3762 | 459959.2851 | 313931.6633 | 1403972.161 | 961560.8286 | 18253066.8284 | 18253066.8284 | 1478867.319 | 8182947.8012 | 0 | 20618599.818 | 48533481.7667 | 3162.2777 | 0.02106 | 979026.0416 | 2304498.9941 | 19958.7701 | 46980.3291
1 | 5000 | 707 | 0.015 | 15 | 15 | 7 | 4.217e-12 | 5spot_SharedNeighbor | Water | Porous | Wet | R245fa | MinimizeLCOE_Brownfield | IgnoreSilica | 2019 | 4.5575 | 0.47826 | 0.0095292 | 4 | 552924.905 | 1285276.1508 | 11272.1221 | 26202.0928 | 79.205 | 0 | 90.0776 | 175938.1037 | 5366.4243 | 194735.5562 | 150000.4263 | 0 | 74845.8135 | 0 | 234345.6663 | 609719.3529 | 416145.9869 | 1861097.3301 | 961560.8286 | 18253066.8284 | 18253066.8284 | 1478867.319 | 8182947.8012 | 0 | 21075724.9871 | 48990606.9358 | 4216.965 | 0.038117 | 552924.905 | 1285276.1508 | 11272.1221 | 26202.0928
1 | 5000 | 707 | 0.015 | 15 | 15 | 7 | 5.6234e-12 | 5spot_SharedNeighbor | Water | Porous | Wet | R245fa | MinimizeLCOE_Brownfield | IgnoreSilica | 2019 | 6.1038 | 0.66891 | 0.015467 | 4 | 349209.2692 | 800413.7115 | 7119.1033 | 16317.5161 | 81.1024 | 0 | 122.3245 | 226326.0938 | 7009.5476 | 254287.9374 | 195952.3457 | 0 | 88098.03 | 0 | 300952.8422 | 783017.5615 | 534425.5752 | 2390069.9333 | 961560.8286 | 18253066.8284 | 18253066.8284 | 1478867.319 | 8182947.8012 | 0 | 21604697.5904 | 49519579.539 | 5623.4133 | 0.061867 | 349209.2692 | 800413.7115 | 7119.1033 | 16317.5161
1 | 5000 | 707 | 0.015 | 15 | 15 | 7 | 7.4989e-12 | 5spot_SharedNeighbor | Water | Porous | Wet | R245fa | MinimizeLCOE_Brownfield | IgnoreSilica | 2019 | 8.0212 | 0.90469 | 0.0233 | 4 | 238350.4146 | 537872.006 | 4859.0956 | 10965.2484 | 82.4372 | 0 | 104.5316 | 282669.5449 | 8845.5561 | 323426.1305 | 251722.6642 | 0 | 101680.7491 | 0 | 377654.4115 | 982579.3111 | 670630.5698 | 2999208.9373 | 961560.8286 | 18253066.8284 | 18253066.8284 | 1478867.319 | 8182947.8012 | 0 | 22213836.5944 | 50128718.543 | 7498.9421 | 0.093198 | 238350.4146 | 537872.006 | 4859.0956 | 10965.2484
1 | 5000 | 707 | 0.015 | 15 | 15 | 7 | 1e-11 | 5spot_SharedNeighbor | Water | Porous | Wet | R245fa | MinimizeLCOE_Brownfield | IgnoreSilica | 2019 | 10.8936 | 1.2635 | 0.03447 | 4 | 167559.4005 | 370017.153 | 3415.925 | 7543.3001 | 83.6957 | 0 | 87.693 | 361070.1334 | 11413.301 | 422070.9233 | 337667.0497 | 0 | 123235.4639 | 0 | 489628.1798 | 1273912.0873 | 869471.1759 | 3888468.3142 | 961560.8286 | 18253066.8284 | 18253066.8284 | 1478867.319 | 8182947.8012 | 0 | 23103095.9713 | 51017977.9199 | 10000 | 0.13788 | 167559.4005 | 370017.153 | 3415.925 | 7543.3001
1 | 5000 | 707 | 0.015 | 15 | 15 | 7 | 1.3335e-11 | 5spot_SharedNeighbor | Water | Porous | Wet | R245fa | MinimizeLCOE_Brownfield | IgnoreSilica | 2019 | 14.1165 | 1.6651 | 0.048802 | 4 | 123105.664 | 266105.4158 | 2509.6755 | 5424.9188 | 84.4744 | 0 | 96.5136 | 440890.5301 | 14020.8494 | 526012.2034 | 433416.9009 | 0 | 140825.4495 | 0 | 606514.714 | 1578026.8725 | 1077035.7657 | 4816743.2854 | 961560.8286 | 18253066.8284 | 18253066.8284 | 1478867.319 | 8182947.8012 | 0 | 24031370.9424 | 51946252.8911 | 13335.2143 | 0.19521 | 123105.664 | 266105.4158 | 2509.6755 | 5424.9188
1 | 5000 | 707 | 0.015 | 15 | 15 | 7 | 1.7783e-11 | 5spot_SharedNeighbor | Water | Porous | Wet | R245fa | MinimizeLCOE_Brownfield | IgnoreSilica | 2019 | 18.277 | 2.1832 | 0.067481 | 4 | 93253.6926 | 196671.2044 | 1901.1027 | 4009.4085 | 85.0826 | 0 | 122.0439 | 535614.3456 | 17108.7397 | 653002.1082 | 556029.6378 | 0 | 161495.5713 | 0 | 750067.657 | 1951522.1835 | 1331953.99 | 5956794.2332 | 961560.8286 | 18253066.8284 | 18253066.8284 | 1478867.319 | 8182947.8012 | 0 | 25171421.8902 | 53086303.8388 | 17782.7941 | 0.26992 | 93253.6926 | 196671.2044 | 1901.1027 | 4009.4085
1 | 5000 | 707 | 0.015 | 15 | 15 | 7 | 2.3714e-11 | 5spot_SharedNeighbor | Water | Porous | Wet | R245fa | MinimizeLCOE_Brownfield | IgnoreSilica | 2019 | 23.4003 | 2.8218 | 0.091481 | 4 | 72453.6419 | 148739.5774 | 1477.0655 | 3032.2575 | 85.5406 | 0 | 82.5043 | 643525.1877 | 20621.3272 | 801504.7245 | 707285.9212 | 0 | 183319.5916 | 0 | 918940.1334 | 2390893.7264 | 1631834.0963 | 7297924.7082 | 961560.8286 | 18253066.8284 | 18253066.8284 | 1478867.319 | 8182947.8012 | 0 | 26512552.3653 | 54427434.3139 | 23713.7371 | 0.36592 | 72453.6419 | 148739.5774 | 1477.0655 | 3032.2575
1 | 5000 | 707 | 0.015 | 15 | 15 | 7 | 3.1623e-11 | 5spot_SharedNeighbor | Water | Porous | Wet | R245fa | MinimizeLCOE_Brownfield | IgnoreSilica | 2019 | 29.5144 | 3.5844 | 0.12155 | 4 | 57682.0014 | 115097.0958 | 1175.9256 | 2346.41 | 85.8839 | 0 | 118.3439 | 763204.1627 | 24510.0098 | 970278.5531 | 887822.9804 | 0 | 205104.5251 | 0 | 1111858.8901 | 2892828.7585 | 1974415.0693 | 8830022.949 | 961560.8286 | 18253066.8284 | 18253066.8284 | 1478867.319 | 8182947.8012 | 0 | 28044650.606 | 55959532.5547 | 31622.7766 | 0.48619 | 57682.0014 | 115097.0958 | 1175.9256 | 2346.41
1 | 5000 | 707 | 0.015 | 15 | 15 | 7 | 4.217e-11 | 5spot_SharedNeighbor | Water | Porous | Wet | R245fa | MinimizeLCOE_Brownfield | IgnoreSilica | 2019 | 36.5861 | 4.4671 | 0.15809 | 4 | 47043.3584 | 91186.3594 | 959.0425 | 1858.9573 | 86.1421 | 0 | 106.2924 | 892666.2711 | 28709.8314 | 1156907.4948 | 1097044.0277 | 0 | 225867.7647 | 0 | 1326466.2019 | 3451192.9618 | 2355510.1114 | 10534364.6647 | 961560.8286 | 18253066.8284 | 18253066.8284 | 1478867.319 | 8182947.8012 | 0 | 29748992.3217 | 57663874.2703 | 42169.6503 | 0.63237 | 47043.3584 | 91186.3594 | 959.0425 | 1858.9573
1 | 5000 | 707 | 0.015 | 15 | 15 | 7 | 5.6234e-11 | 5spot_SharedNeighbor | Water | Porous | Wet | R245fa | MinimizeLCOE_Brownfield | IgnoreSilica | 2019 | 44.2692 | 5.4268 | 0.20044 | 4 | 39329.5479 | 74146.2254 | 801.786 | 1511.5711 | 86.3322 | 0 | 108.6905 | 1025088.8705 | 32998.8011 | 1351589.6742 | 1324660.0214 | 0 | 242904.7023 | 0 | 1551124.4071 | 4035707.5279 | 2754453.3133 | 12318527.3178 | 961560.8286 | 18253066.8284 | 18253066.8284 | 1478867.319 | 8182947.8012 | 0 | 31533154.9748 | 59448036.9234 | 56234.1325 | 0.80177 | 39329.5479 | 74146.2254 | 801.786 | 1511.5711
1 | 5000 | 707 | 0.015 | 15 | 15 | 7 | 7.4989e-11 | 5spot_SharedNeighbor | Water | Porous | Wet | R245fa | MinimizeLCOE_Brownfield | IgnoreSilica | 2019 | 52.1427 | 6.4103 | 0.24685 | 4 | 33724.3858 | 61995.403 | 687.5172 | 1263.8601 | 86.4688 | 0 | 138.4549 | 1153764.6671 | 37159.2498 | 1544054.7898 | 1557913.7306 | 0 | 254660.8368 | 0 | 1773545.7769 | 4614402.3072 | 3149424.3911 | 14084925.7493 | 961560.8286 | 18253066.8284 | 18253066.8284 | 1478867.319 | 8182947.8012 | 0 | 33299553.4063 | 61214435.3549 | 74989.4209 | 0.9874 | 33724.3858 | 61995.403 | 687.5172 | 1263.8601
1 | 5000 | 707 | 0.015 | 15 | 15 | 7 | 1e-10 | 5spot_SharedNeighbor | Water | Porous | Wet | R245fa | MinimizeLCOE_Brownfield | IgnoreSilica | 2019 | 59.6944 | 7.3529 | 0.29461 | 4 | 29649.8282 | 53337.8437 | 604.4519 | 1087.3641 | 86.5616 | 0 | 133.1059 | 1271669.9364 | 40964.608 | 1723038.369 | 1781560.7387 | 0 | 260131.3099 | 0 | 1980172.3352 | 5152002.2269 | 3516347.3829 | 15725886.907 | 961560.8286 | 18253066.8284 | 18253066.8284 | 1478867.319 | 8182947.8012 | 0 | 34940514.564 | 62855396.5126 | 100000 | 1.1784 | 29649.8282 | 53337.8437 | 604.4519 | 1087.3641
1 | 5000 | 707 | 0.015 | 15 | 15 | 7 | 1.3335e-10 | 5spot_SharedNeighbor | Water | Porous | Wet | R245fa | MinimizeLCOE_Brownfield | IgnoreSilica | 2019 | 66.542 | 8.2064 | 0.34086 | 4 | 26686.8214 | 47160.4961 | 544.047 | 961.4305 | 86.6203 | 0 | 146.2069 | 1374554.255 | 44278.9742 | 1881180.3661 | 1984228.6783 | 0 | 259890.2415 | 0 | 2162211.6809 | 5625631.263 | 3839608.9322 | 17171584.3912 | 961560.8286 | 18253066.8284 | 18253066.8284 | 1478867.319 | 8182947.8012 | 0 | 36386212.0482 | 64301093.9968 | 133352.1432 | 1.3635 | 26686.8214 | 47160.4961 | 544.047 | 961.4305
1 | 5000 | 707 | 0.015 | 15 | 15 | 7 | 1.7783e-10 | 5spot_SharedNeighbor | Water | Porous | Wet | R245fa | MinimizeLCOE_Brownfield | IgnoreSilica | 2019 | 72.4445 | 8.9407 | 0.38323 | 4 | 24528.4069 | 42738.5586 | 500.0448 | 871.2833 | 86.6546 | 0 | 136.4358 | 1460480.575 | 47041.9588 | 2014625.2445 | 2158776.8312 | 0 | 255203.8144 | 0 | 2315090.0853 | 6023389.5117 | 4111087.11 | 18385695.1309 | 961560.8286 | 18253066.8284 | 18253066.8284 | 1478867.319 | 8182947.8012 | 0 | 37600322.788 | 65515204.7366 | 177827.941 | 1.5329 | 24528.4069 | 42738.5586 | 500.0448 | 871.2833
1 | 5000 | 707 | 0.015 | 15 | 15 | 7 | 2.3714e-10 | 5spot_SharedNeighbor | Water | Porous | Wet | R245fa | MinimizeLCOE_Brownfield | IgnoreSilica | 2019 | 77.336 | 9.548 | 0.42028 | 4 | 22951.2258 | 39556.292 | 467.8918 | 806.4085 | 86.6726 | 0 | 160.3212 | 1529903.5143 | 49270.4854 | 2123341.5733 | 2303293.5788 | 0 | 247738.6288 | 0 | 2438883.6344 | 6345474.933 | 4330917.0282 | 19368823.3763 | 961560.8286 | 18253066.8284 | 18253066.8284 | 1478867.319 | 8182947.8012 | 0 | 38583451.0333 | 66498332.9819 | 237137.3706 | 1.6811 | 22951.2258 | 39556.292 | 467.8918 | 806.4085
1 | 5000 | 707 | 0.015 | 15 | 15 | 7 | 3.1623e-10 | 5spot_SharedNeighbor | Water | Porous | Wet | R245fa | MinimizeLCOE_Brownfield | IgnoreSilica | 2019 | 81.7212 | 10.0913 | 0.45332 | 4 | 21759.3181 | 37153.8846 | 443.5931 | 757.4322 | 86.6816 | 0 | 130.626 | 1590849.4857 | 51223.8626 | 2219444.4405 | 2432732.9624 | 0 | 241030.4552 | 0 | 2548759.6705 | 6631349.8403 | 4526032.5266 | 20241423.2439 | 961560.8286 | 18253066.8284 | 18253066.8284 | 1478867.319 | 8182947.8012 | 0 | 39456050.9009 | 67370932.8496 | 316227.766 | 1.8133 | 21759.3181 | 37153.8846 | 443.5931 | 757.4322
1 | 5000 | 707 | 0.015 | 15 | 15 | 7 | 4.217e-10 | 5spot_SharedNeighbor | Water | Porous | Wet | R245fa | MinimizeLCOE_Brownfield | IgnoreSilica | 2019 | 84.8144 | 10.4738 | 0.47865 | 4 | 20920.8074 | 35500.7798 | 426.499 | 723.7314 | 86.684 | 0 | 148.8729 | 1633135.6787 | 52577.3758 | 2286488.7509 | 2523959.2299 | 0 | 232524.7201 | 0 | 2624187.4447 | 6827597.4361 | 4659975.5433 | 20840446.1796 | 961560.8286 | 18253066.8284 | 18253066.8284 | 1478867.319 | 8182947.8012 | 0 | 40055073.8366 | 67969955.7853 | 421696.5034 | 1.9146 | 20920.8074 | 35500.7798 | 426.499 | 723.7314
1 | 5000 | 707 | 0.015 | 15 | 15 | 7 | 5.6234e-10 | 5spot_SharedNeighbor | Water | Porous | Wet | R245fa | MinimizeLCOE_Brownfield | IgnoreSilica | 2019 | 87.2387 | 10.7731 | 0.49897 | 4 | 20300.9781 | 34287.1304 | 413.8629 | 698.9895 | 86.6838 | 0 | 149.5291 | 1665885.184 | 53624.5784 | 2338618.2642 | 2595410.1653 | 0 | 224807.0314 | 0 | 2682554.6371 | 6979456.8981 | 4763622.7464 | 21303979.5049 | 961560.8286 | 18253066.8284 | 18253066.8284 | 1478867.319 | 8182947.8012 | 0 | 40518607.1619 | 68433489.1106 | 562341.3252 | 1.9959 | 20300.9781 | 34287.1304 | 413.8629 | 698.9895
1 | 5000 | 707 | 0.015 | 15 | 15 | 7 | 7.4989e-10 | 5spot_SharedNeighbor | Water | Porous | Wet | R245fa | MinimizeLCOE_Brownfield | IgnoreSilica | 2019 | 89.105 | 11.0032 | 0.51498 | 4 | 19841.3703 | 33392.9011 | 404.4932 | 680.7595 | 86.6825 | 0 | 134.4968 | 1690867.134 | 54422.7626 | 2378504.578 | 2650384.2899 | 0 | 218059.0272 | 0 | 2726972.7388 | 7095023.6872 | 4842499.4547 | 21656733.6723 | 961560.8286 | 18253066.8284 | 18253066.8284 | 1478867.319 | 8182947.8012 | 0 | 40871361.3293 | 68786243.278 | 749894.2093 | 2.0599 | 19841.3703 | 33392.9011 | 404.4932 | 680.7595
1 | 5000 | 707 | 0.015 | 15 | 15 | 7 | 1e-09 | 5spot_SharedNeighbor | Water | Porous | Wet | R245fa | MinimizeLCOE_Brownfield | IgnoreSilica | 2019 | 90.5419 | 11.1803 | 0.5284 | 4 | 19462.1667 | 32669.4062 | 396.7626 | 666.01 | 86.6807 | 0 | 125.11 | 1709969.6753 | 55032.7245 | 2409073.7091 | 2692693.4389 | 0 | 210693.2046 | 0 | 2760210.4734 | 7181501.4548 | 4901522.308 | 21920696.9887 | 961560.8286 | 18253066.8284 | 18253066.8284 | 1478867.319 | 8182947.8012 | 0 | 41135324.6457 | 69050206.5943 | 1000000 | 2.1136 | 19462.1667 | 32669.4062 | 396.7626 | 666.01
1 | 5000 | 707 | 0.015 | 15 | 15 | 7 | 1.3335e-09 | 5spot_SharedNeighbor | Water | Porous | Wet | R245fa | MinimizeLCOE_Brownfield | IgnoreSilica | 2019 | 91.6091 | 11.3116 | 0.537 | 4 | 19245.1725 | 32240.9479 | 392.3389 | 657.2753 | 86.679 | 0 | 121.9238 | 1724081.1617 | 55483.0785 | 2431696.7897 | 2724105.237 | 0 | 207716.3727 | 0 | 2785802.2294 | 7248085.9543 | 4946967.5971 | 22123938.4203 | 961560.8286 | 18253066.8284 | 18253066.8284 | 1478867.319 | 8182947.8012 | 0 | 41338566.0773 | 69253448.0259 | 1333521.4322 | 2.148 | 19245.1725 | 32240.9479 | 392.3389 | 657.2753
1 | 5000 | 707 | 0.015 | 15 | 15 | 7 | 1.7783e-09 | 5spot_SharedNeighbor | Water | Porous | Wet | R245fa | MinimizeLCOE_Brownfield | IgnoreSilica | 2019 | 92.4197 | 11.4114 | 0.54431 | 4 | 19055.2701 | 31876.4712 | 388.4675 | 649.845 | 86.6775 | 0 | 135.7765 | 1734758.8128 | 55823.7289 | 2448836.54 | 2747958.6176 | 0 | 203942.689 | 0 | 2804614.9514 | 7297032.798 | 4980374.8237 | 22273342.9614 | 961560.8286 | 18253066.8284 | 18253066.8284 | 1478867.319 | 8182947.8012 | 0 | 41487970.6184 | 69402852.5671 | 1778279.41 | 2.1772 | 19055.2701 | 31876.4712 | 388.4675 | 649.845
1 | 5000 | 707 | 0.015 | 15 | 15 | 7 | 2.3714e-09 | 5spot_SharedNeighbor | Water | Porous | Wet | R245fa | MinimizeLCOE_Brownfield | IgnoreSilica | 2019 | 93.0434 | 11.4881 | 0.54991 | 4 | 18913.4071 | 31604.0348 | 385.5754 | 644.291 | 86.6762 | 0 | 152.7801 | 1742949.0209 | 56084.9487 | 2461996.4849 | 2766305.8532 | 0 | 201055.5412 | 0 | 2819072.8211 | 7334649.209 | 5006048.7971 | 22388162.6761 | 961560.8286 | 18253066.8284 | 18253066.8284 | 1478867.319 | 8182947.8012 | 0 | 41602790.3331 | 69517672.2817 | 2371373.7057 | 2.1996 | 18913.4071 | 31604.0348 | 385.5754 | 644.291
1 | 5000 | 707 | 0.015 | 15 | 15 | 7 | 3.1623e-09 | 5spot_SharedNeighbor | Water | Porous | Wet | R245fa | MinimizeLCOE_Brownfield | IgnoreSilica | 2019 | 93.5038 | 11.5447 | 0.55413 | 4 | 18807.3316 | 31401.3194 | 383.4129 | 640.1584 | 86.6752 | 0 | 158.5165 | 1748982.7305 | 56277.3473 | 2471698.6574 | 2779850.4561 | 0 | 198742.3471 | 0 | 2829665.1 | 7362208.1461 | 5024858.338 | 22472283.1226 | 961560.8286 | 18253066.8284 | 18253066.8284 | 1478867.319 | 8182947.8012 | 0 | 41686910.7796 | 69601792.7282 | 3162277.6602 | 2.2165 | 18807.3316 | 31401.3194 | 383.4129 | 640.1584
1 | 5000 | 707 | 0.015 | 15 | 15 | 7 | 4.217e-09 | 5spot_SharedNeighbor | Water | Porous | Wet | R245fa | MinimizeLCOE_Brownfield | IgnoreSilica | 2019 | 93.8546 | 11.5878 | 0.55733 | 4 | 18727.959 | 31249.5514 | 381.7948 | 637.0644 | 86.6743 | 0 | 128.7093 | 1753572.183 | 56423.669 | 2479082.5911 | 2790168.9775 | 0 | 196990.1611 | 0 | 2837732.6568 | 7383198.2741 | 5039184.5316 | 22536353.0441 | 961560.8286 | 18253066.8284 | 18253066.8284 | 1478867.319 | 8182947.8012 | 0 | 41750980.7011 | 69665862.6498 | 4216965.0343 | 2.2293 | 18727.959 | 31249.5514 | 381.7948 | 637.0644
1 | 5000 | 707 | 0.015 | 15 | 15 | 7 | 5.6234e-09 | 5spot_SharedNeighbor | Water | Porous | Wet | R245fa | MinimizeLCOE_Brownfield | IgnoreSilica | 2019 | 94.1371 | 11.6225 | 0.55981 | 4 | 18668.5351 | 31134.8178 | 380.5833 | 634.7254 | 86.6737 | 0 | 139.6997 | 1757262.6118 | 56541.3134 | 2485022.6536 | 2798476.2037 | 0 | 195780.2528 | 0 | 2844302.3838 | 7400291.3559 | 5050850.9112 | 22588527.6861 | 961560.8286 | 18253066.8284 | 18253066.8284 | 1478867.319 | 8182947.8012 | 0 | 41803155.3431 | 69718037.2918 | 5623413.2519 | 2.2392 | 18668.5351 | 31134.8178 | 380.5833 | 634.7254
1 | 5000 | 707 | 0.015 | 15 | 15 | 7 | 7.4989e-09 | 5spot_SharedNeighbor | Water | Porous | Wet | R245fa | MinimizeLCOE_Brownfield | IgnoreSilica | 2019 | 94.3345 | 11.6468 | 0.56163 | 4 | 18624.0282 | 31049.9223 | 379.676 | 632.9947 | 86.6732 | 0 | 140.2616 | 1759839.5996 | 56623.4551 | 2489171.9241 | 2804282.417 | 0 | 194753.3535 | 0 | 2848821.5922 | 7412049.4093 | 5058876.0242 | 22624417.775 | 961560.8286 | 18253066.8284 | 18253066.8284 | 1478867.319 | 8182947.8012 | 0 | 41839045.432 | 69753927.3807 | 7498942.0933 | 2.2465 | 18624.0282 | 31049.9223 | 379.676 | 632.9947
1 | 5000 | 707 | 0.015 | 15 | 15 | 7 | 1e-08 | 5spot_SharedNeighbor | Water | Porous | Wet | R245fa | MinimizeLCOE_Brownfield | IgnoreSilica | 2019 | 94.4855 | 11.6653 | 0.563 | 4 | 18590.6835 | 30986.1805 | 378.9962 | 631.6952 | 86.6728 | 0 | 139.3625 | 1761808.4981 | 56686.2096 | 2492342.8498 | 2808721.4819 | 0 | 193993.1854 | 0 | 2852285.3677 | 7421061.4425 | 5065026.9221 | 22651925.957 | 961560.8286 | 18253066.8284 | 18253066.8284 | 1478867.319 | 8182947.8012 | 0 | 41866553.614 | 69781435.5627 | 10000000 | 2.252 | 18590.6835 | 30986.1805 | 378.9962 | 631.6952
1 | 5100 | 707 | 0.015 | 15 | 15 | 7 | 1e-13 | 5spot_SharedNeighbor | Water | Porous | Wet | R245fa | MinimizeLCOE_Brownfield | IgnoreSilica | 2019 | 0 | 0 | 0 | 0 |  |  |  |  | 15 |  | 22.3246 | [19 empty] | 100 | 0
1 | 5100 | 707 | 0.015 | 15 | 15 | 7 | 1.3335e-13 | 5spot_SharedNeighbor | Water | Porous | Wet | R245fa | MinimizeLCOE_Brownfield | IgnoreSilica | 2019 | 0 | 0 | 0 | 0 |  |  |  |  | 15 |  | 22.7297 | [19 empty] | 133.3521 | 0
1 | 5100 | 707 | 0.015 | 15 | 15 | 7 | 1.7783e-13 | 5spot_SharedNeighbor | Water | Porous | Wet | R245fa | MinimizeLCOE_Brownfield | IgnoreSilica | 2019 | 0 | 0 | 0 | 0 |  |  |  |  | 15 |  | 21.371 | [19 empty] | 177.8279 | 0
1 | 5100 | 707 | 0.015 | 15 | 15 | 7 | 2.3714e-13 | 5spot_SharedNeighbor | Water | Porous | Wet | R245fa | MinimizeLCOE_Brownfield | IgnoreSilica | 2019 | 0 | 0 | 0 | 0 |  |  |  |  | 15 |  | 23.1195 | [19 empty] | 237.1374 | 0
1 | 5100 | 707 | 0.015 | 15 | 15 | 7 | 3.1623e-13 | 5spot_SharedNeighbor | Water | Porous | Wet | R245fa | MinimizeLCOE_Brownfield | IgnoreSilica | 2019 | 0 | 0 | 0 | 0 |  |  |  |  | 15 |  | 24.2688 | [19 empty] | 316.2278 | 0
1 | 5100 | 707 | 0.015 | 15 | 15 | 7 | 4.217e-13 | 5spot_SharedNeighbor | Water | Porous | Wet | R245fa | MinimizeLCOE_Brownfield | IgnoreSilica | 2019 | 0 | 0 | 0 | 0 |  |  |  |  | 15 |  | 25.2464 | [19 empty] | 421.6965 | 0
1 | 5100 | 707 | 0.015 | 15 | 15 | 7 | 5.6234e-13 | 5spot_SharedNeighbor | Water | Porous | Wet | R245fa | MinimizeLCOE_Brownfield | IgnoreSilica | 2019 | 0 | 0 | 0 | 0 |  |  |  |  | 15 |  | 28.4994 | [19 empty] | 562.3413 | 0
1 | 5100 | 707 | 0.015 | 15 | 15 | 7 | 7.4989e-13 | 5spot_SharedNeighbor | Water | Porous | Wet | R245fa | MinimizeLCOE_Brownfield | IgnoreSilica | 2019 | 0 | 0 | 0 | 0 |  |  |  |  | 15 |  | 29.5894 | [19 empty] | 749.8942 | 0
1 | 5100 | 707 | 0.015 | 15 | 15 | 7 | 1e-12 | 5spot_SharedNeighbor | Water | Porous | Wet | R245fa | MinimizeLCOE_Brownfield | IgnoreSilica | 2019 | 0 | 0 | 0 | 0 |  |  |  |  | 15 |  | 26.3458 | [19 empty] | 1000 | 0
1 | 5100 | 707 | 0.015 | 15 | 15 | 7 | 1.3335e-12 | 5spot_SharedNeighbor | Water | Porous | Wet | R245fa | MinimizeLCOE_Brownfield | IgnoreSilica | 2019 | 0 | 0 | 0 | 0 |  |  |  |  | 15 |  | 27.6796 | [19 empty] | 1333.5214 | 0
1 | 5100 | 707 | 0.015 | 15 | 15 | 7 | 1.7783e-12 | 5spot_SharedNeighbor | Water | Porous | Wet | R245fa | MinimizeLCOE_Brownfield | IgnoreSilica | 2019 | 1.6 | 0.12564 | 0.00078463 | 4 | 6508774.2403 | 15625712.5733 | 132690.1667 | 318551.2861 | 68.0668 | 0 | 33.7042 | 61237.1776 | 1701.2028 | 67488.5316 | 62104.715 | 0 | 38040.2318 | 0 | 89923.025 | 233961.2652 | 159683.3709 | 714139.52 | 961560.8286 | 18752195.8818 | 18752195.8818 | 1478867.319 | 8382599.4226 | 0 | 20427896.2304 | 49041558.8539 | 1778.2794 | 0.0031385 | 6508774.2403 | 15625712.5733 | 132690.1667 | 318551.2861
1 | 5100 | 707 | 0.015 | 15 | 15 | 7 | 2.3714e-12 | 5spot_SharedNeighbor | Water | Porous | Wet | R245fa | MinimizeLCOE_Brownfield | IgnoreSilica | 2019 | 1.6 | 0.12564 | 0.0020251 | 4 | 2519065.2831 | 6051490.422 | 51354.5531 | 123367.8175 | 68.0679 | 0 | 33.8562 | 61239.4489 | 1701.2803 | 67490.1949 | 62105.4333 | 0 | 30693.267 | 0 | 87059.5535 | 226511.0998 | 154598.48 | 691398.7576 | 961560.8286 | 18752195.8818 | 18752195.8818 | 1478867.319 | 8382599.4226 | 0 | 20405155.468 | 49018818.0915 | 2371.3737 | 0.0081003 | 2519065.2831 | 6051490.422 | 51354.5531 | 123367.8175
1 | 5100 | 707 | 0.015 | 15 | 15 | 7 | 3.1623e-12 | 5spot_SharedNeighbor | Water | Porous | Wet | R245fa | MinimizeLCOE_Brownfield | IgnoreSilica | 2019 | 3.5512 | 0.36429 | 0.0064225 | 4 | 826818.5049 | 1940618.5033 | 16855.8136 | 39562.1331 | 78.1905 | 0 | 77.2179 | 144259.4305 | 4361.2836 | 156756.9341 | 121622.8865 | 0 | 66118.6272 | 0 | 192316.4731 | 500368.0136 | 341511.4508 | 1527315.0995 | 961560.8286 | 18752195.8818 | 18752195.8818 | 1478867.319 | 8382599.4226 | 0 | 21241071.8099 | 49854734.4333 | 3162.2777 | 0.02569 | 826818.5049 | 1940618.5033 | 16855.8136 | 39562.1331
1 | 5100 | 707 | 0.015 | 15 | 15 | 7 | 4.217e-12 | 5spot_SharedNeighbor | Water | Porous | Wet | R245fa | MinimizeLCOE_Brownfield | IgnoreSilica | 2019 | 4.9519 | 0.54044 | 0.011298 | 4 | 481476.2066 | 1114640.7851 | 9815.5437 | 22723.4601 | 80.9174 | 0 | 84.4827 | 194851.1685 | 6019.0046 | 214433.8149 | 163296.7589 | 0 | 81622.7225 | 0 | 257487.1531 | 669928.7544 | 457240.1405 | 2044879.5173 | 961560.8286 | 18752195.8818 | 18752195.8818 | 1478867.319 | 8382599.4226 | 0 | 21758636.2277 | 50372298.8512 | 4216.965 | 0.045192 | 481476.2066 | 1114640.7851 | 9815.5437 | 22723.4601
1 | 5100 | 707 | 0.015 | 15 | 15 | 7 | 5.6234e-12 | 5spot_SharedNeighbor | Water | Porous | Wet | R245fa | MinimizeLCOE_Brownfield | IgnoreSilica | 2019 | 6.5519 | 0.74276 | 0.017944 | 4 | 310740.3585 | 709403.0743 | 6334.8625 | 14462.1412 | 82.6748 | 0 | 105.9151 | 247019.1115 | 7734.3938 | 276166.1555 | 210336.6982 | 0 | 94760.6658 | 0 | 326046.6397 | 848306.475 | 578986.6002 | 2589356.7396 | 961560.8286 | 18752195.8818 | 18752195.8818 | 1478867.319 | 8382599.4226 | 0 | 22303113.45 | 50916776.0734 | 5623.4133 | 0.071774 | 310740.3585 | 709403.0743 | 6334.8625 | 14462.1412
1 | 5100 | 707 | 0.015 | 15 | 15 | 7 | 7.4989e-12 | 5spot_SharedNeighbor | Water | Porous | Wet | R245fa | MinimizeLCOE_Brownfield | IgnoreSilica | 2019 | 9.2586 | 1.0887 | 0.027287 | 4 | 212552.6984 | 474705.9447 | 4333.1743 | 9677.5228 | 84.3262 | 0 | 96.3114 | 327457.1446 | 10389.9135 | 374480.5541 | 292313.5496 | 0 | 120896.3197 | 0 | 438959.6178 | 1142082.8826 | 779495.0348 | 3486075.0169 | 961560.8286 | 18752195.8818 | 18752195.8818 | 1478867.319 | 8382599.4226 | 0 | 23199831.7274 | 51813494.3508 | 7498.9421 | 0.10915 | 212552.6984 | 474705.9447 | 4333.1743 | 9677.5228
1 | 5100 | 707 | 0.015 | 15 | 15 | 7 | 1e-11 | 5spot_SharedNeighbor | Water | Porous | Wet | R245fa | MinimizeLCOE_Brownfield | IgnoreSilica | 2019 | 11.5218 | 1.3784 | 0.039447 | 4 | 151304.3695 | 332648.761 | 3084.5442 | 6781.4949 | 85.1562 | 0 | 107.1515 | 388819.2877 | 12413.995 | 451973.3907 | 359589.4479 | 0 | 130329.8184 | 0 | 523819.1165 | 1362869.891 | 930186.7048 | 4160001.652 | 961560.8286 | 18752195.8818 | 18752195.8818 | 1478867.319 | 8382599.4226 | 0 | 23873758.3625 | 52487420.9859 | 10000 | 0.15779 | 151304.3695 | 332648.761 | 3084.5442 | 6781.4949
1 | 5100 | 707 | 0.015 | 15 | 15 | 7 | 1.3335e-11 | 5spot_SharedNeighbor | Water | Porous | Wet | R245fa | MinimizeLCOE_Brownfield | IgnoreSilica | 2019 | 15.0392 | 1.8286 | 0.055582 | 4 | 111984.3488 | 240685.3598 | 2282.9524 | 4906.6966 | 85.9422 | 0 | 109.6981 | 476898.0392 | 15315.52 | 566297.8975 | 464377.5459 | 0 | 150640.9497 | 0 | 652676.6814 | 1698130.8425 | 1159009.1931 | 5183346.6691 | 961560.8286 | 18752195.8818 | 18752195.8818 | 1478867.319 | 8382599.4226 | 0 | 24897103.3796 | 53510766.003 | 13335.2143 | 0.22233 | 111984.3488 | 240685.3598 | 2282.9524 | 4906.6966
1 | 5100 | 707 | 0.015 | 15 | 15 | 7 | 1.7783e-11 | 5spot_SharedNeighbor | Water | Porous | Wet | R245fa | MinimizeLCOE_Brownfield | IgnoreSilica | 2019 | 19.4755 | 2.3977 | 0.076694 | 4 | 85175.8399 | 178448.435 | 1736.4247 | 3637.9127 | 86.5376 | 0 | 108.2708 | 579402.7362 | 18688.8313 | 703030.8602 | 597336.2189 | 0 | 173062.7591 | 0 | 807893.3482 | 2101972.7704 | 1434639.607 | 6416027.1313 | 961560.8286 | 18752195.8818 | 18752195.8818 | 1478867.319 | 8382599.4226 | 0 | 26129783.8417 | 54743446.4651 | 17782.7941 | 0.30677 | 85175.8399 | 178448.435 | 1736.4247 | 3637.9127
1 | 5100 | 707 | 0.015 | 15 | 15 | 7 | 2.3714e-11 | 5spot_SharedNeighbor | Water | Porous | Wet | R245fa | MinimizeLCOE_Brownfield | IgnoreSilica | 2019 | 24.8734 | 3.0907 | 0.10368 | 4 | 66460.0356 | 135458.2461 | 1354.8777 | 2761.4996 | 86.9817 | 0 | 120.7397 | 694809.1713 | 22480.0949 | 861052.0972 | 759230.3851 | 0 | 196066.7442 | 0 | 988119.0121 | 2570882.9785 | 1754680.4592 | 7847320.9425 | 961560.8286 | 18752195.8818 | 18752195.8818 | 1478867.319 | 8382599.4226 | 0 | 27561077.653 | 56174740.2764 | 23713.7371 | 0.4147 | 66460.0356 | 135458.2461 | 1354.8777 | 2761.4996
1 | 5100 | 707 | 0.015 | 15 | 15 | 7 | 3.1623e-11 | 5spot_SharedNeighbor | Water | Porous | Wet | R245fa | MinimizeLCOE_Brownfield | IgnoreSilica | 2019 | 31.2466 | 3.9092 | 0.13725 | 4 | 53148.879 | 105270.3582 | 1083.5118 | 2146.0786 | 87.3133 | 0 | 102.2736 | 821529.5834 | 26634.7777 | 1038809.441 | 950149.0057 | 0 | 218464.2678 | 0 | 1191678.9595 | 3100504.2056 | 2116157.8293 | 9463928.07 | 961560.8286 | 18752195.8818 | 18752195.8818 | 1478867.319 | 8382599.4226 | 0 | 29177684.7804 | 57791347.4038 | 31622.7766 | 0.54898 | 53148.879 | 105270.3582 | 1083.5118 | 2146.0786
1 | 5100 | 707 | 0.015 | 15 | 15 | 7 | 4.217e-11 | 5spot_SharedNeighbor | Water | Porous | Wet | R245fa | MinimizeLCOE_Brownfield | IgnoreSilica | 2019 | 38.5593 | 4.8487 | 0.17772 | 4 | 43553.9465 | 83805.8402 | 887.9061 | 1708.4954 | 87.563 | 0 | 115.9736 | 957631.8644 | 31088.8984 | 1233917.9331 | 1169238.4577 | 0 | 239475.383 | 0 | 1416227.4893 | 3684733.4189 | 2514906.2721 | 11247219.7168 | 961560.8286 | 18752195.8818 | 18752195.8818 | 1478867.319 | 8382599.4226 | 0 | 30960976.4272 | 59574639.0507 | 42169.6503 | 0.71087 | 43553.9465 | 83805.8402 | 887.9061 | 1708.4954
1 | 5100 | 707 | 0.015 | 15 | 15 | 7 | 5.6234e-11 | 5spot_SharedNeighbor | Water | Porous | Wet | R245fa | MinimizeLCOE_Brownfield | IgnoreSilica | 2019 | 46.4398 | 5.8616 | 0.22418 | 4 | 36591.798 | 68501.1632 | 745.9733 | 1396.4889 | 87.7465 | 0 | 119.6689 | 1095859.3018 | 35604.5415 | 1435933.621 | 1405370.2608 | 0 | 256373.2184 | 0 | 1649364.968 | 4291309.3155 | 2928906.7854 | 13098722.0125 | 961560.8286 | 18752195.8818 | 18752195.8818 | 1478867.319 | 8382599.4226 | 0 | 32812478.723 | 61426141.3464 | 56234.1325 | 0.89672 | 36591.798 | 68501.1632 | 745.9733 | 1396.4889
1 | 5100 | 707 | 0.015 | 15 | 15 | 7 | 7.4989e-11 | 5spot_SharedNeighbor | Water | Porous | Wet | R245fa | MinimizeLCOE_Brownfield | IgnoreSilica | 2019 | 54.4324 | 6.8887 | 0.27456 | 4 | 31529.2262 | 57582.9611 | 642.7659 | 1173.9065 | 87.8769 | 0 | 119.96 | 1228960.2444 | 39944.8709 | 1633753.6329 | 1644840.4537 | 0 | 267539.3452 | 0 | 1877865.0333 | 4885819.6137 | 3334672.2799 | 14913395.474 | 961560.8286 | 18752195.8818 | 18752195.8818 | 1478867.319 | 8382599.4226 | 0 | 34627152.1844 | 63240814.8078 | 74989.4209 | 1.0983 | 31529.2262 | 57582.9611 | 642.7659 | 1173.9065
1 | 5100 | 707 | 0.015 | 15 | 15 | 7 | 1e-10 | 5spot_SharedNeighbor | Water | Porous | Wet | R245fa | MinimizeLCOE_Brownfield | IgnoreSilica | 2019 | 61.9964 | 7.8598 | 0.32579 | 4 | 27847.6016 | 49804.4552 | 567.711 | 1015.3312 | 87.9635 | 0 | 151.2424 | 1349442.5498 | 43866.2364 | 1815416.2407 | 1871379.8576 | 0 | 271924.4044 | 0 | 2087291.4227 | 5430704.1195 | 3706567.1513 | 16576591.9824 | 961560.8286 | 18752195.8818 | 18752195.8818 | 1478867.319 | 8382599.4226 | 0 | 36290348.6928 | 64904011.3163 | 100000 | 1.3032 | 27847.6016 | 49804.4552 | 567.711 | 1015.3312
1 | 5100 | 707 | 0.015 | 15 | 15 | 7 | 1.3335e-10 | 5spot_SharedNeighbor | Water | Porous | Wet | R245fa | MinimizeLCOE_Brownfield | IgnoreSilica | 2019 | 68.7929 | 8.731 | 0.3749 | 4 | 25168.8122 | 44249.8931 | 513.1003 | 902.0939 | 88.0168 | 0 | 125.941 | 1453741.7191 | 47254.272 | 1974590.1657 | 2074823.9473 | 0 | 270541.6593 | 0 | 2270171.1878 | 5906519.7544 | 4031321.0992 | 18028963.8049 | 961560.8286 | 18752195.8818 | 18752195.8818 | 1478867.319 | 8382599.4226 | 0 | 37742720.5153 | 66356383.1387 | 133352.1432 | 1.4996 | 25168.8122 | 44249.8931 | 513.1003 | 902.0939
1 | 5100 | 707 | 0.015 | 15 | 15 | 7 | 1.7783e-10 | 5spot_SharedNeighbor | Water | Porous | Wet | R245fa | MinimizeLCOE_Brownfield | IgnoreSilica | 2019 | 74.6124 | 9.4753 | 0.41948 | 4 | 23215.876 | 40268.7524 | 473.287 | 820.933 | 88.0466 | 0 | 138.0864 | 1540360.5272 | 50062.6576 | 2108104.2876 | 2248907.7003 | 0 | 264853.9612 | 0 | 2422792.7623 | 6303609.7843 | 4302343.204 | 19241034.8846 | 961560.8286 | 18752195.8818 | 18752195.8818 | 1478867.319 | 8382599.4226 | 0 | 38954791.595 | 67568454.2184 | 177827.941 | 1.6779 | 23215.876 | 40268.7524 | 473.287 | 820.933
1 | 5100 | 707 | 0.015 | 15 | 15 | 7 | 2.3714e-10 | 5spot_SharedNeighbor | Water | Porous | Wet | R245fa | MinimizeLCOE_Brownfield | IgnoreSilica | 2019 | 79.4165 | 10.0885 | 0.45821 | 4 | 21787.6125 | 37399.3911 | 444.1699 | 762.4372 | 88.0612 | 0 | 146.4384 | 1610130.1825 | 52320.7662 | 2216518.9346 | 2392477.5047 | 0 | 256636.1537 | 0 | 2545952.5813 | 6624046.3698 | 4521047.7579 | 20219130.2506 | 961560.8286 | 18752195.8818 | 18752195.8818 | 1478867.319 | 8382599.4226 | 0 | 39932886.961 | 68546549.5845 | 237137.3706 | 1.8328 | 21787.6125 | 37399.3911 | 444.1699 | 762.4372
1 | 5100 | 707 | 0.015 | 15 | 15 | 7 | 3.1623e-10 | 5spot_SharedNeighbor | Water | Porous | Wet | R245fa | MinimizeLCOE_Brownfield | IgnoreSilica | 2019 | 83.724 | 10.637 | 0.4927 | 4 | 20702.9427 | 35221.6934 | 422.0575 | 718.0419 | 88.0674 | 0 | 134.3341 | 1671426.9798 | 54301.4753 | 2312408.0141 | 2521076.874 | 0 | 249321.0466 | 0 | 2655328.412 | 6908619.8453 | 4715275.0024 | 21087757.6495 | 961560.8286 | 18752195.8818 | 18752195.8818 | 1478867.319 | 8382599.4226 | 0 | 40801514.36 | 69415176.9834 | 316227.766 | 1.9708 | 20702.9427 | 35221.6934 | 422.0575 | 718.0419
1 | 5100 | 707 | 0.015 | 15 | 15 | 7 | 4.217e-10 | 5spot_SharedNeighbor | Water | Porous | Wet | R245fa | MinimizeLCOE_Brownfield | IgnoreSilica | 2019 | 86.7318 | 11.0193 | 0.51888 | 4 | 19942.708 | 33728.9644 | 406.5591 | 687.6106 | 88.0681 | 0 | 129.1168 | 1713551.7253 | 55660.8127 | 2378655.1833 | 2610797.8989 | 0 | 240357.5448 | 0 | 2729619.0343 | 7101908.8055 | 4847198.6894 | 21677749.6941 | 961560.8286 | 18752195.8818 | 18752195.8818 | 1478867.319 | 8382599.4226 | 0 | 41391506.4046 | 70005169.028 | 421696.5034 | 2.0755 | 19942.708 | 33728.9644 | 406.5591 | 687.6106
1 | 5100 | 707 | 0.015 | 15 | 15 | 7 | 5.6234e-10 | 5spot_SharedNeighbor | Water | Porous | Wet | R245fa | MinimizeLCOE_Brownfield | IgnoreSilica | 2019 | 89.083 | 11.3176 | 0.53981 | 4 | 19380.3225 | 32632.0119 | 395.0941 | 665.2477 | 88.0665 | 0 | 132.9942 | 1746104.3365 | 56710.1876 | 2430043.9355 | 2680882.4189 | 0 | 232310.9133 | 0 | 2786960.1988 | 7251098.7532 | 4949023.8942 | 22133134.638 | 961560.8286 | 18752195.8818 | 18752195.8818 | 1478867.319 | 8382599.4226 | 0 | 41846891.3485 | 70460553.9719 | 562341.3252 | 2.1592 | 19380.3225 | 32632.0119 | 395.0941 | 665.2477
1 | 5100 | 707 | 0.015 | 15 | 15 | 7 | 7.4989e-10 | 5spot_SharedNeighbor | Water | Porous | Wet | R245fa | MinimizeLCOE_Brownfield | IgnoreSilica | 2019 | 90.8929 | 11.547 | 0.55626 | 4 | 18963.0515 | 31822.8805 | 386.5875 | 648.7525 | 88.0642 | 0 | 107.8766 | 1770944.7989 | 57510.2996 | 2469372.7834 | 2734804.7952 | 0 | 225356.7386 | 0 | 2830615.8721 | 7364681.8601 | 5026546.6986 | 22479833.8465 | 961560.8286 | 18752195.8818 | 18752195.8818 | 1478867.319 | 8382599.4226 | 0 | 42193590.557 | 70807253.1804 | 749894.2093 | 2.225 | 18963.0515 | 31822.8805 | 386.5875 | 648.7525
1 | 5100 | 707 | 0.015 | 15 | 15 | 7 | 1e-09 | 5spot_SharedNeighbor | Water | Porous | Wet | R245fa | MinimizeLCOE_Brownfield | IgnoreSilica | 2019 | 89.6476 | 11.3892 | 0.5617 | 4 | 18630.4947 | 31365.8739 | 379.8078 | 639.4358 | 88.0658 | 0 | 149.6982 | 1753869.6836 | 56960.3339 | 2442330.3526 | 2697704.0726 | 0 | 199006.7618 | 0 | 2788449.7698 | 7254974.3113 | 4951669.0423 | 22144964.328 | 961560.8286 | 18752195.8818 | 18752195.8818 | 1478867.319 | 8382599.4226 | 0 | 41858721.0384 | 70472383.6619 | 1000000 | 2.2468 | 18630.4947 | 31365.8739 | 379.8078 | 639.4358
1 | 5100 | 707 | 0.015 | 15 | 15 | 7 | 1.3335e-09 | 5spot_SharedNeighbor | Water | Porous | Wet | R245fa | MinimizeLCOE_Brownfield | IgnoreSilica | 2019 | 93.3166 | 11.8538 | 0.57884 | 4 | 18421.4111 | 30779.6954 | 375.5454 | 627.4857 | 88.0595 | 0 | 140.1463 | 1803915.468 | 58571.3886 | 2521727.7978 | 2806968.402 | 0 | 214772.3576 | 0 | 2888322.6115 | 7514822.9587 | 5129021.0835 | 22938122.0679 | 961560.8286 | 18752195.8818 | 18752195.8818 | 1478867.319 | 8382599.4226 | 0 | 42651878.7783 | 71265541.4017 | 1333521.4322 | 2.3153 | 18421.4111 | 30779.6954 | 375.5454 | 627.4857
1 | 5100 | 707 | 0.015 | 15 | 15 | 7 | 1.7783e-09 | 5spot_SharedNeighbor | Water | Porous | Wet | R245fa | MinimizeLCOE_Brownfield | IgnoreSilica | 2019 | 94.0982 | 11.9526 | 0.58631 | 4 | 18248.7955 | 30449.5302 | 372.0264 | 620.7549 | 88.0577 | 0 | 124.1523 | 1814478.1836 | 58911.1054 | 2538537.8704 | 2830230.6118 | 0 | 210918.0363 | 0 | 2906699.5649 | 7562636.0218 | 5161654.4815 | 23084065.8757 | 961560.8286 | 18752195.8818 | 18752195.8818 | 1478867.319 | 8382599.4226 | 0 | 42797822.5861 | 71411485.2096 | 1778279.41 | 2.3452 | 18248.7955 | 30449.5302 | 372.0264 | 620.7549
1 | 5100 | 707 | 0.015 | 15 | 15 | 7 | 2.3714e-09 | 5spot_SharedNeighbor | Water | Porous | Wet | R245fa | MinimizeLCOE_Brownfield | IgnoreSilica | 2019 | 94.7024 | 12.029 | 0.59204 | 4 | 18119.8143 | 30202.4621 | 369.3969 | 615.718 | 88.0561 | 0 | 142.6246 | 1822619.5407 | 59172.8726 | 2551506.8049 | 2848207.8051 | 0 | 207996.5338 | 0 | 2920906.3872 | 7599599.2593 | 5186882.6506 | 23196891.8543 | 961560.8286 | 18752195.8818 | 18752195.8818 | 1478867.319 | 8382599.4226 | 0 | 42910648.5647 | 71524311.1881 | 2371373.7057 | 2.3682 | 18119.8143 | 30202.4621 | 369.3969 | 615.718
1 | 5100 | 707 | 0.015 | 15 | 15 | 7 | 3.1623e-09 | 5spot_SharedNeighbor | Water | Porous | Wet | R245fa | MinimizeLCOE_Brownfield | IgnoreSilica | 2019 | 95.1628 | 12.0872 | 0.5964 | 4 | 18023.3543 | 30017.676 | 367.4305 | 611.9509 | 88.0549 | 0 | 149.2836 | 1828810.6883 | 59371.8917 | 2561376.3152 | 2861906.4041 | 0 | 205765.5193 | 0 | 2931720.0192 | 7627734.1115 | 5206085.2653 | 23282770.2145 | 961560.8286 | 18752195.8818 | 18752195.8818 | 1478867.319 | 8382599.4226 | 0 | 42996526.9249 | 71610189.5483 | 3162277.6602 | 2.3856 | 18023.3543 | 30017.676 | 367.4305 | 611.9509
1 | 5100 | 707 | 0.015 | 15 | 15 | 7 | 4.217e-09 | 5spot_SharedNeighbor | Water | Porous | Wet | R245fa | MinimizeLCOE_Brownfield | IgnoreSilica | 2019 | 95.4944 | 12.1291 | 0.59965 | 4 | 17951.1666 | 29880.4949 | 365.9588 | 609.1543 | 88.0539 | 0 | 133.5802 | 1833261.3457 | 59514.9376 | 2568475.1274 | 2871768.8553 | 0 | 203939.1446 | 0 | 2939414.1702 | 7647752.714 | 5219748.3729 | 23343874.6677 | 961560.8286 | 18752195.8818 | 18752195.8818 | 1478867.319 | 8382599.4226 | 0 | 43057631.3781 | 71671294.0016 | 4216965.0343 | 2.3986 | 17951.1666 | 29880.4949 | 365.9588 | 609.1543
1 | 5100 | 707 | 0.015 | 15 | 15 | 7 | 5.6234e-09 | 5spot_SharedNeighbor | Water | Porous | Wet | R245fa | MinimizeLCOE_Brownfield | IgnoreSilica | 2019 | 95.7501 | 12.1614 | 0.60212 | 4 | 17897.1163 | 29777.4754 | 364.8569 | 607.0541 | 88.0532 | 0 | 141.3775 | 1836690.8446 | 59625.1498 | 2573947.3776 | 2879376.9054 | 0 | 202590.3039 | 0 | 2945369.9267 | 7663248.3708 | 5230324.4771 | 23391173.3559 | 961560.8286 | 18752195.8818 | 18752195.8818 | 1478867.319 | 8382599.4226 | 0 | 43104930.0663 | 71718592.6897 | 5623413.2519 | 2.4085 | 17897.1163 | 29777.4754 | 364.8569 | 607.0541
1 | 5100 | 707 | 0.015 | 15 | 15 | 7 | 7.4989e-09 | 5spot_SharedNeighbor | Water | Porous | Wet | R245fa | MinimizeLCOE_Brownfield | IgnoreSilica | 2019 | 95.9398 | 12.1853 | 0.60398 | 4 | 17856.6309 | 29700.52 | 364.0316 | 605.4853 | 88.0526 | 0 | 138.3558 | 1839231.7067 | 59706.7967 | 2578002.9213 | 2885018.354 | 0 | 201545.6896 | 0 | 2949767.1327 | 7674688.9988 | 5238132.9407 | 23426094.5405 | 961560.8286 | 18752195.8818 | 18752195.8818 | 1478867.319 | 8382599.4226 | 0 | 43139851.251 | 71753513.8744 | 7498942.0933 | 2.4159 | 17856.6309 | 29700.52 | 364.0316 | 605.4853
1 | 5100 | 707 | 0.015 | 15 | 15 | 7 | 1e-08 | 5spot_SharedNeighbor | Water | Porous | Wet | R245fa | MinimizeLCOE_Brownfield | IgnoreSilica | 2019 | 96.0861 | 12.2038 | 0.60538 | 4 | 17826.2974 | 29642.6548 | 363.4132 | 604.3056 | 88.0522 | 0 | 124.2157 | 1841190.4963 | 59769.7352 | 2581130.1138 | 2889370.1809 | 0 | 200781.8703 | 0 | 2953174.5347 | 7683554.3598 | 5244183.7318 | 23453155.0229 | 961560.8286 | 18752195.8818 | 18752195.8818 | 1478867.319 | 8382599.4226 | 0 | 43166911.7334 | 71780574.3568 | 10000000 | 2.4215 | 17826.2974 | 29642.6548 | 363.4132 | 604.3056
1 | 5200 | 707 | 0.015 | 15 | 15 | 7 | 1e-13 | 5spot_SharedNeighbor | Water | Porous | Wet | R245fa | MinimizeLCOE_Brownfield | IgnoreSilica | 2019 | 0 | 0 | 0 | 0 |  |  |  |  | 15 |  | 20.7613 | [19 empty] | 100 | 0
1 | 5200 | 707 | 0.015 | 15 | 15 | 7 | 1.3335e-13 | 5spot_SharedNeighbor | Water | Porous | Wet | R245fa | MinimizeLCOE_Brownfield | IgnoreSilica | 2019 | 0 | 0 | 0 | 0 |  |  |  |  | 15 |  | 22.9598 | [19 empty] | 133.3521 | 0
1 | 5200 | 707 | 0.015 | 15 | 15 | 7 | 1.7783e-13 | 5spot_SharedNeighbor | Water | Porous | Wet | R245fa | MinimizeLCOE_Brownfield | IgnoreSilica | 2019 | 0 | 0 | 0 | 0 |  |  |  |  | 15 |  | 23.033 | [19 empty] | 177.8279 | 0
1 | 5200 | 707 | 0.015 | 15 | 15 | 7 | 2.3714e-13 | 5spot_SharedNeighbor | Water | Porous | Wet | R245fa | MinimizeLCOE_Brownfield | IgnoreSilica | 2019 | 0 | 0 | 0 | 0 |  |  |  |  | 15 |  | 24.6732 | [19 empty] | 237.1374 | 0
1 | 5200 | 707 | 0.015 | 15 | 15 | 7 | 3.1623e-13 | 5spot_SharedNeighbor | Water | Porous | Wet | R245fa | MinimizeLCOE_Brownfield | IgnoreSilica | 2019 | 0 | 0 | 0 | 0 |  |  |  |  | 15 |  | 23.94 | [19 empty] | 316.2278 | 0
1 | 5200 | 707 | 0.015 | 15 | 15 | 7 | 4.217e-13 | 5spot_SharedNeighbor | Water | Porous | Wet | R245fa | MinimizeLCOE_Brownfield | IgnoreSilica | 2019 | 0 | 0 | 0 | 0 |  |  |  |  | 15 |  | 25.0021 | [19 empty] | 421.6965 | 0
1 | 5200 | 707 | 0.015 | 15 | 15 | 7 | 5.6234e-13 | 5spot_SharedNeighbor | Water | Porous | Wet | R245fa | MinimizeLCOE_Brownfield | IgnoreSilica | 2019 | 0 | 0 | 0 | 0 |  |  |  |  | 15 |  | 28.3261 | [19 empty] | 562.3413 | 0
1 | 5200 | 707 | 0.015 | 15 | 15 | 7 | 7.4989e-13 | 5spot_SharedNeighbor | Water | Porous | Wet | R245fa | MinimizeLCOE_Brownfield | IgnoreSilica | 2019 | 0 | 0 | 0 | 0 |  |  |  |  | 15 |  | 29.0214 | [19 empty] | 749.8942 | 0
1 | 5200 | 707 | 0.015 | 15 | 15 | 7 | 1e-12 | 5spot_SharedNeighbor | Water | Porous | Wet | R245fa | MinimizeLCOE_Brownfield | IgnoreSilica | 2019 | 0 | 0 | 0 | 0 |  |  |  |  | 15 |  | 26.7272 | [19 empty] | 1000 | 0
1 | 5200 | 707 | 0.015 | 15 | 15 | 7 | 1.3335e-12 | 5spot_SharedNeighbor | Water | Porous | Wet | R245fa | MinimizeLCOE_Brownfield | IgnoreSilica | 2019 | 0 | 0 | 0 | 0 |  |  |  |  | 15 |  | 29.3937 | [19 empty] | 1333.5214 | 0
1 | 5200 | 707 | 0.015 | 15 | 15 | 7 | 1.7783e-12 | 5spot_SharedNeighbor | Water | Porous | Wet | R245fa | MinimizeLCOE_Brownfield | IgnoreSilica | 2019 | 1.6 | 0.12821 | 0.0011246 | 4 | 4654980.6318 | 11173074.367 | 94898.0765 | 227778.2337 | 68.7586 | 0 | 32.8284 | 62689.3846 | 1750.9231 | 68548.5181 | 62561.3617 | 0 | 37227.7561 | 0 | 90783.398 | 236199.7794 | 161211.2029 | 720972.3239 | 961560.8286 | 19257185.0261 | 19257185.0261 | 1478867.319 | 8584595.0803 | 0 | 20939718.1786 | 50260365.604 | 1778.2794 | 0.0044983 | 4654980.6318 | 11173074.367 | 94898.0765 | 227778.2337
1 | 5200 | 707 | 0.015 | 15 | 15 | 7 | 2.3714e-12 | 5spot_SharedNeighbor | Water | Porous | Wet | R245fa | MinimizeLCOE_Brownfield | IgnoreSilica | 2019 | 2.7398 | 0.26929 | 0.0038031 | 4 | 1409960.5375 | 3337367.0338 | 28743.9527 | 68036.7411 | 76.4265 | 0 | 91.2135 | 114850.952 | 3419.846 | 123280.7629 | 97747.9373 | 0 | 57910.9005 | 0 | 154912.0555 | 403049.3916 | 275089.4916 | 1230261.3373 | 961560.8286 | 19257185.0261 | 19257185.0261 | 1478867.319 | 8584595.0803 | 0 | 21449007.1921 | 50769654.6175 | 2371.3737 | 0.015212 | 1409960.5375 | 3337367.0338 | 28743.9527 | 68036.7411
1 | 5200 | 707 | 0.015 | 15 | 15 | 7 | 3.1623e-12 | 5spot_SharedNeighbor | Water | Porous | Wet | R245fa | MinimizeLCOE_Brownfield | IgnoreSilica | 2019 | 3.8756 | 0.41433 | 0.0076764 | 4 | 713267.2919 | 1668159.6871 | 14540.9185 | 34007.6916 | 80.0289 | 0 | 75.6994 | 160612.2418 | 4920.6345 | 173501.708 | 131830.4264 | 0 | 72400.6777 | 0 | 211873.6184 | 551251.694 | 376240.6082 | 1682631.6089 | 961560.8286 | 19257185.0261 | 19257185.0261 | 1478867.319 | 8584595.0803 | 0 | 21901377.4637 | 51222024.8891 | 3162.2777 | 0.030706 | 713267.2919 | 1668159.6871 | 14540.9185 | 34007.6916
1 | 5200 | 707 | 0.015 | 15 | 15 | 7 | 4.217e-12 | 5spot_SharedNeighbor | Water | Porous | Wet | R245fa | MinimizeLCOE_Brownfield | IgnoreSilica | 2019 | 5.2445 | 0.59163 | 0.013192 | 4 | 424619.7094 | 980259.8125 | 8656.4471 | 19983.9222 | 82.4464 | 0 | 56.9184 | 210487.1873 | 6571.6759 | 230257.5682 | 172928.8604 | 0 | 86209.2176 | 0 | 275517.2587 | 716839.3908 | 489257.6138 | 2188068.7728 | 961560.8286 | 19257185.0261 | 19257185.0261 | 1478867.319 | 8584595.0803 | 0 | 22406814.6275 | 51727462.0529 | 4216.965 | 0.052769 | 424619.7094 | 980259.8125 | 8656.4471 | 19983.9222
1 | 5200 | 707 | 0.015 | 15 | 15 | 7 | 5.6234e-12 | 5spot_SharedNeighbor | Water | Porous | Wet | R245fa | MinimizeLCOE_Brownfield | IgnoreSilica | 2019 | 6.9734 | 0.81779 | 0.02084 | 4 | 276031.0372 | 627762.3827 | 5627.2661 | 12797.7853 | 84.1968 | 0 | 104.8511 | 268046.8245 | 8486.8725 | 297888.7725 | 225950.7147 | 0 | 100894.4653 | 0 | 351494.3833 | 914516.2839 | 624176.1552 | 2791454.4719 | 961560.8286 | 19257185.0261 | 19257185.0261 | 1478867.319 | 8584595.0803 | 0 | 23010200.3266 | 52330847.7521 | 5623.4133 | 0.083361 | 276031.0372 | 627762.3827 | 5627.2661 | 12797.7853
1 | 5200 | 707 | 0.015 | 15 | 15 | 7 | 7.4989e-12 | 5spot_SharedNeighbor | Water | Porous | Wet | R245fa | MinimizeLCOE_Brownfield | IgnoreSilica | 2019 | 9.4561 | 1.1434 | 0.031248 | 4 | 190633.4886 | 425212.298 | 3886.3215 | 8668.5278 | 85.674 | 0 | 98.7869 | 342934.6537 | 10979.7751 | 389052.3688 | 300414.2907 | 0 | 121862.7396 | 0 | 454445.0929 | 1182372.9123 | 806993.8079 | 3609055.6411 | 961560.8286 | 19257185.0261 | 19257185.0261 | 1478867.319 | 8584595.0803 | 0 | 23827801.4958 | 53148448.9212 | 7498.9421 | 0.12499 | 190633.4886 | 425212.298 | 3886.3215 | 8668.5278
1 | 5200 | 707 | 0.015 | 15 | 15 | 7 | 1e-11 | 5spot_SharedNeighbor | Water | Porous | Wet | R245fa | MinimizeLCOE_Brownfield | IgnoreSilica | 2019 | 12.3138 | 1.5196 | 0.04504 | 4 | 137161.7467 | 299911.0756 | 2796.2277 | 6114.0929 | 86.6511 | 0 | 94.653 | 421792.0306 | 13605.3598 | 488067.1606 | 386912.3875 | 0 | 139967.7979 | 0 | 565634.4472 | 1471664.8041 | 1004441.4685 | 4492085.4564 | 961560.8286 | 19257185.0261 | 19257185.0261 | 1478867.319 | 8584595.0803 | 0 | 24710831.3111 | 54031478.7365 | 10000 | 0.18016 | 137161.7467 | 299911.0756 | 2796.2277 | 6114.0929
1 | 5200 | 707 | 0.015 | 15 | 15 | 7 | 1.3335e-11 | 5spot_SharedNeighbor | Water | Porous | Wet | R245fa | MinimizeLCOE_Brownfield | IgnoreSilica | 2019 | 16.0332 | 2.0099 | 0.063247 | 4 | 102006.9292 | 217904.6404 | 2079.5492 | 4442.2808 | 87.411 | 0 | 115.6494 | 516180.0625 | 16744.3201 | 610061.0181 | 499647.3768 | 0 | 161452.7228 | 0 | 703593.3451 | 1830605.5572 | 1249425.908 | 5587710.3106 | 961560.8286 | 19257185.0261 | 19257185.0261 | 1478867.319 | 8584595.0803 | 0 | 25806456.1653 | 55127103.5907 | 13335.2143 | 0.25299 | 102006.9292 | 217904.6404 | 2079.5492 | 4442.2808
1 | 5200 | 707 | 0.015 | 15 | 15 | 7 | 1.7783e-11 | 5spot_SharedNeighbor | Water | Porous | Wet | R245fa | MinimizeLCOE_Brownfield | IgnoreSilica | 2019 | 20.6741 | 2.6221 | 0.086877 | 4 | 78005.888 | 162379.4956 | 1590.2555 | 3310.3257 | 87.9842 | 0 | 93.7586 | 624754.5042 | 20348.7387 | 754332.3316 | 640205.6904 | 0 | 184605.7887 | 0 | 867456.3509 | 2256943.4854 | 1540410.3043 | 6889057.1944 | 961560.8286 | 19257185.0261 | 19257185.0261 | 1478867.319 | 8584595.0803 | 0 | 27107803.0491 | 56428450.4745 | 17782.7941 | 0.34751 | 78005.888 | 162379.4956 | 1590.2555 | 3310.3257
1 | 5200 | 707 | 0.015 | 15 | 15 | 7 | 2.3714e-11 | 5spot_SharedNeighbor | Water | Porous | Wet | R245fa | MinimizeLCOE_Brownfield | IgnoreSilica | 2019 | 26.3427 | 3.3707 | 0.11702 | 4 | 61158.0933 | 123796.7791 | 1246.7905 | 2523.7648 | 88.4161 | 0 | 118.3591 | 747671.4799 | 24422.4172 | 921865.3197 | 812224.3001 | 0 | 208753.5266 | 0 | 1058825.4469 | 2754846.618 | 1880239.4232 | 8408848.5315 | 961560.8286 | 19257185.0261 | 19257185.0261 | 1478867.319 | 8584595.0803 | 0 | 28627594.3862 | 57948241.8116 | 23713.7371 | 0.46809 | 61158.0933 | 123796.7791 | 1246.7905 | 2523.7648
1 | 5200 | 707 | 0.015 | 15 | 15 | 7 | 3.1623e-11 | 5spot_SharedNeighbor | Water | Porous | Wet | R245fa | MinimizeLCOE_Brownfield | IgnoreSilica | 2019 | 33.0124 | 4.252 | 0.15439 | 4 | 49130.5488 | 96609.9242 | 1001.5927 | 1969.524 | 88.7393 | 0 | 109.6326 | 882359.8056 | 28877.6805 | 1109820.8324 | 1014671.7115 | 0 | 232189.4248 | 0 | 1274488.5873 | 3315957.8707 | 2263209.3829 | 10121575.2957 | 961560.8286 | 19257185.0261 | 19257185.0261 | 1478867.319 | 8584595.0803 | 0 | 30340321.1504 | 59660968.5758 | 31622.7766 | 0.61754 | 49130.5488 | 96609.9242 | 1001.5927 | 1969.524
1 | 5200 | 707 | 0.015 | 15 | 15 | 7 | 4.217e-11 | 5spot_SharedNeighbor | Water | Porous | Wet | R245fa | MinimizeLCOE_Brownfield | IgnoreSilica | 2019 | 40.5692 | 5.2511 | 0.19907 | 4 | 40445.9874 | 77268.5796 | 824.5462 | 1575.2245 | 88.9812 | 0 | 91.9922 | 1025373.1808 | 33599.4758 | 1313682.4884 | 1244097.8013 | 0 | 253480.6196 | 0 | 1509391.0907 | 3927125.9992 | 2680344.1888 | 11987094.8445 | 961560.8286 | 19257185.0261 | 19257185.0261 | 1478867.319 | 8584595.0803 | 0 | 32205840.6992 | 61526488.1246 | 42169.6503 | 0.79627 | 40445.9874 | 77268.5796 | 824.5462 | 1575.2245
1 | 5200 | 707 | 0.015 | 15 | 15 | 7 | 5.6234e-11 | 5spot_SharedNeighbor | Water | Porous | Wet | R245fa | MinimizeLCOE_Brownfield | IgnoreSilica | 2019 | 48.6519 | 6.3198 | 0.24992 | 4 | 34139.4551 | 63469.0448 | 695.979 | 1293.9023 | 89.1585 | 0 | 118.6482 | 1169702.0514 | 38356.1579 | 1523320.3566 | 1489491.408 | 0 | 270302.5856 | 0 | 1751557.2982 | 4557192.7961 | 3110377.7243 | 13910300.3781 | 961560.8286 | 19257185.0261 | 19257185.0261 | 1478867.319 | 8584595.0803 | 0 | 34129046.2328 | 63449693.6583 | 56234.1325 | 0.9997 | 34139.4551 | 63469.0448 | 695.979 | 1293.9023
1 | 5200 | 707 | 0.015 | 15 | 15 | 7 | 7.4989e-11 | 5spot_SharedNeighbor | Water | Porous | Wet | R245fa | MinimizeLCOE_Brownfield | IgnoreSilica | 2019 | 56.7176 | 7.3858 | 0.3044 | 4 | 29552.7358 | 53633.6741 | 602.4725 | 1093.395 | 89.2821 | 0 | 108.3293 | 1306608.29 | 42859.6141 | 1725463.8235 | 1734326.7468 | 0 | 280506.6715 | 0 | 1985008.4069 | 5164584.6936 | 3524935.175 | 15764293.4215 | 961560.8286 | 19257185.0261 | 19257185.0261 | 1478867.319 | 8584595.0803 | 0 | 35983039.2762 | 65303686.7016 | 74989.4209 | 1.2176 | 29552.7358 | 53633.6741 | 602.4725 | 1093.395
1 | 5200 | 707 | 0.015 | 15 | 15 | 7 | 1e-10 | 5spot_SharedNeighbor | Water | Porous | Wet | R245fa | MinimizeLCOE_Brownfield | IgnoreSilica | 2019 | 64.3009 | 8.3868 | 0.35923 | 4 | 26216.846 | 46621.7715 | 534.4659 | 950.4479 | 89.3626 | 0 | 121.3591 | 1429860.2213 | 46905.6632 | 1910021.2289 | 1964387.0304 | 0 | 283908.7582 | 0 | 2197682.3318 | 5717918.6207 | 3902596.9501 | 17453280.8046 | 961560.8286 | 19257185.0261 | 19257185.0261 | 1478867.319 | 8584595.0803 | 0 | 37672026.6594 | 66992674.0848 | 100000 | 1.4369 | 26216.846 | 46621.7715 | 534.4659 | 950.4479
1 | 5200 | 707 | 0.015 | 15 | 15 | 7 | 1.3335e-10 | 5spot_SharedNeighbor | Water | Porous | Wet | R245fa | MinimizeLCOE_Brownfield | IgnoreSilica | 2019 | 71.0413 | 9.2748 | 0.41123 | 4 | 23788.8906 | 41613.9316 | 484.9687 | 848.3563 | 89.4103 | 0 | 151.5092 | 1535501.3439 | 50366.3201 | 2070089.7218 | 2168695.544 | 0 | 281375.073 | 0 | 2381350.9211 | 6195786.6146 | 4228751.6751 | 18911917.2138 | 961560.8286 | 19257185.0261 | 19257185.0261 | 1478867.319 | 8584595.0803 | 0 | 39130663.0685 | 68451310.4939 | 133352.1432 | 1.6449 | 23788.8906 | 41613.9316 | 484.9687 | 848.3563
1 | 5200 | 707 | 0.015 | 15 | 15 | 7 | 1.7783e-10 | 5spot_SharedNeighbor | Water | Porous | Wet | R245fa | MinimizeLCOE_Brownfield | IgnoreSilica | 2019 | 76.7512 | 10.0254 | 0.45798 | 4 | 22017.7586 | 38023.314 | 448.8618 | 775.1567 | 89.4355 | 0 | 138.6587 | 1622375.73 | 53206.4591 | 2203007.3007 | 2341593.1845 | 0 | 274501.2051 | 0 | 2532926.7129 | 6590155.7324 | 4497916.7015 | 20115683.0262 | 961560.8286 | 19257185.0261 | 19257185.0261 | 1478867.319 | 8584595.0803 | 0 | 40334428.8809 | 69655076.3063 | 177827.941 | 1.8319 | 22017.7586 | 38023.314 | 448.8618 | 775.1567
1 | 5200 | 707 | 0.015 | 15 | 15 | 7 | 2.3714e-10 | 5spot_SharedNeighbor | Water | Porous | Wet | R245fa | MinimizeLCOE_Brownfield | IgnoreSilica | 2019 | 81.4628 | 10.6432 | 0.49835 | 4 | 20721.3287 | 35430.0946 | 422.4323 | 722.2904 | 89.4468 | 0 | 154.0748 | 1692375.148 | 55490.7335 | 2310946.8943 | 2484108.2972 | 0 | 265505.3423 | 0 | 2655286.302 | 6908510.2837 | 4715200.2243 | 21087423.2254 | 961560.8286 | 19257185.0261 | 19257185.0261 | 1478867.319 | 8584595.0803 | 0 | 41306169.0801 | 70626816.5055 | 237137.3706 | 1.9934 | 20721.3287 | 35430.0946 | 422.4323 | 722.2904
1 | 5200 | 707 | 0.015 | 15 | 15 | 7 | 3.1623e-10 | 5spot_SharedNeighbor | Water | Porous | Wet | R245fa | MinimizeLCOE_Brownfield | IgnoreSilica | 2019 | 83.687 | 10.9344 | 0.52816 | 4 | 19740.0926 | 33618.6743 | 402.4285 | 685.3621 | 89.4494 | 0 | 347.5104 | 1724913.9266 | 56551.1902 | 2361378.4276 | 2551332.0108 | 0 | 242695.4105 | 0 | 2705379.6766 | 7038842.9689 | 4804154.96 | 21485248.5712 | 961560.8286 | 19257185.0261 | 19257185.0261 | 1478867.319 | 8584595.0803 | 0 | 41703994.4259 | 71024641.8513 | 316227.766 | 2.1127 | 19740.0926 | 33618.6743 | 402.4285 | 685.3621
1 | 5200 | 707 | 0.015 | 15 | 15 | 7 | 4.217e-10 | 5spot_SharedNeighbor | Water | Porous | Wet | R245fa | MinimizeLCOE_Brownfield | IgnoreSilica | 2019 | 88.6271 | 11.5798 | 0.56134 | 4 | 19041.0156 | 32099.2584 | 388.1769 | 654.3868 | 89.4492 | 0 | 128.7658 | 1796080.8794 | 58867.4266 | 2472242.7041 | 2700513.3256 | 0 | 248247.4292 | 0 | 2837621.1883 | 7382908.2559 | 5038986.5882 | 22535467.7973 | 961560.8286 | 19257185.0261 | 19257185.0261 | 1478867.319 | 8584595.0803 | 0 | 42754213.652 | 72074861.0775 | 421696.5034 | 2.2454 | 19041.0156 | 32099.2584 | 388.1769 | 654.3868
1 | 5200 | 707 | 0.015 | 15 | 15 | 7 | 5.6234e-10 | 5spot_SharedNeighbor | Water | Porous | Wet | R245fa | MinimizeLCOE_Brownfield | IgnoreSilica | 2019 | 90.8929 | 11.8752 | 0.58283 | 4 | 18529.5887 | 31106.4503 | 377.7507 | 634.1471 | 89.4464 | 0 | 109.3125 | 1828222.6336 | 59912.0092 | 2522570.6193 | 2768868.7933 | 0 | 239771.2516 | 0 | 2893544.6698 | 7528409.6831 | 5138294.3021 | 22979593.962 | 961560.8286 | 19257185.0261 | 19257185.0261 | 1478867.319 | 8584595.0803 | 0 | 43198339.8168 | 72518987.2422 | 562341.3252 | 2.3313 | 18529.5887 | 31106.4503 | 377.7507 | 634.1471
1 | 5200 | 707 | 0.015 | 15 | 15 | 7 | 7.4989e-10 | 5spot_SharedNeighbor | Water | Porous | Wet | R245fa | MinimizeLCOE_Brownfield | IgnoreSilica | 2019 | 92.6561 | 12.1047 | 0.59974 | 4 | 18149.9046 | 30372.1238 | 370.0104 | 619.1768 | 89.4431 | 0 | 143.4557 | 1853024.4864 | 60717.3863 | 2561515.0242 | 2822031.6803 | 0 | 232671.9133 | 0 | 2936684.5913 | 7640650.9097 | 5214901.2455 | 23322197.237 | 961560.8286 | 19257185.0261 | 19257185.0261 | 1478867.319 | 8584595.0803 | 0 | 43540943.0917 | 72861590.5171 | 749894.2093 | 2.399 | 18149.9046 | 30372.1238 | 370.0104 | 619.1768
1 | 5200 | 707 | 0.015 | 15 | 15 | 7 | 1e-09 | 5spot_SharedNeighbor | Water | Porous | Wet | R245fa | MinimizeLCOE_Brownfield | IgnoreSilica | 2019 | 93.9861 | 12.2778 | 0.6128 | 4 | 17867.371 | 29829.1133 | 364.2505 | 608.1068 | 89.44 | 0 | 132.9944 | 1871614.1308 | 61320.6488 | 2590767.5894 | 2862117.6796 | 0 | 226663.2028 | 0 | 2968868.468 | 7724386.755 | 5272052.6806 | 23577791.1548 | 961560.8286 | 19257185.0261 | 19257185.0261 | 1478867.319 | 8584595.0803 | 0 | 43796537.0095 | 73117184.4349 | 1000000 | 2.4512 | 17867.371 | 29829.1133 | 364.2505 | 608.1068
1 | 5200 | 707 | 0.015 | 15 | 15 | 7 | 1.3335e-09 | 5spot_SharedNeighbor | Water | Porous | Wet | R245fa | MinimizeLCOE_Brownfield | IgnoreSilica | 2019 | 92.9726 | 12.1459 | 0.61702 | 4 | 17633.4014 | 29513.2713 | 359.4807 | 601.668 | 89.4424 | 0 | 119.9066 | 1857454.7033 | 60861.1511 | 2568483.6952 | 2831571.4885 | 0 | 205121.2773 | 0 | 2934162.003 | 7634087.6524 | 5210421.6876 | 23302163.6584 | 961560.8286 | 19257185.0261 | 19257185.0261 | 1478867.319 | 8584595.0803 | 0 | 43520909.5131 | 72841556.9385 | 1333521.4322 | 2.4681 | 17633.4014 | 29513.2713 | 359.4807 | 601.668
1 | 5200 | 707 | 0.015 | 15 | 15 | 7 | 1.7783e-09 | 5spot_SharedNeighbor | Water | Porous | Wet | R245fa | MinimizeLCOE_Brownfield | IgnoreSilica | 2019 | 95.765 | 12.5089 | 0.63052 | 4 | 17499.4991 | 29125.0466 | 356.751 | 593.7535 | 89.4351 | 0 | 155.8182 | 1896317.2376 | 62121.777 | 2629723.6094 | 2915704.2141 | 0 | 217980.9605 | 0 | 3011520.6414 | 7835358.9612 | 5347793.4916 | 23916520.8928 | 961560.8286 | 19257185.0261 | 19257185.0261 | 1478867.319 | 8584595.0803 | 0 | 44135266.7475 | 73455914.1729 | 1778279.41 | 2.5221 | 17499.4991 | 29125.0466 | 356.751 | 593.7535
1 | 5200 | 707 | 0.015 | 15 | 15 | 7 | 2.3714e-09 | 5spot_SharedNeighbor | Water | Porous | Wet | R245fa | MinimizeLCOE_Brownfield | IgnoreSilica | 2019 | 99 | 12.9286 | 0.64535 | 4 | 17372.5707 | 28730.9501 | 354.1634 | 585.7193 | 89.424 | 0 | 131.4797 | 1940795.0813 | 63562.7372 | 2700099.0129 | 3013090.763 | 0 | 233690.9649 | 0 | 3100983.0381 | 8068121.766 | 5506658.8887 | 24627002.252 | 961560.8286 | 19257185.0261 | 19257185.0261 | 1478867.319 | 8584595.0803 | 0 | 44845748.1067 | 74166395.5322 | 2371373.7057 | 2.5814 | 17372.5707 | 28730.9501 | 354.1634 | 585.7193
1 | 5200 | 707 | 0.015 | 15 | 15 | 7 | 3.1623e-09 | 5spot_SharedNeighbor | Water | Porous | Wet | R245fa | MinimizeLCOE_Brownfield | IgnoreSilica | 2019 | 96.7855 | 12.6414 | 0.6408 | 4 | 17294.0742 | 28733.1758 | 352.5631 | 585.7647 | 89.4319 | 0 | 114.9881 | 1910409.2171 | 62578.5105 | 2651988.9264 | 2946435.6542 | 0 | 212689.6153 | 0 | 3035799.7502 | 7898528.2219 | 5390907.81 | 24109337.7056 | 961560.8286 | 19257185.0261 | 19257185.0261 | 1478867.319 | 8584595.0803 | 0 | 44328083.5603 | 73648730.9858 | 3162277.6602 | 2.5632 | 17294.0742 | 28733.1758 | 352.5631 | 585.7647
1 | 5200 | 707 | 0.015 | 15 | 15 | 7 | 4.217e-09 | 5spot_SharedNeighbor | Water | Porous | Wet | R245fa | MinimizeLCOE_Brownfield | IgnoreSilica | 2019 | 97.1191 | 12.6847 | 0.64416 | 4 | 17228.281 | 28607.7239 | 351.2218 | 583.2071 | 89.4308 | 0 | 135.356 | 1915002.511 | 62727.3399 | 2659253.0422 | 2956478.1951 | 0 | 210940.5193 | 0 | 3043716.627 | 7919126.3112 | 5404966.4292 | 24172210.9749 | 961560.8286 | 19257185.0261 | 19257185.0261 | 1478867.319 | 8584595.0803 | 0 | 44390956.8296 | 73711604.2551 | 4216965.0343 | 2.5766 | 17228.281 | 28607.7239 | 351.2218 | 583.2071
1 | 5200 | 707 | 0.015 | 15 | 15 | 7 | 5.6234e-09 | 5spot_SharedNeighbor | Water | Porous | Wet | R245fa | MinimizeLCOE_Brownfield | IgnoreSilica | 2019 | 97.3554 | 12.7153 | 0.64664 | 4 | 17179.0137 | 28514.7087 | 350.2174 | 581.3109 | 89.4299 | 0 | 146.6482 | 1918252.9973 | 62832.647 | 2664395.5833 | 2963592.5677 | 0 | 209496.4404 | 0 | 3049242.3919 | 7933503.2181 | 5414778.9636 | 24216094.8093 | 961560.8286 | 19257185.0261 | 19257185.0261 | 1478867.319 | 8584595.0803 | 0 | 44434840.664 | 73755488.0894 | 5623413.2519 | 2.5866 | 17179.0137 | 28514.7087 | 350.2174 | 581.3109
1 | 5200 | 707 | 0.015 | 15 | 15 | 7 | 7.4989e-09 | 5spot_SharedNeighbor | Water | Porous | Wet | R245fa | MinimizeLCOE_Brownfield | IgnoreSilica | 2019 | 97.5406 | 12.7393 | 0.64854 | 4 | 17142.1082 | 28444.6345 | 349.4651 | 579.8823 | 89.4293 | 0 | 131.8914 | 1920798.3369 | 62915.102 | 2668423.6669 | 2969167.9549 | 0 | 208456.0297 | 0 | 3053606.8253 | 7944858.5784 | 5422529.2303 | 24250755.7244 | 961560.8286 | 19257185.0261 | 19257185.0261 | 1478867.319 | 8584595.0803 | 0 | 44469501.5791 | 73790149.0045 | 7498942.0933 | 2.5942 | 17142.1082 | 28444.6345 | 349.4651 | 579.8823
1 | 5200 | 707 | 0.015 | 15 | 15 | 7 | 1e-08 | 5spot_SharedNeighbor | Water | Porous | Wet | R245fa | MinimizeLCOE_Brownfield | IgnoreSilica | 2019 | 97.6797 | 12.7574 | 0.64997 | 4 | 17114.4554 | 28392.1558 | 348.9013 | 578.8125 | 89.4288 | 0 | 142.566 | 1922708.5086 | 62976.9766 | 2671447.2441 | 2973354.5962 | 0 | 207667.6469 | 0 | 3056880.4392 | 7953375.8505 | 5428342.4435 | 24276753.7056 | 961560.8286 | 19257185.0261 | 19257185.0261 | 1478867.319 | 8584595.0803 | 0 | 44495499.5604 | 73816146.9858 | 10000000 | 2.5999 | 17114.4554 | 28392.1558 | 348.9013 | 578.8125
1 | 5300 | 707 | 0.015 | 15 | 15 | 7 | 1e-13 | 5spot_SharedNeighbor | Water | Porous | Wet | R245fa | MinimizeLCOE_Brownfield | IgnoreSilica | 2019 | 0 | 0 | 0 | 0 |  |  |  |  | 15 |  | 20.2116 | [19 empty] | 100 | 0
1 | 5300 | 707 | 0.015 | 15 | 15 | 7 | 1.3335e-13 | 5spot_SharedNeighbor | Water | Porous | Wet | R245fa | MinimizeLCOE_Brownfield | IgnoreSilica | 2019 | 0 | 0 | 0 | 0 |  |  |  |  | 15 |  | 22.6654 | [19 empty] | 133.3521 | 0
1 | 5300 | 707 | 0.015 | 15 | 15 | 7 | 1.7783e-13 | 5spot_SharedNeighbor | Water | Porous | Wet | R245fa | MinimizeLCOE_Brownfield | IgnoreSilica | 2019 | 0 | 0 | 0 | 0 |  |  |  |  | 15 |  | 23.7932 | [19 empty] | 177.8279 | 0
1 | 5300 | 707 | 0.015 | 15 | 15 | 7 | 2.3714e-13 | 5spot_SharedNeighbor | Water | Porous | Wet | R245fa | MinimizeLCOE_Brownfield | IgnoreSilica | 2019 | 0 | 0 | 0 | 0 |  |  |  |  | 15 |  | 24.2559 | [19 empty] | 237.1374 | 0
1 | 5300 | 707 | 0.015 | 15 | 15 | 7 | 3.1623e-13 | 5spot_SharedNeighbor | Water | Porous | Wet | R245fa | MinimizeLCOE_Brownfield | IgnoreSilica | 2019 | 0 | 0 | 0 | 0 |  |  |  |  | 15 |  | 24.3796 | [19 empty] | 316.2278 | 0
1 | 5300 | 707 | 0.015 | 15 | 15 | 7 | 4.217e-13 | 5spot_SharedNeighbor | Water | Porous | Wet | R245fa | MinimizeLCOE_Brownfield | IgnoreSilica | 2019 | 0 | 0 | 0 | 0 |  |  |  |  | 15 |  | 24.5908 | [19 empty] | 421.6965 | 0
1 | 5300 | 707 | 0.015 | 15 | 15 | 7 | 5.6234e-13 | 5spot_SharedNeighbor | Water | Porous | Wet | R245fa | MinimizeLCOE_Brownfield | IgnoreSilica | 2019 | 0 | 0 | 0 | 0 |  |  |  |  | 15 |  | 26.9559 | [19 empty] | 562.3413 | 0
1 | 5300 | 707 | 0.015 | 15 | 15 | 7 | 7.4989e-13 | 5spot_SharedNeighbor | Water | Porous | Wet | R245fa | MinimizeLCOE_Brownfield | IgnoreSilica | 2019 | 0 | 0 | 0 | 0 |  |  |  |  | 15 |  | 28.4957 | [19 empty] | 749.8942 | 0
1 | 5300 | 707 | 0.015 | 15 | 15 | 7 | 1e-12 | 5spot_SharedNeighbor | Water | Porous | Wet | R245fa | MinimizeLCOE_Brownfield | IgnoreSilica | 2019 | 0 | 0 | 0 | 0 |  |  |  |  | 15 |  | 25.384 | [19 empty] | 1000 | 0
1 | 5300 | 707 | 0.015 | 15 | 15 | 7 | 1.3335e-12 | 5spot_SharedNeighbor | Water | Porous | Wet | R245fa | MinimizeLCOE_Brownfield | IgnoreSilica | 2019 | 0 | 0 | 0 | 0 |  |  |  |  | 15 |  | 27.7689 | [19 empty] | 1333.5214 | 0
1 | 5300 | 707 | 0.015 | 15 | 15 | 7 | 1.7783e-12 | 5spot_SharedNeighbor | Water | Porous | Wet | R245fa | MinimizeLCOE_Brownfield | IgnoreSilica | 2019 | 1.6 | 0.13075 | 0.0014661 | 4 | 3658794.9168 | 8780376.6224 | 74589.4833 | 178999.8538 | 69.4404 | 0 | 31.0013 | 64130.0903 | 1800.6537 | 69591.2075 | 63008.495 | 0 | 36399.176 | 0 | 91622.5528 | 238383.088 | 162701.3559 | 727636.6193 | 961560.8286 | 19768034.2612 | 19768034.2612 | 1478867.319 | 8788934.7744 | 0 | 21457231.7091 | 51493068.0637 | 1778.2794 | 0.0058646 | 3658794.9168 | 8780376.6224 | 74589.4833 | 178999.8538
1 | 5300 | 707 | 0.015 | 15 | 15 | 7 | 2.3714e-12 | 5spot_SharedNeighbor | Water | Porous | Wet | R245fa | MinimizeLCOE_Brownfield | IgnoreSilica | 2019 | 2.9445 | 0.30213 | 0.0047238 | 4 | 1168003.9428 | 2757611.6829 | 23811.3402 | 56217.6441 | 78.2028 | 0 | 83.1395 | 126778.3888 | 3826.7218 | 134964.7497 | 104961.4151 | 0 | 62105.2296 | 0 | 168728.237 | 438996.2617 | 299623.9691 | 1339984.9728 | 961560.8286 | 19768034.2612 | 19768034.2612 | 1478867.319 | 8788934.7744 | 0 | 22069580.0626 | 52105416.4172 | 2371.3737 | 0.018895 | 1168003.9428 | 2757611.6829 | 23811.3402 | 56217.6441
1 | 5300 | 707 | 0.015 | 15 | 15 | 7 | 3.1623e-12 | 5spot_SharedNeighbor | Water | Porous | Wet | R245fa | MinimizeLCOE_Brownfield | IgnoreSilica | 2019 | 4.0971 | 0.45363 | 0.0091248 | 4 | 617278.8785 | 1440199.2624 | 12584.0649 | 29360.41 | 81.5778 | 0 | 84.6811 | 173674.7793 | 5381.4952 | 186306.605 | 139734.9954 | 0 | 76228.6432 | 0 | 226717.3421 | 589872.0179 | 402599.7729 | 1800515.651 | 961560.8286 | 19768034.2612 | 19768034.2612 | 1478867.319 | 8788934.7744 | 0 | 22530110.7408 | 52565947.0955 | 3162.2777 | 0.036499 | 617278.8785 | 1440199.2624 | 12584.0649 | 29360.41
1 | 5300 | 707 | 0.015 | 15 | 15 | 7 | 4.217e-12 | 5spot_SharedNeighbor | Water | Porous | Wet | R245fa | MinimizeLCOE_Brownfield | IgnoreSilica | 2019 | 5.6045 | 0.65508 | 0.015443 | 4 | 373917.0905 | 860154.3412 | 7622.8057 | 17535.4097 | 84.0386 | 0 | 102.1406 | 229442.6022 | 7248.2998 | 249476.7247 | 186167.0241 | 0 | 92214.5921 | 0 | 298174.2047 | 775788.1168 | 529491.3306 | 2368002.895 | 961560.8286 | 19768034.2612 | 19768034.2612 | 1478867.319 | 8788934.7744 | 0 | 23097597.9849 | 53133434.3395 | 4216.965 | 0.061772 | 373917.0905 | 860154.3412 | 7622.8057 | 17535.4097
1 | 5300 | 707 | 0.015 | 15 | 15 | 7 | 5.6234e-12 | 5spot_SharedNeighbor | Water | Porous | Wet | R245fa | MinimizeLCOE_Brownfield | IgnoreSilica | 2019 | 7.4339 | 0.8998 | 0.02391 | 4 | 248161.8326 | 562216.5984 | 5059.1146 | 11461.5458 | 85.7222 | 0 | 111.0516 | 290387.4966 | 9291.1997 | 321173.4118 | 241390.3914 | 0 | 107751.3595 | 0 | 378297.605 | 984252.7687 | 671772.739 | 3004316.9718 | 961560.8286 | 19768034.2612 | 19768034.2612 | 1478867.319 | 8788934.7744 | 0 | 23733912.0617 | 53769748.4163 | 5623.4133 | 0.095639 | 248161.8326 | 562216.5984 | 5059.1146 | 11461.5458
1 | 5300 | 707 | 0.015 | 15 | 15 | 7 | 7.4989e-12 | 5spot_SharedNeighbor | Water | Porous | Wet | R245fa | MinimizeLCOE_Brownfield | IgnoreSilica | 2019 | 9.9897 | 1.2456 | 0.035716 | 4 | 172099.0063 | 382339.4895 | 3508.471 | 7794.5076 | 87.1493 | 0 | 96.1195 | 368827.2819 | 11930.2118 | 416124.0445 | 319745.2623 | 0 | 128731.3648 | 0 | 485689.6845 | 1263664.9303 | 862477.2807 | 3857190.0607 | 961560.8286 | 19768034.2612 | 19768034.2612 | 1478867.319 | 8788934.7744 | 0 | 24586785.1506 | 54622621.5052 | 7498.9421 | 0.14286 | 172099.0063 | 382339.4895 | 3508.471 | 7794.5076
1 | 5300 | 707 | 0.015 | 15 | 15 | 7 | 1e-11 | 5spot_SharedNeighbor | Water | Porous | Wet | R245fa | MinimizeLCOE_Brownfield | IgnoreSilica | 2019 | 13.1102 | 1.6679 | 0.051245 | 4 | 124717.0509 | 271247.8967 | 2542.5258 | 5529.7553 | 88.1327 | 0 | 82.9313 | 456000.2616 | 14858.9861 | 525187.5599 | 415312.0266 | 0 | 149655.7341 | 0 | 608795.6817 | 1583961.4825 | 1081086.259 | 4834857.9915 | 961560.8286 | 19768034.2612 | 19768034.2612 | 1478867.319 | 8788934.7744 | 0 | 25564453.0814 | 55600289.436 | 10000 | 0.20498 | 124717.0509 | 271247.8967 | 2542.5258 | 5529.7553
1 | 5300 | 707 | 0.015 | 15 | 15 | 7 | 1.3335e-11 | 5spot_SharedNeighbor | Water | Porous | Wet | R245fa | MinimizeLCOE_Brownfield | IgnoreSilica | 2019 | 17.0419 | 2.2009 | 0.071678 | 4 | 93247.9556 | 198007.4667 | 1900.9857 | 4036.65 | 88.8715 | 0 | 103.9432 | 557028.0794 | 18249.4548 | 655259.3592 | 536063.3806 | 0 | 172452.1729 | 0 | 756230.4543 | 1967556.5178 | 1342897.7527 | 6005737.1716 | 961560.8286 | 19768034.2612 | 19768034.2612 | 1478867.319 | 8788934.7744 | 0 | 26735332.2615 | 56771168.6161 | 13335.2143 | 0.28671 | 93247.9556 | 198007.4667 | 1900.9857 | 4036.65
1 | 5300 | 707 | 0.015 | 15 | 15 | 7 | 1.7783e-11 | 5spot_SharedNeighbor | Water | Porous | Wet | R245fa | MinimizeLCOE_Brownfield | IgnoreSilica | 2019 | 21.9239 | 2.8633 | 0.09813 | 4 | 71640.0785 | 148160.5869 | 1460.4799 | 3020.454 | 89.428 | 0 | 108.3675 | 672808.4944 | 22128.4617 | 808411.0566 | 686028.5559 | 0 | 196793.7094 | 0 | 930606.4085 | 2421246.9812 | 1652550.8163 | 7390574.484 | 961560.8286 | 19768034.2612 | 19768034.2612 | 1478867.319 | 8788934.7744 | 0 | 28120169.5739 | 58156005.9285 | 17782.7941 | 0.39252 | 71640.0785 | 148160.5869 | 1460.4799 | 3020.454
1 | 5300 | 707 | 0.015 | 15 | 15 | 7 | 2.3714e-11 | 5spot_SharedNeighbor | Water | Porous | Wet | R245fa | MinimizeLCOE_Brownfield | IgnoreSilica | 2019 | 27.8554 | 3.6686 | 0.1317 | 4 | 56429.5704 | 113443.3296 | 1150.3931 | 2312.6957 | 89.8475 | 0 | 121.6049 | 803247.6575 | 26490.1413 | 985360.2549 | 868273.5749 | 0 | 221937.9155 | 0 | 1133070.7222 | 2948017.5944 | 2012082.5839 | 8998480.4446 | 961560.8286 | 19768034.2612 | 19768034.2612 | 1478867.319 | 8788934.7744 | 0 | 29728075.5344 | 59763911.889 | 23713.7371 | 0.52682 | 56429.5704 | 113443.3296 | 1150.3931 | 2312.6957
1 | 5300 | 707 | 0.015 | 15 | 15 | 7 | 3.1623e-11 | 5spot_SharedNeighbor | Water | Porous | Wet | R245fa | MinimizeLCOE_Brownfield | IgnoreSilica | 2019 | 34.8003 | 4.612 | 0.17309 | 4 | 45542.9715 | 88925.5 | 928.4551 | 1812.8666 | 90.1619 | 0 | 131.1666 | 945611.5324 | 31240.6177 | 1183037.4018 | 1081563.3669 | 0 | 246159.8371 | 0 | 1360168.9748 | 3538880.6635 | 2415358.7696 | 10802021.1638 | 961560.8286 | 19768034.2612 | 19768034.2612 | 1478867.319 | 8788934.7744 | 0 | 31531616.2537 | 61567452.6083 | 31622.7766 | 0.69235 | 45542.9715 | 88925.5 | 928.4551 | 1812.8666
1 | 5300 | 707 | 0.015 | 15 | 15 | 7 | 4.217e-11 | 5spot_SharedNeighbor | Water | Porous | Wet | R245fa | MinimizeLCOE_Brownfield | IgnoreSilica | 2019 | 42.5908 | 5.6708 | 0.22218 | 4 | 37668.4923 | 71465.5607 | 767.9232 | 1456.9221 | 90.3964 | 0 | 110.7389 | 1095433.6969 | 36229.9435 | 1395468.716 | 1320752.037 | 0 | 267638.9094 | 0 | 1605054.0881 | 4176021.4955 | 2850220.4793 | 12746819.3658 | 961560.8286 | 19768034.2612 | 19768034.2612 | 1478867.319 | 8788934.7744 | 0 | 33476414.4557 | 63512250.8103 | 42169.6503 | 0.88871 | 37668.4923 | 71465.5607 | 767.9232 | 1456.9221
1 | 5300 | 707 | 0.015 | 15 | 15 | 7 | 5.6234e-11 | 5spot_SharedNeighbor | Water | Porous | Wet | R245fa | MinimizeLCOE_Brownfield | IgnoreSilica | 2019 | 50.8346 | 6.7913 | 0.27752 | 4 | 31944.0676 | 59001.3906 | 651.223 | 1202.8232 | 90.567 | 0 | 128.6917 | 1245219.0956 | 41208.5436 | 1611789.6854 | 1573864.4685 | 0 | 284043.629 | 0 | 1854888.9146 | 4826040.4658 | 3293871.7831 | 14730926.5856 | 961560.8286 | 19768034.2612 | 19768034.2612 | 1478867.319 | 8788934.7744 | 0 | 35460521.6755 | 65496358.0301 | 56234.1325 | 1.1101 | 31944.0676 | 59001.3906 | 651.223 | 1202.8232
1 | 5300 | 707 | 0.015 | 15 | 15 | 7 | 7.4989e-11 | 5spot_SharedNeighbor | Water | Porous | Wet | R245fa | MinimizeLCOE_Brownfield | IgnoreSilica | 2019 | 58.9903 | 7.8991 | 0.3362 | 4 | 27778.8127 | 50113.3342 | 566.3087 | 1021.6281 | 90.6842 | 0 | 149.2507 | 1386236.8926 | 45886.2889 | 1818735.7664 | 1824208.4 | 0 | 293500.0429 | 0 | 2093741.2824 | 5447485.3315 | 3718020.6734 | 16627814.6783 | 961560.8286 | 19768034.2612 | 19768034.2612 | 1478867.319 | 8788934.7744 | 0 | 37357409.7681 | 67393246.1227 | 74989.4209 | 1.3448 | 27778.8127 | 50113.3342 | 566.3087 | 1021.6281
1 | 5300 | 707 | 0.015 | 15 | 15 | 7 | 1e-10 | 5spot_SharedNeighbor | Water | Porous | Wet | R245fa | MinimizeLCOE_Brownfield | IgnoreSilica | 2019 | 66.564 | 8.9263 | 0.39461 | 4 | 24748.3384 | 43777.0649 | 504.5284 | 892.4547 | 90.7583 | 0 | 147.214 | 1511758.3655 | 50041.0448 | 2005482.3953 | 2056536.8167 | 0 | 295730.7899 | 0 | 2308624.2708 | 6006566.7886 | 4099605.2558 | 18334345.7274 | 961560.8286 | 19768034.2612 | 19768034.2612 | 1478867.319 | 8788934.7744 | 0 | 39063940.8172 | 69099777.1719 | 100000 | 1.5784 | 24748.3384 | 43777.0649 | 504.5284 | 892.4547
1 | 5300 | 707 | 0.015 | 15 | 15 | 7 | 1.3335e-10 | 5spot_SharedNeighbor | Water | Porous | Wet | R245fa | MinimizeLCOE_Brownfield | IgnoreSilica | 2019 | 73.2339 | 9.8289 | 0.44944 | 4 | 22541.4029 | 39248.6943 | 459.537 | 800.1377 | 90.8005 | 0 | 149.5928 | 1618461.6237 | 53565.184 | 2166066.0237 | 2260954.6538 | 0 | 291976.2464 | 0 | 2492499.2553 | 6484971.7804 | 4426126.4929 | 19794621.2601 | 961560.8286 | 19768034.2612 | 19768034.2612 | 1478867.319 | 8788934.7744 | 0 | 40524216.3499 | 70560052.7046 | 133352.1432 | 1.7978 | 22541.4029 | 39248.6943 | 459.537 | 800.1377
1 | 5300 | 707 | 0.015 | 15 | 15 | 7 | 1.7783e-10 | 5spot_SharedNeighbor | Water | Porous | Wet | R245fa | MinimizeLCOE_Brownfield | IgnoreSilica | 2019 | 78.8512 | 10.5872 | 0.49835 | 4 | 20930.2197 | 35997.7468 | 426.6908 | 733.8628 | 90.8214 | 0 | 140.4658 | 1705777.0155 | 56442.9896 | 2298713.4424 | 2432938.7716 | 0 | 284074.9032 | 0 | 2643399.3777 | 6877582.945 | 4694091.6802 | 20993021.1252 | 961560.8286 | 19768034.2612 | 19768034.2612 | 1478867.319 | 8788934.7744 | 0 | 41722616.2151 | 71758452.5697 | 177827.941 | 1.9934 | 20930.2197 | 35997.7468 | 426.6908 | 733.8628
1 | 5300 | 707 | 0.015 | 15 | 15 | 7 | 2.3714e-10 | 5spot_SharedNeighbor | Water | Porous | Wet | R245fa | MinimizeLCOE_Brownfield | IgnoreSilica | 2019 | 83.4675 | 11.2088 | 0.54034 | 4 | 19749.8101 | 33646.556 | 402.6266 | 685.9306 | 90.8294 | 0 | 146.7642 | 1775898.6809 | 58749.8047 | 2406048.3673 | 2574128.5172 | 0 | 274295.6028 | 0 | 2764757.1795 | 7193331.0513 | 4909596.2507 | 21956805.4545 | 961560.8286 | 19768034.2612 | 19768034.2612 | 1478867.319 | 8788934.7744 | 0 | 42686400.5444 | 72722236.899 | 237137.3706 | 2.1614 | 19749.8101 | 33646.556 | 402.6266 | 685.9306
1 | 5300 | 707 | 0.015 | 15 | 15 | 7 | 3.1623e-10 | 5spot_SharedNeighbor | Water | Porous | Wet | R245fa | MinimizeLCOE_Brownfield | IgnoreSilica | 2019 | 87.1534 | 11.7039 | 0.57518 | 4 | 18881.6262 | 31936.5955 | 384.9275 | 651.0707 | 90.8304 | 0 | 141.4958 | 1830881.169 | 60555.6976 | 2490714.2061 | 2686756.7277 | 0 | 263959.8528 | 0 | 2859818.3848 | 7440660.8077 | 5078403.8916 | 22711750.7373 | 961560.8286 | 19768034.2612 | 19768034.2612 | 1478867.319 | 8788934.7744 | 0 | 43441345.8272 | 73477182.1818 | 316227.766 | 2.3007 | 18881.6262 | 31936.5955 | 384.9275 | 651.0707
1 | 5300 | 707 | 0.015 | 15 | 15 | 7 | 4.217e-10 | 5spot_SharedNeighbor | Water | Porous | Wet | R245fa | MinimizeLCOE_Brownfield | IgnoreSilica | 2019 | 90.4714 | 12.1488 | 0.60556 | 4 | 18214.5961 | 30614.6221 | 371.3292 | 624.1205 | 90.8274 | 0 | 114.8632 | 1879644.1096 | 62155.0918 | 2566173.6256 | 2788060.5865 | 0 | 255987.6563 | 0 | 2945288.2172 | 7663035.7795 | 5230179.3792 | 23390524.4456 | 961560.8286 | 19768034.2612 | 19768034.2612 | 1478867.319 | 8788934.7744 | 0 | 44120119.5355 | 74155955.8901 | 421696.5034 | 2.4222 | 18214.5961 | 30614.6221 | 371.3292 | 624.1205
1 | 5300 | 707 | 0.015 | 15 | 15 | 7 | 5.6234e-10 | 5spot_SharedNeighbor | Water | Porous | Wet | R245fa | MinimizeLCOE_Brownfield | IgnoreSilica | 2019 | 92.6903 | 12.4458 | 0.62769 | 4 | 17748.0902 | 29710.914 | 361.8188 | 605.6972 | 90.8234 | 0 | 153.7869 | 1911876.2416 | 63211.0613 | 2616246.1394 | 2855761.0342 | 0 | 247362.3975 | 0 | 3000838.1808 | 7807565.39 | 5328823.8081 | 23831684.2529 | 961560.8286 | 19768034.2612 | 19768034.2612 | 1478867.319 | 8788934.7744 | 0 | 44561279.3427 | 74597115.6973 | 562341.3252 | 2.5108 | 17748.0902 | 29710.914 | 361.8188 | 605.6972
1 | 5300 | 707 | 0.015 | 15 | 15 | 7 | 7.4989e-10 | 5spot_SharedNeighbor | Water | Porous | Wet | R245fa | MinimizeLCOE_Brownfield | IgnoreSilica | 2019 | 94.3929 | 12.6734 | 0.645 | 4 | 17401.5637 | 29043.3422 | 354.7544 | 592.0878 | 90.8193 | 0 | 153.2625 | 1936405.9111 | 64014.0241 | 2654456.191 | 2907677.4478 | 0 | 240007.5274 | 0 | 3042998.8296 | 7917258.7496 | 5403691.78 | 24166510.4606 | 961560.8286 | 19768034.2612 | 19768034.2612 | 1478867.319 | 8788934.7744 | 0 | 44896105.5505 | 74931941.9051 | 749894.2093 | 2.58 | 17401.5637 | 29043.3422 | 354.7544 | 592.0878
1 | 5300 | 707 | 0.015 | 15 | 15 | 7 | 1e-09 | 5spot_SharedNeighbor | Water | Porous | Wet | R245fa | MinimizeLCOE_Brownfield | IgnoreSilica | 2019 | 95.677 | 12.8448 | 0.65835 | 4 | 17143.5894 | 28549.3185 | 349.4953 | 582.0165 | 90.8156 | 0 | 152.0942 | 1954793.539 | 64615.5466 | 2683157.4805 | 2946818.6306 | 0 | 233830.133 | 0 | 3074453.9786 | 7999098.595 | 5459549.1561 | 24416317.0594 | 961560.8286 | 19768034.2612 | 19768034.2612 | 1478867.319 | 8788934.7744 | 0 | 45145912.1493 | 75181748.5039 | 1000000 | 2.6334 | 17143.5894 | 28549.3185 | 349.4953 | 582.0165
1 | 5300 | 707 | 0.015 | 15 | 15 | 7 | 1.3335e-09 | 5spot_SharedNeighbor | Water | Porous | Wet | R245fa | MinimizeLCOE_Brownfield | IgnoreSilica | 2019 | 96.6586 | 12.9758 | 0.66862 | 4 | 16951.2045 | 28181.6968 | 345.5732 | 574.522 | 90.8124 | 0 | 134.5756 | 1968785.4339 | 65073.0457 | 2705031.2424 | 2976731.7673 | 0 | 228909.6684 | 0 | 3098367.1515 | 8061315.7658 | 5502013.6536 | 24606227.7287 | 961560.8286 | 19768034.2612 | 19768034.2612 | 1478867.319 | 8788934.7744 | 0 | 45335822.8186 | 75371659.1732 | 1333521.4322 | 2.6745 | 16951.2045 | 28181.6968 | 345.5732 | 574.522
1 | 5300 | 707 | 0.015 | 15 | 15 | 7 | 1.7783e-09 | 5spot_SharedNeighbor | Water | Porous | Wet | R245fa | MinimizeLCOE_Brownfield | IgnoreSilica | 2019 | 95.2041 | 12.7817 | 0.66959 | 4 | 16787.3256 | 28001.6045 | 342.2323 | 570.8506 | 90.8169 | 0 | 113.7281 | 1948029.6915 | 64394.2733 | 2672596.6745 | 2932405.1592 | 0 | 206553.1634 | 0 | 3051351.7952 | 7938991.4527 | 5418524.7965 | 24232847.0063 | 961560.8286 | 19768034.2612 | 19768034.2612 | 1478867.319 | 8788934.7744 | 0 | 44962442.0962 | 74998278.4508 | 1778279.41 | 2.6784 | 16787.3256 | 28001.6045 | 342.2323 | 570.8506
1 | 5300 | 707 | 0.015 | 15 | 15 | 7 | 2.3714e-09 | 5spot_SharedNeighbor | Water | Porous | Wet | R245fa | MinimizeLCOE_Brownfield | IgnoreSilica | 2019 | 97.6673 | 13.1103 | 0.68242 | 4 | 16672.9524 | 27676.3525 | 339.9007 | 564.2199 | 90.8089 | 0 | 119.3778 | 1983105.3194 | 65541.0746 | 2727447.5205 | 3007460.4919 | 0 | 217838.6206 | 0 | 3120543.2805 | 8119013.5044 | 5541393.5458 | 24782343.3576 | 961560.8286 | 19768034.2612 | 19768034.2612 | 1478867.319 | 8788934.7744 | 0 | 45511938.4474 | 75547774.8021 | 2371373.7057 | 2.7297 | 16672.9524 | 27676.3525 | 339.9007 | 564.2199
1 | 5300 | 707 | 0.015 | 15 | 15 | 7 | 3.1623e-09 | 5spot_SharedNeighbor | Water | Porous | Wet | R245fa | MinimizeLCOE_Brownfield | IgnoreSilica | 2019 | 100 | 13.421 | 0.69272 | 4 | 16615.3726 | 27455.1824 | 338.7268 | 559.711 | 90.7998 | 0 | 119.8377 | 2016000.0874 | 66615.437 | 2779055.5716 | 3078489.1337 | 0 | 231480.9699 | 0 | 3186940.0678 | 8291764.3252 | 5659299.5306 | 25309645.1232 | 961560.8286 | 19768034.2612 | 19768034.2612 | 1478867.319 | 8788934.7744 | 0 | 46039240.213 | 76075076.5676 | 3162277.6602 | 2.7709 | 16615.3726 | 27455.1824 | 338.7268 | 559.711
1 | 5300 | 707 | 0.015 | 15 | 15 | 7 | 4.217e-09 | 5spot_SharedNeighbor | Water | Porous | Wet | R245fa | MinimizeLCOE_Brownfield | IgnoreSilica | 2019 | 101.1 | 13.5674 | 0.69933 | 4 | 16543.2242 | 27280.5152 | 337.256 | 556.1502 | 90.7949 | 0 | 124.3793 | 2031406.7746 | 67118.2576 | 2803281.8751 | 3111967.6957 | 0 | 234630.2284 | 0 | 3216877.8842 | 8369656.3824 | 5712462.4602 | 25547401.5582 | 961560.8286 | 19768034.2612 | 19768034.2612 | 1478867.319 | 8788934.7744 | 0 | 46276996.648 | 76312833.0026 | 4216965.0343 | 2.7973 | 16543.2242 | 27280.5152 | 337.256 | 556.1502
1 | 5300 | 707 | 0.015 | 15 | 15 | 7 | 5.6234e-09 | 5spot_SharedNeighbor | Water | Porous | Wet | R245fa | MinimizeLCOE_Brownfield | IgnoreSilica | 2019 | 98.9413 | 13.2801 | 0.69291 | 4 | 16514.6279 | 27351.442 | 336.673 | 557.5961 | 90.804 | 0 | 140.5387 | 2001104.8805 | 66129.0549 | 2755668.7538 | 3046254.909 | 0 | 216439.2001 | 0 | 3153382.7513 | 8204455.0712 | 5599709.1708 | 25043143.7917 | 961560.8286 | 19768034.2612 | 19768034.2612 | 1478867.319 | 8788934.7744 | 0 | 45772738.8816 | 75808575.2362 | 5623413.2519 | 2.7716 | 16514.6279 | 27351.442 | 336.673 | 557.5961
1 | 5300 | 707 | 0.015 | 15 | 15 | 7 | 7.4989e-09 | 5spot_SharedNeighbor | Water | Porous | Wet | R245fa | MinimizeLCOE_Brownfield | IgnoreSilica | 2019 | 99.1265 | 13.3047 | 0.69487 | 4 | 16480.8885 | 27287.2079 | 335.9852 | 556.2866 | 90.8033 | 0 | 132.7436 | 2003714.3445 | 66214.2705 | 2759764.0387 | 3051894.2746 | 0 | 215435.9303 | 0 | 3157838.9149 | 8216049.0946 | 5607622.33 | 25078533.1981 | 961560.8286 | 19768034.2612 | 19768034.2612 | 1478867.319 | 8788934.7744 | 0 | 45808128.2879 | 75843964.6426 | 7498942.0933 | 2.7795 | 16480.8885 | 27287.2079 | 335.9852 | 556.2866
1 | 5300 | 707 | 0.015 | 15 | 15 | 7 | 1e-08 | 5spot_SharedNeighbor | Water | Porous | Wet | R245fa | MinimizeLCOE_Brownfield | IgnoreSilica | 2019 | 99.2534 | 13.3216 | 0.6963 | 4 | 16455.6064 | 27239.7649 | 335.4698 | 555.3195 | 90.8028 | 0 | 117.4303 | 2005500.6676 | 66272.6009 | 2762568.1014 | 3055757.0449 | 0 | 214582.4096 | 0 | 3160825.5215 | 8223819.6326 | 5612925.8818 | 25102251.8603 | 961560.8286 | 19768034.2612 | 19768034.2612 | 1478867.319 | 8788934.7744 | 0 | 45831846.9502 | 75867683.3048 | 10000000 | 2.7852 | 16455.6064 | 27239.7649 | 335.4698 | 555.3195
1 | 5400 | 707 | 0.015 | 15 | 15 | 7 | 1e-13 | 5spot_SharedNeighbor | Water | Porous | Wet | R245fa | MinimizeLCOE_Brownfield | IgnoreSilica | 2019 | 0 | 0 | 0 | 0 |  |  |  |  | 15 |  | 20.1079 | [19 empty] | 100 | 0
1 | 5400 | 707 | 0.015 | 15 | 15 | 7 | 1.3335e-13 | 5spot_SharedNeighbor | Water | Porous | Wet | R245fa | MinimizeLCOE_Brownfield | IgnoreSilica | 2019 | 0 | 0 | 0 | 0 |  |  |  |  | 15 |  | 21.8802 | [19 empty] | 133.3521 | 0
1 | 5400 | 707 | 0.015 | 15 | 15 | 7 | 1.7783e-13 | 5spot_SharedNeighbor | Water | Porous | Wet | R245fa | MinimizeLCOE_Brownfield | IgnoreSilica | 2019 | 0 | 0 | 0 | 0 |  |  |  |  | 15 |  | 21.927 | [19 empty] | 177.8279 | 0
1 | 5400 | 707 | 0.015 | 15 | 15 | 7 | 2.3714e-13 | 5spot_SharedNeighbor | Water | Porous | Wet | R245fa | MinimizeLCOE_Brownfield | IgnoreSilica | 2019 | 0 | 0 | 0 | 0 |  |  |  |  | 15 |  | 24.2654 | [19 empty] | 237.1374 | 0
1 | 5400 | 707 | 0.015 | 15 | 15 | 7 | 3.1623e-13 | 5spot_SharedNeighbor | Water | Porous | Wet | R245fa | MinimizeLCOE_Brownfield | IgnoreSilica | 2019 | 0 | 0 | 0 | 0 |  |  |  |  | 15 |  | 23.1629 | [19 empty] | 316.2278 | 0
1 | 5400 | 707 | 0.015 | 15 | 15 | 7 | 4.217e-13 | 5spot_SharedNeighbor | Water | Porous | Wet | R245fa | MinimizeLCOE_Brownfield | IgnoreSilica | 2019 | 0 | 0 | 0 | 0 |  |  |  |  | 15 |  | 24.5806 | [19 empty] | 421.6965 | 0
1 | 5400 | 707 | 0.015 | 15 | 15 | 7 | 5.6234e-13 | 5spot_SharedNeighbor | Water | Porous | Wet | R245fa | MinimizeLCOE_Brownfield | IgnoreSilica | 2019 | 0 | 0 | 0 | 0 |  |  |  |  | 15 |  | 28.7405 | [19 empty] | 562.3413 | 0
1 | 5400 | 707 | 0.015 | 15 | 15 | 7 | 7.4989e-13 | 5spot_SharedNeighbor | Water | Porous | Wet | R245fa | MinimizeLCOE_Brownfield | IgnoreSilica | 2019 | 0 | 0 | 0 | 0 |  |  |  |  | 15 |  | 28.0052 | [19 empty] | 749.8942 | 0
1 | 5400 | 707 | 0.015 | 15 | 15 | 7 | 1e-12 | 5spot_SharedNeighbor | Water | Porous | Wet | R245fa | MinimizeLCOE_Brownfield | IgnoreSilica | 2019 | 0 | 0 | 0 | 0 |  |  |  |  | 15 |  | 30.6148 | [19 empty] | 1000 | 0
1 | 5400 | 707 | 0.015 | 15 | 15 | 7 | 1.3335e-12 | 5spot_SharedNeighbor | Water | Porous | Wet | R245fa | MinimizeLCOE_Brownfield | IgnoreSilica | 2019 | 1.6 | 0.13327 | 0.00022367 | 4 | 24597141.5661 | 58977805.4241 | 501446.0009 | 1202342.337 | 70.1109 | 0 | 32.1182 | 65556.3051 | 1850.2746 | 70615.5201 | 63445.8315 | 0 | 43889.7639 | 0 | 95689.5011 | 248964.4532 | 169923.355 | 759935.0044 | 961560.8286 | 20284743.5872 | 20284743.5872 | 1478867.319 | 8995618.5048 | 0 | 22006239.4203 | 52765468.8313 | 1333.5214 | 0.00089467 | 24597141.5661 | 58977805.4241 | 501446.0009 | 1202342.337
1 | 5400 | 707 | 0.015 | 15 | 15 | 7 | 1.7783e-12 | 5spot_SharedNeighbor | Water | Porous | Wet | R245fa | MinimizeLCOE_Brownfield | IgnoreSilica | 2019 | 1.6 | 0.13327 | 0.0018092 | 4 | 3037314.0927 | 7287704.4075 | 61919.7561 | 148569.7117 | 70.1123 | 0 | 33.574 | 65559.3619 | 1850.3814 | 70617.7049 | 63446.7623 | 0 | 35553.0793 | 0 | 92440.643 | 240511.591 | 164154.1029 | 734133.6267 | 961560.8286 | 20284743.5872 | 20284743.5872 | 1478867.319 | 8995618.5048 | 0 | 21980438.0425 | 52739667.4536 | 1778.2794 | 0.0072368 | 3037314.0927 | 7287704.4075 | 61919.7561 | 148569.7117
1 | 5400 | 707 | 0.015 | 15 | 15 | 7 | 2.3714e-12 | 5spot_SharedNeighbor | Water | Porous | Wet | R245fa | MinimizeLCOE_Brownfield | IgnoreSilica | 2019 | 3.2493 | 0.3494 | 0.005732 | 4 | 991840.5662 | 2333408.6475 | 20220.0115 | 47569.6914 | 80.2768 | 0 | 84.789 | 143117.3447 | 4386.1902 | 151352.8468 | 114701.8265 | 0 | 68945.3946 | 0 | 188176.4051 | 489596.4059 | 334159.6072 | 1494436.0211 | 961560.8286 | 20284743.5872 | 20284743.5872 | 1478867.319 | 8995618.5048 | 0 | 22740740.4369 | 53499969.848 | 2371.3737 | 0.022928 | 991840.5662 | 2333408.6475 | 20220.0115 | 47569.6914
1 | 5400 | 707 | 0.015 | 15 | 15 | 7 | 3.1623e-12 | 5spot_SharedNeighbor | Water | Porous | Wet | R245fa | MinimizeLCOE_Brownfield | IgnoreSilica | 2019 | 4.5038 | 0.51971 | 0.010772 | 4 | 539512.7585 | 1253401.1575 | 10998.6973 | 25552.2779 | 83.4701 | 0 | 99.4307 | 194311.4773 | 6104.5347 | 207402.0341 | 153299.3817 | 0 | 84493.6791 | 0 | 251788.3317 | 655101.5902 | 447120.2963 | 1999621.3252 | 961560.8286 | 20284743.5872 | 20284743.5872 | 1478867.319 | 8995618.5048 | 0 | 23245925.741 | 54005155.1521 | 3162.2777 | 0.043087 | 539512.7585 | 1253401.1575 | 10998.6973 | 25552.2779
1 | 5400 | 707 | 0.015 | 15 | 15 | 7 | 4.217e-12 | 5spot_SharedNeighbor | Water | Porous | Wet | R245fa | MinimizeLCOE_Brownfield | IgnoreSilica | 2019 | 5.9749 | 0.72159 | 0.017827 | 4 | 333697.0295 | 765050.9073 | 6802.8653 | 15596.5976 | 85.6134 | 0 | 88.851 | 248849.9119 | 7947.6678 | 269209.6241 | 198610.7859 | 0 | 98419.077 | 0 | 320984.456 | 835135.7115 | 569997.2835 | 2549154.5177 | 961560.8286 | 20284743.5872 | 20284743.5872 | 1478867.319 | 8995618.5048 | 0 | 23795458.9335 | 54554688.3446 | 4216.965 | 0.071309 | 333697.0295 | 765050.9073 | 6802.8653 | 15596.5976
1 | 5400 | 707 | 0.015 | 15 | 15 | 7 | 5.6234e-12 | 5spot_SharedNeighbor | Water | Porous | Wet | R245fa | MinimizeLCOE_Brownfield | IgnoreSilica | 2019 | 7.8897 | 0.98513 | 0.027357 | 4 | 223612.2068 | 504701.6207 | 4558.6373 | 10289.0252 | 87.2181 | 0 | 96.8385 | 313433.3482 | 10134.3394 | 344902.1425 | 257723.7957 | 0 | 114493.8372 | 0 | 405868.1106 | 1055985.5687 | 720731.849 | 3223272.9913 | 961560.8286 | 20284743.5872 | 20284743.5872 | 1478867.319 | 8995618.5048 | 0 | 24469577.4072 | 55228806.8182 | 5623.4133 | 0.10943 | 223612.2068 | 504701.6207 | 4558.6373 | 10289.0252
1 | 5400 | 707 | 0.015 | 15 | 15 | 7 | 7.4989e-12 | 5spot_SharedNeighbor | Water | Porous | Wet | R245fa | MinimizeLCOE_Brownfield | IgnoreSilica | 2019 | 10.6398 | 1.368 | 0.040693 | 4 | 156040.5536 | 345013.1669 | 3181.0977 | 7033.5601 | 88.6539 | 0 | 99.1724 | 398931.4874 | 13038.9653 | 448007.1215 | 343096.3707 | 0 | 137644.893 | 0 | 522880.3468 | 1360427.4049 | 928519.6578 | 4152546.2475 | 961560.8286 | 20284743.5872 | 20284743.5872 | 1478867.319 | 8995618.5048 | 0 | 25398850.6634 | 56158080.0744 | 7498.9421 | 0.16277 | 156040.5536 | 345013.1669 | 3181.0977 | 7033.5601
1 | 5400 | 707 | 0.015 | 15 | 15 | 7 | 1e-11 | 5spot_SharedNeighbor | Water | Porous | Wet | R245fa | MinimizeLCOE_Brownfield | IgnoreSilica | 2019 | 13.9339 | 1.8264 | 0.058119 | 4 | 113741.8034 | 246053.631 | 2318.7805 | 5016.1361 | 89.608 | 0 | 75.7489 | 492065.3838 | 16197.6923 | 564086.6745 | 445462.0357 | 0 | 159756.165 | 0 | 654251.501 | 1702228.2001 | 1161805.7239 | 5195853.3762 | 961560.8286 | 20284743.5872 | 20284743.5872 | 1478867.319 | 8995618.5048 | 0 | 26442157.792 | 57201387.2031 | 10000 | 0.23248 | 113741.8034 | 246053.631 | 2318.7805 | 5016.1361
1 | 5400 | 707 | 0.015 | 15 | 15 | 7 | 1.3335e-11 | 5spot_SharedNeighbor | Water | Porous | Wet | R245fa | MinimizeLCOE_Brownfield | IgnoreSilica | 2019 | 18.0601 | 2.4012 | 0.080933 | 4 | 85510.8981 | 180525.328 | 1743.2553 | 3680.253 | 90.3238 | 0 | 112.75 | 599366.8471 | 19830.903 | 701727.3907 | 573593.1513 | 0 | 183556.8992 | 0 | 810449.3246 | 2108622.8966 | 1439178.4548 | 6436325.8674 | 961560.8286 | 20284743.5872 | 20284743.5872 | 1478867.319 | 8995618.5048 | 0 | 27682630.2832 | 58441859.6943 | 13335.2143 | 0.32373 | 85510.8981 | 180525.328 | 1743.2553 | 3680.253
1 | 5400 | 707 | 0.015 | 15 | 15 | 7 | 1.7783e-11 | 5spot_SharedNeighbor | Water | Porous | Wet | R245fa | MinimizeLCOE_Brownfield | IgnoreSilica | 2019 | 23.2003 | 3.1178 | 0.11039 | 4 | 66025.916 | 135683.3909 | 1346.0276 | 2766.0894 | 90.867 | 0 | 108.3918 | 722824.1212 | 24002.5038 | 864428.4196 | 733092.4886 | 0 | 209304.3145 | 0 | 995924.2206 | 2591190.5299 | 1768540.7803 | 7909307.3785 | 961560.8286 | 20284743.5872 | 20284743.5872 | 1478867.319 | 8995618.5048 | 0 | 29155611.7943 | 59914841.2054 | 17782.7941 | 0.44158 | 66025.916 | 135683.3909 | 1346.0276 | 2766.0894
1 | 5400 | 707 | 0.015 | 15 | 15 | 7 | 2.3714e-11 | 5spot_SharedNeighbor | Water | Porous | Wet | R245fa | MinimizeLCOE_Brownfield | IgnoreSilica | 2019 | 29.4024 | 3.9832 | 0.14765 | 4 | 52244.2595 | 104326.4994 | 1065.0699 | 2126.8368 | 91.2754 | 0 | 115.8329 | 861114.5706 | 28666.7415 | 1051216.6344 | 925785.714 | 0 | 235517.0656 | 0 | 1209897.2831 | 3147904.5466 | 2148509.536 | 9608612.0917 | 961560.8286 | 20284743.5872 | 20284743.5872 | 1478867.319 | 8995618.5048 | 0 | 30854916.5076 | 61614145.9186 | 23713.7371 | 0.59059 | 52244.2595 | 104326.4994 | 1065.0699 | 2126.8368
1 | 5400 | 707 | 0.015 | 15 | 15 | 7 | 3.1623e-11 | 5spot_SharedNeighbor | Water | Porous | Wet | R245fa | MinimizeLCOE_Brownfield | IgnoreSilica | 2019 | 36.625 | 4.9916 | 0.19335 | 4 | 42349.1556 | 82121.1385 | 863.3448 | 1674.1505 | 91.5817 | 0 | 116.7494 | 1011436.531 | 33726.9142 | 1258897.9616 | 1150325.9502 | 0 | 260543.5095 | 0 | 1448823.0379 | 3769540.3502 | 2572788.7453 | 11506083 | 961560.8286 | 20284743.5872 | 20284743.5872 | 1478867.319 | 8995618.5048 | 0 | 32752387.4159 | 63511616.8269 | 31622.7766 | 0.77339 | 42349.1556 | 82121.1385 | 863.3448 | 1674.1505
1 | 5400 | 707 | 0.015 | 15 | 15 | 7 | 4.217e-11 | 5spot_SharedNeighbor | Water | Porous | Wet | R245fa | MinimizeLCOE_Brownfield | IgnoreSilica | 2019 | 44.6519 | 6.1127 | 0.24716 | 4 | 35180.5286 | 66293.7285 | 717.2027 | 1351.4873 | 91.8093 | 0 | 100.6999 | 1168357.8781 | 38998.8529 | 1480160.1136 | 1399911.376 | 0 | 282243.1127 | 0 | 1704171.82 | 4433905.502 | 3026231.6127 | 13533980.2681 | 961560.8286 | 20284743.5872 | 20284743.5872 | 1478867.319 | 8995618.5048 | 0 | 34780284.6839 | 65539514.095 | 42169.6503 | 0.98862 | 35180.5286 | 66293.7285 | 717.2027 | 1351.4873
1 | 5400 | 707 | 0.015 | 15 | 15 | 7 | 5.6234e-11 | 5spot_SharedNeighbor | Water | Porous | Wet | R245fa | MinimizeLCOE_Brownfield | IgnoreSilica | 2019 | 53.0512 | 7.2858 | 0.30722 | 4 | 29967.031 | 54997.0274 | 610.9185 | 1121.1888 | 91.9731 | 0 | 124.2457 | 1323668.5108 | 44206.2619 | 1703128.8173 | 1661069.508 | 0 | 298196.484 | 0 | 1961805.137 | 5104214.5449 | 3483731.308 | 15580020.5719 | 961560.8286 | 20284743.5872 | 20284743.5872 | 1478867.319 | 8995618.5048 | 0 | 36826324.9878 | 67585554.3988 | 56234.1325 | 1.2289 | 29967.031 | 54997.0274 | 610.9185 | 1121.1888
1 | 5400 | 707 | 0.015 | 15 | 15 | 7 | 7.4989e-11 | 5spot_SharedNeighbor | Water | Porous | Wet | R245fa | MinimizeLCOE_Brownfield | IgnoreSilica | 2019 | 61.2413 | 8.4284 | 0.37015 | 4 | 26174.0723 | 46949.0413 | 533.5939 | 957.1197 | 92.0831 | 0 | 125.565 | 1467917.6612 | 49032.1597 | 1913498.9553 | 1915474.5732 | 0 | 306435.2992 | 0 | 2204419.873 | 5735448.3208 | 3914561.3306 | 17506788.1731 | 961560.8286 | 20284743.5872 | 20284743.5872 | 1478867.319 | 8995618.5048 | 0 | 38753092.5889 | 69512322 | 74989.4209 | 1.4806 | 26174.0723 | 46949.0413 | 533.5939 | 957.1197
1 | 5400 | 707 | 0.015 | 15 | 15 | 7 | 1e-10 | 5spot_SharedNeighbor | Water | Porous | Wet | R245fa | MinimizeLCOE_Brownfield | IgnoreSilica | 2019 | 68.7929 | 9.4801 | 0.43216 | 4 | 23413.9859 | 41207.7015 | 477.3258 | 840.0747 | 92.1507 | 0 | 127.7291 | 1595534.6881 | 53291.8006 | 2102122.595 | 2149836.0441 | 0 | 307438.7736 | 0 | 2421207.3215 | 6299484.7927 | 4299527.8125 | 19228443.8281 | 961560.8286 | 20284743.5872 | 20284743.5872 | 1478867.319 | 8995618.5048 | 0 | 40474748.2439 | 71233977.655 | 100000 | 1.7287 | 23413.9859 | 41207.7015 | 477.3258 | 840.0747
1 | 5400 | 707 | 0.015 | 15 | 15 | 7 | 1.3335e-10 | 5spot_SharedNeighbor | Water | Porous | Wet | R245fa | MinimizeLCOE_Brownfield | IgnoreSilica | 2019 | 75.3823 | 10.3955 | 0.48982 | 4 | 21402.9346 | 37102.1816 | 436.3278 | 756.3782 | 92.1875 | 0 | 151.0717 | 1703124.1989 | 56874.6707 | 2262935.8594 | 2354129.3581 | 0 | 302417.7277 | 0 | 2604997.9078 | 6777670.1975 | 4625899.177 | 20688049.0972 | 961560.8286 | 20284743.5872 | 20284743.5872 | 1478867.319 | 8995618.5048 | 0 | 41934353.5131 | 72693582.9241 | 133352.1432 | 1.9593 | 21402.9346 | 37102.1816 | 436.3278 | 756.3782
1 | 5400 | 707 | 0.015 | 15 | 15 | 7 | 1.7783e-10 | 5spot_SharedNeighbor | Water | Porous | Wet | R245fa | MinimizeLCOE_Brownfield | IgnoreSilica | 2019 | 80.9272 | 11.1638 | 0.54095 | 4 | 19933.6708 | 34149.1445 | 406.3748 | 696.1765 | 92.2042 | 0 | 136.3048 | 1791159.4292 | 59799.989 | 2395732.9742 | 2525850.0851 | 0 | 293677.2276 | 0 | 2755825.685 | 7170093.1347 | 4893735.8951 | 21885874.4199 | 961560.8286 | 20284743.5872 | 20284743.5872 | 1478867.319 | 8995618.5048 | 0 | 43132178.8358 | 73891408.2468 | 177827.941 | 2.1638 | 19933.6708 | 34149.1445 | 406.3748 | 696.1765
1 | 5400 | 707 | 0.015 | 15 | 15 | 7 | 2.3714e-10 | 5spot_SharedNeighbor | Water | Porous | Wet | R245fa | MinimizeLCOE_Brownfield | IgnoreSilica | 2019 | 85.4406 | 11.7875 | 0.5845 | 4 | 18856.3313 | 32012.6264 | 384.4118 | 652.6207 | 92.209 | 0 | 166.064 | 1861235.5871 | 62124.0539 | 2502219.5955 | 2665480.2613 | 0 | 283063.1463 | 0 | 2875907.8312 | 7482522.247 | 5106975.1841 | 22839527.9065 | 961560.8286 | 20284743.5872 | 20284743.5872 | 1478867.319 | 8995618.5048 | 0 | 44085832.3223 | 74845061.7334 | 237137.3706 | 2.338 | 18856.3313 | 32012.6264 | 384.4118 | 652.6207
1 | 5400 | 707 | 0.015 | 15 | 15 | 7 | 3.1623e-10 | 5spot_SharedNeighbor | Water | Porous | Wet | R245fa | MinimizeLCOE_Brownfield | IgnoreSilica | 2019 | 89.0144 | 12.2802 | 0.6204 | 4 | 18063.2989 | 30458.1424 | 368.2448 | 620.9304 | 92.2077 | 0 | 160.6712 | 1915760.4487 | 63929.4129 | 2585554.6809 | 2775935.2428 | 0 | 271967.9163 | 0 | 2969127.6036 | 7725060.9728 | 5272512.8481 | 23579849.126 | 961560.8286 | 20284743.5872 | 20284743.5872 | 1478867.319 | 8995618.5048 | 0 | 44826153.5419 | 75585382.9529 | 316227.766 | 2.4816 | 18063.2989 | 30458.1424 | 368.2448 | 620.9304
1 | 5400 | 707 | 0.015 | 15 | 15 | 7 | 4.217e-10 | 5spot_SharedNeighbor | Water | Porous | Wet | R245fa | MinimizeLCOE_Brownfield | IgnoreSilica | 2019 | 91.799 | 12.6634 | 0.65024 | 4 | 17450.7381 | 29276.8704 | 355.7569 | 596.8486 | 92.2037 | 0 | 153.8144 | 1957677.253 | 65315.4809 | 2649905.6033 | 2861930.1002 | 0 | 259905.3651 | 0 | 3039946.1829 | 7909316.3893 | 5398270.9559 | 24142267.3304 | 961560.8286 | 20284743.5872 | 20284743.5872 | 1478867.319 | 8995618.5048 | 0 | 45388571.7463 | 76147801.1573 | 421696.5034 | 2.601 | 17450.7381 | 29276.8704 | 355.7569 | 596.8486
1 | 5400 | 707 | 0.015 | 15 | 15 | 7 | 5.6234e-10 | 5spot_SharedNeighbor | Water | Porous | Wet | R245fa | MinimizeLCOE_Brownfield | IgnoreSilica | 2019 | 94.442 | 13.0265 | 0.67463 | 4 | 17023.8793 | 28422.5004 | 347.0548 | 579.4311 | 92.1976 | 0 | 147.2509 | 1997013.7201 | 66614.7001 | 2710523.4305 | 2943493.2126 | 0 | 254808.1335 | 0 | 3109256.7467 | 8089648.2587 | 5521351.1622 | 24692709.3644 | 961560.8286 | 20284743.5872 | 20284743.5872 | 1478867.319 | 8995618.5048 | 0 | 45939013.7802 | 76698243.1913 | 562341.3252 | 2.6985 | 17023.8793 | 28422.5004 | 347.0548 | 579.4311
1 | 5400 | 707 | 0.015 | 15 | 15 | 7 | 7.4989e-10 | 5spot_SharedNeighbor | Water | Porous | Wet | R245fa | MinimizeLCOE_Brownfield | IgnoreSilica | 2019 | 96.0861 | 13.252 | 0.69232 | 4 | 16706.919 | 27814.1986 | 340.5931 | 567.0301 | 92.1927 | 0 | 136.0378 | 2021268.2792 | 67415.0249 | 2748010.8801 | 2994203.1219 | 0 | 247203.1857 | 0 | 3150459.1918 | 8196848.5691 | 5594517.5768 | 25019925.8295 | 961560.8286 | 20284743.5872 | 20284743.5872 | 1478867.319 | 8995618.5048 | 0 | 46266230.2454 | 77025459.6564 | 749894.2093 | 2.7693 | 16706.919 | 27814.1986 | 340.5931 | 567.0301
1 | 5400 | 707 | 0.015 | 15 | 15 | 7 | 1e-09 | 5spot_SharedNeighbor | Water | Porous | Wet | R245fa | MinimizeLCOE_Brownfield | IgnoreSilica | 2019 | 97.336 | 13.4233 | 0.70599 | 4 | 16470.8591 | 27363.1687 | 335.7807 | 557.8352 | 92.1884 | 0 | 145.5239 | 2039596.6317 | 68019.4128 | 2776394.9735 | 3032734.9374 | 0 | 240937.4812 | 0 | 3181496.5403 | 8277601.3832 | 5649633.0317 | 25266414.3919 | 961560.8286 | 20284743.5872 | 20284743.5872 | 1478867.319 | 8995618.5048 | 0 | 46512718.8077 | 77271948.2188 | 1000000 | 2.8239 | 16470.8591 | 27363.1687 | 335.7807 | 557.8352
1 | 5400 | 707 | 0.015 | 15 | 15 | 7 | 1.3335e-09 | 5spot_SharedNeighbor | Water | Porous | Wet | R245fa | MinimizeLCOE_Brownfield | IgnoreSilica | 2019 | 98.2936 | 13.5544 | 0.7165 | 4 | 16294.7605 | 27027.2486 | 332.1907 | 550.987 | 92.1848 | 0 | 123.451 | 2053576.3358 | 68480.1722 | 2798077.0837 | 3062247.5611 | 0 | 235982.1621 | 0 | 3205161.6928 | 8339173.2556 | 5691657.0998 | 25454355.3632 | 961560.8286 | 20284743.5872 | 20284743.5872 | 1478867.319 | 8995618.5048 | 0 | 46700659.779 | 77459889.1901 | 1333521.4322 | 2.866 | 16294.7605 | 27027.2486 | 332.1907 | 550.987
1 | 5400 | 707 | 0.015 | 15 | 15 | 7 | 1.7783e-09 | 5spot_SharedNeighbor | Water | Porous | Wet | R245fa | MinimizeLCOE_Brownfield | IgnoreSilica | 2019 | 99.0144 | 13.653 | 0.7245 | 4 | 16163.2253 | 26777.1269 | 329.5092 | 545.8879 | 92.1819 | 0 | 141.6951 | 2064064.2755 | 68825.714 | 2814362.1059 | 3084458.7846 | 0 | 232042.4279 | 0 | 3222863.7901 | 8385230.4815 | 5723092.1029 | 25594939.6822 | 961560.8286 | 20284743.5872 | 20284743.5872 | 1478867.319 | 8995618.5048 | 0 | 46841244.0981 | 77600473.5091 | 1778279.41 | 2.898 | 16163.2253 | 26777.1269 | 329.5092 | 545.8879
1 | 5400 | 707 | 0.015 | 15 | 15 | 7 | 2.3714e-09 | 5spot_SharedNeighbor | Water | Porous | Wet | R245fa | MinimizeLCOE_Brownfield | IgnoreSilica | 2019 | 96.5977 | 13.3221 | 0.72021 | 4 | 16051.406 | 26728.5541 | 327.2296 | 544.8977 | 92.1908 | 0 | 136.8621 | 2028774.237 | 67662.5052 | 2759633.6196 | 3009972.0648 | 0 | 204120.0006 | 0 | 3147363.3466 | 8188793.8149 | 5589020.0416 | 24995339.6304 | 961560.8286 | 20284743.5872 | 20284743.5872 | 1478867.319 | 8995618.5048 | 0 | 46241644.0463 | 77000873.4573 | 2371373.7057 | 2.8808 | 16051.406 | 26728.5541 | 327.2296 | 544.8977
1 | 5400 | 707 | 0.015 | 15 | 15 | 7 | 3.1623e-09 | 5spot_SharedNeighbor | Water | Porous | Wet | R245fa | MinimizeLCOE_Brownfield | IgnoreSilica | 2019 | 98.4419 | 13.5747 | 0.73045 | 4 | 15969.588 | 26497.0105 | 325.5617 | 540.1774 | 92.1841 | 0 | 121.8934 | 2055734.2469 | 68551.2462 | 2801428.3626 | 3066817.3896 | 0 | 212786.7252 | 0 | 3200074.0085 | 8325936.1447 | 5682622.4996 | 25413950.6233 | 961560.8286 | 20284743.5872 | 20284743.5872 | 1478867.319 | 8995618.5048 | 0 | 46660255.0392 | 77419484.4502 | 3162277.6602 | 2.9218 | 15969.588 | 26497.0105 | 325.5617 | 540.1774
1 | 5400 | 707 | 0.015 | 15 | 15 | 7 | 4.217e-09 | 5spot_SharedNeighbor | Water | Porous | Wet | R245fa | MinimizeLCOE_Brownfield | IgnoreSilica | 2019 | 99.86 | 13.7687 | 0.73814 | 4 | 15912.1059 | 26329.8591 | 324.3898 | 536.7698 | 92.1783 | 0 | 113.0046 | 2076327.6991 | 69229.6118 | 2833423.8804 | 3110505.7014 | 0 | 219626.2173 | 0 | 3240554.1129 | 8431257.0727 | 5754506.1971 | 25735430.4926 | 961560.8286 | 20284743.5872 | 20284743.5872 | 1478867.319 | 8995618.5048 | 0 | 46981734.9085 | 77740964.3195 | 4216965.0343 | 2.9526 | 15912.1059 | 26329.8591 | 324.3898 | 536.7698
1 | 5400 | 707 | 0.015 | 15 | 15 | 7 | 5.6234e-09 | 5spot_SharedNeighbor | Water | Porous | Wet | R245fa | MinimizeLCOE_Brownfield | IgnoreSilica | 2019 | 100.9387 | 13.9161 | 0.7439 | 4 | 15871.0867 | 26208.2424 | 323.5536 | 534.2905 | 92.1735 | 0 | 140.3212 | 2091915.8449 | 69742.8053 | 2857683.5217 | 3143729.6325 | 0 | 224902.5127 | 0 | 3271309.9837 | 8511277.5396 | 5809121.81 | 25979683.6505 | 961560.8286 | 20284743.5872 | 20284743.5872 | 1478867.319 | 8995618.5048 | 0 | 47225988.0664 | 77985217.4774 | 5623413.2519 | 2.9756 | 15871.0867 | 26208.2424 | 323.5536 | 534.2905
1 | 5400 | 707 | 0.015 | 15 | 15 | 7 | 7.4989e-09 | 5spot_SharedNeighbor | Water | Porous | Wet | R245fa | MinimizeLCOE_Brownfield | IgnoreSilica | 2019 | 100.6681 | 13.8791 | 0.7432 | 4 | 15864.0446 | 26210.9473 | 323.41 | 534.3456 | 92.1747 | 0 | 148.2986 | 2088009.4945 | 69614.1973 | 2851602.4732 | 3135395.4441 | 0 | 222230.0862 | 0 | 3263072.1612 | 8489844.4153 | 5794493.2623 | 25914261.5341 | 961560.8286 | 20284743.5872 | 20284743.5872 | 1478867.319 | 8995618.5048 | 0 | 47160565.95 | 77919795.361 | 7498942.0933 | 2.9728 | 15864.0446 | 26210.9473 | 323.41 | 534.3456
1 | 5400 | 707 | 0.015 | 15 | 15 | 7 | 1e-08 | 5spot_SharedNeighbor | Water | Porous | Wet | R245fa | MinimizeLCOE_Brownfield | IgnoreSilica | 2019 | 102.7 | 14.1566 | 0.75199 | 4 | 15834.726 | 26060.6376 | 322.8123 | 531.2813 | 92.1649 | 0 | 132.2573 | 2117221.038 | 70575.3495 | 2897141.1733 | 3197949.2154 | 0 | 235649.6784 | 0 | 3322229.2173 | 8643758.9405 | 5899543.0883 | 26384067.7007 | 961560.8286 | 20284743.5872 | 20284743.5872 | 1478867.319 | 8995618.5048 | 0 | 47630372.1165 | 78389601.5276 | 10000000 | 3.008 | 15834.726 | 26060.6376 | 322.8123 | 531.2813
1 | 5500 | 707 | 0.015 | 15 | 15 | 7 | 1e-13 | 5spot_SharedNeighbor | Water | Porous | Wet | R245fa | MinimizeLCOE_Brownfield | IgnoreSilica | 2019 | 0 | 0 | 0 | 0 |  |  |  |  | 15 |  | 21.2704 | [19 empty] | 100 | 0
1 | 5500 | 707 | 0.015 | 15 | 15 | 7 | 1.3335e-13 | 5spot_SharedNeighbor | Water | Porous | Wet | R245fa | MinimizeLCOE_Brownfield | IgnoreSilica | 2019 | 0 | 0 | 0 | 0 |  |  |  |  | 15 |  | 22.5511 | [19 empty] | 133.3521 | 0
1 | 5500 | 707 | 0.015 | 15 | 15 | 7 | 1.7783e-13 | 5spot_SharedNeighbor | Water | Porous | Wet | R245fa | MinimizeLCOE_Brownfield | IgnoreSilica | 2019 | 0 | 0 | 0 | 0 |  |  |  |  | 15 |  | 22.6534 | [19 empty] | 177.8279 | 0
1 | 5500 | 707 | 0.015 | 15 | 15 | 7 | 2.3714e-13 | 5spot_SharedNeighbor | Water | Porous | Wet | R245fa | MinimizeLCOE_Brownfield | IgnoreSilica | 2019 | 0 | 0 | 0 | 0 |  |  |  |  | 15 |  | 25.2285 | [19 empty] | 237.1374 | 0
1 | 5500 | 707 | 0.015 | 15 | 15 | 7 | 3.1623e-13 | 5spot_SharedNeighbor | Water | Porous | Wet | R245fa | MinimizeLCOE_Brownfield | IgnoreSilica | 2019 | 0 | 0 | 0 | 0 |  |  |  |  | 15 |  | 23.179 | [19 empty] | 316.2278 | 0
1 | 5500 | 707 | 0.015 | 15 | 15 | 7 | 4.217e-13 | 5spot_SharedNeighbor | Water | Porous | Wet | R245fa | MinimizeLCOE_Brownfield | IgnoreSilica | 2019 | 0 | 0 | 0 | 0 |  |  |  |  | 15 |  | 22.5846 | [19 empty] | 421.6965 | 0
1 | 5500 | 707 | 0.015 | 15 | 15 | 7 | 5.6234e-13 | 5spot_SharedNeighbor | Water | Porous | Wet | R245fa | MinimizeLCOE_Brownfield | IgnoreSilica | 2019 | 0 | 0 | 0 | 0 |  |  |  |  | 15 |  | 27.8827 | [19 empty] | 562.3413 | 0
1 | 5500 | 707 | 0.015 | 15 | 15 | 7 | 7.4989e-13 | 5spot_SharedNeighbor | Water | Porous | Wet | R245fa | MinimizeLCOE_Brownfield | IgnoreSilica | 2019 | 0 | 0 | 0 | 0 |  |  |  |  | 15 |  | 28.3373 | [19 empty] | 749.8942 | 0
1 | 5500 | 707 | 0.015 | 15 | 15 | 7 | 1e-12 | 5spot_SharedNeighbor | Water | Porous | Wet | R245fa | MinimizeLCOE_Brownfield | IgnoreSilica | 2019 | 0 | 0 | 0 | 0 |  |  |  |  | 15 |  | 27.226 | [19 empty] | 1000 | 0
1 | 5500 | 707 | 0.015 | 15 | 15 | 7 | 1.3335e-12 | 5spot_SharedNeighbor | Water | Porous | Wet | R245fa | MinimizeLCOE_Brownfield | IgnoreSilica | 2019 | 1.6 | 0.13575 | 0.00059006 | 4 | 9547833.9964 | 22890023.2297 | 194645.5104 | 466644.0846 | 70.7731 | 0 | 30.8471 | 66973.8406 | 1899.9826 | 71625.7149 | 63875.3565 | 0 | 43053.1163 | 0 | 96496.9243 | 251065.2027 | 171357.1597 | 766347.2976 | 961560.8286 | 20807313.0041 | 20807313.0041 | 1478867.319 | 9204646.2715 | 0 | 22535221.1303 | 54026047.725 | 1333.5214 | 0.0023602 | 9547833.9964 | 22890023.2297 | 194645.5104 | 466644.0846
1 | 5500 | 707 | 0.015 | 15 | 15 | 7 | 1.7783e-12 | 5spot_SharedNeighbor | Water | Porous | Wet | R245fa | MinimizeLCOE_Brownfield | IgnoreSilica | 2019 | 1.6 | 0.13576 | 0.0021537 | 4 | 2612892.6326 | 6268360.9885 | 53267.3505 | 127789.0173 | 70.7745 | 0 | 31.6121 | 66976.91 | 1900.0906 | 71627.896 | 63876.282 | 0 | 34687.9148 | 0 | 93236.9464 | 242583.409 | 165568.1613 | 740457.6101 | 961560.8286 | 20807313.0041 | 20807313.0041 | 1478867.319 | 9204646.2715 | 0 | 22509331.4428 | 54000158.0375 | 1778.2794 | 0.0086147 | 2612892.6326 | 6268360.9885 | 53267.3505 | 127789.0173
1 | 5500 | 707 | 0.015 | 15 | 15 | 7 | 2.3714e-12 | 5spot_SharedNeighbor | Water | Porous | Wet | R245fa | MinimizeLCOE_Brownfield | IgnoreSilica | 2019 | 3.4003 | 0.37792 | 0.0068807 | 4 | 848421.132 | 1992585.532 | 17296.2124 | 40621.5512 | 81.7557 | 0 | 67.903 | 153309.2428 | 4749.1648 | 160964.4422 | 120155.3569 | 0 | 71665.7977 | 0 | 199229.1617 | 518353.4112 | 353786.8542 | 1582213.4315 | 961560.8286 | 20807313.0041 | 20807313.0041 | 1478867.319 | 9204646.2715 | 0 | 23351087.2642 | 54841913.8589 | 2371.3737 | 0.027523 | 848421.132 | 1992585.532 | 17296.2124 | 40621.5512
1 | 5500 | 707 | 0.015 | 15 | 15 | 7 | 3.1623e-12 | 5spot_SharedNeighbor | Water | Porous | Wet | R245fa | MinimizeLCOE_Brownfield | IgnoreSilica | 2019 | 4.7233 | 0.5627 | 0.012592 | 4 | 474329.7037 | 1099544.923 | 9669.8526 | 22415.7105 | 84.9544 | 0 | 78.7433 | 208171.1073 | 6609.7288 | 220753.3004 | 161433.4842 | 0 | 88205.3303 | 0 | 267217.4509 | 695244.9934 | 474518.9938 | 2122154.3891 | 961560.8286 | 20807313.0041 | 20807313.0041 | 1478867.319 | 9204646.2715 | 0 | 23891028.2219 | 55381854.8165 | 3162.2777 | 0.050368 | 474329.7037 | 1099544.923 | 9669.8526 | 22415.7105
1 | 5500 | 707 | 0.015 | 15 | 15 | 7 | 4.217e-12 | 5spot_SharedNeighbor | Water | Porous | Wet | R245fa | MinimizeLCOE_Brownfield | IgnoreSilica | 2019 | 6.3887 | 0.7975 | 0.020542 | 4 | 298462.5581 | 681720.2939 | 6084.5629 | 13897.7903 | 87.205 | 0 | 83.1036 | 270568.8163 | 8739.218 | 291265.5839 | 213252.7376 | 0 | 105560.4174 | 0 | 346860.8415 | 902460.7587 | 615948.0116 | 2754656.385 | 961560.8286 | 20807313.0041 | 20807313.0041 | 1478867.319 | 9204646.2715 | 0 | 24523530.2177 | 56014356.8124 | 4216.965 | 0.082166 | 298462.5581 | 681720.2939 | 6084.5629 | 13897.7903
1 | 5500 | 707 | 0.015 | 15 | 15 | 7 | 5.6234e-12 | 5spot_SharedNeighbor | Water | Porous | Wet | R245fa | MinimizeLCOE_Brownfield | IgnoreSilica | 2019 | 8.3572 | 1.0755 | 0.031143 | 4 | 202449.8052 | 455237.9555 | 4127.2131 | 9280.6415 | 88.6964 | 0 | 78.6468 | 337481.6553 | 11025.0137 | 369548.8698 | 274752.0115 | 0 | 121439.1624 | 0 | 434556.218 | 1130626.1394 | 771675.5722 | 3451104.6422 | 961560.8286 | 20807313.0041 | 20807313.0041 | 1478867.319 | 9204646.2715 | 0 | 25219978.4749 | 56710805.0696 | 5623.4133 | 0.12457 | 202449.8052 | 455237.9555 | 4127.2131 | 9280.6415
1 | 5500 | 707 | 0.015 | 15 | 15 | 7 | 7.4989e-12 | 5spot_SharedNeighbor | Water | Porous | Wet | R245fa | MinimizeLCOE_Brownfield | IgnoreSilica | 2019 | 11.2855 | 1.495 | 0.046183 | 4 | 141946.8628 | 312413.7386 | 2893.7788 | 6368.9766 | 90.1413 | 0 | 98.1155 | 429834.7993 | 14194.439 | 480411.8426 | 366955.3609 | 0 | 146448.4801 | 0 | 560759.5195 | 1458981.2422 | 995784.6769 | 4453370.3606 | 961560.8286 | 20807313.0041 | 20807313.0041 | 1478867.319 | 9204646.2715 | 0 | 26222244.1933 | 57713070.788 | 7498.9421 | 0.18473 | 141946.8628 | 312413.7386 | 2893.7788 | 6368.9766
1 | 5500 | 707 | 0.015 | 15 | 15 | 7 | 1e-11 | 5spot_SharedNeighbor | Water | Porous | Wet | R245fa | MinimizeLCOE_Brownfield | IgnoreSilica | 2019 | 14.7614 | 1.9918 | 0.065618 | 4 | 104137.7774 | 224115.5359 | 2122.9894 | 4568.8983 | 91.0726 | 0 | 110.0624 | 529204.965 | 17593.8673 | 603908.8309 | 475966.886 | 0 | 169884.19 | 0 | 700657.9083 | 1822968.1527 | 1244213.2224 | 5564398.0226 | 961560.8286 | 20807313.0041 | 20807313.0041 | 1478867.319 | 9204646.2715 | 0 | 27333271.8553 | 58824098.45 | 10000 | 0.26247 | 104137.7774 | 224115.5359 | 2122.9894 | 4568.8983
1 | 5500 | 707 | 0.015 | 15 | 15 | 7 | 1.3335e-11 | 5spot_SharedNeighbor | Water | Porous | Wet | R245fa | MinimizeLCOE_Brownfield | IgnoreSilica | 2019 | 19.1419 | 2.6187 | 0.091091 | 4 | 78672.4188 | 165099.2045 | 1603.8437 | 3365.7706 | 91.7758 | 0 | 94.1889 | 644547.1039 | 21534.638 | 751293.4647 | 613713.5113 | 0 | 195573.9848 | 0 | 868398.4541 | 2259394.6445 | 1542083.2708 | 6896539.0722 | 961560.8286 | 20807313.0041 | 20807313.0041 | 1478867.319 | 9204646.2715 | 0 | 28665412.9049 | 60156239.4996 | 13335.2143 | 0.36436 | 78672.4188 | 165099.2045 | 1603.8437 | 3365.7706
1 | 5500 | 707 | 0.015 | 15 | 15 | 7 | 1.7783e-11 | 5spot_SharedNeighbor | Water | Porous | Wet | R245fa | MinimizeLCOE_Brownfield | IgnoreSilica | 2019 | 24.5056 | 3.3869 | 0.12381 | 4 | 61016.5862 | 124602.8285 | 1243.9056 | 2540.1972 | 92.3019 | 0 | 95.4175 | 775067.3749 | 25984.6728 | 922561.9684 | 782223.7278 | 0 | 222172.9876 | 0 | 1063924.1853 | 2768112.4892 | 1889293.6529 | 8449341.0589 | 961560.8286 | 20807313.0041 | 20807313.0041 | 1478867.319 | 9204646.2715 | 0 | 30218214.8916 | 61709041.4863 | 17782.7941 | 0.49525 | 61016.5862 | 124602.8285 | 1243.9056 | 2540.1972
1 | 5500 | 707 | 0.015 | 15 | 15 | 7 | 2.3714e-11 | 5spot_SharedNeighbor | Water | Porous | Wet | R245fa | MinimizeLCOE_Brownfield | IgnoreSilica | 2019 | 31.0297 | 4.3217 | 0.16514 | 4 | 48480.6343 | 96152.3716 | 988.3433 | 1960.1962 | 92.7025 | 0 | 54.6216 | 922501.6685 | 31000.5449 | 1120839.1575 | 987098.9817 | 0 | 249974.3249 | 0 | 1291451.7242 | 3360092.4733 | 2293332.156 | 10256291.031 | 961560.8286 | 20807313.0041 | 20807313.0041 | 1478867.319 | 9204646.2715 | 0 | 32025164.8637 | 63515991.4584 | 23713.7371 | 0.66058 | 48480.6343 | 96152.3716 | 988.3433 | 1960.1962
1 | 5500 | 707 | 0.015 | 15 | 15 | 7 | 3.1623e-11 | 5spot_SharedNeighbor | Water | Porous | Wet | R245fa | MinimizeLCOE_Brownfield | IgnoreSilica | 2019 | 38.5009 | 5.3928 | 0.21534 | 4 | 39481.9608 | 76041.7362 | 804.8932 | 1550.2136 | 92.9994 | 0 | 56.2362 | 1080225.5896 | 36355.3946 | 1337742.0873 | 1221765.2572 | 0 | 275471.3206 | 0 | 1541108.2632 | 4009647.5762 | 2736666.8608 | 12238982.3495 | 961560.8286 | 20807313.0041 | 20807313.0041 | 1478867.319 | 9204646.2715 | 0 | 34007856.1823 | 65498682.7769 | 31622.7766 | 0.86135 | 39481.9608 | 76041.7362 | 804.8932 | 1550.2136
1 | 5500 | 707 | 0.015 | 15 | 15 | 7 | 4.217e-11 | 5spot_SharedNeighbor | Water | Porous | Wet | R245fa | MinimizeLCOE_Brownfield | IgnoreSilica | 2019 | 46.7862 | 6.5818 | 0.27417 | 4 | 32942.6246 | 61657.5137 | 671.58 | 1256.9718 | 93.2207 | 0 | 53.8566 | 1244852.2619 | 41934.7132 | 1568624.6513 | 1482764.8763 | 0 | 297670.4395 | 0 | 1807980.3075 | 4703993.8923 | 3210572.4889 | 14358393.6309 | 961560.8286 | 20807313.0041 | 20807313.0041 | 1478867.319 | 9204646.2715 | 0 | 36127267.4636 | 67618094.0583 | 42169.6503 | 1.0967 | 32942.6246 | 61657.5137 | 671.58 | 1256.9718
1 | 5500 | 707 | 0.015 | 15 | 15 | 7 | 5.6234e-11 | 5spot_SharedNeighbor | Water | Porous | Wet | R245fa | MinimizeLCOE_Brownfield | IgnoreSilica | 2019 | 55.295 | 7.8025 | 0.33906 | 4 | 28184.3005 | 51403.6798 | 574.5751 | 1047.9335 | 93.3766 | 0 | 68.1759 | 1404934.9053 | 47348.6318 | 1797128.3075 | 1750769.9442 | 0 | 312760.5154 | 0 | 2072047.4987 | 5391042.5562 | 3679497.3194 | 16455529.6786 | 961560.8286 | 20807313.0041 | 20807313.0041 | 1478867.319 | 9204646.2715 | 0 | 38224403.5113 | 69715230.1059 | 56234.1325 | 1.3562 | 28184.3005 | 51403.6798 | 574.5751 | 1047.9335
1 | 5500 | 707 | 0.015 | 15 | 15 | 7 | 7.4989e-11 | 5spot_SharedNeighbor | Water | Porous | Wet | R245fa | MinimizeLCOE_Brownfield | IgnoreSilica | 2019 | 63.5387 | 8.9838 | 0.40641 | 4 | 24721.4048 | 44092.7069 | 503.9793 | 898.8895 | 93.4795 | 0 | 74.0684 | 1552846.455 | 52339.4802 | 2011516.3828 | 2010258.9567 | 0 | 320020.6211 | 0 | 2319322.9393 | 6034402.5296 | 4118603.721 | 18419311.0858 | 961560.8286 | 20807313.0041 | 20807313.0041 | 1478867.319 | 9204646.2715 | 0 | 40188184.9185 | 71679011.5132 | 74989.4209 | 1.6256 | 24721.4048 | 44092.7069 | 503.9793 | 898.8895
1 | 5500 | 707 | 0.015 | 15 | 15 | 7 | 1e-10 | 5spot_SharedNeighbor | Water | Porous | Wet | R245fa | MinimizeLCOE_Brownfield | IgnoreSilica | 2019 | 71.0413 | 10.0565 | 0.47204 | 4 | 22201.121 | 38879.1117 | 452.5999 | 792.6033 | 93.5404 | 0 | 82.998 | 1682125.8823 | 56690.9691 | 2201369.0965 | 2246148.0546 | 0 | 319605.1384 | 0 | 2537316.2649 | 6601576.4462 | 4505711.5734 | 20150543.4254 | 961560.8286 | 20807313.0041 | 20807313.0041 | 1478867.319 | 9204646.2715 | 0 | 41919417.2582 | 73410243.8528 | 100000 | 1.8882 | 22201.121 | 38879.1117 | 452.5999 | 792.6033
1 | 5500 | 707 | 0.015 | 15 | 15 | 7 | 1.3335e-10 | 5spot_SharedNeighbor | Water | Porous | Wet | R245fa | MinimizeLCOE_Brownfield | IgnoreSilica | 2019 | 77.5406 | 10.9832 | 0.53251 | 4 | 20364.1608 | 35148.2909 | 415.151 | 716.5455 | 93.5716 | 0 | 79.9675 | 1790422.5666 | 60327.2834 | 2362156.8616 | 2450204.1648 | 0 | 313281.2685 | 0 | 2720792.9365 | 7078945.1094 | 4831525.495 | 21607655.6858 | 961560.8286 | 20807313.0041 | 20807313.0041 | 1478867.319 | 9204646.2715 | 0 | 43376529.5185 | 74867356.1131 | 133352.1432 | 2.13 | 20364.1608 | 35148.2909 | 415.151 | 716.5455
1 | 5500 | 707 | 0.015 | 15 | 15 | 7 | 1.7783e-10 | 5spot_SharedNeighbor | Water | Porous | Wet | R245fa | MinimizeLCOE_Brownfield | IgnoreSilica | 2019 | 82.9781 | 11.7563 | 0.58573 | 4 | 19021.3467 | 32462.2376 | 387.7759 | 661.7866 | 93.5841 | 0 | 75.2895 | 1878587.3026 | 63280.8821 | 2494229.618 | 2620661.3553 | 0 | 303461.7105 | 0 | 2870486.1387 | 7468416.1152 | 5097347.4593 | 22796470.5816 | 961560.8286 | 20807313.0041 | 20807313.0041 | 1478867.319 | 9204646.2715 | 0 | 44565344.4144 | 76056171.009 | 177827.941 | 2.3429 | 19021.3467 | 32462.2376 | 387.7759 | 661.7866
1 | 5500 | 707 | 0.015 | 15 | 15 | 7 | 2.3714e-10 | 5spot_SharedNeighbor | Water | Porous | Wet | R245fa | MinimizeLCOE_Brownfield | IgnoreSilica | 2019 | 87.3749 | 12.3797 | 0.63075 | 4 | 18036.0946 | 30517.5496 | 367.6902 | 622.1415 | 93.586 | 0 | 87.5079 | 1948347.548 | 65613.2363 | 2599481.5523 | 2758297.9109 | 0 | 291939.5979 | 0 | 2988835.1397 | 7776335.9391 | 5307509.0662 | 23736359.9904 | 961560.8286 | 20807313.0041 | 20807313.0041 | 1478867.319 | 9204646.2715 | 0 | 45505233.8231 | 76996060.4177 | 237137.3706 | 2.523 | 18036.0946 | 30517.5496 | 367.6902 | 622.1415
1 | 5500 | 707 | 0.015 | 15 | 15 | 7 | 3.1623e-10 | 5spot_SharedNeighbor | Water | Porous | Wet | R245fa | MinimizeLCOE_Brownfield | IgnoreSilica | 2019 | 90.8586 | 12.8724 | 0.66775 | 4 | 17310.387 | 29100.3431 | 352.8957 | 593.2499 | 93.5825 | 0 | 71.0733 | 2002692.0285 | 67427.1282 | 2681935.8229 | 2867216.8751 | 0 | 280292.842 | 0 | 3080830.2318 | 8015688.2979 | 5470871.9692 | 24466955.1956 | 961560.8286 | 20807313.0041 | 20807313.0041 | 1478867.319 | 9204646.2715 | 0 | 46235829.0284 | 77726655.623 | 316227.766 | 2.671 | 17310.387 | 29100.3431 | 352.8957 | 593.2499
1 | 5500 | 707 | 0.015 | 15 | 15 | 7 | 4.217e-10 | 5spot_SharedNeighbor | Water | Porous | Wet | R245fa | MinimizeLCOE_Brownfield | IgnoreSilica | 2019 | 90.705 | 12.8507 | 0.68745 | 4 | 16762.2986 | 28214.3647 | 341.7221 | 575.188 | 93.5826 | 0 | 308.3065 | 2000306.5767 | 67347.5055 | 2678311.4893 | 2862412.3534 | 0 | 245031.3595 | 0 | 3062829.6209 | 7968854.4009 | 5438906.8722 | 24324000.1784 | 961560.8286 | 20807313.0041 | 20807313.0041 | 1478867.319 | 9204646.2715 | 0 | 46092874.0112 | 77583700.6058 | 421696.5034 | 2.7498 | 16762.2986 | 28214.3647 | 341.7221 | 575.188
1 | 5500 | 707 | 0.015 | 15 | 15 | 7 | 5.6234e-10 | 5spot_SharedNeighbor | Water | Porous | Wet | R245fa | MinimizeLCOE_Brownfield | IgnoreSilica | 2019 | 96.1445 | 13.6179 | 0.7235 | 4 | 16355.5757 | 27236.9504 | 333.4305 | 555.2621 | 93.5696 | 0 | 72.8837 | 2083643.4715 | 70123.8744 | 2805511.5717 | 3032229.9207 | 0 | 262369.709 | 0 | 3219012.6334 | 8375210.5618 | 5716253.3018 | 25564355.0442 | 961560.8286 | 20807313.0041 | 20807313.0041 | 1478867.319 | 9204646.2715 | 0 | 47333228.8769 | 78824055.4716 | 562341.3252 | 2.894 | 16355.5757 | 27236.9504 | 333.4305 | 555.2621
1 | 5500 | 707 | 0.015 | 15 | 15 | 7 | 7.4989e-10 | 5spot_SharedNeighbor | Water | Porous | Wet | R245fa | MinimizeLCOE_Brownfield | IgnoreSilica | 2019 | 97.7381 | 13.842 | 0.74157 | 4 | 16065.2593 | 26681.4672 | 327.512 | 543.9378 | 93.564 | 0 | 73.9426 | 2107702.0394 | 70924.0611 | 2842413.8022 | 3081915.9195 | 0 | 254596.2916 | 0 | 3259445.3244 | 8480408.1299 | 5788052.8036 | 25885458.3716 | 961560.8286 | 20807313.0041 | 20807313.0041 | 1478867.319 | 9204646.2715 | 0 | 47654332.2044 | 79145158.799 | 749894.2093 | 2.9663 | 16065.2593 | 26681.4672 | 327.512 | 543.9378
1 | 5500 | 707 | 0.015 | 15 | 15 | 7 | 1e-09 | 5spot_SharedNeighbor | Water | Porous | Wet | R245fa | MinimizeLCOE_Brownfield | IgnoreSilica | 2019 | 98.9413 | 14.0111 | 0.75548 | 4 | 15848.9744 | 26269.7825 | 323.1028 | 535.545 | 93.5592 | 0 | 73.0211 | 2125762.7453 | 71524.3652 | 2870169.2418 | 3119409.5852 | 0 | 248163.6241 | 0 | 3289661.529 | 8559024.4961 | 5841710.089 | 26125425.6757 | 961560.8286 | 20807313.0041 | 20807313.0041 | 1478867.319 | 9204646.2715 | 0 | 47894299.5084 | 79385126.103 | 1000000 | 3.0219 | 15848.9744 | 26269.7825 | 323.1028 | 535.545
1 | 5500 | 707 | 0.015 | 15 | 15 | 7 | 1.3335e-09 | 5spot_SharedNeighbor | Water | Porous | Wet | R245fa | MinimizeLCOE_Brownfield | IgnoreSilica | 2019 | 99.8575 | 14.1398 | 0.76615 | 4 | 15687.588 | 25963.3057 | 319.8127 | 529.2971 | 93.5553 | 0 | 69.5871 | 2139457.3709 | 71979.3208 | 2891245.3284 | 3147950.7645 | 0 | 243052.587 | 0 | 3312537.2949 | 8618542.5465 | 5882332.3814 | 26307097.5944 | 961560.8286 | 20807313.0041 | 20807313.0041 | 1478867.319 | 9204646.2715 | 0 | 48075971.4271 | 79566798.0218 | 1333521.4322 | 3.0646 | 15687.588 | 25963.3057 | 319.8127 | 529.2971
1 | 5500 | 707 | 0.015 | 15 | 15 | 7 | 1.7783e-09 | 5spot_SharedNeighbor | Water | Porous | Wet | R245fa | MinimizeLCOE_Brownfield | IgnoreSilica | 2019 | 100.5419 | 14.2359 | 0.77424 | 4 | 15567.019 | 25735.2887 | 317.3547 | 524.6487 | 93.5522 | 0 | 65.9295 | 2149653.1511 | 72317.91 | 2906953.7533 | 3169262.5165 | 0 | 238962.4428 | 0 | 3329488.4117 | 8662645.8753 | 5912433.8095 | 26441717.8701 | 961560.8286 | 20807313.0041 | 20807313.0041 | 1478867.319 | 9204646.2715 | 0 | 48210591.7028 | 79701418.2975 | 1778279.41 | 3.097 | 15567.019 | 25735.2887 | 317.3547 | 524.6487
1 | 5500 | 707 | 0.015 | 15 | 15 | 7 | 2.3714e-09 | 5spot_SharedNeighbor | Water | Porous | Wet | R245fa | MinimizeLCOE_Brownfield | IgnoreSilica | 2019 | 101.0749 | 14.3106 | 0.78045 | 4 | 15476.8604 | 25564.2429 | 315.5167 | 521.1617 | 93.5497 | 0 | 83.7352 | 2157573.4296 | 72580.8565 | 2919166.3857 | 3185854.6921 | 0 | 235916.1308 | 0 | 3342725.6829 | 8697086.5397 | 5935940.2706 | 26546843.988 | 961560.8286 | 20807313.0041 | 20807313.0041 | 1478867.319 | 9204646.2715 | 0 | 48315717.8207 | 79806544.4153 | 2371373.7057 | 3.1218 | 15476.8604 | 25564.2429 | 315.5167 | 521.1617
1 | 5500 | 707 | 0.015 | 15 | 15 | 7 | 3.1623e-09 | 5spot_SharedNeighbor | Water | Porous | Wet | R245fa | MinimizeLCOE_Brownfield | IgnoreSilica | 2019 | 101.4575 | 14.3643 | 0.78508 | 4 | 15409.3947 | 25437.3561 | 314.1414 | 518.5749 | 93.5478 | 0 | 81.0472 | 2163249.5356 | 72769.2562 | 2927924.0914 | 3197765.5131 | 0 | 233415.4368 | 0 | 3352098.2949 | 8721472.1535 | 5952583.9531 | 26621278.2346 | 961560.8286 | 20807313.0041 | 20807313.0041 | 1478867.319 | 9204646.2715 | 0 | 48390152.0673 | 79880978.662 | 3162277.6602 | 3.1403 | 15409.3947 | 25437.3561 | 314.1414 | 518.5749
1 | 5500 | 707 | 0.015 | 15 | 15 | 7 | 4.217e-09 | 5spot_SharedNeighbor | Water | Porous | Wet | R245fa | MinimizeLCOE_Brownfield | IgnoreSilica | 2019 | 101.7593 | 14.4066 | 0.78862 | 4 | 15358.8833 | 25341.7655 | 313.1116 | 516.6262 | 93.5464 | 0 | 79.3786 | 2167719.1804 | 72917.5875 | 2934823.4936 | 3207156.2823 | 0 | 231613.2376 | 0 | 3359549.6147 | 8740858.9591 | 5965815.8463 | 26680454.2015 | 961560.8286 | 20807313.0041 | 20807313.0041 | 1478867.319 | 9204646.2715 | 0 | 48449328.0343 | 79940154.6289 | 4216965.0343 | 3.1545 | 15358.8833 | 25341.7655 | 313.1116 | 516.6262
1 | 5500 | 707 | 0.015 | 15 | 15 | 7 | 5.6234e-09 | 5spot_SharedNeighbor | Water | Porous | Wet | R245fa | MinimizeLCOE_Brownfield | IgnoreSilica | 2019 | 99.6281 | 14.1076 | 0.78277 | 4 | 15305.3506 | 25362.8066 | 312.0203 | 517.0551 | 93.5562 | 0 | 84.787 | 2136026.9863 | 71865.3082 | 2885967.5479 | 3140801.5863 | 0 | 209463.8345 | 0 | 3293208.8527 | 8568253.9046 | 5848009.3499 | 26153597.3704 | 961560.8286 | 20807313.0041 | 20807313.0041 | 1478867.319 | 9204646.2715 | 0 | 47922471.2031 | 79413297.7978 | 5623413.2519 | 3.1311 | 15305.3506 | 25362.8066 | 312.0203 | 517.0551
1 | 5500 | 707 | 0.015 | 15 | 15 | 7 | 7.4989e-09 | 5spot_SharedNeighbor | Water | Porous | Wet | R245fa | MinimizeLCOE_Brownfield | IgnoreSilica | 2019 | 100.4051 | 14.2166 | 0.78732 | 4 | 15273.7818 | 25273.1668 | 311.3767 | 515.2277 | 93.5527 | 0 | 75.6518 | 2147613.188 | 72250.1282 | 2903812.3788 | 3165000.3595 | 0 | 213206.2521 | 0 | 3315734.0995 | 8626859.9764 | 5888009.1981 | 26332485.5806 | 961560.8286 | 20807313.0041 | 20807313.0041 | 1478867.319 | 9204646.2715 | 0 | 48101359.4133 | 79592186.0079 | 7498942.0933 | 3.1493 | 15273.7818 | 25273.1668 | 311.3767 | 515.2277
1 | 5500 | 707 | 0.015 | 15 | 15 | 7 | 1e-08 | 5spot_SharedNeighbor | Water | Porous | Wet | R245fa | MinimizeLCOE_Brownfield | IgnoreSilica | 2019 | 101.0041 | 14.3007 | 0.79075 | 4 | 15251.0936 | 25207.0534 | 310.9142 | 513.8799 | 93.55 | 0 | 64.2141 | 2156520.5176 | 72545.8759 | 2917544.0427 | 3183650.9329 | 0 | 216190.0821 | 0 | 3333116.066 | 8672084.2875 | 5918875.7198 | 26470527.5245 | 961560.8286 | 20807313.0041 | 20807313.0041 | 1478867.319 | 9204646.2715 | 0 | 48239401.3572 | 79730227.9518 | 10000000 | 3.163 | 15251.0936 | 25207.0534 | 310.9142 | 513.8799
1 | 5600 | 707 | 0.015 | 15 | 15 | 7 | 1e-13 | 5spot_SharedNeighbor | Water | Porous | Wet | R245fa | MinimizeLCOE_Brownfield | IgnoreSilica | 2019 | 0 | 0 | 0 | 0 |  |  |  |  | 15 |  | 21.5874 | [19 empty] | 100 | 0
1 | 5600 | 707 | 0.015 | 15 | 15 | 7 | 1.3335e-13 | 5spot_SharedNeighbor | Water | Porous | Wet | R245fa | MinimizeLCOE_Brownfield | IgnoreSilica | 2019 | 0 | 0 | 0 | 0 |  |  |  |  | 15 |  | 22.7788 | [19 empty] | 133.3521 | 0
1 | 5600 | 707 | 0.015 | 15 | 15 | 7 | 1.7783e-13 | 5spot_SharedNeighbor | Water | Porous | Wet | R245fa | MinimizeLCOE_Brownfield | IgnoreSilica | 2019 | 0 | 0 | 0 | 0 |  |  |  |  | 15 |  | 21.648 | [19 empty] | 177.8279 | 0
1 | 5600 | 707 | 0.015 | 15 | 15 | 7 | 2.3714e-13 | 5spot_SharedNeighbor | Water | Porous | Wet | R245fa | MinimizeLCOE_Brownfield | IgnoreSilica | 2019 | 0 | 0 | 0 | 0 |  |  |  |  | 15 |  | 22.796 | [19 empty] | 237.1374 | 0
1 | 5600 | 707 | 0.015 | 15 | 15 | 7 | 3.1623e-13 | 5spot_SharedNeighbor | Water | Porous | Wet | R245fa | MinimizeLCOE_Brownfield | IgnoreSilica | 2019 | 0 | 0 | 0 | 0 |  |  |  |  | 15 |  | 24.4896 | [19 empty] | 316.2278 | 0
1 | 5600 | 707 | 0.015 | 15 | 15 | 7 | 4.217e-13 | 5spot_SharedNeighbor | Water | Porous | Wet | R245fa | MinimizeLCOE_Brownfield | IgnoreSilica | 2019 | 0 | 0 | 0 | 0 |  |  |  |  | 15 |  | 27.0198 | [19 empty] | 421.6965 | 0
1 | 5600 | 707 | 0.015 | 15 | 15 | 7 | 5.6234e-13 | 5spot_SharedNeighbor | Water | Porous | Wet | R245fa | MinimizeLCOE_Brownfield | IgnoreSilica | 2019 | 0 | 0 | 0 | 0 |  |  |  |  | 15 |  | 28.0721 | [19 empty] | 562.3413 | 0
1 | 5600 | 707 | 0.015 | 15 | 15 | 7 | 7.4989e-13 | 5spot_SharedNeighbor | Water | Porous | Wet | R245fa | MinimizeLCOE_Brownfield | IgnoreSilica | 2019 | 0 | 0 | 0 | 0 |  |  |  |  | 15 |  | 28.1124 | [19 empty] | 749.8942 | 0
1 | 5600 | 707 | 0.015 | 15 | 15 | 7 | 1e-12 | 5spot_SharedNeighbor | Water | Porous | Wet | R245fa | MinimizeLCOE_Brownfield | IgnoreSilica | 2019 | 0 | 0 | 0 | 0 |  |  |  |  | 15 |  | 29.7039 | [19 empty] | 1000 | 0
1 | 5600 | 707 | 0.015 | 15 | 15 | 7 | 1.3335e-12 | 5spot_SharedNeighbor | Water | Porous | Wet | R245fa | MinimizeLCOE_Brownfield | IgnoreSilica | 2019 | 1.6 | 0.13822 | 0.00095731 | 4 | 6024681.234 | 14441664.5543 | 122821.2759 | 294412.8657 | 71.4256 | 0 | 29.283 | 68380.8228 | 1949.6658 | 72624.0415 | 64298.1377 | 0 | 42204.3928 | 0 | 97288.2536 | 253124.0794 | 172762.3854 | 772631.7791 | 961560.8286 | 21335742.5118 | 21335742.5118 | 1478867.319 | 9416018.0746 | 0 | 23069935.1196 | 55300563.025 | 1333.5214 | 0.0038292 | 6024681.234 | 14441664.5543 | 122821.2759 | 294412.8657
1 | 5600 | 707 | 0.015 | 15 | 15 | 7 | 1.7783e-12 | 5spot_SharedNeighbor | Water | Porous | Wet | R245fa | MinimizeLCOE_Brownfield | IgnoreSilica | 2019 | 1.6 | 0.13823 | 0.0024995 | 4 | 2304853.2395 | 5528559.7738 | 46987.5508 | 112707.1689 | 71.4271 | 0 | 30.8243 | 68383.9062 | 1949.7751 | 72626.2248 | 64299.0604 | 0 | 33801.8495 | 0 | 94013.7182 | 244604.41 | 166947.5359 | 746626.4802 | 961560.8286 | 21335742.5118 | 21335742.5118 | 1478867.319 | 9416018.0746 | 0 | 23043929.8207 | 55274557.7261 | 1778.2794 | 0.009998 | 2304853.2395 | 5528559.7738 | 46987.5508 | 112707.1689
1 | 5600 | 707 | 0.015 | 15 | 15 | 7 | 2.3714e-12 | 5spot_SharedNeighbor | Water | Porous | Wet | R245fa | MinimizeLCOE_Brownfield | IgnoreSilica | 2019 | 3.7681 | 0.43868 | 0.0082296 | 4 | 731261.5639 | 1710367.0741 | 14907.7561 | 34868.1462 | 83.8586 | 0 | 80.3174 | 173449.2571 | 5457.8052 | 181040.1604 | 132807.6823 | 0 | 80232.726 | 0 | 223465.1761 | 581410.5493 | 396824.6467 | 1774688.0032 | 961560.8286 | 21335742.5118 | 21335742.5118 | 1478867.319 | 9416018.0746 | 0 | 24071991.3437 | 56302619.2492 | 2371.3737 | 0.032918 | 731261.5639 | 1710367.0741 | 14907.7561 | 34868.1462
1 | 5600 | 707 | 0.015 | 15 | 15 | 7 | 3.1623e-12 | 5spot_SharedNeighbor | Water | Porous | Wet | R245fa | MinimizeLCOE_Brownfield | IgnoreSilica | 2019 | 5.0787 | 0.62674 | 0.014625 | 4 | 420562.4327 | 971518.5756 | 8573.734 | 19805.7202 | 86.6507 | 0 | 64.8247 | 227754.4007 | 7319.1461 | 240308.1554 | 173725.5211 | 0 | 95218.3467 | 0 | 290286.9723 | 755267.156 | 515485.3531 | 2305365.0515 | 961560.8286 | 21335742.5118 | 21335742.5118 | 1478867.319 | 9416018.0746 | 0 | 24602668.392 | 56833296.2975 | 3162.2777 | 0.058499 | 420562.4327 | 971518.5756 | 8573.734 | 19805.7202
1 | 5600 | 707 | 0.015 | 15 | 15 | 7 | 4.217e-12 | 5spot_SharedNeighbor | Water | Porous | Wet | R245fa | MinimizeLCOE_Brownfield | IgnoreSilica | 2019 | 6.7908 | 0.87493 | 0.02354 | 4 | 268231.7284 | 610522.5266 | 5468.2666 | 12446.3275 | 88.7543 | 0 | 78.0827 | 292480.0211 | 9550.4987 | 313291.781 | 227874.8117 | 0 | 112426.499 | 0 | 372693.2085 | 969671.2785 | 661820.5724 | 2959808.6708 | 961560.8286 | 21335742.5118 | 21335742.5118 | 1478867.319 | 9416018.0746 | 0 | 25257112.0113 | 57487739.9168 | 4216.965 | 0.094162 | 268231.7284 | 610522.5266 | 5468.2666 | 12446.3275
1 | 5600 | 707 | 0.015 | 15 | 15 | 7 | 5.6234e-12 | 5spot_SharedNeighbor | Water | Porous | Wet | R245fa | MinimizeLCOE_Brownfield | IgnoreSilica | 2019 | 9.3635 | 1.2507 | 0.035904 | 4 | 182396.6612 | 406816.8062 | 3718.4026 | 8293.5109 | 90.5586 | 0 | 91.5078 | 380858.2694 | 12605.9821 | 416366.273 | 309520.5648 | 0 | 139190.6461 | 0 | 490831.2768 | 1277042.2989 | 871607.6096 | 3898022.9207 | 961560.8286 | 21335742.5118 | 21335742.5118 | 1478867.319 | 9416018.0746 | 0 | 26195326.2612 | 58425954.1666 | 5623.4133 | 0.14362 | 182396.6612 | 406816.8062 | 3718.4026 | 8293.5109
1 | 5600 | 707 | 0.015 | 15 | 15 | 7 | 7.4989e-12 | 5spot_SharedNeighbor | Water | Porous | Wet | R245fa | MinimizeLCOE_Brownfield | IgnoreSilica | 2019 | 11.9823 | 1.6347 | 0.052218 | 4 | 129627.883 | 283935.1116 | 2642.6397 | 5788.4013 | 91.6321 | 0 | 103.7818 | 463124.3525 | 15450.3007 | 515376.5572 | 392704.6054 | 0 | 156154.0336 | 0 | 601695.8413 | 1565489.1541 | 1068478.5153 | 4778473.36 | 961560.8286 | 21335742.5118 | 21335742.5118 | 1478867.319 | 9416018.0746 | 0 | 27075776.7005 | 59306404.606 | 7498.9421 | 0.20887 | 129627.883 | 283935.1116 | 2642.6397 | 5788.4013
1 | 5600 | 707 | 0.015 | 15 | 15 | 7 | 1e-11 | 5spot_SharedNeighbor | Water | Porous | Wet | R245fa | MinimizeLCOE_Brownfield | IgnoreSilica | 2019 | 15.6434 | 2.1719 | 0.073949 | 4 | 95529.1777 | 204491.5968 | 1947.4915 | 4168.8378 | 92.5377 | 0 | 72.1881 | 568975.7143 | 19104.9319 | 646461.3959 | 508946.9796 | 0 | 180740.8645 | 0 | 750449.6556 | 1952516.0654 | 1332632.3348 | 5959827.9419 | 961560.8286 | 21335742.5118 | 21335742.5118 | 1478867.319 | 9416018.0746 | 0 | 28257131.2824 | 60487759.1878 | 10000 | 0.2958 | 95529.1777 | 204491.5968 | 1947.4915 | 4168.8378
1 | 5600 | 707 | 0.015 | 15 | 15 | 7 | 1.3335e-11 | 5spot_SharedNeighbor | Water | Porous | Wet | R245fa | MinimizeLCOE_Brownfield | IgnoreSilica | 2019 | 20.2527 | 2.8492 | 0.10223 | 4 | 72563.807 | 151381.8725 | 1479.3114 | 3086.1242 | 93.2229 | 0 | 56.8603 | 691779.7477 | 23337.608 | 802833.1615 | 655524.5297 | 0 | 207926.9341 | 0 | 928746.7726 | 2416408.5903 | 1649248.5151 | 7375805.8591 | 961560.8286 | 21335742.5118 | 21335742.5118 | 1478867.319 | 9416018.0746 | 0 | 29673109.1996 | 61903737.105 | 13335.2143 | 0.40892 | 72563.807 | 151381.8725 | 1479.3114 | 3086.1242
1 | 5600 | 707 | 0.015 | 15 | 15 | 7 | 1.7783e-11 | 5spot_SharedNeighbor | Water | Porous | Wet | R245fa | MinimizeLCOE_Brownfield | IgnoreSilica | 2019 | 25.8823 | 3.6778 | 0.13856 | 4 | 56518.1885 | 114672.474 | 1152.1997 | 2337.7535 | 93.7359 | 0 | 57.2193 | 830706.4169 | 28117.4961 | 984334.1472 | 835236.3308 | 0 | 235980.0725 | 0 | 1136606.0408 | 2957215.7681 | 2018360.5264 | 9026556.7987 | 961560.8286 | 21335742.5118 | 21335742.5118 | 1478867.319 | 9416018.0746 | 0 | 31323860.1392 | 63554488.0447 | 17782.7941 | 0.55423 | 56518.1885 | 114672.474 | 1152.1997 | 2337.7535
1 | 5600 | 707 | 0.015 | 15 | 15 | 7 | 2.3714e-11 | 5spot_SharedNeighbor | Water | Porous | Wet | R245fa | MinimizeLCOE_Brownfield | IgnoreSilica | 2019 | 32.589 | 4.6654 | 0.18403 | 4 | 45106.4849 | 88891.1488 | 919.5567 | 1812.1663 | 94.1215 | 0 | 59.3559 | 984601.7681 | 33400.8739 | 1190281.0061 | 1049216.8872 | 0 | 263793.0562 | 0 | 1373304.5007 | 3573056.6072 | 2438684.5534 | 10906339.2527 | 961560.8286 | 21335742.5118 | 21335742.5118 | 1478867.319 | 9416018.0746 | 0 | 33203642.5932 | 65434270.4986 | 23713.7371 | 0.73612 | 45106.4849 | 88891.1488 | 919.5567 | 1812.1663
1 | 5600 | 707 | 0.015 | 15 | 15 | 7 | 3.1623e-11 | 5spot_SharedNeighbor | Water | Porous | Wet | R245fa | MinimizeLCOE_Brownfield | IgnoreSilica | 2019 | 40.3381 | 5.8066 | 0.2392 | 4 | 36880.1761 | 70566.2254 | 751.8523 | 1438.588 | 94.4122 | 0 | 57.2765 | 1150843.4254 | 39095.7224 | 1417680.3567 | 1296148.9138 | 0 | 290091.4845 | 0 | 1635605.3621 | 4255509.6433 | 2904472.7735 | 12989447.6817 | 961560.8286 | 21335742.5118 | 21335742.5118 | 1478867.319 | 9416018.0746 | 0 | 35286751.0221 | 67517378.9276 | 31622.7766 | 0.95679 | 36880.1761 | 70566.2254 | 751.8523 | 1438.588
1 | 5600 | 707 | 0.015 | 15 | 15 | 7 | 4.217e-11 | 5spot_SharedNeighbor | Water | Porous | Wet | R245fa | MinimizeLCOE_Brownfield | IgnoreSilica | 2019 | 48.7787 | 7.0501 | 0.30313 | 4 | 30902.3773 | 57484.3248 | 629.9868 | 1171.8957 | 94.6257 | 0 | 50.2275 | 1321308.3098 | 44923.0513 | 1655462.9487 | 1565148.3524 | 0 | 311641.7328 | 0 | 1910408.9141 | 4970492.1156 | 3392463.0023 | 15171848.427 | 961560.8286 | 21335742.5118 | 21335742.5118 | 1478867.319 | 9416018.0746 | 0 | 37469151.7675 | 69699779.673 | 42169.6503 | 1.2125 | 30902.3773 | 57484.3248 | 629.9868 | 1171.8957
1 | 5600 | 707 | 0.015 | 15 | 15 | 7 | 5.6234e-11 | 5spot_SharedNeighbor | Water | Porous | Wet | R245fa | MinimizeLCOE_Brownfield | IgnoreSilica | 2019 | 57.4144 | 8.3216 | 0.3731 | 4 | 26549.1316 | 48145.604 | 541.24 | 981.5133 | 94.7751 | 0 | 66.3702 | 1486623.6132 | 50561.8375 | 1890076.2323 | 1840299.2525 | 0 | 326002.7116 | 0 | 2181489.8224 | 5675789.0328 | 3873842.6407 | 17324685.143 | 961560.8286 | 21335742.5118 | 21335742.5118 | 1478867.319 | 9416018.0746 | 0 | 39621988.4835 | 71852616.389 | 56234.1325 | 1.4924 | 26549.1316 | 48145.604 | 541.24 | 981.5133
1 | 5600 | 707 | 0.015 | 15 | 15 | 7 | 7.4989e-11 | 5spot_SharedNeighbor | Water | Porous | Wet | R245fa | MinimizeLCOE_Brownfield | IgnoreSilica | 2019 | 65.6823 | 9.5371 | 0.44498 | 4 | 23379.6263 | 41487.6708 | 476.6253 | 845.7823 | 94.8707 | 0 | 76.9721 | 1637698.6782 | 55702.324 | 2107726.5999 | 2103543.0693 | 0 | 331902.2301 | 0 | 2432263.4316 | 6328250.5231 | 4319161.0146 | 19316247.8707 | 961560.8286 | 21335742.5118 | 21335742.5118 | 1478867.319 | 9416018.0746 | 0 | 41613551.2111 | 73844179.1166 | 74989.4209 | 1.7799 | 23379.6263 | 41487.6708 | 476.6253 | 845.7823
1 | 5600 | 707 | 0.015 | 15 | 15 | 7 | 1e-10 | 5spot_SharedNeighbor | Water | Porous | Wet | R245fa | MinimizeLCOE_Brownfield | IgnoreSilica | 2019 | 73.1561 | 10.6331 | 0.51441 | 4 | 21071.7109 | 36735.6649 | 429.5753 | 748.9062 | 94.9249 | 0 | 67.6996 | 1768964.3808 | 60157.1841 | 2299282.6084 | 2341236.0464 | 0 | 330090.1309 | 0 | 2651894.8368 | 6899686.3868 | 4709177.7334 | 21060489.3076 | 961560.8286 | 21335742.5118 | 21335742.5118 | 1478867.319 | 9416018.0746 | 0 | 43357792.6481 | 75588420.5536 | 100000 | 2.0576 | 21071.7109 | 36735.6649 | 429.5753 | 748.9062
1 | 5600 | 707 | 0.015 | 15 | 15 | 7 | 1.3335e-10 | 5spot_SharedNeighbor | Water | Porous | Wet | R245fa | MinimizeLCOE_Brownfield | IgnoreSilica | 2019 | 79.5823 | 11.5727 | 0.57786 | 4 | 19388.376 | 33332.4172 | 395.2583 | 679.5264 | 94.9505 | 0 | 71.843 | 1878187.3393 | 63854.4513 | 2460388.0298 | 2545332.9815 | 0 | 322389.4268 | 0 | 2835359.3692 | 7377023.4666 | 5034970.0986 | 22517505.1632 | 961560.8286 | 21335742.5118 | 21335742.5118 | 1478867.319 | 9416018.0746 | 0 | 44814808.5037 | 77045436.4092 | 133352.1432 | 2.3114 | 19388.376 | 33332.4172 | 395.2583 | 679.5264
1 | 5600 | 707 | 0.015 | 15 | 15 | 7 | 1.7783e-10 | 5spot_SharedNeighbor | Water | Porous | Wet | R245fa | MinimizeLCOE_Brownfield | IgnoreSilica | 2019 | 84.9265 | 12.3517 | 0.63332 | 4 | 18156.8534 | 30879.7294 | 370.152 | 629.5251 | 94.9585 | 0 | 84.458 | 1966637.8758 | 66841.4753 | 2591996.9673 | 2714826.8878 | 0 | 311353.0391 | 0 | 2984145.9357 | 7764135.5921 | 5299182.0786 | 23699119.8517 | 961560.8286 | 21335742.5118 | 21335742.5118 | 1478867.319 | 9416018.0746 | 0 | 45996423.1922 | 78227051.0977 | 177827.941 | 2.5333 | 18156.8534 | 30879.7294 | 370.152 | 629.5251
1 | 5600 | 707 | 0.015 | 15 | 15 | 7 | 2.3714e-10 | 5spot_SharedNeighbor | Water | Porous | Wet | R245fa | MinimizeLCOE_Brownfield | IgnoreSilica | 2019 | 89.2339 | 12.9778 | 0.68001 | 4 | 17252.4967 | 29101.7451 | 351.7155 | 593.2784 | 94.9569 | 0 | 67.8087 | 2036440.7501 | 69193.8932 | 2696585.061 | 2851262.0863 | 0 | 298875.2839 | 0 | 3101419.2591 | 8069256.7235 | 5507433.5205 | 24630466.5776 | 961560.8286 | 21335742.5118 | 21335742.5118 | 1478867.319 | 9416018.0746 | 0 | 46927769.9181 | 79158397.8236 | 237137.3706 | 2.7201 | 17252.4967 | 29101.7451 | 351.7155 | 593.2784
1 | 5600 | 707 | 0.015 | 15 | 15 | 7 | 3.1623e-10 | 5spot_SharedNeighbor | Water | Porous | Wet | R245fa | MinimizeLCOE_Brownfield | IgnoreSilica | 2019 | 92.6561 | 13.474 | 0.7183 | 4 | 16585.8497 | 27803.5377 | 338.125 | 566.8127 | 94.9509 | 0 | 81.3485 | 2090989.7516 | 71029.0667 | 2778766.0943 | 2959534.7967 | 0 | 286646.5606 | 0 | 3192916.8453 | 8307314.6742 | 5669912.9634 | 25357110.7528 | 961560.8286 | 21335742.5118 | 21335742.5118 | 1478867.319 | 9416018.0746 | 0 | 47654414.0933 | 79885041.9988 | 316227.766 | 2.8732 | 16585.8497 | 27803.5377 | 338.125 | 566.8127
1 | 5600 | 707 | 0.015 | 15 | 15 | 7 | 4.217e-10 | 5spot_SharedNeighbor | Water | Porous | Wet | R245fa | MinimizeLCOE_Brownfield | IgnoreSilica | 2019 | 95.3091 | 13.8578 | 0.74892 | 4 | 16092.7076 | 26851.8005 | 328.0716 | 547.4103 | 94.9434 | 0 | 82.099 | 2132742.9857 | 72431.7861 | 2841937.038 | 3043394.889 | 0 | 275305.8139 | 0 | 3262666.8799 | 8488789.9566 | 5793773.5726 | 25911042.9218 | 961560.8286 | 21335742.5118 | 21335742.5118 | 1478867.319 | 9416018.0746 | 0 | 48208346.2623 | 80438974.1677 | 421696.5034 | 2.9957 | 16092.7076 | 26851.8005 | 328.0716 | 547.4103
1 | 5600 | 707 | 0.015 | 15 | 15 | 7 | 5.6234e-10 | 5spot_SharedNeighbor | Water | Porous | Wet | R245fa | MinimizeLCOE_Brownfield | IgnoreSilica | 2019 | 97.8307 | 14.222 | 0.77585 | 4 | 15705.9726 | 26091.5279 | 320.1875 | 531.9111 | 94.9343 | 0 | 74.7809 | 2172006.8265 | 73749.2974 | 2901552.1844 | 3123033.6488 | 0 | 267788.9719 | 0 | 3329871.0623 | 8663641.4536 | 5913113.3121 | 26444756.757 | 961560.8286 | 21335742.5118 | 21335742.5118 | 1478867.319 | 9416018.0746 | 0 | 48742060.0975 | 80972688.0029 | 562341.3252 | 3.1034 | 15705.9726 | 26091.5279 | 320.1875 | 531.9111
1 | 5600 | 707 | 0.015 | 15 | 15 | 7 | 7.4989e-10 | 5spot_SharedNeighbor | Water | Porous | Wet | R245fa | MinimizeLCOE_Brownfield | IgnoreSilica | 2019 | 99.3628 | 14.443 | 0.79432 | 4 | 15438.945 | 25583.0747 | 314.7438 | 521.5456 | 94.9277 | 0 | 76.4903 | 2195663.5661 | 74542.3021 | 2937572.415 | 3171388.8685 | 0 | 259575.4885 | 0 | 3369109.6297 | 8765732.1571 | 5982792.315 | 26756376.7421 | 961560.8286 | 21335742.5118 | 21335742.5118 | 1478867.319 | 9416018.0746 | 0 | 49053680.0825 | 81284307.988 | 749894.2093 | 3.1773 | 15438.945 | 25583.0747 | 314.7438 | 521.5456
1 | 5600 | 707 | 0.015 | 15 | 15 | 7 | 1e-09 | 5spot_SharedNeighbor | Water | Porous | Wet | R245fa | MinimizeLCOE_Brownfield | IgnoreSilica | 2019 | 100.5419 | 14.6128 | 0.8086 | 4 | 15239.9371 | 25204.8869 | 310.6867 | 513.8357 | 94.9222 | 0 | 65.2227 | 2213769.1859 | 75148.8242 | 2965191.4125 | 3208585.2644 | 0 | 253007.6447 | 0 | 3399123.9094 | 8843823.156 | 6036091.0264 | 26994740.4234 | 961560.8286 | 21335742.5118 | 21335742.5118 | 1478867.319 | 9416018.0746 | 0 | 49292043.7639 | 81522671.6694 | 1000000 | 3.2344 | 15239.9371 | 25204.8869 | 310.6867 | 513.8357
1 | 5600 | 707 | 0.015 | 15 | 15 | 7 | 1.3335e-09 | 5spot_SharedNeighbor | Water | Porous | Wet | R245fa | MinimizeLCOE_Brownfield | IgnoreSilica | 2019 | 101.4381 | 14.7418 | 0.81954 | 4 | 15091.3997 | 24923.3093 | 307.6586 | 508.0954 | 94.9177 | 0 | 78.7354 | 2227472.3015 | 75607.6312 | 2986124.1695 | 3236845.7307 | 0 | 247788.9745 | 0 | 3421797.1349 | 8902814.2379 | 6076353.6519 | 27174803.8322 | 961560.8286 | 21335742.5118 | 21335742.5118 | 1478867.319 | 9416018.0746 | 0 | 49472107.1726 | 81702735.0781 | 1333521.4322 | 3.2782 | 15091.3997 | 24923.3093 | 307.6586 | 508.0954
1 | 5600 | 707 | 0.015 | 15 | 15 | 7 | 1.7783e-09 | 5spot_SharedNeighbor | Water | Porous | Wet | R245fa | MinimizeLCOE_Brownfield | IgnoreSilica | 2019 | 102.1102 | 14.8385 | 0.82785 | 4 | 14980.4052 | 24713.6153 | 305.3958 | 503.8205 | 94.9141 | 0 | 70.9983 | 2237717.885 | 75950.5393 | 3001791.8957 | 3258036.9164 | 0 | 243645.6821 | 0 | 3438685.7382 | 8946754.9194 | 6106344.0699 | 27308927.646 | 961560.8286 | 21335742.5118 | 21335742.5118 | 1478867.319 | 9416018.0746 | 0 | 49606230.9865 | 81836858.892 | 1778279.41 | 3.3114 | 14980.4052 | 24713.6153 | 305.3958 | 503.8205
1 | 5600 | 707 | 0.015 | 15 | 15 | 7 | 2.3714e-09 | 5spot_SharedNeighbor | Water | Porous | Wet | R245fa | MinimizeLCOE_Brownfield | IgnoreSilica | 2019 | 102.6218 | 14.9121 | 0.83417 | 4 | 14897.3922 | 24556.8311 | 303.7035 | 500.6242 | 94.9113 | 0 | 82.2053 | 2245496.7407 | 76210.8121 | 3013696.9791 | 3274161.165 | 0 | 240465.696 | 0 | 3451512.2432 | 8980126.8543 | 6129121.1012 | 27410791.5915 | 961560.8286 | 21335742.5118 | 21335742.5118 | 1478867.319 | 9416018.0746 | 0 | 49708094.932 | 81938722.8374 | 2371373.7057 | 3.3367 | 14897.3922 | 24556.8311 | 303.7035 | 500.6242
1 | 5600 | 707 | 0.015 | 15 | 15 | 7 | 3.1623e-09 | 5spot_SharedNeighbor | Water | Porous | Wet | R245fa | MinimizeLCOE_Brownfield | IgnoreSilica | 2019 | 102.9922 | 14.9653 | 0.8389 | 4 | 14835.2653 | 24440.3423 | 302.4369 | 498.2494 | 94.9093 | 0 | 73.1897 | 2251119.6533 | 76398.9068 | 3022307.6862 | 3285835.4806 | 0 | 237894.0534 | 0 | 3460686.7543 | 9003997.0502 | 6145413.0004 | 27483652.585 | 961560.8286 | 21335742.5118 | 21335742.5118 | 1478867.319 | 9416018.0746 | 0 | 49780955.9255 | 82011583.831 | 3162277.6602 | 3.3556 | 14835.2653 | 24440.3423 | 302.4369 | 498.2494
1 | 5600 | 707 | 0.015 | 15 | 15 | 7 | 4.217e-09 | 5spot_SharedNeighbor | Water | Porous | Wet | R245fa | MinimizeLCOE_Brownfield | IgnoreSilica | 2019 | 103.2823 | 15.007 | 0.84251 | 4 | 14788.7465 | 24352.6684 | 301.4886 | 496.4621 | 94.9076 | 0 | 73.4139 | 2255516.4686 | 76545.9628 | 3029043.768 | 3294975.1435 | 0 | 236021.9811 | 0 | 3467920.2964 | 9022817.2429 | 6158258.1686 | 27541099.0319 | 961560.8286 | 21335742.5118 | 21335742.5118 | 1478867.319 | 9416018.0746 | 0 | 49838402.3724 | 82069030.2778 | 4216965.0343 | 3.37 | 14788.7465 | 24352.6684 | 301.4886 | 496.4621
1 | 5600 | 707 | 0.015 | 15 | 15 | 7 | 5.6234e-09 | 5spot_SharedNeighbor | Water | Porous | Wet | R245fa | MinimizeLCOE_Brownfield | IgnoreSilica | 2019 | 103.5038 | 15.0388 | 0.84524 | 4 | 14753.9017 | 24286.8821 | 300.7782 | 495.1209 | 94.9064 | 0 | 87.2186 | 2258870.9814 | 76658.1437 | 3034184.7685 | 3301954.6753 | 0 | 234625.6849 | 0 | 3473454.759 | 9037216.7793 | 6168086.1481 | 27585051.9401 | 961560.8286 | 21335742.5118 | 21335742.5118 | 1478867.319 | 9416018.0746 | 0 | 49882355.2806 | 82112983.1861 | 5623413.2519 | 3.381 | 14753.9017 | 24286.8821 | 300.7782 | 495.1209
1 | 5600 | 707 | 0.015 | 15 | 15 | 7 | 7.4989e-09 | 5spot_SharedNeighbor | Water | Porous | Wet | R245fa | MinimizeLCOE_Brownfield | IgnoreSilica | 2019 | 100.1001 | 14.5491 | 0.83281 | 4 | 14720.6749 | 24395.9707 | 300.1009 | 497.3449 | 94.9241 | 0 | 69.1887 | 2206983.1976 | 74921.4129 | 2954841.8767 | 3194642.1302 | 0 | 202272.679 | 0 | 3367127.9055 | 8760576.1173 | 5979273.2119 | 26740638.531 | 961560.8286 | 21335742.5118 | 21335742.5118 | 1478867.319 | 9416018.0746 | 0 | 49037941.8715 | 81268569.777 | 7498942.0933 | 3.3312 | 14720.6749 | 24395.9707 | 300.1009 | 497.3449
1 | 5600 | 707 | 0.015 | 15 | 15 | 7 | 1e-08 | 5spot_SharedNeighbor | Water | Porous | Wet | R245fa | MinimizeLCOE_Brownfield | IgnoreSilica | 2019 | 103.7692 | 15.077 | 0.84874 | 4 | 14708.2279 | 24201.9154 | 299.8471 | 493.3888 | 94.9048 | 0 | 69.3007 | 2262886.6545 | 76792.4172 | 3040341.1253 | 3310317.436 | 0 | 232550.3297 | 0 | 3479926.3055 | 9054054.4158 | 6179578.181 | 27636446.8649 | 961560.8286 | 21335742.5118 | 21335742.5118 | 1478867.319 | 9416018.0746 | 0 | 49933750.2054 | 82164378.1108 | 10000000 | 3.395 | 14708.2279 | 24201.9154 | 299.8471 | 493.3888
1 | 5700 | 707 | 0.015 | 15 | 15 | 7 | 1e-13 | 5spot_SharedNeighbor | Water | Porous | Wet | R245fa | MinimizeLCOE_Brownfield | IgnoreSilica | 2019 | 0 | 0 | 0 | 0 |  |  |  |  | 15 |  | 22.5061 | [19 empty] | 100 | 0
1 | 5700 | 707 | 0.015 | 15 | 15 | 7 | 1.3335e-13 | 5spot_SharedNeighbor | Water | Porous | Wet | R245fa | MinimizeLCOE_Brownfield | IgnoreSilica | 2019 | 0 | 0 | 0 | 0 |  |  |  |  | 15 |  | 23.6871 | [19 empty] | 133.3521 | 0
1 | 5700 | 707 | 0.015 | 15 | 15 | 7 | 1.7783e-13 | 5spot_SharedNeighbor | Water | Porous | Wet | R245fa | MinimizeLCOE_Brownfield | IgnoreSilica | 2019 | 0 | 0 | 0 | 0 |  |  |  |  | 15 |  | 23.4427 | [19 empty] | 177.8279 | 0
1 | 5700 | 707 | 0.015 | 15 | 15 | 7 | 2.3714e-13 | 5spot_SharedNeighbor | Water | Porous | Wet | R245fa | MinimizeLCOE_Brownfield | IgnoreSilica | 2019 | 0 | 0 | 0 | 0 |  |  |  |  | 15 |  | 24.8493 | [19 empty] | 237.1374 | 0
1 | 5700 | 707 | 0.015 | 15 | 15 | 7 | 3.1623e-13 | 5spot_SharedNeighbor | Water | Porous | Wet | R245fa | MinimizeLCOE_Brownfield | IgnoreSilica | 2019 | 0 | 0 | 0 | 0 |  |  |  |  | 15 |  | 26.1028 | [19 empty] | 316.2278 | 0
1 | 5700 | 707 | 0.015 | 15 | 15 | 7 | 4.217e-13 | 5spot_SharedNeighbor | Water | Porous | Wet | R245fa | MinimizeLCOE_Brownfield | IgnoreSilica | 2019 | 0 | 0 | 0 | 0 |  |  |  |  | 15 |  | 27.8982 | [19 empty] | 421.6965 | 0
1 | 5700 | 707 | 0.015 | 15 | 15 | 7 | 5.6234e-13 | 5spot_SharedNeighbor | Water | Porous | Wet | R245fa | MinimizeLCOE_Brownfield | IgnoreSilica | 2019 | 0 | 0 | 0 | 0 |  |  |  |  | 15 |  | 30.1199 | [19 empty] | 562.3413 | 0
1 | 5700 | 707 | 0.015 | 15 | 15 | 7 | 7.4989e-13 | 5spot_SharedNeighbor | Water | Porous | Wet | R245fa | MinimizeLCOE_Brownfield | IgnoreSilica | 2019 | 0 | 0 | 0 | 0 |  |  |  |  | 15 |  | 29.5077 | [19 empty] | 749.8942 | 0
1 | 5700 | 707 | 0.015 | 15 | 15 | 7 | 1e-12 | 5spot_SharedNeighbor | Water | Porous | Wet | R245fa | MinimizeLCOE_Brownfield | IgnoreSilica | 2019 | 0 | 0 | 0 | 0 |  |  |  |  | 15 |  | 29.6016 | [19 empty] | 1000 | 0
1 | 5700 | 707 | 0.015 | 15 | 15 | 7 | 1.3335e-12 | 5spot_SharedNeighbor | Water | Porous | Wet | R245fa | MinimizeLCOE_Brownfield | IgnoreSilica | 2019 | 1.6 | 0.14067 | 0.0013254 | 4 | 4453592.0748 | 10674307.3147 | 90792.4984 | 217610.1927 | 72.0687 | 0 | 33.4922 | 69776.5014 | 1999.3059 | 73608.7577 | 64713.5777 | 0 | 41342.5897 | 0 | 98061.8856 | 255136.9112 | 174136.1844 | 778775.7137 | 961560.8286 | 21870032.1104 | 21870032.1104 | 1478867.319 | 9629733.914 | 0 | 23610368.6528 | 56589001.9963 | 1333.5214 | 0.0053014 | 4453592.0748 | 10674307.3147 | 90792.4984 | 217610.1927
1 | 5700 | 707 | 0.015 | 15 | 15 | 7 | 1.7783e-12 | 5spot_SharedNeighbor | Water | Porous | Wet | R245fa | MinimizeLCOE_Brownfield | IgnoreSilica | 2019 | 2.7546 | 0.30134 | 0.0046761 | 4 | 1292805.9112 | 3055965.5037 | 26355.5971 | 62299.9903 | 81.0196 | 0 | 67.482 | 130192.3854 | 4005.8516 | 134369.3952 | 101609.8706 | 0 | 65502.9156 | 0 | 169915.3632 | 442084.9206 | 301732.0422 | 1349412.7445 | 961560.8286 | 21870032.1104 | 21870032.1104 | 1478867.319 | 9629733.914 | 0 | 24181005.6835 | 57159639.0271 | 1778.2794 | 0.018704 | 1292805.9112 | 3055965.5037 | 26355.5971 | 62299.9903
1 | 5700 | 707 | 0.015 | 15 | 15 | 7 | 2.3714e-12 | 5spot_SharedNeighbor | Water | Porous | Wet | R245fa | MinimizeLCOE_Brownfield | IgnoreSilica | 2019 | 3.9339 | 0.47225 | 0.0096734 | 4 | 638467.823 | 1490772.7419 | 13016.0302 | 30391.4188 | 85.3229 | 0 | 74.1246 | 184965.7384 | 5880.3305 | 191822.2063 | 138762.5035 | 0 | 83279.6394 | 0 | 235837.063 | 613599.6612 | 418794.377 | 1872941.5192 | 961560.8286 | 21870032.1104 | 21870032.1104 | 1478867.319 | 9629733.914 | 0 | 24704534.4583 | 57683167.8018 | 2371.3737 | 0.038693 | 638467.823 | 1490772.7419 | 13016.0302 | 30391.4188
1 | 5700 | 707 | 0.015 | 15 | 15 | 7 | 3.1623e-12 | 5spot_SharedNeighbor | Water | Porous | Wet | R245fa | MinimizeLCOE_Brownfield | IgnoreSilica | 2019 | 5.4077 | 0.6898 | 0.016897 | 4 | 374518.5267 | 862448.2985 | 7635.0667 | 17582.1751 | 88.2638 | 0 | 70.1121 | 246887.2508 | 8025.3864 | 259131.6259 | 185645.4021 | 0 | 101568.5368 | 0 | 312490.6988 | 813036.6975 | 554914.2523 | 2481699.8506 | 961560.8286 | 21870032.1104 | 21870032.1104 | 1478867.319 | 9629733.914 | 0 | 25313292.7896 | 58291926.1331 | 3162.2777 | 0.067589 | 374518.5267 | 862448.2985 | 7635.0667 | 17582.1751
1 | 5700 | 707 | 0.015 | 15 | 15 | 7 | 4.217e-12 | 5spot_SharedNeighbor | Water | Porous | Wet | R245fa | MinimizeLCOE_Brownfield | IgnoreSilica | 2019 | 7.1735 | 0.95256 | 0.026838 | 4 | 242129.2081 | 549332.4242 | 4936.1314 | 11198.8845 | 90.2612 | 0 | 68.8024 | 314295.5322 | 10372.0642 | 334938.9217 | 242234.1455 | 0 | 118827.3466 | 0 | 398060.5239 | 1035671.8299 | 706867.3048 | 3161267.6687 | 961560.8286 | 21870032.1104 | 21870032.1104 | 1478867.319 | 9629733.914 | 0 | 25992860.6078 | 58971493.9513 | 4216.965 | 0.10735 | 242129.2081 | 549332.4242 | 4936.1314 | 11198.8845
1 | 5700 | 707 | 0.015 | 15 | 15 | 7 | 5.6234e-12 | 5spot_SharedNeighbor | Water | Porous | Wet | R245fa | MinimizeLCOE_Brownfield | IgnoreSilica | 2019 | 9.6607 | 1.326 | 0.040607 | 4 | 165641.174 | 368675.1991 | 3376.8194 | 7515.9426 | 91.9451 | 0 | 80.5035 | 401250.252 | 13407.7922 | 435832.3769 | 322103.5564 | 0 | 142556.1196 | 0 | 512908.5379 | 1334482.8036 | 910811.9343 | 4073353.373 | 961560.8286 | 21870032.1104 | 21870032.1104 | 1478867.319 | 9629733.914 | 0 | 26904946.3121 | 59883579.6556 | 5623.4133 | 0.16243 | 165641.174 | 368675.1991 | 3376.8194 | 7515.9426
1 | 5700 | 707 | 0.015 | 15 | 15 | 7 | 7.4989e-12 | 5spot_SharedNeighbor | Water | Porous | Wet | R245fa | MinimizeLCOE_Brownfield | IgnoreSilica | 2019 | 12.7035 | 1.7835 | 0.058876 | 4 | 118684.4941 | 258719.1159 | 2419.5439 | 5274.3391 | 93.1166 | 0 | 33.9656 | 498095.9562 | 16785.8834 | 551940.294 | 419727.2459 | 0 | 166209.0962 | 0 | 644575.8055 | 1677054.0252 | 1144623.8322 | 5119012.1386 | 961560.8286 | 21870032.1104 | 21870032.1104 | 1478867.319 | 9629733.914 | 0 | 27950605.0776 | 60929238.4212 | 7498.9421 | 0.2355 | 118684.4941 | 258719.1159 | 2419.5439 | 5274.3391
1 | 5700 | 707 | 0.015 | 15 | 15 | 7 | 1e-11 | 5spot_SharedNeighbor | Water | Porous | Wet | R245fa | MinimizeLCOE_Brownfield | IgnoreSilica | 2019 | 16.5324 | 2.361 | 0.082966 | 4 | 87994.3682 | 187368.0557 | 1793.8842 | 3819.7512 | 93.9938 | 0 | 60.4447 | 610293.6977 | 20696.3069 | 690339.0399 | 543555.2138 | 0 | 191984.5629 | 0 | 802178.8403 | 2087104.7929 | 1424491.9068 | 6370644.3612 | 961560.8286 | 21870032.1104 | 21870032.1104 | 1478867.319 | 9629733.914 | 0 | 29202237.3002 | 62180870.6438 | 10000 | 0.33186 | 87994.3682 | 187368.0557 | 1793.8842 | 3819.7512
1 | 5700 | 707 | 0.015 | 15 | 15 | 7 | 1.3335e-11 | 5spot_SharedNeighbor | Water | Porous | Wet | R245fa | MinimizeLCOE_Brownfield | IgnoreSilica | 2019 | 21.3197 | 3.0832 | 0.11427 | 4 | 67140.9333 | 139293.6695 | 1368.7587 | 2839.6899 | 94.6574 | 0 | 53.012 | 739508.3355 | 25190.5433 | 854195.9968 | 697816.694 | 0 | 219829.4457 | 0 | 989250.9959 | 2573828.1682 | 1756690.6117 | 7856310.791 | 961560.8286 | 21870032.1104 | 21870032.1104 | 1478867.319 | 9629733.914 | 0 | 30687903.7301 | 63666537.0736 | 13335.2143 | 0.45707 | 67140.9333 | 139293.6695 | 1368.7587 | 2839.6899
1 | 5700 | 707 | 0.015 | 15 | 15 | 7 | 1.7783e-11 | 5spot_SharedNeighbor | Water | Porous | Wet | R245fa | MinimizeLCOE_Brownfield | IgnoreSilica | 2019 | 27.1781 | 3.9676 | 0.15429 | 4 | 52534.8787 | 105972.2008 | 1070.9946 | 2160.3867 | 95.1585 | 0 | 71.2949 | 885955.1092 | 30272.8721 | 1044733.7028 | 886530.3211 | 0 | 248832.1221 | 0 | 1207566.4097 | 3141840.092 | 2144370.4211 | 9590101.0501 | 961560.8286 | 21870032.1104 | 21870032.1104 | 1478867.319 | 9629733.914 | 0 | 32421693.9891 | 65400327.3326 | 17782.7941 | 0.61715 | 52534.8787 | 105972.2008 | 1070.9946 | 2160.3867
1 | 5700 | 707 | 0.015 | 15 | 15 | 7 | 2.3714e-11 | 5spot_SharedNeighbor | Water | Porous | Wet | R245fa | MinimizeLCOE_Brownfield | IgnoreSilica | 2019 | 34.2692 | 5.0385 | 0.20456 | 4 | 42079.3222 | 82383.8882 | 857.8439 | 1679.507 | 95.5417 | 0 | 104.4691 | 1050835.9319 | 35981.6323 | 1264450.1805 | 1114780.9999 | 0 | 278949.4571 | 0 | 1460549.2987 | 3800049.6754 | 2593611.9866 | 11599209.1625 | 961560.8286 | 21870032.1104 | 21870032.1104 | 1478867.319 | 9629733.914 | 0 | 34430802.1016 | 67409435.4451 | 23713.7371 | 0.81824 | 42079.3222 | 82383.8882 | 857.8439 | 1679.507
1 | 5700 | 707 | 0.015 | 15 | 15 | 7 | 3.1623e-11 | 5spot_SharedNeighbor | Water | Porous | Wet | R245fa | MinimizeLCOE_Brownfield | IgnoreSilica | 2019 | 42.2741 | 6.2481 | 0.26486 | 4 | 34551.0474 | 65679.4351 | 704.3698 | 1338.9641 | 95.8246 | 0 | 113.2041 | 1225020.8682 | 41999.4858 | 1501633.819 | 1372493.2024 | 0 | 305740.7059 | 0 | 1734286.3517 | 4512257.3361 | 3079708.3495 | 13773140.1186 | 961560.8286 | 21870032.1104 | 21870032.1104 | 1478867.319 | 9629733.914 | 0 | 36604733.0576 | 69583366.4011 | 31622.7766 | 1.0594 | 34551.0474 | 65679.4351 | 704.3698 | 1338.9641
1 | 5700 | 707 | 0.015 | 15 | 15 | 7 | 4.217e-11 | 5spot_SharedNeighbor | Water | Porous | Wet | R245fa | MinimizeLCOE_Brownfield | IgnoreSilica | 2019 | 50.9124 | 7.5536 | 0.33413 | 4 | 29077.0873 | 53752.3067 | 592.7758 | 1095.8135 | 96.0308 | 0 | 119.9903 | 1402167.2653 | 48106.5027 | 1747515.4758 | 1650645.4784 | 0 | 327174.1319 | 0 | 2018487.4531 | 5251690.3042 | 3584386.544 | 16030173.1553 | 961560.8286 | 21870032.1104 | 21870032.1104 | 1478867.319 | 9629733.914 | 0 | 38861766.0943 | 71840399.4378 | 42169.6503 | 1.3365 | 29077.0873 | 53752.3067 | 592.7758 | 1095.8135
1 | 5700 | 707 | 0.015 | 15 | 15 | 7 | 5.6234e-11 | 5spot_SharedNeighbor | Water | Porous | Wet | R245fa | MinimizeLCOE_Brownfield | IgnoreSilica | 2019 | 59.6406 | 8.872 | 0.40914 | 4 | 25090.2154 | 45241.652 | 511.498 | 922.3123 | 96.1724 | 0 | 145.9614 | 1572040.2889 | 53949.4 | 1987306.1234 | 1931760.9877 | 0 | 340657.5185 | 0 | 2295428.5842 | 5972234.3189 | 4076172.6398 | 18229549.8614 | 961560.8286 | 21870032.1104 | 21870032.1104 | 1478867.319 | 9629733.914 | 0 | 41061142.8004 | 74039776.1439 | 56234.1325 | 1.6365 | 25090.2154 | 45241.652 | 511.498 | 922.3123
1 | 5700 | 707 | 0.015 | 15 | 15 | 7 | 7.4989e-11 | 5spot_SharedNeighbor | Water | Porous | Wet | R245fa | MinimizeLCOE_Brownfield | IgnoreSilica | 2019 | 67.9233 | 10.1207 | 0.48538 | 4 | 22187.861 | 39173.808 | 452.3296 | 798.6111 | 96.2607 | 0 | 146.4879 | 1726060.4828 | 59233.3893 | 2207938.9591 | 2198299.3468 | 0 | 345447.6538 | 0 | 2549422.1344 | 6633073.4354 | 4527208.9157 | 20246684.3173 | 961560.8286 | 21870032.1104 | 21870032.1104 | 1478867.319 | 9629733.914 | 0 | 43078277.2564 | 76056910.5999 | 74989.4209 | 1.9415 | 22187.861 | 39173.808 | 452.3296 | 798.6111
1 | 5700 | 707 | 0.015 | 15 | 15 | 7 | 1e-10 | 5spot_SharedNeighbor | Water | Porous | Wet | R245fa | MinimizeLCOE_Brownfield | IgnoreSilica | 2019 | 75.324 | 11.2334 | 0.55824 | 4 | 20073.9641 | 34843.0629 | 409.2349 | 710.323 | 96.3085 | 0 | 163.3396 | 1858467.4181 | 63763.6017 | 2400000.5302 | 2436159.1067 | 0 | 342264.6726 | 0 | 2769255.5784 | 7205034.9626 | 4917584.4106 | 21992530.2808 | 961560.8286 | 21870032.1104 | 21870032.1104 | 1478867.319 | 9629733.914 | 0 | 44824123.2199 | 77802756.5634 | 100000 | 2.2329 | 20073.9641 | 34843.0629 | 409.2349 | 710.323
1 | 5700 | 707 | 0.015 | 15 | 15 | 7 | 1.3335e-10 | 5spot_SharedNeighbor | Water | Porous | Wet | R245fa | MinimizeLCOE_Brownfield | IgnoreSilica | 2019 | 81.6675 | 12.1841 | 0.62434 | 4 | 18531.1615 | 31736.5624 | 377.7828 | 646.9928 | 96.3292 | 0 | 158.0566 | 1968397.9037 | 67514.8742 | 2561126.7526 | 2639750.1084 | 0 | 333587.9985 | 0 | 2952447.2786 | 7681662.1887 | 5242892.2861 | 23447379.3907 | 961560.8286 | 21870032.1104 | 21870032.1104 | 1478867.319 | 9629733.914 | 0 | 46278972.3298 | 79257605.6733 | 133352.1432 | 2.4974 | 18531.1615 | 31736.5624 | 377.7828 | 646.9928
1 | 5700 | 707 | 0.015 | 15 | 15 | 7 | 1.7783e-10 | 5spot_SharedNeighbor | Water | Porous | Wet | R245fa | MinimizeLCOE_Brownfield | IgnoreSilica | 2019 | 86.9144 | 12.968 | 0.68173 | 4 | 17401.4701 | 29495.1262 | 354.7525 | 601.298 | 96.3337 | 0 | 160.2796 | 2057009.0548 | 70531.3579 | 2692108.6323 | 2807905.0012 | 0 | 321782.9931 | 0 | 3100241.4453 | 8066192.2937 | 5505341.9841 | 24621112.7623 | 961560.8286 | 21870032.1104 | 21870032.1104 | 1478867.319 | 9629733.914 | 0 | 47452705.7014 | 80431339.0449 | 177827.941 | 2.7269 | 17401.4701 | 29495.1262 | 354.7525 | 601.298
1 | 5700 | 707 | 0.015 | 15 | 15 | 7 | 2.3714e-10 | 5spot_SharedNeighbor | Water | Porous | Wet | R245fa | MinimizeLCOE_Brownfield | IgnoreSilica | 2019 | 91.1339 | 13.5965 | 0.72983 | 4 | 16571.1178 | 27867.8467 | 337.8246 | 568.1237 | 96.3296 | 0 | 153.8086 | 2126825.0913 | 72903.0635 | 2796006.0733 | 2942952.805 | 0 | 308815.516 | 0 | 3216525.9941 | 8368740.8365 | 5711837.5814 | 25544606.9611 | 961560.8286 | 21870032.1104 | 21870032.1104 | 1478867.319 | 9629733.914 | 0 | 48376199.9002 | 81354833.2437 | 237137.3706 | 2.9193 | 16571.1178 | 27867.8467 | 337.8246 | 568.1237
1 | 5700 | 707 | 0.015 | 15 | 15 | 7 | 3.1623e-10 | 5spot_SharedNeighbor | Water | Porous | Wet | R245fa | MinimizeLCOE_Brownfield | IgnoreSilica | 2019 | 94.466 | 14.0916 | 0.76906 | 4 | 15958.4838 | 26678.9054 | 325.3353 | 543.8856 | 96.3219 | 0 | 158.6197 | 2181086.4637 | 74743.1647 | 2877183.3261 | 3049481.2859 | 0 | 296177.8777 | 0 | 3306682.1261 | 8603308.5982 | 5871934.8986 | 26260597.7409 | 961560.8286 | 21870032.1104 | 21870032.1104 | 1478867.319 | 9629733.914 | 0 | 49092190.68 | 82070824.0235 | 316227.766 | 3.0762 | 15958.4838 | 26678.9054 | 325.3353 | 543.8856
1 | 5700 | 707 | 0.015 | 15 | 15 | 7 | 4.217e-10 | 5spot_SharedNeighbor | Water | Porous | Wet | R245fa | MinimizeLCOE_Brownfield | IgnoreSilica | 2019 | 97.0607 | 14.4764 | 0.80041 | 4 | 15504.948 | 25805.5054 | 316.0893 | 526.0801 | 96.3133 | 0 | 147.6282 | 2222820.9935 | 76156.4686 | 2939876.0497 | 3132355.895 | 0 | 284718.3744 | 0 | 3375811.8347 | 8783169.9197 | 5994693.9463 | 26809603.482 | 961560.8286 | 21870032.1104 | 21870032.1104 | 1478867.319 | 9629733.914 | 0 | 49641196.4211 | 82619829.7646 | 421696.5034 | 3.2016 | 15504.948 | 25805.5054 | 316.0893 | 526.0801
1 | 5700 | 707 | 0.015 | 15 | 15 | 7 | 5.6234e-10 | 5spot_SharedNeighbor | Water | Porous | Wet | R245fa | MinimizeLCOE_Brownfield | IgnoreSilica | 2019 | 99.0487 | 14.7706 | 0.82501 | 4 | 15168.2293 | 25161.5838 | 309.2249 | 512.9529 | 96.3052 | 0 | 141.7697 | 2254495.6946 | 77227.912 | 2987606.6619 | 3195802.4661 | 0 | 274725.0379 | 0 | 3428044.5313 | 8919068.6818 | 6087447.6438 | 27224418.6294 | 961560.8286 | 21870032.1104 | 21870032.1104 | 1478867.319 | 9629733.914 | 0 | 50056011.5684 | 83034644.9119 | 562341.3252 | 3.3001 | 15168.2293 | 25161.5838 | 309.2249 | 512.9529
1 | 5700 | 707 | 0.015 | 15 | 15 | 7 | 7.4989e-10 | 5spot_SharedNeighbor | Water | Porous | Wet | R245fa | MinimizeLCOE_Brownfield | IgnoreSilica | 2019 | 101.036 | 15.0644 | 0.84699 | 4 | 14900.2442 | 24634.2709 | 303.7616 | 502.2029 | 96.2959 | 0 | 159.3133 | 2285908.0311 | 78289.4798 | 3035067.6892 | 3259187.5832 | 0 | 268828.1694 | 0 | 3481639.5716 | 9058511.9827 | 6182620.562 | 27650053.069 | 961560.8286 | 21870032.1104 | 21870032.1104 | 1478867.319 | 9629733.914 | 0 | 50481646.008 | 83460279.3515 | 749894.2093 | 3.388 | 14900.2442 | 24634.2709 | 303.7616 | 502.2029
1 | 5700 | 707 | 0.015 | 15 | 15 | 7 | 1e-09 | 5spot_SharedNeighbor | Water | Porous | Wet | R245fa | MinimizeLCOE_Brownfield | IgnoreSilica | 2019 | 102.1808 | 15.2334 | 0.86152 | 4 | 14717.0335 | 24286.9181 | 300.0266 | 495.1217 | 96.2899 | 0 | 154.7648 | 2303886.9876 | 78896.5661 | 3062291.3836 | 3295681.2915 | 0 | 262236.6259 | 0 | 3511167.2133 | 9135336.8496 | 6235055.1123 | 27884552.0298 | 961560.8286 | 21870032.1104 | 21870032.1104 | 1478867.319 | 9629733.914 | 0 | 50716144.9689 | 83694778.3124 | 1000000 | 3.4461 | 14717.0335 | 24286.9181 | 300.0266 | 495.1217
1 | 5700 | 707 | 0.015 | 15 | 15 | 7 | 1.3335e-09 | 5spot_SharedNeighbor | Water | Porous | Wet | R245fa | MinimizeLCOE_Brownfield | IgnoreSilica | 2019 | 103.0434 | 15.3606 | 0.87261 | 4 | 14580.2448 | 24028.5202 | 297.238 | 489.8539 | 96.2851 | 0 | 155.2545 | 2317378.0535 | 79351.8801 | 3082747.2088 | 3323166.9023 | 0 | 256952.6971 | 0 | 3533242.7293 | 9192772.8139 | 6274256.3381 | 28059868.6232 | 961560.8286 | 21870032.1104 | 21870032.1104 | 1478867.319 | 9629733.914 | 0 | 50891461.5623 | 83870094.9058 | 1333521.4322 | 3.4904 | 14580.2448 | 24028.5202 | 297.238 | 489.8539
1 | 5700 | 707 | 0.015 | 15 | 15 | 7 | 1.7783e-09 | 5spot_SharedNeighbor | Water | Porous | Wet | R245fa | MinimizeLCOE_Brownfield | IgnoreSilica | 2019 | 103.689 | 15.4558 | 0.88102 | 4 | 14478.0054 | 23836.0703 | 295.1537 | 485.9305 | 96.2814 | 0 | 161.4182 | 2327446.2573 | 79691.5439 | 3098028.6348 | 3343735.8721 | 0 | 252759.7833 | 0 | 3549648.2156 | 9235456.5241 | 6303388.8474 | 28190155.6785 | 961560.8286 | 21870032.1104 | 21870032.1104 | 1478867.319 | 9629733.914 | 0 | 51021748.6175 | 84000381.961 | 1778279.41 | 3.5241 | 14478.0054 | 23836.0703 | 295.1537 | 485.9305
1 | 5700 | 707 | 0.015 | 15 | 15 | 7 | 2.3714e-09 | 5spot_SharedNeighbor | Water | Porous | Wet | R245fa | MinimizeLCOE_Brownfield | IgnoreSilica | 2019 | 104.1908 | 15.5298 | 0.88746 | 4 | 14401.5265 | 23691.6691 | 293.5946 | 482.9867 | 96.2785 | 0 | 130.7101 | 2335252.6986 | 79954.8276 | 3109886.2709 | 3359717.5067 | 0 | 249635.2992 | 0 | 3562434.1752 | 9268722.9681 | 6326093.8789 | 28291697.6252 | 961560.8286 | 21870032.1104 | 21870032.1104 | 1478867.319 | 9629733.914 | 0 | 51123290.5643 | 84101923.9078 | 2371373.7057 | 3.5499 | 14401.5265 | 23691.6691 | 293.5946 | 482.9867
1 | 5700 | 707 | 0.015 | 15 | 15 | 7 | 3.1623e-09 | 5spot_SharedNeighbor | Water | Porous | Wet | R245fa | MinimizeLCOE_Brownfield | IgnoreSilica | 2019 | 104.5586 | 15.5839 | 0.89229 | 4 | 14344.2821 | 23584.1671 | 292.4276 | 480.7951 | 96.2762 | 0 | 141.7241 | 2340965.4293 | 80147.4541 | 3118568.7442 | 3371431.4322 | 0 | 247146.6905 | 0 | 3571721.3027 | 9292886.1688 | 6342585.7599 | 28365452.9817 | 961560.8286 | 21870032.1104 | 21870032.1104 | 1478867.319 | 9629733.914 | 0 | 51197045.9208 | 84175679.2643 | 3162277.6602 | 3.5692 | 14344.2821 | 23584.1671 | 292.4276 | 480.7951
1 | 5700 | 707 | 0.015 | 15 | 15 | 7 | 4.217e-09 | 5spot_SharedNeighbor | Water | Porous | Wet | R245fa | MinimizeLCOE_Brownfield | IgnoreSilica | 2019 | 104.8292 | 15.6238 | 0.89591 | 4 | 14301.4148 | 23504.0091 | 291.5537 | 479.161 | 96.2746 | 0 | 137.5359 | 2345162.5696 | 80288.9531 | 3124950.5001 | 3380047.6882 | 0 | 245193.3912 | 0 | 3578500.8099 | 9310525.0559 | 6354624.6628 | 28419293.6308 | 961560.8286 | 21870032.1104 | 21870032.1104 | 1478867.319 | 9629733.914 | 0 | 51250886.5698 | 84229519.9133 | 4216965.0343 | 3.5836 | 14301.4148 | 23504.0091 | 291.5537 | 479.161
1 | 5700 | 707 | 0.015 | 15 | 15 | 7 | 5.6234e-09 | 5spot_SharedNeighbor | Water | Porous | Wet | R245fa | MinimizeLCOE_Brownfield | IgnoreSilica | 2019 | 105.0534 | 15.6568 | 0.89872 | 4 | 14269.3025 | 23443.0848 | 290.899 | 477.919 | 96.2732 | 0 | 132.5129 | 2348635.4189 | 80406.0201 | 3130232.6592 | 3387183.3182 | 0 | 243883.5451 | 0 | 3584232.975 | 9325438.9737 | 6364803.7182 | 28464816.6284 | 961560.8286 | 21870032.1104 | 21870032.1104 | 1478867.319 | 9629733.914 | 0 | 51296409.5675 | 84275042.911 | 5623413.2519 | 3.5949 | 14269.3025 | 23443.0848 | 290.899 | 477.919
1 | 5700 | 707 | 0.015 | 15 | 15 | 7 | 7.4989e-09 | 5spot_SharedNeighbor | Water | Porous | Wet | R245fa | MinimizeLCOE_Brownfield | IgnoreSilica | 2019 | 105.1971 | 15.6779 | 0.90073 | 4 | 14245.2406 | 23398.5465 | 290.4085 | 477.011 | 96.2723 | 0 | 144.5782 | 2350860.7556 | 80481.026 | 3133618.2672 | 3391758.9072 | 0 | 242681.3451 | 0 | 3587766.1174 | 9334631.4856 | 6371077.7964 | 28492875.7006 | 961560.8286 | 21870032.1104 | 21870032.1104 | 1478867.319 | 9629733.914 | 0 | 51324468.6396 | 84303101.9831 | 7498942.0933 | 3.6029 | 14245.2406 | 23398.5465 | 290.4085 | 477.011
1 | 5700 | 707 | 0.015 | 15 | 15 | 7 | 1e-08 | 5spot_SharedNeighbor | Water | Porous | Wet | R245fa | MinimizeLCOE_Brownfield | IgnoreSilica | 2019 | 105.324 | 15.6966 | 0.90232 | 4 | 14227.2073 | 23364.3444 | 290.0409 | 476.3138 | 96.2715 | 0 | 143.7587 | 2352824.2885 | 80547.2042 | 3136606.0503 | 3395798.0303 | 0 | 241933.6685 | 0 | 3591006.6043 | 9343062.5677 | 6376832.1832 | 28518610.597 | 961560.8286 | 21870032.1104 | 21870032.1104 | 1478867.319 | 9629733.914 | 0 | 51350203.5361 | 84328836.8796 | 10000000 | 3.6093 | 14227.2073 | 23364.3444 | 290.0409 | 476.3138
1 | 5800 | 707 | 0.015 | 15 | 15 | 7 | 1e-13 | 5spot_SharedNeighbor | Water | Porous | Wet | R245fa | MinimizeLCOE_Brownfield | IgnoreSilica | 2019 | 0 | 0 | 0 | 0 |  |  |  |  | 15 |  | 21.72 | [19 empty] | 100 | 0
1 | 5800 | 707 | 0.015 | 15 | 15 | 7 | 1.3335e-13 | 5spot_SharedNeighbor | Water | Porous | Wet | R245fa | MinimizeLCOE_Brownfield | IgnoreSilica | 2019 | 0 | 0 | 0 | 0 |  |  |  |  | 15 |  | 23.6505 | [19 empty] | 133.3521 | 0
1 | 5800 | 707 | 0.015 | 15 | 15 | 7 | 1.7783e-13 | 5spot_SharedNeighbor | Water | Porous | Wet | R245fa | MinimizeLCOE_Brownfield | IgnoreSilica | 2019 | 0 | 0 | 0 | 0 |  |  |  |  | 15 |  | 22.4247 | [19 empty] | 177.8279 | 0
1 | 5800 | 707 | 0.015 | 15 | 15 | 7 | 2.3714e-13 | 5spot_SharedNeighbor | Water | Porous | Wet | R245fa | MinimizeLCOE_Brownfield | IgnoreSilica | 2019 | 0 | 0 | 0 | 0 |  |  |  |  | 15 |  | 24.0409 | [19 empty] | 237.1374 | 0
1 | 5800 | 707 | 0.015 | 15 | 15 | 7 | 3.1623e-13 | 5spot_SharedNeighbor | Water | Porous | Wet | R245fa | MinimizeLCOE_Brownfield | IgnoreSilica | 2019 | 0 | 0 | 0 | 0 |  |  |  |  | 15 |  | 25.3089 | [19 empty] | 316.2278 | 0
1 | 5800 | 707 | 0.015 | 15 | 15 | 7 | 4.217e-13 | 5spot_SharedNeighbor | Water | Porous | Wet | R245fa | MinimizeLCOE_Brownfield | IgnoreSilica | 2019 | 0 | 0 | 0 | 0 |  |  |  |  | 15 |  | 29.1391 | [19 empty] | 421.6965 | 0
1 | 5800 | 707 | 0.015 | 15 | 15 | 7 | 5.6234e-13 | 5spot_SharedNeighbor | Water | Porous | Wet | R245fa | MinimizeLCOE_Brownfield | IgnoreSilica | 2019 | 0 | 0 | 0 | 0 |  |  |  |  | 15 |  | 28.5782 | [19 empty] | 562.3413 | 0
1 | 5800 | 707 | 0.015 | 15 | 15 | 7 | 7.4989e-13 | 5spot_SharedNeighbor | Water | Porous | Wet | R245fa | MinimizeLCOE_Brownfield | IgnoreSilica | 2019 | 0 | 0 | 0 | 0 |  |  |  |  | 15 |  | 26.6456 | [19 empty] | 749.8942 | 0
1 | 5800 | 707 | 0.015 | 15 | 15 | 7 | 1e-12 | 5spot_SharedNeighbor | Water | Porous | Wet | R245fa | MinimizeLCOE_Brownfield | IgnoreSilica | 2019 | 0 | 0 | 0 | 0 |  |  |  |  | 15 |  | 29.3272 | [19 empty] | 1000 | 0
1 | 5800 | 707 | 0.015 | 15 | 15 | 7 | 1.3335e-12 | 5spot_SharedNeighbor | Water | Porous | Wet | R245fa | MinimizeLCOE_Brownfield | IgnoreSilica | 2019 | 1.6 | 0.14308 | 0.0016941 | 4 | 3564752.4056 | 8542977.7859 | 72672.2995 | 174160.1574 | 72.7026 | 0 | 29.1752 | 71157.9177 | 2048.8746 | 74571.2386 | 65118.2412 | 0 | 40466.7244 | 0 | 98811.5686 | 257087.4326 | 175467.4553 | 784729.453 | 961560.8286 | 22410181.7999 | 22410181.7999 | 1478867.319 | 9845793.7898 | 0 | 24156472.0816 | 57891314.9903 | 1333.5214 | 0.0067765 | 3564752.4056 | 8542977.7859 | 72672.2995 | 174160.1574
1 | 5800 | 707 | 0.015 | 15 | 15 | 7 | 1.7783e-12 | 5spot_SharedNeighbor | Water | Porous | Wet | R245fa | MinimizeLCOE_Brownfield | IgnoreSilica | 2019 | 3.0714 | 0.3537 | 0.0056686 | 4 | 1097924.1999 | 2585711.0759 | 22382.6699 | 52713.2177 | 83.3822 | 0 | 65.1975 | 148730.8851 | 4655.9714 | 152457.5373 | 112086.0948 | 0 | 73845.1766 | 0 | 191792.5094 | 499004.7675 | 340581.0073 | 1523153.9494 | 961560.8286 | 22410181.7999 | 22410181.7999 | 1478867.319 | 9845793.7898 | 0 | 24894896.5779 | 58629739.4866 | 1778.2794 | 0.022675 | 1097924.1999 | 2585711.0759 | 22382.6699 | 52713.2177
1 | 5800 | 707 | 0.015 | 15 | 15 | 7 | 2.3714e-12 | 5spot_SharedNeighbor | Water | Porous | Wet | R245fa | MinimizeLCOE_Brownfield | IgnoreSilica | 2019 | 4.2091 | 0.52373 | 0.01132 | 4 | 560904.4668 | 1305923.0156 | 11434.7962 | 26623.0071 | 87.0474 | 0 | 84.1922 | 201788.7662 | 6494.928 | 208086.1942 | 148551.1378 | 0 | 89308.5945 | 0 | 255149.5521 | 663846.7962 | 453089.0791 | 2026315.0482 | 961560.8286 | 22410181.7999 | 22410181.7999 | 1478867.319 | 9845793.7898 | 0 | 25398057.6767 | 59132900.5854 | 2371.3737 | 0.045281 | 560904.4668 | 1305923.0156 | 11434.7962 | 26623.0071
1 | 5800 | 707 | 0.015 | 15 | 15 | 7 | 3.1623e-12 | 5spot_SharedNeighbor | Water | Porous | Wet | R245fa | MinimizeLCOE_Brownfield | IgnoreSilica | 2019 | 5.736 | 0.75541 | 0.019425 | 4 | 335057.7413 | 769231.7869 | 6830.6053 | 15681.8304 | 89.8453 | 0 | 98.0393 | 266559.7916 | 8762.8319 | 278316.1262 | 197910.0744 | 0 | 107881.3248 | 0 | 335177.758 | 872063.772 | 595201.4435 | 2661873.1223 | 961560.8286 | 22410181.7999 | 22410181.7999 | 1478867.319 | 9845793.7898 | 0 | 26033615.7508 | 59768458.6596 | 3162.2777 | 0.077699 | 335057.7413 | 769231.7869 | 6830.6053 | 15681.8304
1 | 5800 | 707 | 0.015 | 15 | 15 | 7 | 4.217e-12 | 5spot_SharedNeighbor | Water | Porous | Wet | R245fa | MinimizeLCOE_Brownfield | IgnoreSilica | 2019 | 7.5996 | 1.0398 | 0.030458 | 4 | 219612.2966 | 496504.4177 | 4477.0937 | 10121.9141 | 91.7808 | 0 | 89.9857 | 338257.5219 | 11281.4344 | 358828.7073 | 258181.7551 | 0 | 126185.3551 | 0 | 426166.5618 | 1108797.975 | 756777.4014 | 3384476.712 | 961560.8286 | 22410181.7999 | 22410181.7999 | 1478867.319 | 9845793.7898 | 0 | 26756219.3405 | 60491062.2493 | 4216.965 | 0.12183 | 219612.2966 | 496504.4177 | 4477.0937 | 10121.9141
1 | 5800 | 707 | 0.015 | 15 | 15 | 7 | 5.6234e-12 | 5spot_SharedNeighbor | Water | Porous | Wet | R245fa | MinimizeLCOE_Brownfield | IgnoreSilica | 2019 | 10.2138 | 1.443 | 0.045854 | 4 | 151158.3032 | 335084.3548 | 3081.5665 | 6831.1478 | 93.4408 | 0 | 58.3296 | 430768.8107 | 14543.0216 | 465794.0063 | 343229.6668 | 0 | 151101.7085 | 0 | 548120.5134 | 1426097.1409 | 973340.602 | 4352995.4702 | 961560.8286 | 22410181.7999 | 22410181.7999 | 1478867.319 | 9845793.7898 | 0 | 27724738.0987 | 61459581.0075 | 5623.4133 | 0.18342 | 151158.3032 | 335084.3548 | 3081.5665 | 6831.1478
1 | 5800 | 707 | 0.015 | 15 | 15 | 7 | 7.4989e-12 | 5spot_SharedNeighbor | Water | Porous | Wet | R245fa | MinimizeLCOE_Brownfield | IgnoreSilica | 2019 | 13.3855 | 1.9329 | 0.066073 | 4 | 109077.3085 | 236720.0868 | 2223.6885 | 4825.8592 | 94.5775 | 0 | 54.845 | 533062.2118 | 18145.5085 | 587952.1986 | 446790.6752 | 0 | 175743.3458 | 0 | 687060.6366 | 1787590.8409 | 1220067.4802 | 5456412.8977 | 961560.8286 | 22410181.7999 | 22410181.7999 | 1478867.319 | 9845793.7898 | 0 | 28828155.5262 | 62562998.435 | 7498.9421 | 0.26429 | 109077.3085 | 236720.0868 | 2223.6885 | 4825.8592
1 | 5800 | 707 | 0.015 | 15 | 15 | 7 | 1e-11 | 5spot_SharedNeighbor | Water | Porous | Wet | R245fa | MinimizeLCOE_Brownfield | IgnoreSilica | 2019 | 17.4681 | 2.5639 | 0.09285 | 4 | 81244.0587 | 172075.1873 | 1656.27 | 3507.9854 | 95.4487 | 0 | 101.5612 | 653894.9115 | 22393.2815 | 736556.515 | 579644.5177 | 0 | 203793.7914 | 0 | 856550.3767 | 2228568.3774 | 1521043.7101 | 6802445.4813 | 961560.8286 | 22410181.7999 | 22410181.7999 | 1478867.319 | 9845793.7898 | 0 | 30174188.1098 | 63909031.0185 | 10000 | 0.3714 | 81244.0587 | 172075.1873 | 1656.27 | 3507.9854
1 | 5800 | 707 | 0.015 | 15 | 15 | 7 | 1.3335e-11 | 5spot_SharedNeighbor | Water | Porous | Wet | R245fa | MinimizeLCOE_Brownfield | IgnoreSilica | 2019 | 22.5159 | 3.3448 | 0.12752 | 4 | 62255.8333 | 128392.5433 | 1269.1694 | 2617.4557 | 96.0989 | 0 | 121.0952 | 791650.4991 | 27225.6017 | 910691.2631 | 743833.3928 | 0 | 233369.0991 | 0 | 1055640.2438 | 2746559.3727 | 1874583.208 | 8383552.6802 | 961560.8286 | 22410181.7999 | 22410181.7999 | 1478867.319 | 9845793.7898 | 0 | 31755295.3088 | 65490138.2175 | 13335.2143 | 0.51008 | 62255.8333 | 128392.5433 | 1269.1694 | 2617.4557
1 | 5800 | 707 | 0.015 | 15 | 15 | 7 | 1.7783e-11 | 5spot_SharedNeighbor | Water | Porous | Wet | R245fa | MinimizeLCOE_Brownfield | IgnoreSilica | 2019 | 28.6667 | 4.2975 | 0.17173 | 4 | 48904.9681 | 98014.2401 | 996.9939 | 1998.1529 | 96.5887 | 0 | 91.3149 | 947287.0569 | 32673.541 | 1112448.0219 | 944217.2304 | 0 | 263961.7821 | 0 | 1287229.1766 | 3349106.2704 | 2285833.8468 | 10222756.926 | 961560.8286 | 22410181.7999 | 22410181.7999 | 1478867.319 | 9845793.7898 | 0 | 33594499.5545 | 67329342.4632 | 17782.7941 | 0.68693 | 48904.9681 | 98014.2401 | 996.9939 | 1998.1529
1 | 5800 | 707 | 0.015 | 15 | 15 | 7 | 2.3714e-11 | 5spot_SharedNeighbor | Water | Porous | Wet | R245fa | MinimizeLCOE_Brownfield | IgnoreSilica | 2019 | 35.9601 | 5.4278 | 0.22668 | 4 | 39353.3266 | 76559.0844 | 802.2708 | 1560.7605 | 96.9582 | 0 | 125.6848 | 1119201.886 | 38677.7705 | 1340560.8765 | 1181887.5479 | 0 | 294265.0463 | 0 | 1550091.3196 | 4033019.6462 | 2752618.7788 | 12310322.8718 | 961560.8286 | 22410181.7999 | 22410181.7999 | 1478867.319 | 9845793.7898 | 0 | 35682065.5003 | 69416908.4091 | 23713.7371 | 0.90671 | 39353.3266 | 76559.0844 | 802.2708 | 1560.7605
1 | 5800 | 707 | 0.015 | 15 | 15 | 7 | 3.1623e-11 | 5spot_SharedNeighbor | Water | Porous | Wet | R245fa | MinimizeLCOE_Brownfield | IgnoreSilica | 2019 | 44.187 | 6.703 | 0.29233 | 4 | 32445.4174 | 61295.2089 | 661.4437 | 1249.5857 | 97.2328 | 0 | 138.4614 | 1300844.5966 | 45006.9628 | 1586756.3816 | 1449591.8195 | 0 | 321181.0155 | 0 | 1834318.5026 | 4772520.4734 | 3257343.2886 | 14567563.0405 | 961560.8286 | 22410181.7999 | 22410181.7999 | 1478867.319 | 9845793.7898 | 0 | 37939305.669 | 71674148.5778 | 31622.7766 | 1.1693 | 32445.4174 | 61295.2089 | 661.4437 | 1249.5857
1 | 5800 | 707 | 0.015 | 15 | 15 | 7 | 4.217e-11 | 5spot_SharedNeighbor | Water | Porous | Wet | R245fa | MinimizeLCOE_Brownfield | IgnoreSilica | 2019 | 52.9929 | 8.0678 | 0.36712 | 4 | 27418.8486 | 50391.4629 | 558.9703 | 1027.2981 | 97.4317 | 0 | 108.7134 | 1484256.0101 | 51383.3411 | 1840067.0665 | 1736062.5994 | 0 | 342195.0795 | 0 | 2127045.9977 | 5534137.3689 | 3777162.4695 | 16892309.9328 | 961560.8286 | 22410181.7999 | 22410181.7999 | 1478867.319 | 9845793.7898 | 0 | 40264052.5613 | 73998895.4701 | 42169.6503 | 1.4685 | 27418.8486 | 50391.4629 | 558.9703 | 1027.2981
1 | 5800 | 707 | 0.015 | 15 | 15 | 7 | 5.6234e-11 | 5spot_SharedNeighbor | Water | Porous | Wet | R245fa | MinimizeLCOE_Brownfield | IgnoreSilica | 2019 | 61.8092 | 9.4328 | 0.44732 | 4 | 23757.2424 | 42611.1389 | 484.3235 | 868.6857 | 97.5656 | 0 | 129.1071 | 1658661.8066 | 57431.7229 | 2084965.7357 | 2022755.6081 | 0 | 354737.7723 | 0 | 2409635.5318 | 6269377.3695 | 4278978.8775 | 19136544.4244 | 961560.8286 | 22410181.7999 | 22410181.7999 | 1478867.319 | 9845793.7898 | 0 | 42508287.053 | 76243129.9617 | 56234.1325 | 1.7893 | 23757.2424 | 42611.1389 | 484.3235 | 868.6857
1 | 5800 | 707 | 0.015 | 15 | 15 | 7 | 7.4989e-11 | 5spot_SharedNeighbor | Water | Porous | Wet | R245fa | MinimizeLCOE_Brownfield | IgnoreSilica | 2019 | 70.0692 | 10.7089 | 0.52795 | 4 | 21090.7781 | 37065.1129 | 429.964 | 755.6225 | 97.6463 | 0 | 122.6076 | 1814937.0104 | 62836.641 | 2307585.9256 | 2291136.1769 | 0 | 357973.0445 | 0 | 2665442.8314 | 6934935.4897 | 4733235.9704 | 21168083.0899 | 961560.8286 | 22410181.7999 | 22410181.7999 | 1478867.319 | 9845793.7898 | 0 | 44539825.7184 | 78274668.6272 | 74989.4209 | 2.1118 | 21090.7781 | 37065.1129 | 429.964 | 755.6225
1 | 5800 | 707 | 0.015 | 15 | 15 | 7 | 1e-10 | 5spot_SharedNeighbor | Water | Porous | Wet | R245fa | MinimizeLCOE_Brownfield | IgnoreSilica | 2019 | 77.4286 | 11.8425 | 0.60444 | 4 | 19147.6772 | 33100.6269 | 390.3513 | 674.8011 | 97.6877 | 0 | 150.2379 | 1949018.2986 | 67460.891 | 2500940.1686 | 2529971.8914 | 0 | 353581.4984 | 0 | 2886379.3717 | 7509767.0473 | 5125570.3201 | 22922689.4871 | 961560.8286 | 22410181.7999 | 22410181.7999 | 1478867.319 | 9845793.7898 | 0 | 46294432.1156 | 80029275.0243 | 100000 | 2.4178 | 19147.6772 | 33100.6269 | 390.3513 | 674.8011
1 | 5800 | 707 | 0.015 | 15 | 15 | 7 | 1.3335e-10 | 5spot_SharedNeighbor | Water | Porous | Wet | R245fa | MinimizeLCOE_Brownfield | IgnoreSilica | 2019 | 83.687 | 12.8034 | 0.67328 | 4 | 17728.5048 | 30254.809 | 361.4195 | 616.7852 | 97.7033 | 0 | 168.5343 | 2059549.0144 | 71262.5488 | 2661958.8096 | 2732815.1134 | 0 | 343725.4317 | 0 | 3069031.258 | 7984989.7884 | 5449919.6057 | 24373251.5699 | 961560.8286 | 22410181.7999 | 22410181.7999 | 1478867.319 | 9845793.7898 | 0 | 47744994.1985 | 81479837.1072 | 133352.1432 | 2.6931 | 17728.5048 | 30254.809 | 361.4195 | 616.7852
1 | 5800 | 707 | 0.015 | 15 | 15 | 7 | 1.7783e-10 | 5spot_SharedNeighbor | Water | Porous | Wet | R245fa | MinimizeLCOE_Brownfield | IgnoreSilica | 2019 | 88.8318 | 13.5906 | 0.73266 | 4 | 16688.4902 | 28199.5373 | 340.2174 | 574.8857 | 97.704 | 0 | 131.1084 | 2148164.0821 | 74302.9424 | 2792116.1979 | 2899352.2243 | 0 | 330907.8901 | 0 | 3215488.9014 | 8366042.5339 | 5709995.9344 | 25536370.7066 | 961560.8286 | 22410181.7999 | 22410181.7999 | 1478867.319 | 9845793.7898 | 0 | 48908113.3351 | 82642956.2438 | 177827.941 | 2.9306 | 16688.4902 | 28199.5373 | 340.2174 | 574.8857
1 | 5800 | 707 | 0.015 | 15 | 15 | 7 | 2.3714e-10 | 5spot_SharedNeighbor | Water | Porous | Wet | R245fa | MinimizeLCOE_Brownfield | IgnoreSilica | 2019 | 92.9682 | 14.2217 | 0.78224 | 4 | 15923.4349 | 26704.9294 | 324.6208 | 544.4161 | 97.6971 | 0 | 151.0269 | 2218011.3403 | 76694.352 | 2895379.7436 | 3033092.584 | 0 | 317296.5942 | 0 | 3330785.0995 | 8666019.5909 | 5914736.4397 | 26452015.7441 | 961560.8286 | 22410181.7999 | 22410181.7999 | 1478867.319 | 9845793.7898 | 0 | 49823758.3726 | 83558601.2814 | 237137.3706 | 3.129 | 15923.4349 | 26704.9294 | 324.6208 | 544.4161
1 | 5800 | 707 | 0.015 | 15 | 15 | 7 | 3.1623e-10 | 5spot_SharedNeighbor | Water | Porous | Wet | R245fa | MinimizeLCOE_Brownfield | IgnoreSilica | 2019 | 96.2176 | 14.7162 | 0.8225 | 4 | 15358.5642 | 25612.2939 | 313.1051 | 522.1413 | 97.6875 | 0 | 141.2209 | 2272040.5328 | 78540.9535 | 2975666.9831 | 3138053.8435 | 0 | 304124.504 | 0 | 3419686.4586 | 8897322.6912 | 6072605.5584 | 27158041.5253 | 961560.8286 | 22410181.7999 | 22410181.7999 | 1478867.319 | 9845793.7898 | 0 | 50529784.1538 | 84264627.0625 | 316227.766 | 3.29 | 15358.5642 | 25612.2939 | 313.1051 | 522.1413
1 | 5800 | 707 | 0.015 | 15 | 15 | 7 | 4.217e-10 | 5spot_SharedNeighbor | Water | Porous | Wet | R245fa | MinimizeLCOE_Brownfield | IgnoreSilica | 2019 | 98.7392 | 15.0991 | 0.85456 | 4 | 14940.1265 | 24809.1394 | 304.5747 | 505.7679 | 97.6774 | 0 | 132.8446 | 2313470.4869 | 79954.9485 | 3037475.3519 | 3219436.9982 | 0 | 292255.9155 | 0 | 3487611.5434 | 9074049.8283 | 6193225.4609 | 27697480.5336 | 961560.8286 | 22410181.7999 | 22410181.7999 | 1478867.319 | 9845793.7898 | 0 | 51069223.1621 | 84804066.0709 | 421696.5034 | 3.4183 | 14940.1265 | 24809.1394 | 304.5747 | 505.7679
1 | 5800 | 707 | 0.015 | 15 | 15 | 7 | 5.6234e-10 | 5spot_SharedNeighbor | Water | Porous | Wet | R245fa | MinimizeLCOE_Brownfield | IgnoreSilica | 2019 | 100.6876 | 15.3945 | 0.87976 | 4 | 14629.3063 | 24215.6718 | 298.2382 | 493.6692 | 97.6683 | 0 | 167.1931 | 2345192.5412 | 81036.4102 | 3084944.4654 | 3282280.7001 | 0 | 282144.7008 | 0 | 3539483.5389 | 9209010.1203 | 6285338.6334 | 28109431.1103 | 961560.8286 | 22410181.7999 | 22410181.7999 | 1478867.319 | 9845793.7898 | 0 | 51481173.7388 | 85216016.6476 | 562341.3252 | 3.519 | 14629.3063 | 24215.6718 | 298.2382 | 493.6692
1 | 5800 | 707 | 0.015 | 15 | 15 | 7 | 7.4989e-10 | 5spot_SharedNeighbor | Water | Porous | Wet | R245fa | MinimizeLCOE_Brownfield | IgnoreSilica | 2019 | 101.5574 | 15.5263 | 0.89757 | 4 | 14380.7569 | 23776.9453 | 293.1712 | 484.7252 | 97.6638 | 0 | 146.313 | 2359272.8269 | 81516.0886 | 3106054.5261 | 3310323.0946 | 0 | 266736.4925 | 0 | 3558322.1812 | 9258024.4032 | 6318791.8886 | 28259041.5016 | 961560.8286 | 22410181.7999 | 22410181.7999 | 1478867.319 | 9845793.7898 | 0 | 51630784.1301 | 85365627.0389 | 749894.2093 | 3.5903 | 14380.7569 | 23776.9453 | 293.1712 | 484.7252
1 | 5800 | 707 | 0.015 | 15 | 15 | 7 | 1e-09 | 5spot_SharedNeighbor | Water | Porous | Wet | R245fa | MinimizeLCOE_Brownfield | IgnoreSilica | 2019 | 103.7498 | 15.8579 | 0.91719 | 4 | 14210.3961 | 23405.5245 | 289.6981 | 477.1533 | 97.6515 | 0 | 126.296 | 2394550.9455 | 82717.0322 | 3159051.8117 | 3380978.1025 | 0 | 269310.4388 | 0 | 3621777.249 | 9423121.4732 | 6431474.0312 | 28762981.0842 | 961560.8286 | 22410181.7999 | 22410181.7999 | 1478867.319 | 9845793.7898 | 0 | 52134723.7127 | 85869566.6214 | 1000000 | 3.6688 | 14210.3961 | 23405.5245 | 289.6981 | 477.1533
1 | 5800 | 707 | 0.015 | 15 | 15 | 7 | 1.3335e-09 | 5spot_SharedNeighbor | Water | Porous | Wet | R245fa | MinimizeLCOE_Brownfield | IgnoreSilica | 2019 | 104.5929 | 15.9853 | 0.9285 | 4 | 14084.0681 | 23167.1873 | 287.1228 | 472.2944 | 97.6463 | 0 | 130.2372 | 2408032.9579 | 83175.6066 | 3179347.8253 | 3408134.9855 | 0 | 264005.2976 | 0 | 3643651.7025 | 9480034.3141 | 6470318.2146 | 28936700.9042 | 961560.8286 | 22410181.7999 | 22410181.7999 | 1478867.319 | 9845793.7898 | 0 | 52308443.5327 | 86043286.4414 | 1333521.4322 | 3.714 | 14084.0681 | 23167.1873 | 287.1228 | 472.2944
1 | 5800 | 707 | 0.015 | 15 | 15 | 7 | 1.7783e-09 | 5spot_SharedNeighbor | Water | Porous | Wet | R245fa | MinimizeLCOE_Brownfield | IgnoreSilica | 2019 | 105.2165 | 16.0795 | 0.93705 | 4 | 13989.6297 | 22989.9507 | 285.1975 | 468.6812 | 97.6424 | 0 | 141.0363 | 2417975.9689 | 83513.6758 | 3194330.8767 | 3428217.4817 | 0 | 259739.2747 | 0 | 3659673.1384 | 9521718.8039 | 6498768.7354 | 29063937.9556 | 961560.8286 | 22410181.7999 | 22410181.7999 | 1478867.319 | 9845793.7898 | 0 | 52435680.5841 | 86170523.4929 | 1778279.41 | 3.7482 | 13989.6297 | 22989.9507 | 285.1975 | 468.6812
1 | 5800 | 707 | 0.015 | 15 | 15 | 7 | 2.3714e-09 | 5spot_SharedNeighbor | Water | Porous | Wet | R245fa | MinimizeLCOE_Brownfield | IgnoreSilica | 2019 | 105.6964 | 16.1519 | 0.94356 | 4 | 13918.976 | 22857.1362 | 283.7572 | 465.9736 | 97.6393 | 0 | 159.0529 | 2425610.7166 | 83773.1878 | 3205844.0566 | 3443669.0221 | 0 | 256521.8189 | 0 | 3672013.3327 | 9553825.4582 | 6520682.1867 | 29161939.7795 | 961560.8286 | 22410181.7999 | 22410181.7999 | 1478867.319 | 9845793.7898 | 0 | 52533682.408 | 86268525.3168 | 2371373.7057 | 3.7742 | 13918.976 | 22857.1362 | 283.7572 | 465.9736
1 | 5800 | 707 | 0.015 | 15 | 15 | 7 | 3.1623e-09 | 5spot_SharedNeighbor | Water | Porous | Wet | R245fa | MinimizeLCOE_Brownfield | IgnoreSilica | 2019 | 106.0667 | 16.2078 | 0.94853 | 4 | 13866.0862 | 22757.4505 | 282.6789 | 463.9414 | 97.6368 | 0 | 126.4078 | 2431491.4294 | 83973.0343 | 3214717.1485 | 3455589.1392 | 0 | 254127.3586 | 0 | 3681560.2629 | 9578664.6121 | 6537635.4197 | 29237758.4046 | 961560.8286 | 22410181.7999 | 22410181.7999 | 1478867.319 | 9845793.7898 | 0 | 52609501.0331 | 86344343.9418 | 3162277.6602 | 3.7941 | 13866.0862 | 22757.4505 | 282.6789 | 463.9414
1 | 5800 | 707 | 0.015 | 15 | 15 | 7 | 4.217e-09 | 5spot_SharedNeighbor | Water | Porous | Wet | R245fa | MinimizeLCOE_Brownfield | IgnoreSilica | 2019 | 106.3297 | 16.2474 | 0.9522 | 4 | 13826.4764 | 22683.5179 | 281.8714 | 462.4342 | 97.635 | 0 | 129.7858 | 2435663.3743 | 84114.7865 | 3221014.6703 | 3464055.5199 | 0 | 252163.7497 | 0 | 3688234.7193 | 9596030.1786 | 6549487.7756 | 29290764.7742 | 961560.8286 | 22410181.7999 | 22410181.7999 | 1478867.319 | 9845793.7898 | 0 | 52662507.4028 | 86397350.3115 | 4216965.0343 | 3.8088 | 13826.4764 | 22683.5179 | 281.8714 | 462.4342
1 | 5800 | 707 | 0.015 | 15 | 15 | 7 | 5.6234e-09 | 5spot_SharedNeighbor | Water | Porous | Wet | R245fa | MinimizeLCOE_Brownfield | IgnoreSilica | 2019 | 106.5271 | 16.2772 | 0.95497 | 4 | 13796.8026 | 22628.1766 | 281.2665 | 461.306 | 97.6337 | 0 | 130.3844 | 2438792.2696 | 84221.0855 | 3225739.1622 | 3470410.5181 | 0 | 250669.4171 | 0 | 3693234.6565 | 9609038.9895 | 6558366.5564 | 29330472.6549 | 961560.8286 | 22410181.7999 | 22410181.7999 | 1478867.319 | 9845793.7898 | 0 | 52702215.2834 | 86437058.1922 | 5623413.2519 | 3.8199 | 13796.8026 | 22628.1766 | 281.2665 | 461.306
1 | 5800 | 707 | 0.015 | 15 | 15 | 7 | 7.4989e-09 | 5spot_SharedNeighbor | Water | Porous | Wet | R245fa | MinimizeLCOE_Brownfield | IgnoreSilica | 2019 | 106.6735 | 16.2993 | 0.95704 | 4 | 13774.5669 | 22586.8104 | 280.8132 | 460.4627 | 97.6327 | 0 | 121.5488 | 2441109.5697 | 84299.8046 | 3229238.9873 | 3475120.0797 | 0 | 249520.3569 | 0 | 3696922.6313 | 9618634.3435 | 6564915.5826 | 29359761.3556 | 961560.8286 | 22410181.7999 | 22410181.7999 | 1478867.319 | 9845793.7898 | 0 | 52731503.9841 | 86466346.8929 | 7498942.0933 | 3.8282 | 13774.5669 | 22586.8104 | 280.8132 | 460.4627
1 | 5800 | 707 | 0.015 | 15 | 15 | 7 | 1e-08 | 5spot_SharedNeighbor | Water | Porous | Wet | R245fa | MinimizeLCOE_Brownfield | IgnoreSilica | 2019 | 106.7977 | 16.318 | 0.95867 | 4 | 13757.9016 | 22555.2143 | 280.4734 | 459.8186 | 97.6318 | 0 | 139.8751 | 2443076.6901 | 84366.6242 | 3232210.422 | 3479119.8076 | 0 | 248777.3006 | 0 | 3700144.8293 | 9627017.8419 | 6570637.4925 | 29385351.0081 | 961560.8286 | 22410181.7999 | 22410181.7999 | 1478867.319 | 9845793.7898 | 0 | 52757093.6367 | 86491936.5454 | 10000000 | 3.8347 | 13757.9016 | 22555.2143 | 280.4734 | 459.8186
1 | 5900 | 707 | 0.015 | 15 | 15 | 7 | 1e-13 | 5spot_SharedNeighbor | Water | Porous | Wet | R245fa | MinimizeLCOE_Brownfield | IgnoreSilica | 2019 | 0 | 0 | 0 | 0 |  |  |  |  | 15 |  | 20.4511 | [19 empty] | 100 | 0
1 | 5900 | 707 | 0.015 | 15 | 15 | 7 | 1.3335e-13 | 5spot_SharedNeighbor | Water | Porous | Wet | R245fa | MinimizeLCOE_Brownfield | IgnoreSilica | 2019 | 0 | 0 | 0 | 0 |  |  |  |  | 15 |  | 21.0274 | [19 empty] | 133.3521 | 0
1 | 5900 | 707 | 0.015 | 15 | 15 | 7 | 1.7783e-13 | 5spot_SharedNeighbor | Water | Porous | Wet | R245fa | MinimizeLCOE_Brownfield | IgnoreSilica | 2019 | 0 | 0 | 0 | 0 |  |  |  |  | 15 |  | 22.6844 | [19 empty] | 177.8279 | 0
1 | 5900 | 707 | 0.015 | 15 | 15 | 7 | 2.3714e-13 | 5spot_SharedNeighbor | Water | Porous | Wet | R245fa | MinimizeLCOE_Brownfield | IgnoreSilica | 2019 | 0 | 0 | 0 | 0 |  |  |  |  | 15 |  | 23.6226 | [19 empty] | 237.1374 | 0
1 | 5900 | 707 | 0.015 | 15 | 15 | 7 | 3.1623e-13 | 5spot_SharedNeighbor | Water | Porous | Wet | R245fa | MinimizeLCOE_Brownfield | IgnoreSilica | 2019 | 0 | 0 | 0 | 0 |  |  |  |  | 15 |  | 24.4153 | [19 empty] | 316.2278 | 0
1 | 5900 | 707 | 0.015 | 15 | 15 | 7 | 4.217e-13 | 5spot_SharedNeighbor | Water | Porous | Wet | R245fa | MinimizeLCOE_Brownfield | IgnoreSilica | 2019 | 0 | 0 | 0 | 0 |  |  |  |  | 15 |  | 25.0163 | [19 empty] | 421.6965 | 0
1 | 5900 | 707 | 0.015 | 15 | 15 | 7 | 5.6234e-13 | 5spot_SharedNeighbor | Water | Porous | Wet | R245fa | MinimizeLCOE_Brownfield | IgnoreSilica | 2019 | 0 | 0 | 0 | 0 |  |  |  |  | 15 |  | 26.7476 | [19 empty] | 562.3413 | 0
1 | 5900 | 707 | 0.015 | 15 | 15 | 7 | 7.4989e-13 | 5spot_SharedNeighbor | Water | Porous | Wet | R245fa | MinimizeLCOE_Brownfield | IgnoreSilica | 2019 | 0 | 0 | 0 | 0 |  |  |  |  | 15 |  | 24.6465 | [19 empty] | 749.8942 | 0
1 | 5900 | 707 | 0.015 | 15 | 15 | 7 | 1e-12 | 5spot_SharedNeighbor | Water | Porous | Wet | R245fa | MinimizeLCOE_Brownfield | IgnoreSilica | 2019 | 1.6 | 0.14546 | 8.8521e-05 | 4 | 69864209.2739 | 167296511.6339 | 1424276.4044 | 3410565.6749 | 73.3253 | 0 | 29.7894 | 72525.43 | 2098.234 | 75523.2364 | 65517.1033 | 0 | 49110.2401 | 0 | 103261.9551 | 268666.4251 | 183370.3557 | 820072.9796 | 961560.8286 | 22956191.5802 | 22956191.5802 | 1478867.319 | 10064197.702 | 0 | 24737825.3885 | 59237081.9897 | 1000 | 0.00035408 | 69864209.2739 | 167296511.6339 | 1424276.4044 | 3410565.6749
1 | 5900 | 707 | 0.015 | 15 | 15 | 7 | 1.3335e-12 | 5spot_SharedNeighbor | Water | Porous | Wet | R245fa | MinimizeLCOE_Brownfield | IgnoreSilica | 2019 | 1.6 | 0.14547 | 0.0020636 | 4 | 2993408.6909 | 7172987.6949 | 61024.685 | 146231.0563 | 73.3272 | 0 | 30.1412 | 72529.571 | 2098.3838 | 75526.123 | 65518.3106 | 0 | 39575.4744 | 0 | 99546.6665 | 259000.0064 | 176772.8263 | 790567.3619 | 961560.8286 | 22956191.5802 | 22956191.5802 | 1478867.319 | 10064197.702 | 0 | 24708319.7707 | 59207576.3719 | 1333.5214 | 0.0082542 | 2993408.6909 | 7172987.6949 | 61024.685 | 146231.0563
1 | 5900 | 707 | 0.015 | 15 | 15 | 7 | 1.7783e-12 | 5spot_SharedNeighbor | Water | Porous | Wet | R245fa | MinimizeLCOE_Brownfield | IgnoreSilica | 2019 | 3.1808 | 0.37746 | 0.0068066 | 4 | 937094.0966 | 2204211.2007 | 19103.9307 | 44935.8267 | 84.7649 | 0 | 87.8175 | 157600.4941 | 4983.4065 | 160413.8015 | 116472.1949 | 0 | 75860.3993 | 0 | 200978.8156 | 522905.6518 | 356893.852 | 1596108.6157 | 961560.8286 | 22956191.5802 | 22956191.5802 | 1478867.319 | 10064197.702 | 0 | 25513861.0246 | 60013117.6258 | 1778.2794 | 0.027227 | 937094.0966 | 2204211.2007 | 19103.9307 | 44935.8267
1 | 5900 | 707 | 0.015 | 15 | 15 | 7 | 2.3714e-12 | 5spot_SharedNeighbor | Water | Porous | Wet | R245fa | MinimizeLCOE_Brownfield | IgnoreSilica | 2019 | 4.4844 | 0.57744 | 0.013162 | 4 | 495756.3101 | 1151028.897 | 10106.6629 | 23465.2809 | 88.7269 | 0 | 92.67 | 219095.2604 | 7137.0647 | 224692.642 | 158623.1807 | 0 | 95327.2753 | 0 | 274901.415 | 715237.0918 | 488164.0118 | 2183177.9417 | 961560.8286 | 22956191.5802 | 22956191.5802 | 1478867.319 | 10064197.702 | 0 | 26100930.3506 | 60600186.9518 | 2371.3737 | 0.052649 | 495756.3101 | 1151028.897 | 10106.6629 | 23465.2809
1 | 5900 | 707 | 0.015 | 15 | 15 | 7 | 3.1623e-12 | 5spot_SharedNeighbor | Water | Porous | Wet | R245fa | MinimizeLCOE_Brownfield | IgnoreSilica | 2019 | 6.0844 | 0.8267 | 0.022202 | 4 | 301459.1123 | 689932.9509 | 6145.6518 | 14065.2164 | 91.4259 | 0 | 102.1882 | 287529.9348 | 9557.4082 | 298767.1257 | 210919.3661 | 0 | 114679.2434 | 0 | 359366.7005 | 934998.4386 | 638155.6466 | 2853973.864 | 961560.8286 | 22956191.5802 | 22956191.5802 | 1478867.319 | 10064197.702 | 0 | 26771726.2728 | 61270982.874 | 3162.2777 | 0.088807 | 301459.1123 | 689932.9509 | 6145.6518 | 14065.2164
1 | 5900 | 707 | 0.015 | 15 | 15 | 7 | 4.217e-12 | 5spot_SharedNeighbor | Water | Porous | Wet | R245fa | MinimizeLCOE_Brownfield | IgnoreSilica | 2019 | 8.0166 | 1.1288 | 0.034426 | 4 | 199891.1615 | 450425.2578 | 4075.0517 | 9182.5281 | 93.2687 | 0 | 61.6105 | 362480.4229 | 12214.6019 | 382758.775 | 274136.7515 | 0 | 133256.9919 | 0 | 454290.5418 | 1181970.802 | 806719.3594 | 3607828.2464 | 961560.8286 | 22956191.5802 | 22956191.5802 | 1478867.319 | 10064197.702 | 0 | 27525580.6552 | 62024837.2564 | 4216.965 | 0.1377 | 199891.1615 | 450425.2578 | 4075.0517 | 9182.5281
1 | 5900 | 707 | 0.015 | 15 | 15 | 7 | 5.6234e-12 | 5spot_SharedNeighbor | Water | Porous | Wet | R245fa | MinimizeLCOE_Brownfield | IgnoreSilica | 2019 | 10.7667 | 1.5648 | 0.051522 | 4 | 138573.7962 | 305975.7129 | 2825.0143 | 6237.7288 | 94.9219 | 0 | 48.3258 | 461189.3747 | 15730.1524 | 496407.9466 | 365094.0895 | 0 | 159815.7474 | 0 | 584312.5511 | 1520261.3991 | 1037609.6431 | 4640420.904 | 961560.8286 | 22956191.5802 | 22956191.5802 | 1478867.319 | 10064197.702 | 0 | 28558173.3128 | 63057429.914 | 5623.4133 | 0.20609 | 138573.7962 | 305975.7129 | 2825.0143 | 6237.7288
1 | 5900 | 707 | 0.015 | 15 | 15 | 7 | 7.4989e-12 | 5spot_SharedNeighbor | Water | Porous | Wet | R245fa | MinimizeLCOE_Brownfield | IgnoreSilica | 2019 | 14.1749 | 2.1041 | 0.074048 | 4 | 100454.7613 | 216930.2458 | 2047.9062 | 4422.4165 | 96.0564 | 0 | 105.6517 | 572094.4342 | 19669.5445 | 628542.4231 | 477038.425 | 0 | 186993.4603 | 0 | 734891.932 | 1912038.0599 | 1305005.2644 | 5836273.5434 | 961560.8286 | 22956191.5802 | 22956191.5802 | 1478867.319 | 10064197.702 | 0 | 29754025.9522 | 64253282.5534 | 7498.9421 | 0.29619 | 100454.7613 | 216930.2458 | 2047.9062 | 4422.4165
1 | 5900 | 707 | 0.015 | 15 | 15 | 7 | 1e-11 | 5spot_SharedNeighbor | Water | Porous | Wet | R245fa | MinimizeLCOE_Brownfield | IgnoreSilica | 2019 | 18.4233 | 2.7777 | 0.10358 | 4 | 75226.954 | 158495.3574 | 1533.6032 | 3231.1422 | 96.8977 | 0 | 102.7373 | 699237.9329 | 24178.6266 | 784432.0973 | 616954.0694 | 0 | 215922.6041 | 0 | 912882.8788 | 2375133.9925 | 1621077.754 | 7249819.9555 | 961560.8286 | 22956191.5802 | 22956191.5802 | 1478867.319 | 10064197.702 | 0 | 31167572.3644 | 65666828.9655 | 10000 | 0.41431 | 75226.954 | 158495.3574 | 1533.6032 | 3231.1422
1 | 5900 | 707 | 0.015 | 15 | 15 | 7 | 1.3335e-11 | 5spot_SharedNeighbor | Water | Porous | Wet | R245fa | MinimizeLCOE_Brownfield | IgnoreSilica | 2019 | 23.6903 | 3.6132 | 0.14176 | 4 | 57901.0226 | 118741.7948 | 1180.3907 | 2420.7121 | 97.5311 | 0 | 95.788 | 844653.739 | 29323.5621 | 967627.6573 | 789949.1851 | 0 | 246654.9725 | 0 | 1122501.5552 | 2920518.79 | 1993314.0848 | 8914543.5461 | 961560.8286 | 22956191.5802 | 22956191.5802 | 1478867.319 | 10064197.702 | 0 | 32832295.9549 | 67331552.5561 | 13335.2143 | 0.56704 | 57901.0226 | 118741.7948 | 1180.3907 | 2420.7121
1 | 5900 | 707 | 0.015 | 15 | 15 | 7 | 1.7783e-11 | 5spot_SharedNeighbor | Water | Porous | Wet | R245fa | MinimizeLCOE_Brownfield | IgnoreSilica | 2019 | 30.1166 | 4.6332 | 0.1903 | 4 | 45678.9322 | 91000.6914 | 931.2268 | 1855.1722 | 98.0109 | 0 | 105.7625 | 1009199.6872 | 35131.846 | 1180167.8316 | 1000989.5532 | 0 | 278708.1163 | 0 | 1366636.8433 | 3555708.7305 | 2426844.2711 | 10853386.8791 | 961560.8286 | 22956191.5802 | 22956191.5802 | 1478867.319 | 10064197.702 | 0 | 34771139.288 | 69270395.8891 | 17782.7941 | 0.76121 | 45678.9322 | 91000.6914 | 931.2268 | 1855.1722
1 | 5900 | 707 | 0.015 | 15 | 15 | 7 | 2.3714e-11 | 5spot_SharedNeighbor | Water | Porous | Wet | R245fa | MinimizeLCOE_Brownfield | IgnoreSilica | 2019 | 37.6682 | 5.8329 | 0.25036 | 4 | 36900.9838 | 71350.7752 | 752.2765 | 1454.5821 | 98.3714 | 0 | 103.6935 | 1189599.5756 | 41487.0203 | 1418506.6305 | 1249578.6272 | 0 | 309788.0141 | 0 | 1641494.3484 | 4270831.5776 | 2914930.3086 | 13036216.1022 | 961560.8286 | 22956191.5802 | 22956191.5802 | 1478867.319 | 10064197.702 | 0 | 36953968.511 | 71453225.1122 | 23713.7371 | 1.0014 | 36900.9838 | 71350.7752 | 752.2765 | 1454.5821
1 | 5900 | 707 | 0.015 | 15 | 15 | 7 | 3.1623e-11 | 5spot_SharedNeighbor | Water | Porous | Wet | R245fa | MinimizeLCOE_Brownfield | IgnoreSilica | 2019 | 46.1381 | 7.1792 | 0.32174 | 4 | 30539.9886 | 57346.7506 | 622.599 | 1169.0911 | 98.6389 | 0 | 118.912 | 1379410.2071 | 48158.6459 | 1674526.8231 | 1528446.3416 | 0 | 337091.5929 | 0 | 1937377.1081 | 5040657.8246 | 3440352.5404 | 15386021.0835 | 961560.8286 | 22956191.5802 | 22956191.5802 | 1478867.319 | 10064197.702 | 0 | 39303773.4924 | 73803030.0936 | 31622.7766 | 1.287 | 30539.9886 | 57346.7506 | 622.599 | 1169.0911
1 | 5900 | 707 | 0.015 | 15 | 15 | 7 | 4.217e-11 | 5spot_SharedNeighbor | Water | Porous | Wet | R245fa | MinimizeLCOE_Brownfield | IgnoreSilica | 2019 | 55.1124 | 8.6052 | 0.40235 | 4 | 25909.9652 | 47346.0147 | 528.2097 | 965.2125 | 98.8302 | 0 | 107.2256 | 1569309.2047 | 54817.6664 | 1935442.2828 | 1823887.331 | 0 | 357707.3984 | 0 | 2239053.9144 | 5825558.9922 | 3976063.7154 | 17781840.5052 | 961560.8286 | 22956191.5802 | 22956191.5802 | 1478867.319 | 10064197.702 | 0 | 41699592.914 | 76198849.5152 | 42169.6503 | 1.6094 | 25909.9652 | 47346.0147 | 528.2097 | 965.2125
1 | 5900 | 707 | 0.015 | 15 | 15 | 7 | 5.6234e-11 | 5spot_SharedNeighbor | Water | Porous | Wet | R245fa | MinimizeLCOE_Brownfield | IgnoreSilica | 2019 | 63.9844 | 10.0132 | 0.48787 | 4 | 22537.8825 | 40216.2382 | 459.4652 | 819.8624 | 98.9559 | 0 | 149.018 | 1747767.9946 | 61059.0744 | 2184669.7518 | 2115779.8833 | 0 | 368996.7042 | 0 | 2526526.6292 | 6573504.0274 | 4486551.5707 | 20064855.6356 | 961560.8286 | 22956191.5802 | 22956191.5802 | 1478867.319 | 10064197.702 | 0 | 43982608.0444 | 78481864.6456 | 56234.1325 | 1.9515 | 22537.8825 | 40216.2382 | 459.4652 | 819.8624
1 | 5900 | 707 | 0.015 | 15 | 15 | 7 | 7.4989e-11 | 5spot_SharedNeighbor | Water | Porous | Wet | R245fa | MinimizeLCOE_Brownfield | IgnoreSilica | 2019 | 72.2204 | 11.3168 | 0.57301 | 4 | 20082.6016 | 35134.4742 | 409.411 | 716.2638 | 99.0287 | 0 | 135.7935 | 1906326.7999 | 66588.306 | 2409265.5435 | 2386371.9832 | 0 | 370693.9558 | 0 | 2784306.1695 | 7244193.5133 | 4944310.9261 | 22112057.1973 | 961560.8286 | 22956191.5802 | 22956191.5802 | 1478867.319 | 10064197.702 | 0 | 46029809.6061 | 80529066.2073 | 74989.4209 | 2.292 | 20082.6016 | 35134.4742 | 409.411 | 716.2638
1 | 5900 | 707 | 0.015 | 15 | 15 | 7 | 1e-10 | 5spot_SharedNeighbor | Water | Porous | Wet | R245fa | MinimizeLCOE_Brownfield | IgnoreSilica | 2019 | 79.5091 | 12.4667 | 0.65307 | 4 | 18292.9614 | 31499.6203 | 372.9268 | 642.1624 | 99.0637 | 0 | 144.6301 | 2041552.7997 | 71289.7391 | 2603127.8989 | 2625446.4946 | 0 | 364849.1104 | 0 | 3005443.7567 | 7819548.1536 | 5337002.2905 | 23868260.2434 | 961560.8286 | 22956191.5802 | 22956191.5802 | 1478867.319 | 10064197.702 | 0 | 47786012.6522 | 82285269.2534 | 100000 | 2.6123 | 18292.9614 | 31499.6203 | 372.9268 | 642.1624
1 | 5900 | 707 | 0.015 | 15 | 15 | 7 | 1.3335e-10 | 5spot_SharedNeighbor | Water | Porous | Wet | R245fa | MinimizeLCOE_Brownfield | IgnoreSilica | 2019 | 85.677 | 13.4364 | 0.72462 | 4 | 16985.079 | 28887.597 | 346.2638 | 588.9127 | 99.0742 | 0 | 167.466 | 2152557.2285 | 75138.1296 | 2763853.5821 | 2827460.4287 | 0 | 353787.7123 | 0 | 3187390.8616 | 8292937.1982 | 5660100.0406 | 25313225.1816 | 961560.8286 | 22956191.5802 | 22956191.5802 | 1478867.319 | 10064197.702 | 0 | 49230977.5904 | 83730234.1916 | 133352.1432 | 2.8985 | 16985.079 | 28887.597 | 346.2638 | 588.9127
1 | 5900 | 707 | 0.015 | 15 | 15 | 7 | 1.7783e-10 | 5spot_SharedNeighbor | Water | Porous | Wet | R245fa | MinimizeLCOE_Brownfield | IgnoreSilica | 2019 | 90.7271 | 14.2276 | 0.78599 | 4 | 16025.9239 | 26999.0464 | 326.7101 | 550.4121 | 99.0711 | 0 | 132.9105 | 2241252.7756 | 78205.3029 | 2893312.5013 | 2992636.7121 | 0 | 340034.7674 | 0 | 3332722.4031 | 8671060.0576 | 5918176.6617 | 26467401.1817 | 961560.8286 | 22956191.5802 | 22956191.5802 | 1478867.319 | 10064197.702 | 0 | 50385153.5905 | 84884410.1917 | 177827.941 | 3.144 | 16025.9239 | 26999.0464 | 326.7101 | 550.4121
1 | 5900 | 707 | 0.015 | 15 | 15 | 7 | 2.3714e-10 | 5spot_SharedNeighbor | Water | Porous | Wet | R245fa | MinimizeLCOE_Brownfield | IgnoreSilica | 2019 | 94.7755 | 14.8599 | 0.83701 | 4 | 15319.8316 | 25624.1802 | 312.3155 | 522.3836 | 99.0616 | 0 | 153.8705 | 2310994.7182 | 80611.8202 | 2995757.5226 | 3124883.316 | 0 | 325739.3221 | 0 | 3446814.8127 | 8967905.1037 | 6120779.5053 | 27373486.1208 | 961560.8286 | 22956191.5802 | 22956191.5802 | 1478867.319 | 10064197.702 | 0 | 51291238.5297 | 85790495.1309 | 237137.3706 | 3.348 | 15319.8316 | 25624.1802 | 312.3155 | 522.3836
1 | 5900 | 707 | 0.015 | 15 | 15 | 7 | 3.1623e-10 | 5spot_SharedNeighbor | Water | Porous | Wet | R245fa | MinimizeLCOE_Brownfield | IgnoreSilica | 2019 | 97.9427 | 15.3533 | 0.87827 | 4 | 14798.1445 | 24618.4164 | 301.6802 | 501.8797 | 99.05 | 0 | 150.1664 | 2364742.8033 | 82463.1434 | 3075102.8859 | 3228236.3147 | 0 | 312030.6686 | 0 | 3534404.5682 | 9195795.6805 | 6276319.5066 | 28069095.5713 | 961560.8286 | 22956191.5802 | 22956191.5802 | 1478867.319 | 10064197.702 | 0 | 51986847.9801 | 86486104.5813 | 316227.766 | 3.5131 | 14798.1445 | 24618.4164 | 301.6802 | 501.8797
1 | 5900 | 707 | 0.015 | 15 | 15 | 7 | 4.217e-10 | 5spot_SharedNeighbor | Water | Porous | Wet | R245fa | MinimizeLCOE_Brownfield | IgnoreSilica | 2019 | 100.3929 | 15.7342 | 0.91102 | 4 | 14411.4724 | 23878.6712 | 293.7974 | 486.799 | 99.0387 | 0 | 148.3282 | 2405845.1392 | 83876.8681 | 3136013.1302 | 3308121.6285 | 0 | 299757.9819 | 0 | 3601109.7517 | 9369348.8847 | 6394773.1347 | 28598846.519 | 961560.8286 | 22956191.5802 | 22956191.5802 | 1478867.319 | 10064197.702 | 0 | 52516598.9279 | 87015855.5291 | 421696.5034 | 3.6441 | 14411.4724 | 23878.6712 | 293.7974 | 486.799
1 | 5900 | 707 | 0.015 | 15 | 15 | 7 | 5.6234e-10 | 5spot_SharedNeighbor | Water | Porous | Wet | R245fa | MinimizeLCOE_Brownfield | IgnoreSilica | 2019 | 102.2929 | 16.0291 | 0.93675 | 4 | 14124.1112 | 23331.2805 | 287.9391 | 475.6397 | 99.0286 | 0 | 174.6643 | 2437436.8922 | 84962.2476 | 3182967.6131 | 3370025.7082 | 0 | 289446.8397 | 0 | 3652287.3273 | 9502502.4385 | 6485653.1712 | 29005282.2377 | 961560.8286 | 22956191.5802 | 22956191.5802 | 1478867.319 | 10064197.702 | 0 | 52923034.6465 | 87422291.2477 | 562341.3252 | 3.747 | 14124.1112 | 23331.2805 | 287.9391 | 475.6397
1 | 5900 | 707 | 0.015 | 15 | 15 | 7 | 7.4989e-10 | 5spot_SharedNeighbor | Water | Porous | Wet | R245fa | MinimizeLCOE_Brownfield | IgnoreSilica | 2019 | 100.264 | 15.7141 | 0.94076 | 4 | 13905.972 | 23073.893 | 283.492 | 470.3925 | 99.0391 | 0 | 687.0583 | 2403680.9223 | 83802.3319 | 3132808.0566 | 3303914.3228 | 0 | 248753.6015 | 0 | 3577454.1017 | 9307801.7359 | 6352765.941 | 28410981.0138 | 961560.8286 | 22956191.5802 | 22956191.5802 | 1478867.319 | 10064197.702 | 0 | 52328733.4227 | 86827990.0239 | 749894.2093 | 3.763 | 13905.972 | 23073.893 | 283.492 | 470.3925
1 | 5900 | 707 | 0.015 | 15 | 15 | 7 | 1e-09 | 5spot_SharedNeighbor | Water | Porous | Wet | R245fa | MinimizeLCOE_Brownfield | IgnoreSilica | 2019 | 105.0728 | 16.4598 | 0.97409 | 4 | 13734.5776 | 22588.8091 | 279.9979 | 460.5034 | 99.0117 | 0 | 142.0879 | 2483229.9884 | 86533.6317 | 3251241.7916 | 3460533.8001 | 0 | 274371.8357 | 0 | 3726805.3085 | 9696382.9399 | 6617980.5972 | 29597079.8932 | 961560.8286 | 22956191.5802 | 22956191.5802 | 1478867.319 | 10064197.702 | 0 | 53514832.302 | 88014088.9032 | 1000000 | 3.8964 | 13734.5776 | 22588.8091 | 279.9979 | 460.5034
1 | 5900 | 707 | 0.015 | 15 | 15 | 7 | 1.3335e-09 | 5spot_SharedNeighbor | Water | Porous | Wet | R245fa | MinimizeLCOE_Brownfield | IgnoreSilica | 2019 | 106.101 | 16.6188 | 0.98657 | 4 | 13617.6939 | 22359.9265 | 277.6151 | 455.8373 | 99.0048 | 0 | 134.5391 | 2500036.9413 | 87109.7618 | 3276364.1985 | 3493986.4167 | 0 | 270844.7897 | 0 | 3755053.4221 | 9769878.737 | 6668142.9889 | 29821417.2559 | 961560.8286 | 22956191.5802 | 22956191.5802 | 1478867.319 | 10064197.702 | 0 | 53739169.6648 | 88238426.266 | 1333521.4322 | 3.9463 | 13617.6939 | 22359.9265 | 277.6151 | 455.8373
1 | 5900 | 707 | 0.015 | 15 | 15 | 7 | 1.7783e-09 | 5spot_SharedNeighbor | Water | Porous | Wet | R245fa | MinimizeLCOE_Brownfield | IgnoreSilica | 2019 | 106.7124 | 16.7133 | 0.99528 | 4 | 13530.3327 | 22196.0854 | 275.8341 | 452.4972 | 99.0006 | 0 | 127.2565 | 2509998.086 | 87451.0622 | 3291270.4794 | 3513873.5816 | 0 | 266585.9009 | 0 | 3770979.8529 | 9811316.0429 | 6696424.8017 | 29947899.8076 | 961560.8286 | 22956191.5802 | 22956191.5802 | 1478867.319 | 10064197.702 | 0 | 53865652.2164 | 88364908.8176 | 1778279.41 | 3.9811 | 13530.3327 | 22196.0854 | 275.8341 | 452.4972
1 | 5900 | 707 | 0.015 | 15 | 15 | 7 | 2.3714e-09 | 5spot_SharedNeighbor | Water | Porous | Wet | R245fa | MinimizeLCOE_Brownfield | IgnoreSilica | 2019 | 107.1728 | 16.7844 | 1.0019 | 4 | 13464.9702 | 22073.7041 | 274.5016 | 450.0023 | 98.9973 | 0 | 132.8543 | 2517482.413 | 87707.4058 | 3302479.2738 | 3528839.1769 | 0 | 263289.5235 | 0 | 3782921.1393 | 9842384.8205 | 6717629.8808 | 30042733.6336 | 961560.8286 | 22956191.5802 | 22956191.5802 | 1478867.319 | 10064197.702 | 0 | 53960486.0424 | 88459742.6436 | 2371373.7057 | 4.0075 | 13464.9702 | 22073.7041 | 274.5016 | 450.0023
1 | 5900 | 707 | 0.015 | 15 | 15 | 7 | 3.1623e-09 | 5spot_SharedNeighbor | Water | Porous | Wet | R245fa | MinimizeLCOE_Brownfield | IgnoreSilica | 2019 | 107.5212 | 16.8382 | 1.0069 | 4 | 13416.037 | 21982.1155 | 273.5041 | 448.1352 | 98.9948 | 0 | 141.8121 | 2523135.9438 | 87900.997 | 3310950.9319 | 3540159.4225 | 0 | 260775.7904 | 0 | 3791940.0034 | 9865850.0549 | 6733645.3854 | 30114358.5292 | 961560.8286 | 22956191.5802 | 22956191.5802 | 1478867.319 | 10064197.702 | 0 | 54032110.9381 | 88531367.5392 | 3162277.6602 | 4.0274 | 13416.037 | 21982.1155 | 273.5041 | 448.1352
1 | 5900 | 707 | 0.015 | 15 | 15 | 7 | 4.217e-09 | 5spot_SharedNeighbor | Water | Porous | Wet | R245fa | MinimizeLCOE_Brownfield | IgnoreSilica | 2019 | 107.777 | 16.8777 | 1.0106 | 4 | 13379.3877 | 21913.8279 | 272.7569 | 446.743 | 98.9929 | 0 | 148.5309 | 2527281.61 | 88042.9309 | 3317165.628 | 3548469.4955 | 0 | 258802.4097 | 0 | 3798507.2089 | 9882936.5766 | 6745307.2876 | 30166513.1473 | 961560.8286 | 22956191.5802 | 22956191.5802 | 1478867.319 | 10064197.702 | 0 | 54084265.5561 | 88583522.1573 | 4216965.0343 | 4.0424 | 13379.3877 | 21913.8279 | 272.7569 | 446.743
1 | 5900 | 707 | 0.015 | 15 | 15 | 7 | 5.6234e-09 | 5spot_SharedNeighbor | Water | Porous | Wet | R245fa | MinimizeLCOE_Brownfield | IgnoreSilica | 2019 | 107.9692 | 16.9074 | 1.0134 | 4 | 13351.9302 | 21862.6965 | 272.1972 | 445.7006 | 98.9915 | 0 | 123.3475 | 2530395.264 | 88149.5188 | 3321834.6497 | 3554715.9023 | 0 | 257303.9921 | 0 | 3803435.7375 | 9895759.597 | 6754059.2625 | 30205653.9238 | 961560.8286 | 22956191.5802 | 22956191.5802 | 1478867.319 | 10064197.702 | 0 | 54123406.3326 | 88622662.9338 | 5623413.2519 | 4.0536 | 13351.9302 | 21862.6965 | 272.1972 | 445.7006
1 | 5900 | 707 | 0.015 | 15 | 15 | 7 | 7.4989e-09 | 5spot_SharedNeighbor | Water | Porous | Wet | R245fa | MinimizeLCOE_Brownfield | IgnoreSilica | 2019 | 108.1324 | 16.9326 | 1.0156 | 4 | 13331.3542 | 21823.6477 | 271.7777 | 444.9046 | 98.9903 | 0 | 133.8298 | 2533035.7992 | 88239.9031 | 3325795.0879 | 3560016.3901 | 0 | 256336.0221 | 0 | 3807735.0489 | 9906945.5234 | 6761693.8871 | 30239797.6618 | 961560.8286 | 22956191.5802 | 22956191.5802 | 1478867.319 | 10064197.702 | 0 | 54157550.0707 | 88656806.6719 | 7498942.0933 | 4.0624 | 13331.3542 | 21823.6477 | 271.7777 | 444.9046
1 | 5900 | 707 | 0.015 | 15 | 15 | 7 | 1e-08 | 5spot_SharedNeighbor | Water | Porous | Wet | R245fa | MinimizeLCOE_Brownfield | IgnoreSilica | 2019 | 108.2445 | 16.9499 | 1.0172 | 4 | 13315.9324 | 21794.8096 | 271.4633 | 444.3167 | 98.9894 | 0 | 136.2247 | 2534848.1584 | 88301.9339 | 3328513.9091 | 3563656.3095 | 0 | 255511.3442 | 0 | 3810624.3455 | 9914462.8804 | 6766824.6377 | 30262743.5186 | 961560.8286 | 22956191.5802 | 22956191.5802 | 1478867.319 | 10064197.702 | 0 | 54180495.9274 | 88679752.5286 | 10000000 | 4.0688 | 13315.9324 | 21794.8096 | 271.4633 | 444.3167
1 | 6000 | 707 | 0.015 | 15 | 15 | 7 | 1e-13 | 5spot_SharedNeighbor | Water | Porous | Wet | R245fa | MinimizeLCOE_Brownfield | IgnoreSilica | 2019 | 0 | 0 | 0 | 0 |  |  |  |  | 15 |  | 21.1303 | [19 empty] | 100 | 0
1 | 6000 | 707 | 0.015 | 15 | 15 | 7 | 1.3335e-13 | 5spot_SharedNeighbor | Water | Porous | Wet | R245fa | MinimizeLCOE_Brownfield | IgnoreSilica | 2019 | 0 | 0 | 0 | 0 |  |  |  |  | 15 |  | 24.1625 | [19 empty] | 133.3521 | 0
1 | 6000 | 707 | 0.015 | 15 | 15 | 7 | 1.7783e-13 | 5spot_SharedNeighbor | Water | Porous | Wet | R245fa | MinimizeLCOE_Brownfield | IgnoreSilica | 2019 | 0 | 0 | 0 | 0 |  |  |  |  | 15 |  | 23.8353 | [19 empty] | 177.8279 | 0
1 | 6000 | 707 | 0.015 | 15 | 15 | 7 | 2.3714e-13 | 5spot_SharedNeighbor | Water | Porous | Wet | R245fa | MinimizeLCOE_Brownfield | IgnoreSilica | 2019 | 0 | 0 | 0 | 0 |  |  |  |  | 15 |  | 23.8114 | [19 empty] | 237.1374 | 0
1 | 6000 | 707 | 0.015 | 15 | 15 | 7 | 3.1623e-13 | 5spot_SharedNeighbor | Water | Porous | Wet | R245fa | MinimizeLCOE_Brownfield | IgnoreSilica | 2019 | 0 | 0 | 0 | 0 |  |  |  |  | 15 |  | 26.3398 | [19 empty] | 316.2278 | 0
1 | 6000 | 707 | 0.015 | 15 | 15 | 7 | 4.217e-13 | 5spot_SharedNeighbor | Water | Porous | Wet | R245fa | MinimizeLCOE_Brownfield | IgnoreSilica | 2019 | 0 | 0 | 0 | 0 |  |  |  |  | 15 |  | 28.9779 | [19 empty] | 421.6965 | 0
1 | 6000 | 707 | 0.015 | 15 | 15 | 7 | 5.6234e-13 | 5spot_SharedNeighbor | Water | Porous | Wet | R245fa | MinimizeLCOE_Brownfield | IgnoreSilica | 2019 | 0 | 0 | 0 | 0 |  |  |  |  | 15 |  | 28.2745 | [19 empty] | 562.3413 | 0
1 | 6000 | 707 | 0.015 | 15 | 15 | 7 | 7.4989e-13 | 5spot_SharedNeighbor | Water | Porous | Wet | R245fa | MinimizeLCOE_Brownfield | IgnoreSilica | 2019 | 0 | 0 | 0 | 0 |  |  |  |  | 15 |  | 27.4027 | [19 empty] | 749.8942 | 0
1 | 6000 | 707 | 0.015 | 15 | 15 | 7 | 1e-12 | 5spot_SharedNeighbor | Water | Porous | Wet | R245fa | MinimizeLCOE_Brownfield | IgnoreSilica | 2019 | 1.6 | 0.14785 | 0.00048475 | 4 | 13045509.8024 | 31236096.8034 | 265950.3627 | 636790.0833 | 73.9409 | 0 | 30.0124 | 73887.0328 | 2147.6668 | 76470.083 | 65912.4868 | 0 | 48223.8548 | 0 | 103990.0385 | 270560.7489 | 184663.2706 | 825855.1822 | 961560.8286 | 23508061.4514 | 23508061.4514 | 1478867.319 | 10284945.6504 | 0 | 25295477.4622 | 60567351.8831 | 1000 | 0.001939 | 13045509.8024 | 31236096.8034 | 265950.3627 | 636790.0833
1 | 6000 | 707 | 0.015 | 15 | 15 | 7 | 1.3335e-12 | 5spot_SharedNeighbor | Water | Porous | Wet | R245fa | MinimizeLCOE_Brownfield | IgnoreSilica | 2019 | 1.6 | 0.14786 | 0.0024336 | 4 | 2595490.6129 | 6218864.4374 | 52912.5868 | 126779.9632 | 73.9428 | 0 | 30.6574 | 73891.1871 | 2147.8181 | 76472.9648 | 65913.6883 | 0 | 38667.5147 | 0 | 100266.3375 | 260872.4427 | 178050.8025 | 796282.7557 | 961560.8286 | 23508061.4514 | 23508061.4514 | 1478867.319 | 10284945.6504 | 0 | 25265905.0358 | 60537779.4566 | 1333.5214 | 0.0097345 | 2595490.6129 | 6218864.4374 | 52912.5868 | 126779.9632
1 | 6000 | 707 | 0.015 | 15 | 15 | 7 | 1.7783e-12 | 5spot_SharedNeighbor | Water | Porous | Wet | R245fa | MinimizeLCOE_Brownfield | IgnoreSilica | 2019 | 3.4392 | 0.42496 | 0.0080738 | 4 | 811738.5387 | 1903904.1103 | 16548.3881 | 38813.6605 | 86.7124 | 0 | 72.4594 | 174066.5291 | 5581.6481 | 176097.6188 | 125472.7867 | 0 | 82429.6992 | 0 | 219822.83 | 571933.9117 | 390356.6468 | 1745761.6705 | 961560.8286 | 23508061.4514 | 23508061.4514 | 1478867.319 | 10284945.6504 | 0 | 26215383.9505 | 61487258.3713 | 1778.2794 | 0.032295 | 811738.5387 | 1903904.1103 | 16548.3881 | 38813.6605
1 | 6000 | 707 | 0.015 | 15 | 15 | 7 | 2.3714e-12 | 5spot_SharedNeighbor | Water | Porous | Wet | R245fa | MinimizeLCOE_Brownfield | IgnoreSilica | 2019 | 4.7692 | 0.63491 | 0.015214 | 4 | 440680.4531 | 1020284.8051 | 8983.8671 | 20799.8858 | 90.3884 | 0 | 63.6423 | 237317.1184 | 7822.7827 | 242088.9529 | 169267.1946 | 0 | 101603.2921 | 0 | 295658.7429 | 769243.401 | 525024.4276 | 2348025.9121 | 961560.8286 | 23508061.4514 | 23508061.4514 | 1478867.319 | 10284945.6504 | 0 | 26817648.1922 | 62089522.613 | 2371.3737 | 0.060855 | 440680.4531 | 1020284.8051 | 8983.8671 | 20799.8858
1 | 6000 | 707 | 0.015 | 15 | 15 | 7 | 3.1623e-12 | 5spot_SharedNeighbor | Water | Porous | Wet | R245fa | MinimizeLCOE_Brownfield | IgnoreSilica | 2019 | 6.4157 | 0.89796 | 0.025271 | 4 | 272160.8097 | 621094.6916 | 5548.3662 | 12661.8554 | 92.9595 | 0 | 57.4716 | 308336.1672 | 10359.2119 | 318816.7079 | 223595.3449 | 0 | 120946.3733 | 0 | 383000.984 | 996489.9961 | 680124.8982 | 3041669.6834 | 961560.8286 | 23508061.4514 | 23508061.4514 | 1478867.319 | 10284945.6504 | 0 | 27511291.9634 | 62783166.3843 | 3162.2777 | 0.10108 | 272160.8097 | 621094.6916 | 5548.3662 | 12661.8554
1 | 6000 | 707 | 0.015 | 15 | 15 | 7 | 4.217e-12 | 5spot_SharedNeighbor | Water | Porous | Wet | R245fa | MinimizeLCOE_Brownfield | IgnoreSilica | 2019 | 8.4109 | 1.2178 | 0.038679 | 4 | 182899.6318 | 410876.2301 | 3728.6564 | 8376.2677 | 94.7188 | 0 | 44.6231 | 386575.5835 | 13158.9269 | 406244.5957 | 290015.6863 | 0 | 139963.202 | 0 | 482023.6178 | 1254126.5769 | 855967.1585 | 3828075.3475 | 961560.8286 | 23508061.4514 | 23508061.4514 | 1478867.319 | 10284945.6504 | 0 | 28297697.6275 | 63569572.0484 | 4216.965 | 0.15472 | 182899.6318 | 410876.2301 | 3728.6564 | 8376.2677
1 | 6000 | 707 | 0.015 | 15 | 15 | 7 | 5.6234e-12 | 5spot_SharedNeighbor | Water | Porous | Wet | R245fa | MinimizeLCOE_Brownfield | IgnoreSilica | 2019 | 11.4124 | 1.7058 | 0.057856 | 4 | 127198.8487 | 279610.3173 | 2593.1206 | 5700.2345 | 96.4282 | 0 | 81.6995 | 495451.9231 | 17072.5475 | 531247.9512 | 389898.3407 | 0 | 170141.4841 | 0 | 625486.7762 | 1627388.2866 | 1110725.9451 | 4967413.2545 | 961560.8286 | 23508061.4514 | 23508061.4514 | 1478867.319 | 10284945.6504 | 0 | 29437035.5345 | 64708909.9554 | 5623.4133 | 0.23143 | 127198.8487 | 279610.3173 | 2593.1206 | 5700.2345
1 | 6000 | 707 | 0.015 | 15 | 15 | 7 | 7.4989e-12 | 5spot_SharedNeighbor | Water | Porous | Wet | R245fa | MinimizeLCOE_Brownfield | IgnoreSilica | 2019 | 14.9271 | 2.2759 | 0.082623 | 4 | 92829.8172 | 199555.3194 | 1892.4614 | 4068.2051 | 97.5143 | 0 | 99.9181 | 610999.494 | 21213.2228 | 668547.7543 | 506591.4196 | 0 | 197600.4917 | 0 | 781931.4291 | 2034425.1824 | 1388536.9902 | 6209845.984 | 961560.8286 | 23508061.4514 | 23508061.4514 | 1478867.319 | 10284945.6504 | 0 | 30679468.2641 | 65951342.6849 | 7498.9421 | 0.33049 | 92829.8172 | 199555.3194 | 1892.4614 | 4068.2051
1 | 6000 | 707 | 0.015 | 15 | 15 | 7 | 1e-11 | 5spot_SharedNeighbor | Water | Porous | Wet | R245fa | MinimizeLCOE_Brownfield | IgnoreSilica | 2019 | 19.4024 | 3.0029 | 0.11516 | 4 | 69860.3827 | 146428.9623 | 1424.1984 | 2985.1525 | 98.3418 | 0 | 110.3092 | 746344.7257 | 26054.6554 | 833987.1492 | 655162.813 | 0 | 228421.882 | 0 | 971088.7779 | 2526573.8023 | 1724438.536 | 7712072.3415 | 961560.8286 | 23508061.4514 | 23508061.4514 | 1478867.319 | 10284945.6504 | 0 | 32181694.6215 | 67453569.0424 | 10000 | 0.46066 | 69860.3827 | 146428.9623 | 1424.1984 | 2985.1525
1 | 6000 | 707 | 0.015 | 15 | 15 | 7 | 1.3335e-11 | 5spot_SharedNeighbor | Water | Porous | Wet | R245fa | MinimizeLCOE_Brownfield | IgnoreSilica | 2019 | 24.9271 | 3.9014 | 0.15724 | 4 | 53972.0952 | 110050.0633 | 1100.2942 | 2243.5194 | 98.9628 | 0 | 108.1151 | 900781.8379 | 31568.1344 | 1027792.7235 | 839012.3031 | 0 | 260879.1932 | 0 | 1193413.3349 | 3105016.6947 | 2119237.6958 | 9477701.9174 | 961560.8286 | 23508061.4514 | 23508061.4514 | 1478867.319 | 10284945.6504 | 0 | 33947324.1974 | 69219198.6183 | 13335.2143 | 0.62898 | 53972.0952 | 110050.0633 | 1100.2942 | 2243.5194
1 | 6000 | 707 | 0.015 | 15 | 15 | 7 | 1.7783e-11 | 5spot_SharedNeighbor | Water | Porous | Wet | R245fa | MinimizeLCOE_Brownfield | IgnoreSilica | 2019 | 31.5903 | 4.9856 | 0.21044 | 4 | 42741.3126 | 84644.0477 | 871.3395 | 1725.5834 | 99.4297 | 0 | 103.6715 | 1073591.118 | 37721.8378 | 1250108.7446 | 1060403.8548 | 0 | 293766.1427 | 0 | 1449080.7622 | 3770210.896 | 2573246.4066 | 11508129.7627 | 961560.8286 | 23508061.4514 | 23508061.4514 | 1478867.319 | 10284945.6504 | 0 | 35977752.0428 | 71249626.4636 | 17782.7941 | 0.84176 | 42741.3126 | 84644.0477 | 871.3395 | 1725.5834
1 | 6000 | 707 | 0.015 | 15 | 15 | 7 | 2.3714e-11 | 5spot_SharedNeighbor | Water | Porous | Wet | R245fa | MinimizeLCOE_Brownfield | IgnoreSilica | 2019 | 39.3977 | 6.2567 | 0.27589 | 4 | 34665.6813 | 66627.2043 | 706.7068 | 1358.2857 | 99.7816 | 0 | 114.8761 | 1262570.9138 | 44435.6038 | 1498770.0705 | 1319841.5007 | 0 | 325579.6487 | 0 | 1735967.1176 | 4516630.3442 | 3082693.0174 | 13786488.2167 | 961560.8286 | 23508061.4514 | 23508061.4514 | 1478867.319 | 10284945.6504 | 0 | 38256110.4967 | 73527984.9176 | 23713.7371 | 1.1036 | 34665.6813 | 66627.2043 | 706.7068 | 1358.2857
1 | 6000 | 707 | 0.015 | 15 | 15 | 7 | 3.1623e-11 | 5spot_SharedNeighbor | Water | Porous | Wet | R245fa | MinimizeLCOE_Brownfield | IgnoreSilica | 2019 | 48.1092 | 7.6755 | 0.35323 | 4 | 28803.9487 | 53768.0299 | 587.2075 | 1096.134 | 100.0422 | 0 | 112.7296 | 1460570.7591 | 51453.775 | 1764648.806 | 1609415.4319 | 0 | 353269.0368 | 0 | 2043349.5454 | 5316376.3685 | 3628536.1121 | 16227619.8348 | 961560.8286 | 23508061.4514 | 23508061.4514 | 1478867.319 | 10284945.6504 | 0 | 40697242.1149 | 75969116.5357 | 31622.7766 | 1.4129 | 28803.9487 | 53768.0299 | 587.2075 | 1096.134
1 | 6000 | 707 | 0.015 | 15 | 15 | 7 | 4.217e-11 | 5spot_SharedNeighbor | Water | Porous | Wet | R245fa | MinimizeLCOE_Brownfield | IgnoreSilica | 2019 | 57.2124 | 9.1575 | 0.43972 | 4 | 24533.5146 | 44586.9631 | 500.1489 | 908.9656 | 100.2252 | 0 | 108.8418 | 1656160.1022 | 58370.3516 | 2032058.934 | 1912200.7638 | 0 | 373073.0255 | 0 | 2352426.6391 | 6120531.5659 | 4177388.5581 | 18682209.9402 | 961560.8286 | 23508061.4514 | 23508061.4514 | 1478867.319 | 10284945.6504 | 0 | 43151832.2202 | 78423706.641 | 42169.6503 | 1.7589 | 24533.5146 | 44586.9631 | 500.1489 | 908.9656
1 | 6000 | 707 | 0.015 | 15 | 15 | 7 | 5.6234e-11 | 5spot_SharedNeighbor | Water | Porous | Wet | R245fa | MinimizeLCOE_Brownfield | IgnoreSilica | 2019 | 66.125 | 10.6061 | 0.5306 | 4 | 21423.1587 | 38042.1085 | 436.7401 | 775.5398 | 100.3425 | 0 | 141.1881 | 1838359.0662 | 64795.4062 | 2285183.1046 | 2208419.3046 | 0 | 383008.1289 | 0 | 2644108.3541 | 6879427.5562 | 4695350.6652 | 20998651.586 | 961560.8286 | 23508061.4514 | 23508061.4514 | 1478867.319 | 10284945.6504 | 0 | 45468273.866 | 80740148.2869 | 56234.1325 | 2.1224 | 21423.1587 | 38042.1085 | 436.7401 | 775.5398
1 | 6000 | 707 | 0.015 | 15 | 15 | 7 | 7.4989e-11 | 5spot_SharedNeighbor | Water | Porous | Wet | R245fa | MinimizeLCOE_Brownfield | IgnoreSilica | 2019 | 74.354 | 11.9398 | 0.62031 | 4 | 19157.9444 | 33373.4486 | 390.5606 | 680.3629 | 100.4079 | 0 | 154.2962 | 1999501.885 | 70460.5064 | 2512187.8116 | 2481554.4515 | 0 | 383396.6778 | 0 | 2904369.5196 | 7556573.7219 | 5157516.8373 | 23065561.4112 | 961560.8286 | 23508061.4514 | 23508061.4514 | 1478867.319 | 10284945.6504 | 0 | 47535183.6912 | 82807058.112 | 74989.4209 | 2.4812 | 19157.9444 | 33373.4486 | 390.5606 | 680.3629
1 | 6000 | 707 | 0.015 | 15 | 15 | 7 | 1e-10 | 5spot_SharedNeighbor | Water | Porous | Wet | R245fa | MinimizeLCOE_Brownfield | IgnoreSilica | 2019 | 81.5554 | 13.1029 | 0.70387 | 4 | 17506.1096 | 30034.0271 | 356.8857 | 612.2843 | 100.4363 | 0 | 151.4187 | 2135510.7222 | 75227.0573 | 2706055.4145 | 2720193.2224 | 0 | 375971.2451 | 0 | 3125053.488 | 8130748.1391 | 5549402.6751 | 24818161.9637 | 961560.8286 | 23508061.4514 | 23508061.4514 | 1478867.319 | 10284945.6504 | 0 | 49287784.2437 | 84559658.6645 | 100000 | 2.8155 | 17506.1096 | 30034.0271 | 356.8857 | 612.2843
1 | 6000 | 707 | 0.015 | 15 | 15 | 7 | 1.3335e-10 | 5spot_SharedNeighbor | Water | Porous | Wet | R245fa | MinimizeLCOE_Brownfield | IgnoreSilica | 2019 | 87.6332 | 14.0807 | 0.7781 | 4 | 16298.2391 | 27630.9561 | 332.2616 | 563.2944 | 100.4419 | 0 | 156.2943 | 2246937.2637 | 79120.5646 | 2866436.172 | 2921250.6927 | 0 | 363736.9176 | 0 | 3306217.8281 | 8602100.5902 | 5871110.4083 | 26256910.4371 | 961560.8286 | 23508061.4514 | 23508061.4514 | 1478867.319 | 10284945.6504 | 0 | 50726532.7171 | 85998407.138 | 133352.1432 | 3.1124 | 16298.2391 | 27630.9561 | 332.2616 | 563.2944
1 | 6000 | 707 | 0.015 | 15 | 15 | 7 | 1.7783e-10 | 5spot_SharedNeighbor | Water | Porous | Wet | R245fa | MinimizeLCOE_Brownfield | IgnoreSilica | 2019 | 92.5855 | 14.8747 | 0.8414 | 4 | 15411.8163 | 25891.9295 | 314.1907 | 527.842 | 100.4352 | 0 | 138.7055 | 2335586.3772 | 82210.0352 | 2995039.3382 | 3084806.8007 | 0 | 349031.8496 | 0 | 3450203.0164 | 8976720.5146 | 6126796.2044 | 27400394.1363 | 961560.8286 | 23508061.4514 | 23508061.4514 | 1478867.319 | 10284945.6504 | 0 | 51870016.4163 | 87141890.8371 | 177827.941 | 3.3656 | 15411.8163 | 25891.9295 | 314.1907 | 527.842
1 | 6000 | 707 | 0.015 | 15 | 15 | 7 | 2.3714e-10 | 5spot_SharedNeighbor | Water | Porous | Wet | R245fa | MinimizeLCOE_Brownfield | IgnoreSilica | 2019 | 96.5271 | 15.5046 | 0.89372 | 4 | 14758.812 | 24625.4537 | 300.8783 | 502.0232 | 100.4232 | 0 | 143.9175 | 2404830.161 | 84617.8452 | 3096117.7004 | 3214797.9599 | 0 | 333884.2085 | 0 | 3562356.6713 | 9268521.3188 | 6325956.2491 | 28291082.1142 | 961560.8286 | 23508061.4514 | 23508061.4514 | 1478867.319 | 10284945.6504 | 0 | 52760704.3942 | 88032578.8151 | 237137.3706 | 3.5749 | 14758.812 | 24625.4537 | 300.8783 | 502.0232
1 | 6000 | 707 | 0.015 | 15 | 15 | 7 | 3.1623e-10 | 5spot_SharedNeighbor | Water | Porous | Wet | R245fa | MinimizeLCOE_Brownfield | IgnoreSilica | 2019 | 99.6212 | 15.9978 | 0.93597 | 4 | 14276.0423 | 23697.2996 | 291.0364 | 483.1015 | 100.4098 | 0 | 146.781 | 2458395.7937 | 86477.0767 | 3174690.3081 | 3316714.3301 | 0 | 319717.9975 | 0 | 3648838.2474 | 9493528.64 | 6479528.3693 | 28977890.7628 | 961560.8286 | 23508061.4514 | 23508061.4514 | 1478867.319 | 10284945.6504 | 0 | 53447513.0428 | 88719387.4637 | 316227.766 | 3.7439 | 14276.0423 | 23697.2996 | 291.0364 | 483.1015
1 | 6000 | 707 | 0.015 | 15 | 15 | 7 | 4.217e-10 | 5spot_SharedNeighbor | Water | Porous | Wet | R245fa | MinimizeLCOE_Brownfield | IgnoreSilica | 2019 | 102.0176 | 16.379 | 0.96945 | 4 | 13918.0211 | 23013.8327 | 283.7377 | 469.1681 | 100.3971 | 0 | 156.8643 | 2499419.2523 | 87898.891 | 3235091.6527 | 3395574.3623 | 0 | 307192.5385 | 0 | 3714818.9118 | 9665196.7943 | 6596695.412 | 29501887.8148 | 961560.8286 | 23508061.4514 | 23508061.4514 | 1478867.319 | 10284945.6504 | 0 | 53971510.0948 | 89243384.5157 | 421696.5034 | 3.8778 | 13918.0211 | 23013.8327 | 283.7377 | 469.1681
1 | 6000 | 707 | 0.015 | 15 | 15 | 7 | 5.6234e-10 | 5spot_SharedNeighbor | Water | Porous | Wet | R245fa | MinimizeLCOE_Brownfield | IgnoreSilica | 2019 | 103.8593 | 16.6714 | 0.99564 | 4 | 13651.8333 | 22508.4063 | 278.3111 | 458.8643 | 100.3861 | 0 | 162.4154 | 2530674.3113 | 88980.897 | 3281242.9659 | 3456129.2249 | 0 | 296585.0473 | 0 | 3764908.8541 | 9795520.5494 | 6685644.0528 | 29899685.9029 | 961560.8286 | 23508061.4514 | 23508061.4514 | 1478867.319 | 10284945.6504 | 0 | 54369308.1829 | 89641182.6037 | 562341.3252 | 3.9826 | 13651.8333 | 22508.4063 | 278.3111 | 458.8643
1 | 6000 | 707 | 0.015 | 15 | 15 | 7 | 7.4989e-10 | 5spot_SharedNeighbor | Water | Porous | Wet | R245fa | MinimizeLCOE_Brownfield | IgnoreSilica | 2019 | 105.2554 | 16.8928 | 1.0159 | 4 | 13453.5192 | 22133.836 | 274.2682 | 451.2282 | 100.377 | 0 | 169.5136 | 2554214.7318 | 89795.1035 | 3316078.9741 | 3502008.8412 | 0 | 287777.1192 | 0 | 3802451.1602 | 9893197.9289 | 6752310.8713 | 30197834.7301 | 961560.8286 | 23508061.4514 | 23508061.4514 | 1478867.319 | 10284945.6504 | 0 | 54667457.0102 | 89939331.431 | 749894.2093 | 4.0634 | 13453.5192 | 22133.836 | 274.2682 | 451.2282
1 | 6000 | 707 | 0.015 | 15 | 15 | 7 | 1e-09 | 5spot_SharedNeighbor | Water | Porous | Wet | R245fa | MinimizeLCOE_Brownfield | IgnoreSilica | 2019 | 106.3102 | 17.0599 | 1.0313 | 4 | 13305.5378 | 21855.4698 | 271.2514 | 445.5533 | 100.3698 | 0 | 136.2004 | 2571912.5441 | 90406.8088 | 3342312.1439 | 3536655.5712 | 0 | 280646.6307 | 0 | 3830554.1425 | 9966316.1241 | 6802215.542 | 30421019.5074 | 961560.8286 | 23508061.4514 | 23508061.4514 | 1478867.319 | 10284945.6504 | 0 | 54890641.7874 | 90162516.2083 | 1000000 | 4.1254 | 13305.5378 | 21855.4698 | 271.2514 | 445.5533
1 | 6000 | 707 | 0.015 | 15 | 15 | 7 | 1.3335e-09 | 5spot_SharedNeighbor | Water | Porous | Wet | R245fa | MinimizeLCOE_Brownfield | IgnoreSilica | 2019 | 107.4675 | 17.2431 | 1.046 | 4 | 13180.5278 | 21610.8319 | 268.7029 | 440.566 | 100.3615 | 0 | 151.6623 | 2591247.2228 | 91074.7313 | 3371011.4016 | 3574651.9646 | 0 | 276562.6927 | 0 | 3862773.7251 | 10050144.8687 | 6859430.3827 | 30676896.9895 | 961560.8286 | 23508061.4514 | 23508061.4514 | 1478867.319 | 10284945.6504 | 0 | 55146519.2695 | 90418393.6904 | 1333521.4322 | 4.1839 | 13180.5278 | 21610.8319 | 268.7029 | 440.566
1 | 6000 | 707 | 0.015 | 15 | 15 | 7 | 1.7783e-09 | 5spot_SharedNeighbor | Water | Porous | Wet | R245fa | MinimizeLCOE_Brownfield | IgnoreSilica | 2019 | 108.1861 | 17.3567 | 1.0554 | 4 | 13099.5467 | 21454.3301 | 267.052 | 437.3755 | 100.3561 | 0 | 124.9478 | 2603206.9053 | 91487.6311 | 3388787.5069 | 3598238.1681 | 0 | 273388.2908 | 0 | 3882492.3159 | 10101448.5972 | 6894446.2316 | 30833495.6469 | 961560.8286 | 23508061.4514 | 23508061.4514 | 1478867.319 | 10284945.6504 | 0 | 55303117.9269 | 90574992.3478 | 1778279.41 | 4.2218 | 13099.5467 | 21454.3301 | 267.052 | 437.3755
1 | 6000 | 707 | 0.015 | 15 | 15 | 7 | 2.3714e-09 | 5spot_SharedNeighbor | Water | Porous | Wet | R245fa | MinimizeLCOE_Brownfield | IgnoreSilica | 2019 | 108.6271 | 17.4264 | 1.0621 | 4 | 13038.9551 | 21341.352 | 265.8167 | 435.0723 | 100.3527 | 0 | 120.6108 | 2610528.4576 | 91740.3126 | 3399678.5518 | 3612708.1276 | 0 | 270006.4239 | 0 | 3894018.1306 | 10131436.403 | 6914913.5252 | 30925029.9322 | 961560.8286 | 23508061.4514 | 23508061.4514 | 1478867.319 | 10284945.6504 | 0 | 55394652.2123 | 90666526.6331 | 2371373.7057 | 4.2484 | 13038.9551 | 21341.352 | 265.8167 | 435.0723
1 | 6000 | 707 | 0.015 | 15 | 15 | 7 | 3.1623e-09 | 5spot_SharedNeighbor | Water | Porous | Wet | R245fa | MinimizeLCOE_Brownfield | IgnoreSilica | 2019 | 108.9755 | 17.4815 | 1.0672 | 4 | 12993.5885 | 21256.2161 | 264.8919 | 433.3367 | 100.3499 | 0 | 132.7446 | 2616303.5073 | 91939.5773 | 3408273.5978 | 3624137.6575 | 0 | 267563.8451 | 0 | 3903205.0921 | 10155338.9922 | 6931227.5335 | 30997989.8027 | 961560.8286 | 23508061.4514 | 23508061.4514 | 1478867.319 | 10284945.6504 | 0 | 55467612.0827 | 90739486.5036 | 3162277.6602 | 4.2688 | 12993.5885 | 21256.2161 | 264.8919 | 433.3367
1 | 6000 | 707 | 0.015 | 15 | 15 | 7 | 4.217e-09 | 5spot_SharedNeighbor | Water | Porous | Wet | R245fa | MinimizeLCOE_Brownfield | IgnoreSilica | 2019 | 109.2332 | 17.5222 | 1.071 | 4 | 12959.6081 | 21192.6654 | 264.1991 | 432.0411 | 100.3479 | 0 | 153.2758 | 2620570.5069 | 92086.7816 | 3414626.791 | 3632591.7674 | 0 | 265661.8578 | 0 | 3909959.7048 | 10172913.1089 | 6943222.2293 | 31051632.7477 | 961560.8286 | 23508061.4514 | 23508061.4514 | 1478867.319 | 10284945.6504 | 0 | 55521255.0277 | 90793129.4486 | 4216965.0343 | 4.2842 | 12959.6081 | 21192.6654 | 264.1991 | 432.0411
1 | 6000 | 707 | 0.015 | 15 | 15 | 7 | 5.6234e-09 | 5spot_SharedNeighbor | Water | Porous | Wet | R245fa | MinimizeLCOE_Brownfield | IgnoreSilica | 2019 | 109.4159 | 17.551 | 1.0739 | 4 | 12934.1486 | 21145.5034 | 263.6801 | 431.0797 | 100.3464 | 0 | 171.1532 | 2623591.2791 | 92190.979 | 3419125.8242 | 3638581.5625 | 0 | 264116.9036 | 0 | 3914666.5539 | 10185159.3648 | 6951580.5506 | 31089013.0179 | 961560.8286 | 23508061.4514 | 23508061.4514 | 1478867.319 | 10284945.6504 | 0 | 55558635.2979 | 90830509.7188 | 5623413.2519 | 4.2955 | 12934.1486 | 21145.5034 | 263.6801 | 431.0797
1 | 6000 | 707 | 0.015 | 15 | 15 | 7 | 7.4989e-09 | 5spot_SharedNeighbor | Water | Porous | Wet | R245fa | MinimizeLCOE_Brownfield | IgnoreSilica | 2019 | 109.5498 | 17.5722 | 1.076 | 4 | 12915.0693 | 21110.2988 | 263.2912 | 430.362 | 100.3453 | 0 | 138.5641 | 2625805.3275 | 92267.3424 | 3422424.0611 | 3642974.242 | 0 | 262918.449 | 0 | 3918091.8746 | 10194071.3466 | 6957663.1613 | 31116215.8046 | 961560.8286 | 23508061.4514 | 23508061.4514 | 1478867.319 | 10284945.6504 | 0 | 55585838.0846 | 90857712.5054 | 7498942.0933 | 4.304 | 12915.0693 | 21110.2988 | 263.2912 | 430.362
1 | 6000 | 707 | 0.015 | 15 | 15 | 7 | 1e-08 | 5spot_SharedNeighbor | Water | Porous | Wet | R245fa | MinimizeLCOE_Brownfield | IgnoreSilica | 2019 | 109.6741 | 17.5918 | 1.0777 | 4 | 12900.7688 | 21083.0165 | 262.9996 | 429.8058 | 100.3443 | 0 | 140.7375 | 2627858.7957 | 92338.164 | 3425483.5141 | 3647049.9785 | 0 | 262229.445 | 0 | 3921434.36 | 10202767.8079 | 6963598.6748 | 31142760.7401 | 961560.8286 | 23508061.4514 | 23508061.4514 | 1478867.319 | 10284945.6504 | 0 | 55612383.0202 | 90884257.441 | 10000000 | 4.3108 | 12900.7688 | 21083.0165 | 262.9996 | 429.8058
1 | 6100 | 707 | 0.015 | 15 | 15 | 7 | 1e-13 | 5spot_SharedNeighbor | Water | Porous | Wet | R245fa | MinimizeLCOE_Brownfield | IgnoreSilica | 2019 | 0 | 0 | 0 | 0 |  |  |  |  | 15 |  | 22.9652 | [19 empty] | 100 | 0
1 | 6100 | 707 | 0.015 | 15 | 15 | 7 | 1.3335e-13 | 5spot_SharedNeighbor | Water | Porous | Wet | R245fa | MinimizeLCOE_Brownfield | IgnoreSilica | 2019 | 0 | 0 | 0 | 0 |  |  |  |  | 15 |  | 21.8519 | [19 empty] | 133.3521 | 0
1 | 6100 | 707 | 0.015 | 15 | 15 | 7 | 1.7783e-13 | 5spot_SharedNeighbor | Water | Porous | Wet | R245fa | MinimizeLCOE_Brownfield | IgnoreSilica | 2019 | 0 | 0 | 0 | 0 |  |  |  |  | 15 |  | 23.6769 | [19 empty] | 177.8279 | 0
1 | 6100 | 707 | 0.015 | 15 | 15 | 7 | 2.3714e-13 | 5spot_SharedNeighbor | Water | Porous | Wet | R245fa | MinimizeLCOE_Brownfield | IgnoreSilica | 2019 | 0 | 0 | 0 | 0 |  |  |  |  | 15 |  | 22.6711 | [19 empty] | 237.1374 | 0
1 | 6100 | 707 | 0.015 | 15 | 15 | 7 | 3.1623e-13 | 5spot_SharedNeighbor | Water | Porous | Wet | R245fa | MinimizeLCOE_Brownfield | IgnoreSilica | 2019 | 0 | 0 | 0 | 0 |  |  |  |  | 15 |  | 26.3932 | [19 empty] | 316.2278 | 0
1 | 6100 | 707 | 0.015 | 15 | 15 | 7 | 4.217e-13 | 5spot_SharedNeighbor | Water | Porous | Wet | R245fa | MinimizeLCOE_Brownfield | IgnoreSilica | 2019 | 0 | 0 | 0 | 0 |  |  |  |  | 15 |  | 27.8239 | [19 empty] | 421.6965 | 0
1 | 6100 | 707 | 0.015 | 15 | 15 | 7 | 5.6234e-13 | 5spot_SharedNeighbor | Water | Porous | Wet | R245fa | MinimizeLCOE_Brownfield | IgnoreSilica | 2019 | 0 | 0 | 0 | 0 |  |  |  |  | 15 |  | 27.4358 | [19 empty] | 562.3413 | 0
1 | 6100 | 707 | 0.015 | 15 | 15 | 7 | 7.4989e-13 | 5spot_SharedNeighbor | Water | Porous | Wet | R245fa | MinimizeLCOE_Brownfield | IgnoreSilica | 2019 | 0 | 0 | 0 | 0 |  |  |  |  | 15 |  | 23.8792 | [19 empty] | 749.8942 | 0
1 | 6100 | 707 | 0.015 | 15 | 15 | 7 | 1e-12 | 5spot_SharedNeighbor | Water | Porous | Wet | R245fa | MinimizeLCOE_Brownfield | IgnoreSilica | 2019 | 1.6 | 0.15021 | 0.00088101 | 4 | 7337862.8069 | 17568385.0326 | 149592.2585 | 358155.2919 | 74.5476 | 0 | 29.0714 | 75237.3902 | 2197.0063 | 77405.5583 | 66301.901 | 0 | 47327.3834 | 0 | 104703.0033 | 272415.737 | 185929.3381 | 831517.3176 | 961560.8286 | 24065791.4134 | 24065791.4134 | 1478867.319 | 10508037.6352 | 0 | 25858869.5597 | 61911565.9274 | 1000 | 0.003524 | 7337862.8069 | 17568385.0326 | 149592.2585 | 358155.2919
1 | 6100 | 707 | 0.015 | 15 | 15 | 7 | 1.3335e-12 | 5spot_SharedNeighbor | Water | Porous | Wet | R245fa | MinimizeLCOE_Brownfield | IgnoreSilica | 2019 | 1.6 | 0.15022 | 0.0028043 | 4 | 2302657.5436 | 5516732.9155 | 46942.7886 | 112466.0624 | 74.5495 | 0 | 29.3252 | 75241.5584 | 2197.1591 | 77408.4394 | 66303.0985 | 0 | 37741.4458 | 0 | 100967.7635 | 262697.4092 | 179296.3797 | 801853.2535 | 961560.8286 | 24065791.4134 | 24065791.4134 | 1478867.319 | 10508037.6352 | 0 | 25829205.4955 | 61881901.8632 | 1333.5214 | 0.011217 | 2302657.5436 | 5516732.9155 | 46942.7886 | 112466.0624
1 | 6100 | 707 | 0.015 | 15 | 15 | 7 | 1.7783e-12 | 5spot_SharedNeighbor | Water | Porous | Wet | R245fa | MinimizeLCOE_Brownfield | IgnoreSilica | 2019 | 3.6755 | 0.47118 | 0.0095064 | 4 | 707816.5951 | 1655930.6588 | 14429.7987 | 33758.3863 | 88.5068 | 0 | 77.6748 | 189915.9729 | 6169.0511 | 190987.1819 | 134135.3617 | 0 | 88321.4155 | 0 | 237716.3034 | 618489.0592 | 422131.4916 | 1887865.8373 | 961560.8286 | 24065791.4134 | 24065791.4134 | 1478867.319 | 10508037.6352 | 0 | 26915218.0794 | 62967914.4471 | 1778.2794 | 0.038026 | 707816.5951 | 1655930.6588 | 14429.7987 | 33758.3863
1 | 6100 | 707 | 0.015 | 15 | 15 | 7 | 2.3714e-12 | 5spot_SharedNeighbor | Water | Porous | Wet | R245fa | MinimizeLCOE_Brownfield | IgnoreSilica | 2019 | 5.0593 | 0.69551 | 0.017479 | 4 | 393983.2892 | 909639.5447 | 8031.8823 | 18544.2325 | 92.0244 | 0 | 54.5703 | 256237.4367 | 8544.6147 | 260070.4814 | 180257.6598 | 0 | 108010.0667 | 0 | 317116.9011 | 825073.1271 | 563129.3628 | 2518439.6503 | 961560.8286 | 24065791.4134 | 24065791.4134 | 1478867.319 | 10508037.6352 | 0 | 27545791.8923 | 63598488.26 | 2371.3737 | 0.069916 | 393983.2892 | 909639.5447 | 8031.8823 | 18544.2325
1 | 6100 | 707 | 0.015 | 15 | 15 | 7 | 3.1623e-12 | 5spot_SharedNeighbor | Water | Porous | Wet | R245fa | MinimizeLCOE_Brownfield | IgnoreSilica | 2019 | 6.7714 | 0.97632 | 0.028605 | 4 | 247114.0034 | 562209.9065 | 5037.7532 | 11461.4094 | 94.4981 | 0 | 45.9941 | 330849.0934 | 11236.7228 | 340472.0142 | 237770.9281 | 0 | 128012.7861 | 0 | 408853.2024 | 1063752.1653 | 726032.7107 | 3246979.623 | 961560.8286 | 24065791.4134 | 24065791.4134 | 1478867.319 | 10508037.6352 | 0 | 28274331.8651 | 64327028.2328 | 3162.2777 | 0.11442 | 247114.0034 | 562209.9065 | 5037.7532 | 11461.4094
1 | 6100 | 707 | 0.015 | 15 | 15 | 7 | 4.217e-12 | 5spot_SharedNeighbor | Water | Porous | Wet | R245fa | MinimizeLCOE_Brownfield | IgnoreSilica | 2019 | 9.3829 | 1.4081 | 0.044146 | 4 | 166108.1734 | 370274.3998 | 3386.3398 | 7548.5445 | 96.6441 | 0 | 97.6373 | 434072.0132 | 14973.4832 | 455602.7702 | 325388.3617 | 0 | 159859.9688 | 0 | 542059.6728 | 1410328.077 | 962577.8919 | 4304862.2388 | 961560.8286 | 24065791.4134 | 24065791.4134 | 1478867.319 | 10508037.6352 | 0 | 29332214.4809 | 65384910.8486 | 4216.965 | 0.17659 | 166108.1734 | 370274.3998 | 3386.3398 | 7548.5445
1 | 6100 | 707 | 0.015 | 15 | 15 | 7 | 5.6234e-12 | 5spot_SharedNeighbor | Water | Porous | Wet | R245fa | MinimizeLCOE_Brownfield | IgnoreSilica | 2019 | 12.0165 | 1.8451 | 0.064622 | 4 | 117261.5313 | 256736.6977 | 2390.5349 | 5233.9248 | 97.9034 | 0 | 100.9759 | 529108.7637 | 18413.9092 | 565047.365 | 413567.0146 | 0 | 179690.2291 | 0 | 665272.6398 | 1730902.9426 | 1181376.8248 | 5283379.6888 | 961560.8286 | 24065791.4134 | 24065791.4134 | 1478867.319 | 10508037.6352 | 0 | 30310731.9308 | 66363428.2985 | 5623.4133 | 0.25849 | 117261.5313 | 256736.6977 | 2390.5349 | 5233.9248
1 | 6100 | 707 | 0.015 | 15 | 15 | 7 | 7.4989e-12 | 5spot_SharedNeighbor | Water | Porous | Wet | R245fa | MinimizeLCOE_Brownfield | IgnoreSilica | 2019 | 15.7554 | 2.4667 | 0.092003 | 4 | 85995.5134 | 183961.9152 | 1753.1349 | 3750.3125 | 98.9798 | 0 | 123.3046 | 653360.1856 | 22907.4157 | 712217.6158 | 539236.3355 | 0 | 209632.5231 | 0 | 833568.0895 | 2168773.1805 | 1480232.2595 | 6619927.6052 | 961560.8286 | 24065791.4134 | 24065791.4134 | 1478867.319 | 10508037.6352 | 0 | 31647279.8473 | 67699976.215 | 7498.9421 | 0.36801 | 85995.5134 | 183961.9152 | 1753.1349 | 3750.3125
1 | 6100 | 707 | 0.015 | 15 | 15 | 7 | 1e-11 | 5spot_SharedNeighbor | Water | Porous | Wet | R245fa | MinimizeLCOE_Brownfield | IgnoreSilica | 2019 | 20.3964 | 3.2391 | 0.12775 | 4 | 65006.1113 | 135560.159 | 1325.2375 | 2763.5772 | 99.7804 | 0 | 117.8231 | 795235.1364 | 28026.8786 | 885103.0947 | 694895.1977 | 0 | 241141.0932 | 0 | 1031316.5462 | 2683274.1012 | 1831389.7098 | 8190381.7578 | 961560.8286 | 24065791.4134 | 24065791.4134 | 1478867.319 | 10508037.6352 | 0 | 33217733.9999 | 69270430.3676 | 10000 | 0.51099 | 65006.1113 | 135560.159 | 1325.2375 | 2763.5772
1 | 6100 | 707 | 0.015 | 15 | 15 | 7 | 1.3335e-11 | 5spot_SharedNeighbor | Water | Porous | Wet | R245fa | MinimizeLCOE_Brownfield | IgnoreSilica | 2019 | 26.1723 | 4.2014 | 0.17392 | 4 | 50426.8827 | 102250.4187 | 1028.0202 | 2084.5131 | 100.389 | 0 | 127.3831 | 958570.6119 | 33908.4688 | 1089364.5928 | 888968.3339 | 0 | 275198.4906 | 0 | 1265944.0942 | 3293726.8523 | 2248036.256 | 10053717.7004 | 961560.8286 | 24065791.4134 | 24065791.4134 | 1478867.319 | 10508037.6352 | 0 | 35081069.9425 | 71133766.3102 | 13335.2143 | 0.69568 | 50426.8827 | 102250.4187 | 1028.0202 | 2084.5131
1 | 6100 | 707 | 0.015 | 15 | 15 | 7 | 1.7783e-11 | 5spot_SharedNeighbor | Water | Porous | Wet | R245fa | MinimizeLCOE_Brownfield | IgnoreSilica | 2019 | 33.1024 | 5.3569 | 0.23214 | 4 | 40078.1075 | 78903.9969 | 817.0464 | 1608.5647 | 100.846 | 0 | 131.7338 | 1140653.6013 | 40450.0432 | 1322643.8405 | 1122046.0311 | 0 | 309344.6202 | 0 | 1534703.8732 | 3992984.667 | 2725294.0828 | 12188120.7594 | 961560.8286 | 24065791.4134 | 24065791.4134 | 1478867.319 | 10508037.6352 | 0 | 37215473.0015 | 73268169.3692 | 17782.7941 | 0.92857 | 40078.1075 | 78903.9969 | 817.0464 | 1608.5647
1 | 6100 | 707 | 0.015 | 15 | 15 | 7 | 2.3714e-11 | 5spot_SharedNeighbor | Water | Porous | Wet | R245fa | MinimizeLCOE_Brownfield | IgnoreSilica | 2019 | 41.154 | 6.7002 | 0.30336 | 4 | 32626.3659 | 62337.9005 | 665.1326 | 1270.8424 | 101.1892 | 0 | 104.7149 | 1338235.654 | 47530.6283 | 1581497.1471 | 1392695.7316 | 0 | 341713.0354 | 0 | 1833652.1566 | 4770786.7777 | 3256160.0056 | 14562271.1364 | 961560.8286 | 24065791.4134 | 24065791.4134 | 1478867.319 | 10508037.6352 | 0 | 39589623.3784 | 75642319.7461 | 23713.7371 | 1.2134 | 32626.3659 | 62337.9005 | 665.1326 | 1270.8424
1 | 6100 | 707 | 0.015 | 15 | 15 | 7 | 3.1623e-11 | 5spot_SharedNeighbor | Water | Porous | Wet | R245fa | MinimizeLCOE_Brownfield | IgnoreSilica | 2019 | 50.0692 | 8.1878 | 0.38688 | 4 | 27213.9141 | 50511.238 | 554.7924 | 1029.7399 | 101.4421 | 0 | 116.0965 | 1543821.4788 | 54879.799 | 1856307.9196 | 1692241.9558 | 0 | 369340.0905 | 0 | 2151470.5851 | 5597685.1351 | 3820535.1256 | 17086282.0897 | 961560.8286 | 24065791.4134 | 24065791.4134 | 1478867.319 | 10508037.6352 | 0 | 42113634.3317 | 78166330.6994 | 31622.7766 | 1.5475 | 27213.9141 | 50511.238 | 554.7924 | 1029.7399
1 | 6100 | 707 | 0.015 | 15 | 15 | 7 | 4.217e-11 | 5spot_SharedNeighbor | Water | Porous | Wet | R245fa | MinimizeLCOE_Brownfield | IgnoreSilica | 2019 | 59.2922 | 9.7257 | 0.47942 | 4 | 23270.5419 | 42070.8749 | 474.4015 | 857.6717 | 101.6169 | 0 | 137.6543 | 1745003.3597 | 62052.8688 | 2130074.3358 | 2002033.6068 | 0 | 388279.2776 | 0 | 2467702.945 | 6420456.8674 | 4382093.7392 | 19597697.0003 | 961560.8286 | 24065791.4134 | 24065791.4134 | 1478867.319 | 10508037.6352 | 0 | 44625049.2424 | 80677745.6101 | 42169.6503 | 1.9177 | 23270.5419 | 42070.8749 | 474.4015 | 857.6717
1 | 6100 | 707 | 0.015 | 15 | 15 | 7 | 5.6234e-11 | 5spot_SharedNeighbor | Water | Porous | Wet | R245fa | MinimizeLCOE_Brownfield | IgnoreSilica | 2019 | 68.2593 | 11.2178 | 0.57579 | 4 | 20397.7526 | 36051.374 | 415.8358 | 734.956 | 101.7259 | 0 | 121.2229 | 1931253.7605 | 68673.9938 | 2387543.0191 | 2302972.4811 | 0 | 397064.1374 | 0 | 2764127.8828 | 7191693.7505 | 4908478.7592 | 21951807.7843 | 961560.8286 | 24065791.4134 | 24065791.4134 | 1478867.319 | 10508037.6352 | 0 | 46979160.0263 | 83031856.3941 | 56234.1325 | 2.3032 | 20397.7526 | 36051.374 | 415.8358 | 734.956
1 | 6100 | 707 | 0.015 | 15 | 15 | 7 | 7.4989e-11 | 5spot_SharedNeighbor | Water | Porous | Wet | R245fa | MinimizeLCOE_Brownfield | IgnoreSilica | 2019 | 76.4493 | 12.5764 | 0.66999 | 4 | 18304.8486 | 31757.4957 | 373.1691 | 647.4195 | 101.7835 | 0 | 143.9634 | 2094333.9549 | 74452.8449 | 2616075.674 | 2577469.8057 | 0 | 395863.6763 | 0 | 3025696.4227 | 7872241.4362 | 5372966.5386 | 24029100.3531 | 961560.8286 | 24065791.4134 | 24065791.4134 | 1478867.319 | 10508037.6352 | 0 | 49056452.5952 | 85109148.9629 | 74989.4209 | 2.68 | 18304.8486 | 31757.4957 | 373.1691 | 647.4195
1 | 6100 | 707 | 0.015 | 15 | 15 | 7 | 1e-10 | 5spot_SharedNeighbor | Water | Porous | Wet | R245fa | MinimizeLCOE_Brownfield | IgnoreSilica | 2019 | 83.577 | 13.7542 | 0.75708 | 4 | 16777.7991 | 28682.9827 | 342.0381 | 584.7414 | 101.8056 | 0 | 167.8591 | 2231322.4755 | 79291.4864 | 2810265.0337 | 2815979.2969 | 0 | 387025.4851 | 0 | 3246314.6733 | 8446244.8691 | 5764735.6762 | 25781178.9962 | 961560.8286 | 24065791.4134 | 24065791.4134 | 1478867.319 | 10508037.6352 | 0 | 50808531.2383 | 86861227.606 | 100000 | 3.0283 | 16777.7991 | 28682.9827 | 342.0381 | 584.7414
1 | 6100 | 707 | 0.015 | 15 | 15 | 7 | 1.3335e-10 | 5spot_SharedNeighbor | Water | Porous | Wet | R245fa | MinimizeLCOE_Brownfield | IgnoreSilica | 2019 | 89.548 | 14.7371 | 0.83389 | 4 | 15660.3667 | 26468.9778 | 319.2578 | 539.6059 | 101.8064 | 0 | 151.8764 | 2342805.0641 | 83217.3742 | 2969801.1021 | 3015460.7482 | 0 | 373476.5851 | 0 | 3426056.7408 | 8913896.8586 | 6083917.7683 | 27208632.2414 | 961560.8286 | 24065791.4134 | 24065791.4134 | 1478867.319 | 10508037.6352 | 0 | 52235984.4835 | 88288680.8512 | 133352.1432 | 3.3356 | 15660.3667 | 26468.9778 | 319.2578 | 539.6059
1 | 6100 | 707 | 0.015 | 15 | 15 | 7 | 1.7783e-10 | 5spot_SharedNeighbor | Water | Porous | Wet | R245fa | MinimizeLCOE_Brownfield | IgnoreSilica | 2019 | 94.4077 | 15.5341 | 0.89911 | 4 | 14839.6841 | 24864.2616 | 302.527 | 506.8916 | 101.7962 | 0 | 143.9233 | 2431454.7168 | 86330.9137 | 3097633.1525 | 3177565.7789 | 0 | 357877.4245 | 0 | 3568836.1747 | 9285379.6577 | 6337462.4118 | 28342540.2307 | 961560.8286 | 24065791.4134 | 24065791.4134 | 1478867.319 | 10508037.6352 | 0 | 53369892.4728 | 89422588.8405 | 177827.941 | 3.5964 | 14839.6841 | 24864.2616 | 302.527 | 506.8916
1 | 6100 | 707 | 0.015 | 15 | 15 | 7 | 2.3714e-10 | 5spot_SharedNeighbor | Water | Porous | Wet | R245fa | MinimizeLCOE_Brownfield | IgnoreSilica | 2019 | 98.2787 | 16.1669 | 0.95286 | 4 | 14234.6697 | 23693.7458 | 290.193 | 483.0291 | 101.7816 | 0 | 130.3678 | 2500789.677 | 88760.6283 | 3198218.7677 | 3306522.531 | 0 | 342207.2573 | 0 | 3680234.5559 | 9575215.3945 | 6535281.2577 | 29227230.0693 | 961560.8286 | 24065791.4134 | 24065791.4134 | 1478867.319 | 10508037.6352 | 0 | 54254582.3114 | 90307278.6791 | 237137.3706 | 3.8114 | 14234.6697 | 23693.7458 | 290.193 | 483.0291
1 | 6100 | 707 | 0.015 | 15 | 15 | 7 | 3.1623e-10 | 5spot_SharedNeighbor | Water | Porous | Wet | R245fa | MinimizeLCOE_Brownfield | IgnoreSilica | 2019 | 101.2944 | 16.6586 | 0.99606 | 4 | 13787.0934 | 22835.9327 | 281.0685 | 465.5414 | 101.7664 | 0 | 152.7768 | 2554040.5655 | 90623.2908 | 3275834.9321 | 3406870.4832 | 0 | 327525.7902 | 0 | 3765409.0741 | 9796822.0193 | 6686532.3327 | 29903658.4881 | 961560.8286 | 24065791.4134 | 24065791.4134 | 1478867.319 | 10508037.6352 | 0 | 54931010.7301 | 90983707.0978 | 316227.766 | 3.9842 | 13787.0934 | 22835.9327 | 281.0685 | 465.5414
1 | 6100 | 707 | 0.015 | 15 | 15 | 7 | 4.217e-10 | 5spot_SharedNeighbor | Water | Porous | Wet | R245fa | MinimizeLCOE_Brownfield | IgnoreSilica | 2019 | 103.6307 | 17.0387 | 1.0302 | 4 | 13454.9939 | 22203.6077 | 274.2982 | 452.6506 | 101.7526 | 0 | 158.2879 | 2594848.6535 | 92048.6341 | 3335530.7779 | 3484545.0943 | 0 | 314680.7143 | 0 | 3830445.0109 | 9966032.1861 | 6802021.7485 | 30420152.8197 | 961560.8286 | 24065791.4134 | 24065791.4134 | 1478867.319 | 10508037.6352 | 0 | 55447505.0617 | 91500201.4294 | 421696.5034 | 4.121 | 13454.9939 | 22203.6077 | 274.2982 | 452.6506
1 | 6100 | 707 | 0.015 | 15 | 15 | 7 | 5.6234e-10 | 5spot_SharedNeighbor | Water | Porous | Wet | R245fa | MinimizeLCOE_Brownfield | IgnoreSilica | 2019 | 105.4166 | 17.3288 | 1.0569 | 4 | 13207.9718 | 21736.0274 | 269.2624 | 443.1183 | 101.7407 | 0 | 156.3889 | 2625783.0596 | 93127.8718 | 3380908.599 | 3543876.8909 | 0 | 303786.5461 | 0 | 3879518.3572 | 10093710.9669 | 6889165.1399 | 30809877.4313 | 961560.8286 | 24065791.4134 | 24065791.4134 | 1478867.319 | 10508037.6352 | 0 | 55837229.6734 | 91889926.0411 | 562341.3252 | 4.2275 | 13207.9718 | 21736.0274 | 269.2624 | 443.1183
1 | 6100 | 707 | 0.015 | 15 | 15 | 7 | 7.4989e-10 | 5spot_SharedNeighbor | Water | Porous | Wet | R245fa | MinimizeLCOE_Brownfield | IgnoreSilica | 2019 | 106.7855 | 17.5508 | 1.0775 | 4 | 13023.8736 | 21388.6946 | 265.5093 | 436.0375 | 101.7309 | 0 | 126.9264 | 2649345.8116 | 93949.1971 | 3415545.9629 | 3589332.1998 | 0 | 294929.969 | 0 | 3916810.2248 | 10190736.7566 | 6955387.235 | 31106037.3567 | 961560.8286 | 24065791.4134 | 24065791.4134 | 1478867.319 | 10508037.6352 | 0 | 56133389.5988 | 92186085.9665 | 749894.2093 | 4.31 | 13023.8736 | 21388.6946 | 265.5093 | 436.0375
1 | 6100 | 707 | 0.015 | 15 | 15 | 7 | 1e-09 | 5spot_SharedNeighbor | Water | Porous | Wet | R245fa | MinimizeLCOE_Brownfield | IgnoreSilica | 2019 | 107.8159 | 17.7177 | 1.0933 | 4 | 12886.4625 | 21130.6123 | 262.708 | 430.7761 | 101.7231 | 0 | 167.3272 | 2666995.4679 | 94563.9888 | 3441532.6528 | 3623529.7648 | 0 | 287744.5062 | 0 | 3944602.8884 | 10263047.5664 | 7004740.8486 | 31326757.6839 | 961560.8286 | 24065791.4134 | 24065791.4134 | 1478867.319 | 10508037.6352 | 0 | 56354109.926 | 92406806.2937 | 1000000 | 4.3731 | 12886.4625 | 21130.6123 | 262.708 | 430.7761
1 | 6100 | 707 | 0.015 | 15 | 15 | 7 | 1.3335e-09 | 5spot_SharedNeighbor | Water | Porous | Wet | R245fa | MinimizeLCOE_Brownfield | IgnoreSilica | 2019 | 108.583 | 17.8419 | 1.1052 | 4 | 12783.7807 | 20938.7015 | 260.6147 | 426.8638 | 101.7171 | 0 | 160.9603 | 2680088.3029 | 95019.8163 | 3460833.1733 | 3648981.0957 | 0 | 281960.6193 | 0 | 3965084.3729 | 10316336.1877 | 7041111.4276 | 31489414.9958 | 961560.8286 | 24065791.4134 | 24065791.4134 | 1478867.319 | 10508037.6352 | 0 | 56516767.2378 | 92569463.6056 | 1333521.4322 | 4.421 | 12783.7807 | 20938.7015 | 260.6147 | 426.8638
1 | 6100 | 707 | 0.015 | 15 | 15 | 7 | 1.7783e-09 | 5spot_SharedNeighbor | Water | Porous | Wet | R245fa | MinimizeLCOE_Brownfield | IgnoreSilica | 2019 | 108.958 | 17.9026 | 1.1143 | 4 | 12693.6831 | 20782.1166 | 258.7779 | 423.6716 | 101.7142 | 0 | 148.7043 | 2686477.328 | 95242.1987 | 3470257.5497 | 3661423.9951 | 0 | 273815.4341 | 0 | 3973014.4372 | 10336968.5883 | 7055193.465 | 31552392.9962 | 961560.8286 | 24065791.4134 | 24065791.4134 | 1478867.319 | 10508037.6352 | 0 | 56579745.2383 | 92632441.606 | 1778279.41 | 4.4573 | 12693.6831 | 20782.1166 | 258.7779 | 423.6716
1 | 6100 | 707 | 0.015 | 15 | 15 | 7 | 2.3714e-09 | 5spot_SharedNeighbor | Water | Porous | Wet | R245fa | MinimizeLCOE_Brownfield | IgnoreSilica | 2019 | 110.0808 | 18.0842 | 1.1247 | 4 | 12637.0385 | 20650.7155 | 257.6231 | 420.9928 | 101.705 | 0 | 159.6145 | 2705545.1318 | 95905.5872 | 3498412.9194 | 3698661.4668 | 0 | 276825.1241 | 0 | 4007386.5894 | 10426397.8776 | 7116230.7925 | 31825365.4887 | 961560.8286 | 24065791.4134 | 24065791.4134 | 1478867.319 | 10508037.6352 | 0 | 56852717.7308 | 92905414.0985 | 2371373.7057 | 4.4989 | 12637.0385 | 20650.7155 | 257.6231 | 420.9928
1 | 6100 | 707 | 0.015 | 15 | 15 | 7 | 3.1623e-09 | 5spot_SharedNeighbor | Water | Porous | Wet | R245fa | MinimizeLCOE_Brownfield | IgnoreSilica | 2019 | 110.4124 | 18.1378 | 1.1299 | 4 | 12594.9089 | 20572.0613 | 256.7643 | 419.3893 | 101.7022 | 0 | 141.5483 | 2711158.0453 | 96100.7668 | 3506709.6895 | 3709653.5482 | 0 | 274297.9496 | 0 | 4016188.7997 | 10449299.4233 | 7131861.568 | 31895269.7904 | 961560.8286 | 24065791.4134 | 24065791.4134 | 1478867.319 | 10508037.6352 | 0 | 56922622.0324 | 92975318.4001 | 3162277.6602 | 4.5195 | 12594.9089 | 20572.0613 | 256.7643 | 419.3893
1 | 6100 | 707 | 0.015 | 15 | 15 | 7 | 4.217e-09 | 5spot_SharedNeighbor | Water | Porous | Wet | R245fa | MinimizeLCOE_Brownfield | IgnoreSilica | 2019 | 110.6681 | 18.1791 | 1.1338 | 4 | 12563.351 | 20512.9525 | 256.1209 | 418.1843 | 101.7 | 0 | 151.7362 | 2715483.317 | 96251.1454 | 3513105.5846 | 3718132.8368 | 0 | 272432.3003 | 0 | 4023008.0218 | 10467041.6403 | 7143970.9957 | 31949425.842 | 961560.8286 | 24065791.4134 | 24065791.4134 | 1478867.319 | 10508037.6352 | 0 | 56976778.0841 | 93029474.4518 | 4216965.0343 | 4.5352 | 12563.351 | 20512.9525 | 256.1209 | 418.1843
1 | 6100 | 707 | 0.015 | 15 | 15 | 7 | 5.6234e-09 | 5spot_SharedNeighbor | Water | Porous | Wet | R245fa | MinimizeLCOE_Brownfield | IgnoreSilica | 2019 | 110.8534 | 18.2091 | 1.1367 | 4 | 12539.7054 | 20468.9461 | 255.6389 | 417.2872 | 101.6984 | 0 | 143.9134 | 2718612.632 | 96359.9291 | 3517734.3659 | 3724272.4836 | 0 | 270950.9315 | 0 | 4027892.8334 | 10479750.9182 | 7152645.339 | 31988219.4328 | 961560.8286 | 24065791.4134 | 24065791.4134 | 1478867.319 | 10508037.6352 | 0 | 57015571.6748 | 93068268.0425 | 5623413.2519 | 4.5468 | 12539.7054 | 20468.9461 | 255.6389 | 417.2872
1 | 6100 | 707 | 0.015 | 15 | 15 | 7 | 7.4989e-09 | 5spot_SharedNeighbor | Water | Porous | Wet | R245fa | MinimizeLCOE_Brownfield | IgnoreSilica | 2019 | 110.9776 | 18.2291 | 1.1388 | 4 | 12521.9846 | 20436.5221 | 255.2776 | 416.6261 | 101.6973 | 0 | 152.5041 | 2720710.8657 | 96432.8616 | 3520838.7022 | 3728391.6038 | 0 | 269691.9994 | 0 | 4031065.7527 | 10488006.2033 | 7158279.7407 | 32013417.7293 | 961560.8286 | 24065791.4134 | 24065791.4134 | 1478867.319 | 10508037.6352 | 0 | 57040769.9713 | 93093466.339 | 7498942.0933 | 4.5552 | 12521.9846 | 20436.5221 | 255.2776 | 416.6261
1 | 6100 | 707 | 0.015 | 15 | 15 | 7 | 1e-08 | 5spot_SharedNeighbor | Water | Porous | Wet | R245fa | MinimizeLCOE_Brownfield | IgnoreSilica | 2019 | 111.0897 | 18.2472 | 1.1405 | 4 | 12508.702 | 20411.5425 | 255.0068 | 416.1169 | 101.6964 | 0 | 147.7429 | 2722602.1117 | 96498.5966 | 3523637.1518 | 3732105.7389 | 0 | 268916.5917 | 0 | 4034066.4744 | 10495813.4654 | 7163608.3576 | 32037248.488 | 961560.8286 | 24065791.4134 | 24065791.4134 | 1478867.319 | 10508037.6352 | 0 | 57064600.7301 | 93117297.0978 | 10000000 | 4.562 | 12508.702 | 20411.5425 | 255.0068 | 416.1169
1 | 6200 | 707 | 0.015 | 15 | 15 | 7 | 1e-13 | 5spot_SharedNeighbor | Water | Porous | Wet | R245fa | MinimizeLCOE_Brownfield | IgnoreSilica | 2019 | 0 | 0 | 0 | 0 |  |  |  |  | 15 |  | 22.1884 | [19 empty] | 100 | 0
1 | 6200 | 707 | 0.015 | 15 | 15 | 7 | 1.3335e-13 | 5spot_SharedNeighbor | Water | Porous | Wet | R245fa | MinimizeLCOE_Brownfield | IgnoreSilica | 2019 | 0 | 0 | 0 | 0 |  |  |  |  | 15 |  | 23.5379 | [19 empty] | 133.3521 | 0
1 | 6200 | 707 | 0.015 | 15 | 15 | 7 | 1.7783e-13 | 5spot_SharedNeighbor | Water | Porous | Wet | R245fa | MinimizeLCOE_Brownfield | IgnoreSilica | 2019 | 0 | 0 | 0 | 0 |  |  |  |  | 15 |  | 23.2947 | [19 empty] | 177.8279 | 0
1 | 6200 | 707 | 0.015 | 15 | 15 | 7 | 2.3714e-13 | 5spot_SharedNeighbor | Water | Porous | Wet | R245fa | MinimizeLCOE_Brownfield | IgnoreSilica | 2019 | 0 | 0 | 0 | 0 |  |  |  |  | 15 |  | 23.8417 | [19 empty] | 237.1374 | 0
1 | 6200 | 707 | 0.015 | 15 | 15 | 7 | 3.1623e-13 | 5spot_SharedNeighbor | Water | Porous | Wet | R245fa | MinimizeLCOE_Brownfield | IgnoreSilica | 2019 | 0 | 0 | 0 | 0 |  |  |  |  | 15 |  | 24.8113 | [19 empty] | 316.2278 | 0
1 | 6200 | 707 | 0.015 | 15 | 15 | 7 | 4.217e-13 | 5spot_SharedNeighbor | Water | Porous | Wet | R245fa | MinimizeLCOE_Brownfield | IgnoreSilica | 2019 | 0 | 0 | 0 | 0 |  |  |  |  | 15 |  | 28.323 | [19 empty] | 421.6965 | 0
1 | 6200 | 707 | 0.015 | 15 | 15 | 7 | 5.6234e-13 | 5spot_SharedNeighbor | Water | Porous | Wet | R245fa | MinimizeLCOE_Brownfield | IgnoreSilica | 2019 | 0 | 0 | 0 | 0 |  |  |  |  | 15 |  | 27.426 | [19 empty] | 562.3413 | 0
1 | 6200 | 707 | 0.015 | 15 | 15 | 7 | 7.4989e-13 | 5spot_SharedNeighbor | Water | Porous | Wet | R245fa | MinimizeLCOE_Brownfield | IgnoreSilica | 2019 | 0 | 0 | 0 | 0 |  |  |  |  | 15 |  | 26.589 | [19 empty] | 749.8942 | 0
1 | 6200 | 707 | 0.015 | 15 | 15 | 7 | 1e-12 | 5spot_SharedNeighbor | Water | Porous | Wet | R245fa | MinimizeLCOE_Brownfield | IgnoreSilica | 2019 | 1.6 | 0.15252 | 0.0012745 | 4 | 5183838.1854 | 12410386.0649 | 105679.5531 | 253002.5062 | 75.1456 | 0 | 30.0078 | 76557.5813 | 2245.5767 | 78314.5797 | 66645.1539 | 0 | 46420.1064 | 0 | 105371.3692 | 274154.6881 | 187116.208 | 836825.2634 | 961560.8286 | 24629381.4663 | 24629381.4663 | 1478867.319 | 10733473.6564 | 0 | 26427767.5584 | 63269490.0002 | 1000 | 0.0050981 | 5183838.1854 | 12410386.0649 | 105679.5531 | 253002.5062
1 | 6200 | 707 | 0.015 | 15 | 15 | 7 | 1.3335e-12 | 5spot_SharedNeighbor | Water | Porous | Wet | R245fa | MinimizeLCOE_Brownfield | IgnoreSilica | 2019 | 2.7157 | 0.32469 | 0.0050534 | 4 | 1337317.4372 | 3159938.6059 | 27263.0248 | 64419.6226 | 85.1264 | 0 | 80.8316 | 142467.5649 | 4510.027 | 142167.9136 | 103142.3531 | 0 | 72978.5472 | 0 | 181453.8983 | 472105.8221 | 322221.9244 | 1441048.0506 | 961560.8286 | 24629381.4663 | 24629381.4663 | 1478867.319 | 10733473.6564 | 0 | 27031990.3456 | 63873712.7873 | 1333.5214 | 0.020214 | 1337317.4372 | 3159938.6059 | 27263.0248 | 64419.6226
1 | 6200 | 707 | 0.015 | 15 | 15 | 7 | 1.7783e-12 | 5spot_SharedNeighbor | Water | Porous | Wet | R245fa | MinimizeLCOE_Brownfield | IgnoreSilica | 2019 | 3.8996 | 0.51731 | 0.011107 | 4 | 621625.0495 | 1450872.9386 | 12672.6674 | 29578.0073 | 90.2104 | 0 | 79.9655 | 205572.9233 | 6759.8503 | 205527.5674 | 142623.1112 | 0 | 93818.2691 | 0 | 255177.6713 | 663919.9566 | 453139.0126 | 2026538.3617 | 961560.8286 | 24629381.4663 | 24629381.4663 | 1478867.319 | 10733473.6564 | 0 | 27617480.6567 | 64459203.0984 | 1778.2794 | 0.044428 | 621625.0495 | 1450872.9386 | 12672.6674 | 29578.0073
1 | 6200 | 707 | 0.015 | 15 | 15 | 7 | 2.3714e-12 | 5spot_SharedNeighbor | Water | Porous | Wet | R245fa | MinimizeLCOE_Brownfield | IgnoreSilica | 2019 | 5.354 | 0.75932 | 0.01999 | 4 | 353748.6582 | 814500.7449 | 7211.6449 | 16604.6994 | 93.6366 | 0 | 47.4568 | 275889.5982 | 9305.1011 | 278640.3168 | 191704.4387 | 0 | 114518.2464 | 0 | 339322.5034 | 882847.5493 | 602561.5931 | 2694789.3469 | 961560.8286 | 24629381.4663 | 24629381.4663 | 1478867.319 | 10733473.6564 | 0 | 28285731.6418 | 65127454.0836 | 2371.3737 | 0.07996 | 353748.6582 | 814500.7449 | 7211.6449 | 16604.6994
1 | 6200 | 707 | 0.015 | 15 | 15 | 7 | 3.1623e-12 | 5spot_SharedNeighbor | Water | Porous | Wet | R245fa | MinimizeLCOE_Brownfield | IgnoreSilica | 2019 | 7.1586 | 1.0624 | 0.032291 | 4 | 224973.9917 | 510205.167 | 4586.3991 | 10401.2224 | 96.0455 | 0 | 86.1198 | 355076.7551 | 12189.4249 | 363845.4927 | 252812.272 | 0 | 135679.3424 | 0 | 436645.282 | 1136061.4554 | 775385.287 | 3467695.3115 | 961560.8286 | 24629381.4663 | 24629381.4663 | 1478867.319 | 10733473.6564 | 0 | 29058637.6065 | 65900360.0482 | 3162.2777 | 0.12916 | 224973.9917 | 510205.167 | 4586.3991 | 10401.2224
1 | 6200 | 707 | 0.015 | 15 | 15 | 7 | 4.217e-12 | 5spot_SharedNeighbor | Water | Porous | Wet | R245fa | MinimizeLCOE_Brownfield | IgnoreSilica | 2019 | 9.6607 | 1.4866 | 0.04936 | 4 | 152322.5182 | 338919.3504 | 3105.3006 | 6909.3294 | 98.0246 | 0 | 92.5651 | 455418.6231 | 15856.3949 | 475324.2267 | 337484.9267 | 0 | 163537.5348 | 0 | 564572.4654 | 1468901.7452 | 1002555.624 | 4483651.5408 | 961560.8286 | 24629381.4663 | 24629381.4663 | 1478867.319 | 10733473.6564 | 0 | 30074593.8358 | 66916316.2775 | 4216.965 | 0.19744 | 152322.5182 | 338919.3504 | 3105.3006 | 6909.3294
1 | 6200 | 707 | 0.015 | 15 | 15 | 7 | 5.6234e-12 | 5spot_SharedNeighbor | Water | Porous | Wet | R245fa | MinimizeLCOE_Brownfield | IgnoreSilica | 2019 | 12.6692 | 1.9978 | 0.072038 | 4 | 108336.283 | 236191.0936 | 2208.5817 | 4815.0749 | 99.3841 | 0 | 79.7679 | 565418.5155 | 19875.2028 | 601503.8653 | 439556.0544 | 0 | 190243.3693 | 0 | 708472.8328 | 1843300.9833 | 1258090.7971 | 5626461.6206 | 961560.8286 | 24629381.4663 | 24629381.4663 | 1478867.319 | 10733473.6564 | 0 | 31217403.9155 | 68059126.3573 | 5623.4133 | 0.28815 | 108336.283 | 236191.0936 | 2208.5817 | 4815.0749
1 | 6200 | 707 | 0.015 | 15 | 15 | 7 | 7.4989e-12 | 5spot_SharedNeighbor | Water | Porous | Wet | R245fa | MinimizeLCOE_Brownfield | IgnoreSilica | 2019 | 16.5667 | 2.6614 | 0.10211 | 4 | 79865.3444 | 170062.9365 | 1628.1631 | 3466.963 | 100.4314 | 0 | 92.3469 | 696223.7525 | 24647.1166 | 756021.8522 | 571728.2746 | 0 | 221297.9015 | 0 | 885268.37 | 2303286.7052 | 1572040.5041 | 7030514.4767 | 961560.8286 | 24629381.4663 | 24629381.4663 | 1478867.319 | 10733473.6564 | 0 | 32621456.7717 | 69463179.2135 | 7498.9421 | 0.40846 | 79865.3444 | 170062.9365 | 1628.1631 | 3466.963
1 | 6200 | 707 | 0.015 | 15 | 15 | 7 | 1e-11 | 5spot_SharedNeighbor | Water | Porous | Wet | R245fa | MinimizeLCOE_Brownfield | IgnoreSilica | 2019 | 21.4318 | 3.491 | 0.14141 | 4 | 60611.4277 | 125742.5554 | 1235.6459 | 2563.4321 | 101.217 | 0 | 89.8367 | 846694.3006 | 30125.7159 | 938741.1896 | 736957.9484 | 0 | 254545.493 | 0 | 1094755.2125 | 2848328.4978 | 1944042.727 | 8694191.0848 | 961560.8286 | 24629381.4663 | 24629381.4663 | 1478867.319 | 10733473.6564 | 0 | 34285133.3798 | 71126855.8215 | 10000 | 0.56565 | 60611.4277 | 125742.5554 | 1235.6459 | 2563.4321
1 | 6200 | 707 | 0.015 | 15 | 15 | 7 | 1.3335e-11 | 5spot_SharedNeighbor | Water | Porous | Wet | R245fa | MinimizeLCOE_Brownfield | IgnoreSilica | 2019 | 27.4339 | 4.5152 | 0.19191 | 4 | 47207.3437 | 95200.3084 | 962.3856 | 1940.7871 | 101.811 | 0 | 122.5104 | 1018383.3701 | 36360.3217 | 1152760.0469 | 940546.1796 | 0 | 289737.5133 | 0 | 1340737.0983 | 3488322.9069 | 2380852.0618 | 10647699.4986 | 961560.8286 | 24629381.4663 | 24629381.4663 | 1478867.319 | 10733473.6564 | 0 | 36238641.7936 | 73080364.2354 | 13335.2143 | 0.76765 | 47207.3437 | 95200.3084 | 962.3856 | 1940.7871
1 | 6200 | 707 | 0.015 | 15 | 15 | 7 | 1.7783e-11 | 5spot_SharedNeighbor | Water | Porous | Wet | R245fa | MinimizeLCOE_Brownfield | IgnoreSilica | 2019 | 34.6519 | 5.748 | 0.25548 | 4 | 37659.2707 | 73711.1494 | 767.7352 | 1502.7015 | 102.2599 | 0 | 96.022 | 1210409.9394 | 43318.4059 | 1397852.4998 | 1185821.0528 | 0 | 325443.4555 | 0 | 1623509.6878 | 4224039.1801 | 2882993.5357 | 12893387.757 | 961560.8286 | 24629381.4663 | 24629381.4663 | 1478867.319 | 10733473.6564 | 0 | 38484330.052 | 75326052.4937 | 17782.7941 | 1.0219 | 37659.2707 | 73711.1494 | 767.7352 | 1502.7015
1 | 6200 | 707 | 0.015 | 15 | 15 | 7 | 2.3714e-11 | 5spot_SharedNeighbor | Water | Porous | Wet | R245fa | MinimizeLCOE_Brownfield | IgnoreSilica | 2019 | 42.9781 | 7.1709 | 0.33288 | 4 | 30766.7445 | 58435.8894 | 627.2217 | 1191.2946 | 102.5957 | 0 | 128.5936 | 1417527.7963 | 50806.438 | 1668002.9772 | 1469071.3307 | 0 | 358751.582 | 0 | 1936022.4484 | 5037133.278 | 3437946.965 | 15375262.8157 | 961560.8286 | 24629381.4663 | 24629381.4663 | 1478867.319 | 10733473.6564 | 0 | 40966205.1107 | 77807927.5524 | 23713.7371 | 1.3315 | 30766.7445 | 58435.8894 | 627.2217 | 1191.2946
1 | 6200 | 707 | 0.015 | 15 | 15 | 7 | 3.1623e-11 | 5spot_SharedNeighbor | Water | Porous | Wet | R245fa | MinimizeLCOE_Brownfield | IgnoreSilica | 2019 | 52.087 | 8.7276 | 0.42293 | 4 | 25756.7078 | 47534.4473 | 525.0853 | 969.054 | 102.8401 | 0 | 142.2027 | 1630663.983 | 58492.9092 | 1951537.7532 | 1778957.4042 | 0 | 386155.9091 | 0 | 2264265.1039 | 5891153.3357 | 4020833.2027 | 17982059.601 | 961560.8286 | 24629381.4663 | 24629381.4663 | 1478867.319 | 10733473.6564 | 0 | 43573001.896 | 80414724.3378 | 31622.7766 | 1.6917 | 25756.7078 | 47534.4473 | 525.0853 | 969.054
1 | 6200 | 707 | 0.015 | 15 | 15 | 7 | 4.217e-11 | 5spot_SharedNeighbor | Water | Porous | Wet | R245fa | MinimizeLCOE_Brownfield | IgnoreSilica | 2019 | 61.4117 | 10.3197 | 0.52177 | 4 | 22107.1012 | 39759.383 | 450.6832 | 810.5488 | 103.0059 | 0 | 138.8766 | 1837223.5624 | 65921.5308 | 2231199.3479 | 2096016.5725 | 0 | 404014.7399 | 0 | 2587406.5439 | 6731901.0771 | 4594660.8119 | 20548344.1864 | 961560.8286 | 24629381.4663 | 24629381.4663 | 1478867.319 | 10733473.6564 | 0 | 46139286.4814 | 82981008.9232 | 42169.6503 | 2.0871 | 22107.1012 | 39759.383 | 450.6832 | 810.5488
1 | 6200 | 707 | 0.015 | 15 | 15 | 7 | 5.6234e-11 | 5spot_SharedNeighbor | Water | Porous | Wet | R245fa | MinimizeLCOE_Brownfield | IgnoreSilica | 2019 | 70.3787 | 11.847 | 0.62364 | 4 | 19449.2988 | 34218.1472 | 396.5003 | 697.5832 | 103.1059 | 0 | 125.8694 | 2026493.3012 | 72706.0118 | 2491493.0207 | 2400410.0181 | 0 | 411077.0695 | 0 | 2886849.9743 | 7510991.4588 | 5126406.0061 | 22926426.8605 | 961560.8286 | 24629381.4663 | 24629381.4663 | 1478867.319 | 10733473.6564 | 0 | 48517369.1555 | 85359091.5973 | 56234.1325 | 2.4946 | 19449.2988 | 34218.1472 | 396.5003 | 697.5832
1 | 6200 | 707 | 0.015 | 15 | 15 | 7 | 7.4989e-11 | 5spot_SharedNeighbor | Water | Porous | Wet | R245fa | MinimizeLCOE_Brownfield | IgnoreSilica | 2019 | 78.5345 | 13.2313 | 0.72244 | 4 | 17512.7159 | 30261.6915 | 357.0204 | 616.9255 | 103.1557 | 0 | 138.359 | 2191646.1958 | 78605.9555 | 2721684.9889 | 2676821.6695 | 0 | 408376.6709 | 0 | 3150082.8374 | 8195869.3721 | 5593849.2548 | 25016936.9449 | 961560.8286 | 24629381.4663 | 24629381.4663 | 1478867.319 | 10733473.6564 | 0 | 50607879.2398 | 87449601.6816 | 74989.4209 | 2.8898 | 17512.7159 | 30261.6915 | 357.0204 | 616.9255
1 | 6200 | 707 | 0.015 | 15 | 15 | 7 | 1e-10 | 5spot_SharedNeighbor | Water | Porous | Wet | R245fa | MinimizeLCOE_Brownfield | IgnoreSilica | 2019 | 85.5797 | 14.4222 | 0.81305 | 4 | 16099.0855 | 27427.2799 | 328.2016 | 559.1422 | 103.1715 | 0 | 163.2242 | 2329436.9918 | 83511.8126 | 2915922.3629 | 2915152.6701 | 0 | 398065.7006 | 0 | 3370414.9199 | 8769128.2543 | 5985110.2211 | 26766742.9334 | 961560.8286 | 24629381.4663 | 24629381.4663 | 1478867.319 | 10733473.6564 | 0 | 52357685.2284 | 89199407.6701 | 100000 | 3.2522 | 16099.0855 | 27427.2799 | 328.2016 | 559.1422
1 | 6200 | 707 | 0.015 | 15 | 15 | 7 | 1.3335e-10 | 5spot_SharedNeighbor | Water | Porous | Wet | R245fa | MinimizeLCOE_Brownfield | IgnoreSilica | 2019 | 91.4575 | 15.4117 | 0.89249 | 4 | 15063.9859 | 25383.9547 | 307.0997 | 517.4863 | 103.1675 | 0 | 165.8961 | 2441179.6533 | 87477.8497 | 3074909.4245 | 3113622.2697 | 0 | 383344.5982 | 0 | 3549208.1802 | 9234311.6421 | 6302607.4419 | 28186661.0595 | 961560.8286 | 24629381.4663 | 24629381.4663 | 1478867.319 | 10733473.6564 | 0 | 53777603.3544 | 90619325.7962 | 133352.1432 | 3.5699 | 15063.9859 | 25383.9547 | 307.0997 | 517.4863
1 | 6200 | 707 | 0.015 | 15 | 15 | 7 | 1.7783e-10 | 5spot_SharedNeighbor | Water | Porous | Wet | R245fa | MinimizeLCOE_Brownfield | IgnoreSilica | 2019 | 96.2176 | 16.21 | 0.95957 | 4 | 14303.2368 | 23901.7491 | 291.5908 | 487.2695 | 103.1539 | 0 | 130.0712 | 2529643.8269 | 90609.098 | 3201718.3631 | 3274078.4846 | 0 | 366786.2296 | 0 | 3690506.0408 | 9601939.6913 | 6553521.1395 | 29308802.8737 | 961560.8286 | 24629381.4663 | 24629381.4663 | 1478867.319 | 10733473.6564 | 0 | 54899745.1687 | 91741467.6104 | 177827.941 | 3.8383 | 14303.2368 | 23901.7491 | 291.5908 | 487.2695
1 | 6200 | 707 | 0.015 | 15 | 15 | 7 | 2.3714e-10 | 5spot_SharedNeighbor | Water | Porous | Wet | R245fa | MinimizeLCOE_Brownfield | IgnoreSilica | 2019 | 99.9908 | 16.8407 | 1.0146 | 4 | 13742.0269 | 22819.9189 | 280.1498 | 465.2149 | 103.137 | 0 | 143.0941 | 2598526.6526 | 93041.664 | 3301041.4035 | 3401078.7038 | 0 | 350333.7007 | 0 | 3800168.6286 | 9887259.2498 | 6748257.6009 | 30179707.6038 | 961560.8286 | 24629381.4663 | 24629381.4663 | 1478867.319 | 10733473.6564 | 0 | 55770649.8988 | 92612372.3406 | 237137.3706 | 4.0584 | 13742.0269 | 22819.9189 | 280.1498 | 465.2149
1 | 6200 | 707 | 0.015 | 15 | 15 | 7 | 3.1623e-10 | 5spot_SharedNeighbor | Water | Porous | Wet | R245fa | MinimizeLCOE_Brownfield | IgnoreSilica | 2019 | 102.9339 | 17.3314 | 1.0587 | 4 | 13326.6074 | 22026.0061 | 271.6809 | 449.0299 | 103.1201 | 0 | 139.2217 | 2651517.9548 | 94909.5384 | 3377801.1161 | 3500019.1976 | 0 | 335184.1954 | 0 | 3884178.4809 | 10105835.6528 | 6897440.4872 | 30846886.6233 | 961560.8286 | 24629381.4663 | 24629381.4663 | 1478867.319 | 10733473.6564 | 0 | 56437828.9183 | 93279551.36 | 316227.766 | 4.235 | 13326.6074 | 22026.0061 | 271.6809 | 449.0299
1 | 6200 | 707 | 0.015 | 15 | 15 | 7 | 4.217e-10 | 5spot_SharedNeighbor | Water | Porous | Wet | R245fa | MinimizeLCOE_Brownfield | IgnoreSilica | 2019 | 105.2165 | 17.7111 | 1.0936 | 4 | 13018.2128 | 21440.1491 | 265.3939 | 437.0864 | 103.105 | 0 | 155.5545 | 2692181.816 | 96340.7557 | 3436912.7695 | 3576680.0393 | 0 | 322070.464 | 0 | 3948432.4794 | 10273011.3764 | 7011541.3537 | 31357171.054 | 961560.8286 | 24629381.4663 | 24629381.4663 | 1478867.319 | 10733473.6564 | 0 | 56948113.349 | 93789835.7908 | 421696.5034 | 4.3745 | 13018.2128 | 21440.1491 | 265.3939 | 437.0864
1 | 6200 | 707 | 0.015 | 15 | 15 | 7 | 5.6234e-10 | 5spot_SharedNeighbor | Water | Porous | Wet | R245fa | MinimizeLCOE_Brownfield | IgnoreSilica | 2019 | 106.9487 | 17.9987 | 1.1207 | 4 | 12788.729 | 21007.1134 | 260.7155 | 428.2584 | 103.0924 | 0 | 139.1815 | 2722789.9377 | 97416.7932 | 3481527.1995 | 3634808.7117 | 0 | 310895.4552 | 0 | 3996500.858 | 10398075.4374 | 7096900.1451 | 31738914.5378 | 961560.8286 | 24629381.4663 | 24629381.4663 | 1478867.319 | 10733473.6564 | 0 | 57329856.8327 | 94171579.2745 | 562341.3252 | 4.4828 | 12788.729 | 21007.1134 | 260.7155 | 428.2584
1 | 6200 | 707 | 0.015 | 15 | 15 | 7 | 7.4989e-10 | 5spot_SharedNeighbor | Water | Porous | Wet | R245fa | MinimizeLCOE_Brownfield | IgnoreSilica | 2019 | 108.2781 | 18.2192 | 1.1417 | 4 | 12617.6459 | 20685.1936 | 257.2278 | 421.6957 | 103.082 | 0 | 170.9204 | 2746136.982 | 98236.8276 | 3515627.7706 | 3679394.4363 | 0 | 301867.905 | 0 | 4033092.9294 | 10493280.5013 | 7161879.5575 | 32029516.9098 | 961560.8286 | 24629381.4663 | 24629381.4663 | 1478867.319 | 10733473.6564 | 0 | 57620459.2048 | 94462181.6465 | 749894.2093 | 4.5667 | 12617.6459 | 20685.1936 | 257.2278 | 421.6957
1 | 6200 | 707 | 0.015 | 15 | 15 | 7 | 1e-09 | 5spot_SharedNeighbor | Water | Porous | Wet | R245fa | MinimizeLCOE_Brownfield | IgnoreSilica | 2019 | 109.2649 | 18.3826 | 1.1576 | 4 | 12489.9171 | 20446.3964 | 254.6239 | 416.8274 | 103.0739 | 0 | 178.3589 | 2763387.3223 | 98842.3048 | 3540862.6602 | 3712475.3208 | 0 | 294439.9719 | 0 | 4059902.9562 | 10563034.6915 | 7209488.2256 | 32242433.4536 | 961560.8286 | 24629381.4663 | 24629381.4663 | 1478867.319 | 10733473.6564 | 0 | 57833375.7485 | 94675098.1903 | 1000000 | 4.6304 | 12489.9171 | 20446.3964 | 254.6239 | 416.8274
1 | 6200 | 707 | 0.015 | 15 | 15 | 7 | 1.3335e-09 | 5spot_SharedNeighbor | Water | Porous | Wet | R245fa | MinimizeLCOE_Brownfield | IgnoreSilica | 2019 | 110.0297 | 18.5092 | 1.1698 | 4 | 12394.4512 | 20267.6581 | 252.6777 | 413.1836 | 103.0675 | 0 | 160.6648 | 2776709.6705 | 99309.668 | 3560374.1608 | 3738103.7809 | 0 | 288771.6613 | 0 | 4080674.8872 | 10617078.995 | 7246374.5732 | 32407397.3969 | 961560.8286 | 24629381.4663 | 24629381.4663 | 1478867.319 | 10733473.6564 | 0 | 57998339.6919 | 94840062.1337 | 1333521.4322 | 4.6794 | 12394.4512 | 20267.6581 | 252.6777 | 413.1836
1 | 6200 | 707 | 0.015 | 15 | 15 | 7 | 1.7783e-09 | 5spot_SharedNeighbor | Water | Porous | Wet | R245fa | MinimizeLCOE_Brownfield | IgnoreSilica | 2019 | 110.595 | 18.6027 | 1.1791 | 4 | 12323.0402 | 20134.627 | 251.2218 | 410.4716 | 103.0626 | 0 | 161.4246 | 2786530.4677 | 99654.0541 | 3574770.1895 | 3757041.3222 | 0 | 284247.2848 | 0 | 4095874.8941 | 10656626.2951 | 7273366.4182 | 32528110.9257 | 961560.8286 | 24629381.4663 | 24629381.4663 | 1478867.319 | 10733473.6564 | 0 | 58119053.2206 | 94960775.6624 | 1778279.41 | 4.7163 | 12323.0402 | 20134.627 | 251.2218 | 410.4716
1 | 6200 | 707 | 0.015 | 15 | 15 | 7 | 2.3714e-09 | 5spot_SharedNeighbor | Water | Porous | Wet | R245fa | MinimizeLCOE_Brownfield | IgnoreSilica | 2019 | 109.487 | 18.4194 | 1.1786 | 4 | 12259.2875 | 20074.2471 | 249.9222 | 409.2407 | 103.072 | 0 | 335.8521 | 2767253.6419 | 98977.8776 | 3546526.9495 | 3719914.8524 | 0 | 264435.1306 | 0 | 4054872.2963 | 10549945.9463 | 7200554.888 | 32202481.5826 | 961560.8286 | 24629381.4663 | 24629381.4663 | 1478867.319 | 10733473.6564 | 0 | 57793423.8776 | 94635146.3193 | 2371373.7057 | 4.7143 | 12259.2875 | 20074.2471 | 249.9222 | 409.2407
1 | 6200 | 707 | 0.015 | 15 | 15 | 7 | 3.1623e-09 | 5spot_SharedNeighbor | Water | Porous | Wet | R245fa | MinimizeLCOE_Brownfield | IgnoreSilica | 2019 | 111.2795 | 18.7159 | 1.1921 | 4 | 12217.3301 | 19943.7456 | 249.0668 | 406.5802 | 103.0566 | 0 | 163.7966 | 2798396.9978 | 100070.0561 | 3592177.8545 | 3779970.9053 | 0 | 275735.1184 | 0 | 4113076.8635 | 10701382.2908 | 7303913.3049 | 32664723.3913 | 961560.8286 | 24629381.4663 | 24629381.4663 | 1478867.319 | 10733473.6564 | 0 | 58255665.6863 | 95097388.128 | 3162277.6602 | 4.7683 | 12217.3301 | 19943.7456 | 249.0668 | 406.5802
1 | 6200 | 707 | 0.015 | 15 | 15 | 7 | 4.217e-09 | 5spot_SharedNeighbor | Water | Porous | Wet | R245fa | MinimizeLCOE_Brownfield | IgnoreSilica | 2019 | 112.0643 | 18.8456 | 1.199 | 4 | 12187.7693 | 19869.581 | 248.4642 | 405.0683 | 103.0495 | 0 | 153.208 | 2811961.159 | 100545.3647 | 3612095.061 | 3806248.7856 | 0 | 278938.9008 | 0 | 4137817.8158 | 10765753.1735 | 7347847.755 | 32861208.0156 | 961560.8286 | 24629381.4663 | 24629381.4663 | 1478867.319 | 10733473.6564 | 0 | 58452150.3106 | 95293872.7523 | 4216965.0343 | 4.796 | 12187.7693 | 19869.581 | 248.4642 | 405.0683
1 | 6200 | 707 | 0.015 | 15 | 15 | 7 | 5.6234e-09 | 5spot_SharedNeighbor | Water | Porous | Wet | R245fa | MinimizeLCOE_Brownfield | IgnoreSilica | 2019 | 112.2493 | 18.8762 | 1.202 | 4 | 12165.7859 | 19828.567 | 248.016 | 404.2322 | 103.0478 | 0 | 147.8606 | 2815152.5051 | 100657.1493 | 3616784.7036 | 3812443.3279 | 0 | 277495.9229 | 0 | 4142788.1074 | 10778684.8528 | 7356673.8919 | 32900680.4609 | 961560.8286 | 24629381.4663 | 24629381.4663 | 1478867.319 | 10733473.6564 | 0 | 58491622.7559 | 95333345.1976 | 5623413.2519 | 4.8079 | 12165.7859 | 19828.567 | 248.016 | 404.2322
1 | 6200 | 707 | 0.015 | 15 | 15 | 7 | 7.4989e-09 | 5spot_SharedNeighbor | Water | Porous | Wet | R245fa | MinimizeLCOE_Brownfield | IgnoreSilica | 2019 | 112.3855 | 18.8987 | 1.2042 | 4 | 12149.3102 | 19797.9411 | 247.6801 | 403.6078 | 103.0465 | 0 | 152.0702 | 2817498.8392 | 100739.3269 | 3620233.3595 | 3817000.2873 | 0 | 276377.2494 | 0 | 4146421.1343 | 10788137.2435 | 7363125.3428 | 32929532.7829 | 961560.8286 | 24629381.4663 | 24629381.4663 | 1478867.319 | 10733473.6564 | 0 | 58520475.0779 | 95362197.5196 | 7498942.0933 | 4.8168 | 12149.3102 | 19797.9411 | 247.6801 | 403.6078
1 | 6200 | 707 | 0.015 | 15 | 15 | 7 | 1e-08 | 5spot_SharedNeighbor | Water | Porous | Wet | R245fa | MinimizeLCOE_Brownfield | IgnoreSilica | 2019 | 112.4929 | 18.9164 | 1.2059 | 4 | 12136.9606 | 19774.8104 | 247.4284 | 403.1363 | 103.0455 | 0 | 130.0246 | 2819349.515 | 100804.1403 | 3622953.9105 | 3820596.0939 | 0 | 275582.5932 | 0 | 4149321.6386 | 10795683.7609 | 7368275.9959 | 32952567.6484 | 961560.8286 | 24629381.4663 | 24629381.4663 | 1478867.319 | 10733473.6564 | 0 | 58543509.9433 | 95385232.3851 | 10000000 | 4.8236 | 12136.9606 | 19774.8104 | 247.4284 | 403.1363
1 | 6300 | 707 | 0.015 | 15 | 15 | 7 | 1e-13 | 5spot_SharedNeighbor | Water | Porous | Wet | R245fa | MinimizeLCOE_Brownfield | IgnoreSilica | 2019 | 0 | 0 | 0 | 0 |  |  |  |  | 15 |  | 22.8164 | [19 empty] | 100 | 0
1 | 6300 | 707 | 0.015 | 15 | 15 | 7 | 1.3335e-13 | 5spot_SharedNeighbor | Water | Porous | Wet | R245fa | MinimizeLCOE_Brownfield | IgnoreSilica | 2019 | 0 | 0 | 0 | 0 |  |  |  |  | 15 |  | 23.3726 | [19 empty] | 133.3521 | 0
1 | 6300 | 707 | 0.015 | 15 | 15 | 7 | 1.7783e-13 | 5spot_SharedNeighbor | Water | Porous | Wet | R245fa | MinimizeLCOE_Brownfield | IgnoreSilica | 2019 | 0 | 0 | 0 | 0 |  |  |  |  | 15 |  | 23.1242 | [19 empty] | 177.8279 | 0
1 | 6300 | 707 | 0.015 | 15 | 15 | 7 | 2.3714e-13 | 5spot_SharedNeighbor | Water | Porous | Wet | R245fa | MinimizeLCOE_Brownfield | IgnoreSilica | 2019 | 0 | 0 | 0 | 0 |  |  |  |  | 15 |  | 24.4957 | [19 empty] | 237.1374 | 0
1 | 6300 | 707 | 0.015 | 15 | 15 | 7 | 3.1623e-13 | 5spot_SharedNeighbor | Water | Porous | Wet | R245fa | MinimizeLCOE_Brownfield | IgnoreSilica | 2019 | 0 | 0 | 0 | 0 |  |  |  |  | 15 |  | 26.0211 | [19 empty] | 316.2278 | 0
1 | 6300 | 707 | 0.015 | 15 | 15 | 7 | 4.217e-13 | 5spot_SharedNeighbor | Water | Porous | Wet | R245fa | MinimizeLCOE_Brownfield | IgnoreSilica | 2019 | 0 | 0 | 0 | 0 |  |  |  |  | 15 |  | 27.4815 | [19 empty] | 421.6965 | 0
1 | 6300 | 707 | 0.015 | 15 | 15 | 7 | 5.6234e-13 | 5spot_SharedNeighbor | Water | Porous | Wet | R245fa | MinimizeLCOE_Brownfield | IgnoreSilica | 2019 | 0 | 0 | 0 | 0 |  |  |  |  | 15 |  | 28.2068 | [19 empty] | 562.3413 | 0
1 | 6300 | 707 | 0.015 | 15 | 15 | 7 | 7.4989e-13 | 5spot_SharedNeighbor | Water | Porous | Wet | R245fa | MinimizeLCOE_Brownfield | IgnoreSilica | 2019 | 0 | 0 | 0 | 0 |  |  |  |  | 15 |  | 26.3562 | [19 empty] | 749.8942 | 0
1 | 6300 | 707 | 0.015 | 15 | 15 | 7 | 1e-12 | 5spot_SharedNeighbor | Water | Porous | Wet | R245fa | MinimizeLCOE_Brownfield | IgnoreSilica | 2019 | 1.6 | 0.1547 | 0.0016595 | 4 | 4067845.8012 | 9738208.6427 | 82928.5388 | 198526.5551 | 75.7349 | 0 | 31.1014 | 77809.1225 | 2291.9729 | 79168.1192 | 66860.5123 | 0 | 45501.5453 | 0 | 105936.1962 | 275624.2519 | 188119.2155 | 841310.9358 | 961560.8286 | 25198831.6101 | 25198831.6101 | 1478867.319 | 10961253.7139 | 0 | 27001703.3745 | 64640656.0176 | 1000 | 0.0066378 | 4067845.8012 | 9738208.6427 | 82928.5388 | 198526.5551
1 | 6300 | 707 | 0.015 | 15 | 15 | 7 | 1.3335e-12 | 5spot_SharedNeighbor | Water | Porous | Wet | R245fa | MinimizeLCOE_Brownfield | IgnoreSilica | 2019 | 2.923 | 0.36438 | 0.006095 | 4 | 1137471.3506 | 2681325.017 | 23188.892 | 54662.4372 | 87.1383 | 0 | 76.7349 | 157076.0456 | 5045.4425 | 155657.3709 | 110582.2238 | 0 | 78866.3272 | 0 | 197818.6899 | 514683.6528 | 351282.1687 | 1571011.9213 | 961560.8286 | 25198831.6101 | 25198831.6101 | 1478867.319 | 10961253.7139 | 0 | 27731404.36 | 65370357.0031 | 1333.5214 | 0.02438 | 1137471.3506 | 2681325.017 | 23188.892 | 54662.4372
1 | 6300 | 707 | 0.015 | 15 | 15 | 7 | 1.7783e-12 | 5spot_SharedNeighbor | Water | Porous | Wet | R245fa | MinimizeLCOE_Brownfield | IgnoreSilica | 2019 | 4.136 | 0.56732 | 0.012879 | 4 | 550027.0033 | 1280672.9074 | 11213.0444 | 26108.2495 | 91.9106 | 0 | 83.8329 | 222234.8012 | 7396.4944 | 220978.9883 | 151629.9033 | 0 | 99686.3662 | 0 | 273751.3558 | 712244.8737 | 486121.7615 | 2174044.5443 | 961560.8286 | 25198831.6101 | 25198831.6101 | 1478867.319 | 10961253.7139 | 0 | 28334436.983 | 65973389.6261 | 1778.2794 | 0.051515 | 550027.0033 | 1280672.9074 | 11213.0444 | 26108.2495
1 | 6300 | 707 | 0.015 | 15 | 15 | 7 | 2.3714e-12 | 5spot_SharedNeighbor | Water | Porous | Wet | R245fa | MinimizeLCOE_Brownfield | IgnoreSilica | 2019 | 5.6635 | 0.8281 | 0.022746 | 4 | 319199.7157 | 732881.8043 | 6507.318 | 14940.7869 | 95.2444 | 0 | 74.3752 | 296739.2628 | 10122.2972 | 298279.4989 | 203917.4629 | 0 | 121463.0999 | 0 | 362903.4325 | 944200.2896 | 644436.099 | 2882061.4428 | 961560.8286 | 25198831.6101 | 25198831.6101 | 1478867.319 | 10961253.7139 | 0 | 29042453.8816 | 66681406.5246 | 2371.3737 | 0.090985 | 319199.7157 | 732881.8043 | 6507.318 | 14940.7869
1 | 6300 | 707 | 0.015 | 15 | 15 | 7 | 3.1623e-12 | 5spot_SharedNeighbor | Water | Porous | Wet | R245fa | MinimizeLCOE_Brownfield | IgnoreSilica | 2019 | 7.5265 | 1.1483 | 0.036254 | 4 | 205793.9226 | 465340.8643 | 4195.3875 | 9486.6029 | 97.5487 | 0 | 101.6397 | 379051.2382 | 13147.2234 | 386749.1515 | 267426.4523 | 0 | 142876.3805 | 0 | 463807.6739 | 1206732.4275 | 823619.6777 | 3683410.2251 | 961560.8286 | 25198831.6101 | 25198831.6101 | 1478867.319 | 10961253.7139 | 0 | 29843802.6638 | 67482755.3069 | 3162.2777 | 0.14502 | 205793.9226 | 465340.8643 | 4195.3875 | 9486.6029
1 | 6300 | 707 | 0.015 | 15 | 15 | 7 | 4.217e-12 | 5spot_SharedNeighbor | Water | Porous | Wet | R245fa | MinimizeLCOE_Brownfield | IgnoreSilica | 2019 | 10.1406 | 1.6026 | 0.055114 | 4 | 140234.9576 | 310967.4156 | 2858.8793 | 6339.4914 | 99.5059 | 0 | 103.8562 | 485121.2424 | 17061.4927 | 504198.8412 | 356927.1274 | 0 | 171990.4306 | 0 | 598766.6624 | 1557868.0317 | 1063276.9426 | 4755210.771 | 961560.8286 | 25198831.6101 | 25198831.6101 | 1478867.319 | 10961253.7139 | 0 | 30915603.2098 | 68554555.8528 | 4216.965 | 0.22046 | 140234.9576 | 310967.4156 | 2858.8793 | 6339.4914
1 | 6300 | 707 | 0.015 | 15 | 15 | 7 | 5.6234e-12 | 5spot_SharedNeighbor | Water | Porous | Wet | R245fa | MinimizeLCOE_Brownfield | IgnoreSilica | 2019 | 13.3466 | 2.1604 | 0.080092 | 4 | 100342.0347 | 217828.3833 | 2045.6081 | 4440.7262 | 100.8605 | 0 | 92.4425 | 603513.4906 | 21426.0372 | 639640.7639 | 466820.7562 | 0 | 201297.6758 | 0 | 753752.5022 | 1961109.3948 | 1338497.4587 | 5986058.0794 | 961560.8286 | 25198831.6101 | 25198831.6101 | 1478867.319 | 10961253.7139 | 0 | 32146450.5181 | 69785403.1612 | 5623.4133 | 0.32037 | 100342.0347 | 217828.3833 | 2045.6081 | 4440.7262
1 | 6300 | 707 | 0.015 | 15 | 15 | 7 | 7.4989e-12 | 5spot_SharedNeighbor | Water | Porous | Wet | R245fa | MinimizeLCOE_Brownfield | IgnoreSilica | 2019 | 17.4 | 2.8671 | 0.11307 | 4 | 74331.6485 | 157552.7253 | 1515.3512 | 3211.9254 | 101.8785 | 0 | 112.7056 | 740936.1807 | 26482.7218 | 801558.4606 | 605634.7749 | 0 | 233353.118 | 0 | 939106.4499 | 2443362.3453 | 1667645.0068 | 7458079.058 | 961560.8286 | 25198831.6101 | 25198831.6101 | 1478867.319 | 10961253.7139 | 0 | 33618471.4967 | 71257424.1398 | 7498.9421 | 0.45228 | 74331.6485 | 157552.7253 | 1515.3512 | 3211.9254
1 | 6300 | 707 | 0.015 | 15 | 15 | 7 | 1e-11 | 5spot_SharedNeighbor | Water | Porous | Wet | R245fa | MinimizeLCOE_Brownfield | IgnoreSilica | 2019 | 22.5159 | 3.7605 | 0.15621 | 4 | 56631.7092 | 116868.3777 | 1154.514 | 2382.52 | 102.6525 | 0 | 119.8497 | 900955.1468 | 32361.4003 | 995209.8252 | 781462.3919 | 0 | 268778.3594 | 0 | 1161719.1782 | 3022555.0003 | 2062955.895 | 9225997.1971 | 961560.8286 | 25198831.6101 | 25198831.6101 | 1478867.319 | 10961253.7139 | 0 | 35386389.6359 | 73025342.2789 | 10000 | 0.62485 | 56631.7092 | 116868.3777 | 1154.514 | 2382.52
1 | 6300 | 707 | 0.015 | 15 | 15 | 7 | 1.3335e-11 | 5spot_SharedNeighbor | Water | Porous | Wet | R245fa | MinimizeLCOE_Brownfield | IgnoreSilica | 2019 | 28.7593 | 4.8517 | 0.21147 | 4 | 44261.3053 | 88757.912 | 902.3266 | 1809.4501 | 103.2326 | 0 | 90.5613 | 1081738.9174 | 38986.1531 | 1219689.0326 | 996095.2536 | 0 | 305272.6892 | 0 | 1420294.9979 | 3695316.242 | 2522129.2663 | 11279522.5522 | 961560.8286 | 25198831.6101 | 25198831.6101 | 1478867.319 | 10961253.7139 | 0 | 37439914.9909 | 75078867.634 | 13335.2143 | 0.84588 | 44261.3053 | 88757.912 | 902.3266 | 1809.4501
1 | 6300 | 707 | 0.015 | 15 | 15 | 7 | 1.7783e-11 | 5spot_SharedNeighbor | Water | Porous | Wet | R245fa | MinimizeLCOE_Brownfield | IgnoreSilica | 2019 | 36.2159 | 6.156 | 0.28064 | 4 | 35439.3827 | 68969.2904 | 722.4798 | 1406.0323 | 103.6703 | 0 | 135.6061 | 1282609.0892 | 46327.148 | 1475122.4162 | 1252312.6661 | 0 | 341731.201 | 0 | 1715259.983 | 4462754.6277 | 3045921.7338 | 13622038.8652 | 961560.8286 | 25198831.6101 | 25198831.6101 | 1478867.319 | 10961253.7139 | 0 | 39782431.3039 | 77421383.947 | 17782.7941 | 1.1225 | 35439.3827 | 68969.2904 | 722.4798 | 1406.0323
1 | 6300 | 707 | 0.015 | 15 | 15 | 7 | 2.3714e-11 | 5spot_SharedNeighbor | Water | Porous | Wet | R245fa | MinimizeLCOE_Brownfield | IgnoreSilica | 2019 | 44.7808 | 7.6549 | 0.3644 | 4 | 29061.9757 | 54884.5616 | 592.4677 | 1118.896 | 103.9979 | 0 | 127.4057 | 1498509.3977 | 54197.9461 | 1755639.2626 | 1546682.0507 | 0 | 375504.8337 | 0 | 2039908.0614 | 5307422.3331 | 3622424.799 | 16200288.6842 | 961560.8286 | 25198831.6101 | 25198831.6101 | 1478867.319 | 10961253.7139 | 0 | 42360681.1229 | 79999633.766 | 23713.7371 | 1.4576 | 29061.9757 | 54884.5616 | 592.4677 | 1118.896
1 | 6300 | 707 | 0.015 | 15 | 15 | 7 | 3.1623e-11 | 5spot_SharedNeighbor | Water | Porous | Wet | R245fa | MinimizeLCOE_Brownfield | IgnoreSilica | 2019 | 54.0575 | 9.2776 | 0.46105 | 4 | 24422.4869 | 44831.6583 | 497.8854 | 913.954 | 104.234 | 0 | 135.3771 | 1718616.8119 | 62202.2544 | 2047184.4058 | 1865296.6595 | 0 | 402418.8078 | 0 | 2377330.3864 | 6185326.0079 | 4221612.0961 | 18879987.4299 | 961560.8286 | 25198831.6101 | 25198831.6101 | 1478867.319 | 10961253.7139 | 0 | 45040379.8687 | 82679332.5117 | 31622.7766 | 1.8442 | 24422.4869 | 44831.6583 | 497.8854 | 913.954
1 | 6300 | 707 | 0.015 | 15 | 15 | 7 | 4.217e-11 | 5spot_SharedNeighbor | Water | Porous | Wet | R245fa | MinimizeLCOE_Brownfield | IgnoreSilica | 2019 | 63.4922 | 10.9258 | 0.56629 | 4 | 21041.4326 | 37657.9582 | 428.9581 | 767.7084 | 104.3912 | 0 | 125.0042 | 1930716.8919 | 69892.8193 | 2333028.3067 | 2189148.518 | 0 | 419378.583 | 0 | 2707444.3964 | 7044214.9462 | 4807821.4449 | 21501645.9063 | 961560.8286 | 25198831.6101 | 25198831.6101 | 1478867.319 | 10961253.7139 | 0 | 47662038.3451 | 85300990.9881 | 42169.6503 | 2.2652 | 21041.4326 | 37657.9582 | 428.9581 | 767.7084
1 | 6300 | 707 | 0.015 | 15 | 15 | 7 | 5.6234e-11 | 5spot_SharedNeighbor | Water | Porous | Wet | R245fa | MinimizeLCOE_Brownfield | IgnoreSilica | 2019 | 72.4787 | 12.4914 | 0.67375 | 4 | 18578.2327 | 32544.3896 | 378.7424 | 663.4614 | 104.4824 | 0 | 119.4111 | 2123377.6646 | 76855.1949 | 2596672.0965 | 2497244.4674 | 0 | 424998.028 | 0 | 3010467.5061 | 7832618.919 | 5345923.3564 | 23908157.233 | 961560.8286 | 25198831.6101 | 25198831.6101 | 1478867.319 | 10961253.7139 | 0 | 50068549.6717 | 87707502.3148 | 56234.1325 | 2.695 | 18578.2327 | 32544.3896 | 378.7424 | 663.4614
1 | 6300 | 707 | 0.015 | 15 | 15 | 7 | 7.4989e-11 | 5spot_SharedNeighbor | Water | Porous | Wet | R245fa | MinimizeLCOE_Brownfield | IgnoreSilica | 2019 | 80.5808 | 13.8976 | 0.77706 | 4 | 16782.8654 | 28892.2491 | 342.1414 | 589.0076 | 104.5244 | 0 | 148.5769 | 2290143.9838 | 82860.282 | 2827912.9944 | 2774556.7877 | 0 | 420640.1549 | 0 | 3274484.5391 | 8519537.0816 | 5814759.1172 | 26004894.9406 | 961560.8286 | 25198831.6101 | 25198831.6101 | 1478867.319 | 10961253.7139 | 0 | 52165287.3793 | 89804240.0224 | 74989.4209 | 3.1082 | 16782.8654 | 28892.2491 | 342.1414 | 589.0076
1 | 6300 | 707 | 0.015 | 15 | 15 | 7 | 1e-10 | 5spot_SharedNeighbor | Water | Porous | Wet | R245fa | MinimizeLCOE_Brownfield | IgnoreSilica | 2019 | 87.5406 | 15.1004 | 0.87113 | 4 | 15471.5827 | 26273.392 | 315.4091 | 535.6186 | 104.534 | 0 | 156.4606 | 2428607.7197 | 87828.7067 | 3022051.7236 | 3012329.9294 | 0 | 408863.558 | 0 | 3494275.8386 | 9091388.9576 | 6205059.7729 | 27750406.2065 | 961560.8286 | 25198831.6101 | 25198831.6101 | 1478867.319 | 10961253.7139 | 0 | 53910798.6453 | 91549751.2883 | 100000 | 3.4845 | 15471.5827 | 26273.392 | 315.4091 | 535.6186
1 | 6300 | 707 | 0.015 | 15 | 15 | 7 | 1.3335e-10 | 5spot_SharedNeighbor | Water | Porous | Wet | R245fa | MinimizeLCOE_Brownfield | IgnoreSilica | 2019 | 93.3166 | 16.0944 | 0.95308 | 4 | 14510.7592 | 24383.7105 | 295.8215 | 497.0949 | 104.5255 | 0 | 157.6311 | 2540379.137 | 91826.4299 | 3180196.5556 | 3209294.9724 | 0 | 392906.8482 | 0 | 3671695.5378 | 9552998.6211 | 6520117.8534 | 29159415.9556 | 961560.8286 | 25198831.6101 | 25198831.6101 | 1478867.319 | 10961253.7139 | 0 | 55319808.3943 | 92958761.0374 | 133352.1432 | 3.8123 | 14510.7592 | 24383.7105 | 295.8215 | 497.0949
1 | 6300 | 707 | 0.015 | 15 | 15 | 7 | 1.7783e-10 | 5spot_SharedNeighbor | Water | Porous | Wet | R245fa | MinimizeLCOE_Brownfield | IgnoreSilica | 2019 | 97.9887 | 16.8953 | 1.022 | 4 | 13804.0933 | 23011.0288 | 281.4151 | 469.1109 | 104.5086 | 0 | 131.5305 | 2628813.3238 | 94980.5902 | 3306238.2001 | 3368355.0867 | 0 | 375510.6841 | 0 | 3811820.1751 | 9917574.1838 | 6768948.1662 | 30272240.4101 | 961560.8286 | 25198831.6101 | 25198831.6101 | 1478867.319 | 10961253.7139 | 0 | 56432632.8489 | 94071585.4919 | 177827.941 | 4.0881 | 13804.0933 | 23011.0288 | 281.4151 | 469.1109
1 | 6300 | 707 | 0.015 | 15 | 15 | 7 | 2.3714e-10 | 5spot_SharedNeighbor | Water | Porous | Wet | R245fa | MinimizeLCOE_Brownfield | IgnoreSilica | 2019 | 101.6692 | 17.5243 | 1.0783 | 4 | 13282.4335 | 22008.7787 | 270.7804 | 448.6787 | 104.4894 | 0 | 142.4528 | 2697280.7622 | 97416.8892 | 3404384.7723 | 3493478.9432 | 0 | 358320.7322 | 0 | 3919844.0187 | 10198630.066 | 6960774.5809 | 31130130.7647 | 961560.8286 | 25198831.6101 | 25198831.6101 | 1478867.319 | 10961253.7139 | 0 | 57290523.2035 | 94929475.8465 | 237137.3706 | 4.3133 | 13282.4335 | 22008.7787 | 270.7804 | 448.6787
1 | 6300 | 707 | 0.015 | 15 | 15 | 7 | 3.1623e-10 | 5spot_SharedNeighbor | Water | Porous | Wet | R245fa | MinimizeLCOE_Brownfield | IgnoreSilica | 2019 | 104.5586 | 18.0167 | 1.1235 | 4 | 12896.066 | 21271.6986 | 262.9037 | 433.6523 | 104.4708 | 0 | 149.1191 | 2750312.2498 | 99300.3432 | 3480745.2589 | 3591591.1545 | 0 | 342878.0597 | 0 | 4003282.5557 | 10415720.0239 | 7108942.9379 | 31792772.5835 | 961560.8286 | 25198831.6101 | 25198831.6101 | 1478867.319 | 10961253.7139 | 0 | 57953165.0222 | 95592117.6653 | 316227.766 | 4.4939 | 12896.066 | 21271.6986 | 262.9037 | 433.6523
1 | 6300 | 707 | 0.015 | 15 | 15 | 7 | 4.217e-10 | 5spot_SharedNeighbor | Water | Porous | Wet | R245fa | MinimizeLCOE_Brownfield | IgnoreSilica | 2019 | 106.7707 | 18.3928 | 1.1589 | 4 | 12609.1006 | 20728.4279 | 257.0536 | 422.577 | 104.4546 | 0 | 144.9664 | 2790494.0338 | 100725.2732 | 3538803.4787 | 3666632.8684 | 0 | 329324.7026 | 0 | 4066132.3391 | 10579242.2678 | 7220550.2295 | 32291905.193 | 961560.8286 | 25198831.6101 | 25198831.6101 | 1478867.319 | 10961253.7139 | 0 | 58452297.6317 | 96091250.2748 | 421696.5034 | 4.6357 | 12609.1006 | 20728.4279 | 257.0536 | 422.577
1 | 6300 | 707 | 0.015 | 15 | 15 | 7 | 5.6234e-10 | 5spot_SharedNeighbor | Water | Porous | Wet | R245fa | MinimizeLCOE_Brownfield | IgnoreSilica | 2019 | 108.4561 | 18.6789 | 1.1865 | 4 | 12395.48 | 20326.3246 | 252.6986 | 414.3796 | 104.4412 | 0 | 165.5793 | 2820869.2949 | 101801.1772 | 3582807.7324 | 3723765.1686 | 0 | 317922.9916 | 0 | 4113394.8822 | 10702209.7103 | 7304478.0357 | 32667248.9928 | 961560.8286 | 25198831.6101 | 25198831.6101 | 1478867.319 | 10961253.7139 | 0 | 58827641.4316 | 96466594.0746 | 562341.3252 | 4.7459 | 12395.48 | 20326.3246 | 252.6986 | 414.3796
1 | 6300 | 707 | 0.015 | 15 | 15 | 7 | 7.4989e-10 | 5spot_SharedNeighbor | Water | Porous | Wet | R245fa | MinimizeLCOE_Brownfield | IgnoreSilica | 2019 | 109.7519 | 18.8986 | 1.2078 | 4 | 12236.1743 | 20027.1564 | 249.451 | 408.2807 | 104.4302 | 0 | 165.6509 | 2844084.1202 | 102622.708 | 3616506.0596 | 3767665.7084 | 0 | 308771.3619 | 0 | 4149463.4836 | 10796052.8124 | 7368527.8811 | 32953694.1351 | 961560.8286 | 25198831.6101 | 25198831.6101 | 1478867.319 | 10961253.7139 | 0 | 59114086.5738 | 96753039.2169 | 749894.2093 | 4.8311 | 12236.1743 | 20027.1564 | 249.451 | 408.2807
1 | 6300 | 707 | 0.015 | 15 | 15 | 7 | 1e-09 | 5spot_SharedNeighbor | Water | Porous | Wet | R245fa | MinimizeLCOE_Brownfield | IgnoreSilica | 2019 | 110.7265 | 19.0636 | 1.224 | 4 | 12117.2103 | 19804.6986 | 247.0257 | 403.7456 | 104.4216 | 0 | 170.7687 | 2861465.7712 | 103237.3817 | 3641775.4432 | 3800670.0875 | 0 | 301390.3767 | 0 | 4176330.2335 | 10865954.5845 | 7416237.277 | 33167061.1553 | 961560.8286 | 25198831.6101 | 25198831.6101 | 1478867.319 | 10961253.7139 | 0 | 59327453.594 | 96966406.237 | 1000000 | 4.8961 | 12117.2103 | 19804.6986 | 247.0257 | 403.7456
1 | 6300 | 707 | 0.015 | 15 | 15 | 7 | 1.3335e-09 | 5spot_SharedNeighbor | Water | Porous | Wet | R245fa | MinimizeLCOE_Brownfield | IgnoreSilica | 2019 | 111.4575 | 19.1873 | 1.2364 | 4 | 12028.2792 | 19638.982 | 245.2127 | 400.3672 | 104.415 | 0 | 176.4293 | 2874459.3409 | 103696.6338 | 3660687.0208 | 3825417.9743 | 0 | 295533.5884 | 0 | 4196319.8777 | 10917963.5383 | 7451734.4566 | 33325812.4311 | 961560.8286 | 25198831.6101 | 25198831.6101 | 1478867.319 | 10961253.7139 | 0 | 59486204.8698 | 97125157.5128 | 1333521.4322 | 4.9455 | 12028.2792 | 19638.982 | 245.2127 | 400.3672
1 | 6300 | 707 | 0.015 | 15 | 15 | 7 | 1.7783e-09 | 5spot_SharedNeighbor | Water | Porous | Wet | R245fa | MinimizeLCOE_Brownfield | IgnoreSilica | 2019 | 112.0176 | 19.2821 | 1.2458 | 4 | 11961.7466 | 19514.9214 | 243.8564 | 397.8381 | 104.4098 | 0 | 150.1218 | 2884389.3695 | 104047.4656 | 3675152.1745 | 3844374.5782 | 0 | 291067.8957 | 0 | 4211622.2786 | 10957777.2463 | 7478908.1304 | 33447339.1388 | 961560.8286 | 25198831.6101 | 25198831.6101 | 1478867.319 | 10961253.7139 | 0 | 59607731.5776 | 97246684.2206 | 1778279.41 | 4.9832 | 11961.7466 | 19514.9214 | 243.8564 | 397.8381
1 | 6300 | 707 | 0.015 | 15 | 15 | 7 | 2.3714e-09 | 5spot_SharedNeighbor | Water | Porous | Wet | R245fa | MinimizeLCOE_Brownfield | IgnoreSilica | 2019 | 112.4197 | 19.35 | 1.2528 | 4 | 11911.9423 | 19422.854 | 242.8411 | 395.9612 | 104.4059 | 0 | 139.6261 | 2891504.35 | 104298.763 | 3685523.3523 | 3857980.7085 | 0 | 287434.3717 | 0 | 4222429.2027 | 10985894.6462 | 7498098.8336 | 33533164.2281 | 961560.8286 | 25198831.6101 | 25198831.6101 | 1478867.319 | 10961253.7139 | 0 | 59693556.6668 | 97332509.3099 | 2371373.7057 | 5.0112 | 11911.9423 | 19422.854 | 242.8411 | 395.9612
1 | 6300 | 707 | 0.015 | 15 | 15 | 7 | 3.1623e-09 | 5spot_SharedNeighbor | Water | Porous | Wet | R245fa | MinimizeLCOE_Brownfield | IgnoreSilica | 2019 | 110 | 18.9405 | 1.243 | 4 | 11868.5998 | 19438.5993 | 241.9575 | 396.2821 | 104.4278 | 0 | 549.3029 | 2848500.7015 | 102778.7272 | 3622932.6174 | 3776061.8873 | 0 | 256452.1927 | 0 | 4136623.1891 | 10762645.0001 | 7345726.3628 | 32851720.678 | 961560.8286 | 25198831.6101 | 25198831.6101 | 1478867.319 | 10961253.7139 | 0 | 59012113.1168 | 96651065.7598 | 3162277.6602 | 4.9721 | 11868.5998 | 19438.5993 | 241.9575 | 396.2821
1 | 6300 | 707 | 0.015 | 15 | 15 | 7 | 4.217e-09 | 5spot_SharedNeighbor | Water | Porous | Wet | R245fa | MinimizeLCOE_Brownfield | IgnoreSilica | 2019 | 111.146 | 19.1346 | 1.2526 | 4 | 11837.7504 | 19350.0713 | 241.3286 | 394.4774 | 104.4177 | 0 | 375.3306 | 2868917.6567 | 103500.6672 | 3652624.5475 | 3814868.127 | 0 | 263197.8183 | 0 | 4174212.4385 | 10860444.5162 | 7412476.5421 | 33150242.3135 | 961560.8286 | 25198831.6101 | 25198831.6101 | 1478867.319 | 10961253.7139 | 0 | 59310634.7522 | 96949587.3953 | 4216965.0343 | 5.0103 | 11837.7504 | 19350.0713 | 241.3286 | 394.4774
1 | 6300 | 707 | 0.015 | 15 | 15 | 7 | 5.6234e-09 | 5spot_SharedNeighbor | Water | Porous | Wet | R245fa | MinimizeLCOE_Brownfield | IgnoreSilica | 2019 | 112.028 | 19.2838 | 1.2598 | 4 | 11815.3605 | 19284.5541 | 240.8721 | 393.1417 | 104.4096 | 0 | 261.2899 | 2884568.2405 | 104053.7227 | 3675415.5475 | 3844722.8052 | 0 | 268489.6959 | 0 | 4203127.5046 | 10935675.5868 | 7463823.2937 | 33379876.3968 | 961560.8286 | 25198831.6101 | 25198831.6101 | 1478867.319 | 10961253.7139 | 0 | 59540268.8355 | 97179221.4785 | 5623413.2519 | 5.0392 | 11815.3605 | 19284.5541 | 240.8721 | 393.1417
1 | 6300 | 707 | 0.015 | 15 | 15 | 7 | 7.4989e-09 | 5spot_SharedNeighbor | Water | Porous | Wet | R245fa | MinimizeLCOE_Brownfield | IgnoreSilica | 2019 | 112.469 | 19.3584 | 1.2639 | 4 | 11799.393 | 19244.4628 | 240.5466 | 392.3244 | 104.4054 | 0 | 217.3334 | 2892372.7325 | 104329.3972 | 3686790.9582 | 3859646.0408 | 0 | 270336.5497 | 0 | 4217255.5146 | 10972433.7709 | 7488911.5096 | 33492076.4734 | 961560.8286 | 25198831.6101 | 25198831.6101 | 1478867.319 | 10961253.7139 | 0 | 59652468.9122 | 97291421.5552 | 7498942.0933 | 5.0556 | 11799.393 | 19244.4628 | 240.5466 | 392.3244
1 | 6300 | 707 | 0.015 | 15 | 15 | 7 | 1e-08 | 5spot_SharedNeighbor | Water | Porous | Wet | R245fa | MinimizeLCOE_Brownfield | IgnoreSilica | 2019 | 113.158 | 19.4748 | 1.2691 | 4 | 11787.0806 | 19201.8558 | 240.2956 | 391.4558 | 104.3989 | 0 | 133.1087 | 2904540.2087 | 104759.0432 | 3704538.4108 | 3882957.3651 | 0 | 275191.3542 | 0 | 4240074.689 | 11031804.5818 | 7529433.308 | 33673298.9608 | 961560.8286 | 25198831.6101 | 25198831.6101 | 1478867.319 | 10961253.7139 | 0 | 59833691.3996 | 97472644.0426 | 10000000 | 5.0762 | 11787.0806 | 19201.8558 | 240.2956 | 391.4558
1 | 6400 | 707 | 0.015 | 15 | 15 | 7 | 1e-13 | 5spot_SharedNeighbor | Water | Porous | Wet | R245fa | MinimizeLCOE_Brownfield | IgnoreSilica | 2019 | 0 | 0 | 0 | 0 |  |  |  |  | 15 |  | 23.0733 | [19 empty] | 100 | 0
1 | 6400 | 707 | 0.015 | 15 | 15 | 7 | 1.3335e-13 | 5spot_SharedNeighbor | Water | Porous | Wet | R245fa | MinimizeLCOE_Brownfield | IgnoreSilica | 2019 | 0 | 0 | 0 | 0 |  |  |  |  | 15 |  | 23.0711 | [19 empty] | 133.3521 | 0
1 | 6400 | 707 | 0.015 | 15 | 15 | 7 | 1.7783e-13 | 5spot_SharedNeighbor | Water | Porous | Wet | R245fa | MinimizeLCOE_Brownfield | IgnoreSilica | 2019 | 0 | 0 | 0 | 0 |  |  |  |  | 15 |  | 23.9044 | [19 empty] | 177.8279 | 0
1 | 6400 | 707 | 0.015 | 15 | 15 | 7 | 2.3714e-13 | 5spot_SharedNeighbor | Water | Porous | Wet | R245fa | MinimizeLCOE_Brownfield | IgnoreSilica | 2019 | 0 | 0 | 0 | 0 |  |  |  |  | 15 |  | 25.3145 | [19 empty] | 237.1374 | 0
1 | 6400 | 707 | 0.015 | 15 | 15 | 7 | 3.1623e-13 | 5spot_SharedNeighbor | Water | Porous | Wet | R245fa | MinimizeLCOE_Brownfield | IgnoreSilica | 2019 | 0 | 0 | 0 | 0 |  |  |  |  | 15 |  | 24.3181 | [19 empty] | 316.2278 | 0
1 | 6400 | 707 | 0.015 | 15 | 15 | 7 | 4.217e-13 | 5spot_SharedNeighbor | Water | Porous | Wet | R245fa | MinimizeLCOE_Brownfield | IgnoreSilica | 2019 | 0 | 0 | 0 | 0 |  |  |  |  | 15 |  | 26.6415 | [19 empty] | 421.6965 | 0
1 | 6400 | 707 | 0.015 | 15 | 15 | 7 | 5.6234e-13 | 5spot_SharedNeighbor | Water | Porous | Wet | R245fa | MinimizeLCOE_Brownfield | IgnoreSilica | 2019 | 0 | 0 | 0 | 0 |  |  |  |  | 15 |  | 27.9826 | [19 empty] | 562.3413 | 0
1 | 6400 | 707 | 0.015 | 15 | 15 | 7 | 7.4989e-13 | 5spot_SharedNeighbor | Water | Porous | Wet | R245fa | MinimizeLCOE_Brownfield | IgnoreSilica | 2019 | 0 | 0 | 0 | 0 |  |  |  |  | 15 |  | 26.9729 | [19 empty] | 749.8942 | 0
1 | 6400 | 707 | 0.015 | 15 | 15 | 7 | 1e-12 | 5spot_SharedNeighbor | Water | Porous | Wet | R245fa | MinimizeLCOE_Brownfield | IgnoreSilica | 2019 | 1.6 | 0.15685 | 0.0020433 | 4 | 3374589.7221 | 8078279.2753 | 68795.576 | 164686.6497 | 76.3157 | 0 | 29.9896 | 79045.1475 | 2338.0364 | 80009.9171 | 67062.5794 | 0 | 44570.5396 | 0 | 106480.2258 | 277039.7055 | 189085.2916 | 845631.443 | 961560.8286 | 25774141.8447 | 25774141.8447 | 1478867.319 | 11191377.8078 | 0 | 27581334.1164 | 66025721.0879 | 1000 | 0.0081732 | 3374589.7221 | 8078279.2753 | 68795.576 | 164686.6497
1 | 6400 | 707 | 0.015 | 15 | 15 | 7 | 1.3335e-12 | 5spot_SharedNeighbor | Water | Porous | Wet | R245fa | MinimizeLCOE_Brownfield | IgnoreSilica | 2019 | 3.1297 | 0.40577 | 0.0072755 | 4 | 977226.7989 | 2298243.0105 | 19922.0901 | 46852.7924 | 89.0648 | 0 | 73.5 | 172059.182 | 5604.2502 | 169391.3286 | 118265.7041 | 0 | 84740.9635 | 0 | 214523.9571 | 558147.3314 | 380947.0224 | 1703679.7392 | 961560.8286 | 25774141.8447 | 25774141.8447 | 1478867.319 | 11191377.8078 | 0 | 28439382.4126 | 66883769.3841 | 1333.5214 | 0.029102 | 977226.7989 | 2298243.0105 | 19922.0901 | 46852.7924
1 | 6400 | 707 | 0.015 | 15 | 15 | 7 | 1.7783e-12 | 5spot_SharedNeighbor | Water | Porous | Wet | R245fa | MinimizeLCOE_Brownfield | IgnoreSilica | 2019 | 4.3944 | 0.62317 | 0.014856 | 4 | 489218.8659 | 1136150.3286 | 9973.3883 | 23161.9612 | 93.6317 | 0 | 51.9846 | 240486.7954 | 8102.3875 | 237896.0507 | 161652.8913 | 0 | 106238.2848 | 0 | 294206.7997 | 765465.7428 | 522446.0982 | 2336495.0503 | 961560.8286 | 25774141.8447 | 25774141.8447 | 1478867.319 | 11191377.8078 | 0 | 29072197.7237 | 67516584.6952 | 1778.2794 | 0.059426 | 489218.8659 | 1136150.3286 | 9973.3883 | 23161.9612
1 | 6400 | 707 | 0.015 | 15 | 15 | 7 | 2.3714e-12 | 5spot_SharedNeighbor | Water | Porous | Wet | R245fa | MinimizeLCOE_Brownfield | IgnoreSilica | 2019 | 5.9749 | 0.89966 | 0.025748 | 4 | 289421.9167 | 662692.7225 | 5900.2572 | 13509.8875 | 96.8266 | 0 | 77.7406 | 318124.4519 | 10971.5777 | 318341.575 | 216240.3868 | 0 | 128430.5196 | 0 | 386922.3193 | 1006692.5061 | 687088.3209 | 3072811.6572 | 961560.8286 | 25774141.8447 | 25774141.8447 | 1478867.319 | 11191377.8078 | 0 | 29808514.3306 | 68252901.3021 | 2371.3737 | 0.10299 | 289421.9167 | 662692.7225 | 5900.2572 | 13509.8875
1 | 6400 | 707 | 0.015 | 15 | 15 | 7 | 3.1623e-12 | 5spot_SharedNeighbor | Water | Porous | Wet | R245fa | MinimizeLCOE_Brownfield | IgnoreSilica | 2019 | 7.9091 | 1.2397 | 0.040557 | 4 | 188902.7838 | 425879.0247 | 3851.0388 | 8682.12 | 99.0431 | 0 | 94.8053 | 404211.5262 | 14164.1487 | 410718.5533 | 282808.2336 | 0 | 150435.8336 | 0 | 492311.9352 | 1280894.6683 | 874236.9309 | 3909781.8298 | 961560.8286 | 25774141.8447 | 25774141.8447 | 1478867.319 | 11191377.8078 | 0 | 30645484.5032 | 69089871.4748 | 3162.2777 | 0.16223 | 188902.7838 | 425879.0247 | 3851.0388 | 8682.12
1 | 6400 | 707 | 0.015 | 15 | 15 | 7 | 4.217e-12 | 5spot_SharedNeighbor | Water | Porous | Wet | R245fa | MinimizeLCOE_Brownfield | IgnoreSilica | 2019 | 10.6741 | 1.7321 | 0.061394 | 4 | 129456.2246 | 286004.5179 | 2639.1402 | 5830.5889 | 101.0019 | 0 | 80.766 | 517657.8238 | 18391.5423 | 535949.8205 | 378572.2694 | 0 | 181694.8346 | 0 | 636583.8534 | 1656260.6051 | 1130431.8958 | 5055542.6449 | 961560.8286 | 25774141.8447 | 25774141.8447 | 1478867.319 | 11191377.8078 | 0 | 31791245.3183 | 70235632.2898 | 4216.965 | 0.24558 | 129456.2246 | 286004.5179 | 2639.1402 | 5830.5889
1 | 6400 | 707 | 0.015 | 15 | 15 | 7 | 5.6234e-12 | 5spot_SharedNeighbor | Water | Porous | Wet | R245fa | MinimizeLCOE_Brownfield | IgnoreSilica | 2019 | 14.0434 | 2.3324 | 0.088812 | 4 | 93162.9632 | 201381.1507 | 1899.253 | 4105.4271 | 102.3312 | 0 | 107.6293 | 643245.4586 | 23062.0193 | 679304.5757 | 495181.1278 | 0 | 212746.4872 | 0 | 800880.4708 | 2083726.7018 | 1422186.2903 | 6360333.1314 | 961560.8286 | 25774141.8447 | 25774141.8447 | 1478867.319 | 11191377.8078 | 0 | 33096035.8048 | 71540422.7763 | 5623.4133 | 0.35525 | 93162.9632 | 201381.1507 | 1899.253 | 4105.4271
1 | 6400 | 707 | 0.015 | 15 | 15 | 7 | 7.4989e-12 | 5spot_SharedNeighbor | Water | Porous | Wet | R245fa | MinimizeLCOE_Brownfield | IgnoreSilica | 2019 | 18.2964 | 3.0918 | 0.12504 | 4 | 69289.7937 | 146151.5922 | 1412.5662 | 2979.4979 | 103.329 | 0 | 125.4566 | 789023.7038 | 28476.6737 | 850485.1293 | 642933.101 | 0 | 246622.4146 | 0 | 997440.9987 | 2595136.8754 | 1771234.2422 | 7921353.1386 | 961560.8286 | 25774141.8447 | 25774141.8447 | 1478867.319 | 11191377.8078 | 0 | 34657055.812 | 73101442.7835 | 7498.9421 | 0.50018 | 69289.7937 | 146151.5922 | 1412.5662 | 2979.4979
1 | 6400 | 707 | 0.015 | 15 | 15 | 7 | 1e-11 | 5spot_SharedNeighbor | Water | Porous | Wet | R245fa | MinimizeLCOE_Brownfield | IgnoreSilica | 2019 | 23.5829 | 4.0368 | 0.17212 | 4 | 53011.6776 | 108849.6815 | 1080.7148 | 2219.048 | 104.0793 | 0 | 100.0486 | 956146.7933 | 34668.0466 | 1052183.9554 | 826406.8795 | 0 | 282665.1083 | 0 | 1229307.6055 | 3198406.2237 | 2182977.9684 | 9762762.5808 | 961560.8286 | 25774141.8447 | 25774141.8447 | 1478867.319 | 11191377.8078 | 0 | 36498465.2542 | 74942852.2257 | 10000 | 0.6885 | 53011.6776 | 108849.6815 | 1080.7148 | 2219.048
1 | 6400 | 707 | 0.015 | 15 | 15 | 7 | 1.3335e-11 | 5spot_SharedNeighbor | Water | Porous | Wet | R245fa | MinimizeLCOE_Brownfield | IgnoreSilica | 2019 | 30.0823 | 5.1991 | 0.23235 | 4 | 41592.4713 | 82958.0355 | 847.9188 | 1691.2118 | 104.6488 | 0 | 99.9998 | 1146472.342 | 41702.3803 | 1287708.6788 | 1051821.4208 | 0 | 320726.4561 | 0 | 1500888.1984 | 3905003.2178 | 2665244.9359 | 11919567.6301 | 961560.8286 | 25774141.8447 | 25774141.8447 | 1478867.319 | 11191377.8078 | 0 | 38655270.3035 | 77099657.275 | 13335.2143 | 0.92938 | 41592.4713 | 82958.0355 | 847.9188 | 1691.2118
1 | 6400 | 707 | 0.015 | 15 | 15 | 7 | 1.7783e-11 | 5spot_SharedNeighbor | Water | Porous | Wet | R245fa | MinimizeLCOE_Brownfield | IgnoreSilica | 2019 | 37.7971 | 6.5797 | 0.30743 | 4 | 33423.1129 | 64685.7025 | 681.3754 | 1318.7055 | 105.0775 | 0 | 113.4248 | 1356840.2662 | 49457.3559 | 1554182.2213 | 1319431.9248 | 0 | 358240.4753 | 0 | 1808879.3749 | 4706333.0814 | 3212169.0335 | 14365533.7333 | 961560.8286 | 25774141.8447 | 25774141.8447 | 1478867.319 | 11191377.8078 | 0 | 41101236.4066 | 79545623.3782 | 17782.7941 | 1.2297 | 33423.1129 | 64685.7025 | 681.3754 | 1318.7055
1 | 6400 | 707 | 0.015 | 15 | 15 | 7 | 2.3714e-11 | 5spot_SharedNeighbor | Water | Porous | Wet | R245fa | MinimizeLCOE_Brownfield | IgnoreSilica | 2019 | 46.6009 | 8.1559 | 0.39783 | 4 | 27508.7898 | 51667.3966 | 560.8039 | 1053.3098 | 105.3974 | 0 | 106.5266 | 1581632.0238 | 57721.9858 | 1845069.9589 | 1624719.3677 | 0 | 392485.8957 | 0 | 2145635.4004 | 5582503.1816 | 3810173.1304 | 17039940.9442 | 961560.8286 | 25774141.8447 | 25774141.8447 | 1478867.319 | 11191377.8078 | 0 | 43775643.6176 | 82220030.5891 | 23713.7371 | 1.5913 | 27508.7898 | 51667.3966 | 560.8039 | 1053.3098
1 | 6400 | 707 | 0.015 | 15 | 15 | 7 | 3.1623e-11 | 5spot_SharedNeighbor | Water | Porous | Wet | R245fa | MinimizeLCOE_Brownfield | IgnoreSilica | 2019 | 56.0527 | 9.8475 | 0.50138 | 4 | 23202.102 | 42371.5503 | 473.0062 | 863.8014 | 105.6252 | 0 | 126.2994 | 1809023.5516 | 66059.7305 | 2144993.4868 | 1952428.5735 | 0 | 419022.87 | 0 | 2492696.0029 | 6485483.6772 | 4426475.873 | 19796183.7655 | 961560.8286 | 25774141.8447 | 25774141.8447 | 1478867.319 | 11191377.8078 | 0 | 46531886.4389 | 84976273.4104 | 31622.7766 | 2.0055 | 23202.102 | 42371.5503 | 473.0062 | 863.8014
1 | 6400 | 707 | 0.015 | 15 | 15 | 7 | 4.217e-11 | 5spot_SharedNeighbor | Water | Porous | Wet | R245fa | MinimizeLCOE_Brownfield | IgnoreSilica | 2019 | 65.5682 | 11.5478 | 0.61307 | 4 | 20063.1031 | 35740.0126 | 409.0135 | 728.6085 | 105.7732 | 0 | 112.1146 | 2026083.2794 | 73994.0564 | 2436214.4478 | 2282115.7343 | 0 | 434766.5806 | 0 | 2828737.8984 | 7359795.7576 | 5023211.8333 | 22464919.5877 | 961560.8286 | 25774141.8447 | 25774141.8447 | 1478867.319 | 11191377.8078 | 0 | 49200622.261 | 87645009.2326 | 42169.6503 | 2.4523 | 20063.1031 | 35740.0126 | 409.0135 | 728.6085
1 | 6400 | 707 | 0.015 | 15 | 15 | 7 | 5.6234e-11 | 5spot_SharedNeighbor | Water | Porous | Wet | R245fa | MinimizeLCOE_Brownfield | IgnoreSilica | 2019 | 74.5586 | 13.1492 | 0.72613 | 4 | 17775.9598 | 31012.0261 | 362.387 | 632.2221 | 105.8554 | 0 | 139.176 | 2221801.0256 | 81123.1345 | 2702779.586 | 2593204.964 | 0 | 438820.1265 | 0 | 3134714.2463 | 8155883.4506 | 5566558.0416 | 24894884.5751 | 961560.8286 | 25774141.8447 | 25774141.8447 | 1478867.319 | 11191377.8078 | 0 | 51630587.2485 | 90074974.22 | 56234.1325 | 2.9045 | 17775.9598 | 31012.0261 | 362.387 | 632.2221
1 | 6400 | 707 | 0.015 | 15 | 15 | 7 | 7.4989e-11 | 5spot_SharedNeighbor | Water | Porous | Wet | R245fa | MinimizeLCOE_Brownfield | IgnoreSilica | 2019 | 82.5862 | 14.5733 | 0.83383 | 4 | 16108.3208 | 27634.7109 | 328.3899 | 563.371 | 105.8896 | 0 | 112.5972 | 2389705.2746 | 87216.4498 | 2934441.1928 | 2870495.1048 | 0 | 432625.0451 | 0 | 3398648.3962 | 8842585.9683 | 6035246.6203 | 26990964.052 | 961560.8286 | 25774141.8447 | 25774141.8447 | 1478867.319 | 11191377.8078 | 0 | 53726666.7254 | 92171053.6969 | 74989.4209 | 3.3353 | 16108.3208 | 27634.7109 | 328.3899 | 563.371
1 | 6400 | 707 | 0.015 | 15 | 15 | 7 | 1e-10 | 5spot_SharedNeighbor | Water | Porous | Wet | R245fa | MinimizeLCOE_Brownfield | IgnoreSilica | 2019 | 89.4554 | 15.7864 | 0.93128 | 4 | 14889.6252 | 25209.9614 | 303.5451 | 513.9392 | 105.8933 | 0 | 154.3869 | 2528678.3288 | 92241.6923 | 3128275.086 | 3107329.6916 | 0 | 419366.589 | 0 | 3617597.6412 | 9412246.991 | 6424051.9737 | 28729787.9936 | 961560.8286 | 25774141.8447 | 25774141.8447 | 1478867.319 | 11191377.8078 | 0 | 55465490.6669 | 93909877.6385 | 100000 | 3.7251 | 14889.6252 | 25209.9614 | 303.5451 | 513.9392
1 | 6400 | 707 | 0.015 | 15 | 15 | 7 | 1.3335e-10 | 5spot_SharedNeighbor | Water | Porous | Wet | R245fa | MinimizeLCOE_Brownfield | IgnoreSilica | 2019 | 95.1434 | 16.7865 | 1.0158 | 4 | 13996.0298 | 23457.9843 | 285.328 | 478.2227 | 105.8803 | 0 | 163.4529 | 2640677.1247 | 96278.2917 | 3285877.7669 | 3303078.9535 | 0 | 402337.3084 | 0 | 3794017.2836 | 9871254.712 | 6737334.175 | 30130855.6158 | 961560.8286 | 25774141.8447 | 25774141.8447 | 1478867.319 | 11191377.8078 | 0 | 56866558.2891 | 95310945.2607 | 133352.1432 | 4.063 | 13996.0298 | 23457.9843 | 285.328 | 478.2227
1 | 6400 | 707 | 0.015 | 15 | 15 | 7 | 1.7783e-10 | 5spot_SharedNeighbor | Water | Porous | Wet | R245fa | MinimizeLCOE_Brownfield | IgnoreSilica | 2019 | 99.7332 | 17.5904 | 1.0865 | 4 | 13338.3519 | 22183.9299 | 271.9203 | 452.2494 | 105.8602 | 0 | 140.8196 | 2729121.8074 | 99456.9347 | 3411223.8478 | 3460780.8223 | 0 | 384171.6742 | 0 | 3933054.4837 | 10233000.9862 | 6984233.4403 | 31235043.9967 | 961560.8286 | 25774141.8447 | 25774141.8447 | 1478867.319 | 11191377.8078 | 0 | 57970746.67 | 96415133.6416 | 177827.941 | 4.3462 | 13338.3519 | 22183.9299 | 271.9203 | 452.2494
1 | 6400 | 707 | 0.015 | 15 | 15 | 7 | 2.3714e-10 | 5spot_SharedNeighbor | Water | Porous | Wet | R245fa | MinimizeLCOE_Brownfield | IgnoreSilica | 2019 | 103.3406 | 18.2201 | 1.1441 | 4 | 12852.5451 | 21252.8716 | 262.0165 | 433.2685 | 105.8387 | 0 | 160.6185 | 2797466.7675 | 101907.4211 | 3508627.5841 | 3584553.1969 | 0 | 366434.5147 | 0 | 4040005.8989 | 10511266.6297 | 7174155.4597 | 32084417.4726 | 961560.8286 | 25774141.8447 | 25774141.8447 | 1478867.319 | 11191377.8078 | 0 | 58820120.146 | 97264507.1175 | 237137.3706 | 4.5765 | 12852.5451 | 21252.8716 | 262.0165 | 433.2685
1 | 6400 | 707 | 0.015 | 15 | 15 | 7 | 3.1623e-10 | 5spot_SharedNeighbor | Water | Porous | Wet | R245fa | MinimizeLCOE_Brownfield | IgnoreSilica | 2019 | 106.1445 | 18.7082 | 1.1901 | 4 | 12492.5344 | 20568.5137 | 254.6772 | 419.317 | 105.8187 | 0 | 147.5708 | 2849897.4933 | 103783.7369 | 3583675.3331 | 3680645.6555 | 0 | 350385.3356 | 0 | 4121671.1462 | 10723742.8515 | 7319174.847 | 32732976.3991 | 961560.8286 | 25774141.8447 | 25774141.8447 | 1478867.319 | 11191377.8078 | 0 | 59468679.0724 | 97913066.044 | 316227.766 | 4.7603 | 12492.5344 | 20568.5137 | 254.6772 | 419.317
1 | 6400 | 707 | 0.015 | 15 | 15 | 7 | 4.217e-10 | 5spot_SharedNeighbor | Water | Porous | Wet | R245fa | MinimizeLCOE_Brownfield | IgnoreSilica | 2019 | 108.3124 | 19.0848 | 1.2262 | 4 | 12225.0234 | 20062.8788 | 249.2236 | 409.0089 | 105.8013 | 0 | 151.1924 | 2890030.6073 | 105217.7998 | 3641312.8032 | 3754874.8989 | 0 | 336641.9955 | 0 | 4183950.4608 | 10885780.8529 | 7429769.1125 | 33227578.5309 | 961560.8286 | 25774141.8447 | 25774141.8447 | 1478867.319 | 11191377.8078 | 0 | 59963281.2043 | 98407668.1758 | 421696.5034 | 4.905 | 12225.0234 | 20062.8788 | 249.2236 | 409.0089
1 | 6400 | 707 | 0.015 | 15 | 15 | 7 | 5.6234e-10 | 5spot_SharedNeighbor | Water | Porous | Wet | R245fa | MinimizeLCOE_Brownfield | IgnoreSilica | 2019 | 109.9519 | 19.3691 | 1.2542 | 4 | 12025.8123 | 19688.8302 | 245.1625 | 401.3834 | 105.7872 | 0 | 136.0497 | 2920151.6946 | 106292.8412 | 3684681.7926 | 3810973.8761 | 0 | 325015.9331 | 0 | 4230375.2937 | 11006568.7448 | 7512209.3307 | 33596269.5069 | 961560.8286 | 25774141.8447 | 25774141.8447 | 1478867.319 | 11191377.8078 | 0 | 60331972.1802 | 98776359.1518 | 562341.3252 | 5.0169 | 12025.8123 | 19688.8302 | 245.1625 | 401.3834
1 | 6400 | 707 | 0.015 | 15 | 15 | 7 | 7.4989e-10 | 5spot_SharedNeighbor | Water | Porous | Wet | R245fa | MinimizeLCOE_Brownfield | IgnoreSilica | 2019 | 111.2017 | 19.5855 | 1.2758 | 4 | 11877.2101 | 19410.7623 | 242.133 | 395.7146 | 105.7757 | 0 | 155.5359 | 2942980.9108 | 107106.8958 | 3717615.1605 | 3853714.8047 | 0 | 315612.5457 | 0 | 4265441.8238 | 11097804.6632 | 7574479.7197 | 33874756.5242 | 961560.8286 | 25774141.8447 | 25774141.8447 | 1478867.319 | 11191377.8078 | 0 | 60610459.1976 | 99054846.1691 | 749894.2093 | 5.1031 | 11877.2101 | 19410.7623 | 242.133 | 395.7146
1 | 6400 | 707 | 0.015 | 15 | 15 | 7 | 1e-09 | 5spot_SharedNeighbor | Water | Porous | Wet | R245fa | MinimizeLCOE_Brownfield | IgnoreSilica | 2019 | 112.1567 | 19.7507 | 1.2923 | 4 | 11766.2144 | 19203.4011 | 239.8702 | 391.4873 | 105.7667 | 0 | 155.8524 | 2960348.068 | 107725.752 | 3742705.7173 | 3886358.7833 | 0 | 308205.7436 | 0 | 4292084.1851 | 11167122.622 | 7621790.6509 | 34086341.5222 | 961560.8286 | 25774141.8447 | 25774141.8447 | 1478867.319 | 11191377.8078 | 0 | 60822044.1956 | 99266431.1671 | 1000000 | 5.1692 | 11766.2144 | 19203.4011 | 239.8702 | 391.4873
1 | 6400 | 707 | 0.015 | 15 | 15 | 7 | 1.3335e-09 | 5spot_SharedNeighbor | Water | Porous | Wet | R245fa | MinimizeLCOE_Brownfield | IgnoreSilica | 2019 | 112.8756 | 19.875 | 1.3049 | 4 | 11683.2258 | 19048.806 | 238.1784 | 388.3357 | 105.7596 | 0 | 151.8835 | 2973377.0918 | 108189.7773 | 3761549.867 | 3910922.2358 | 0 | 302364.0933 | 0 | 4311997.1955 | 11218932.1904 | 7657151.7459 | 34244484.1971 | 961560.8286 | 25774141.8447 | 25774141.8447 | 1478867.319 | 11191377.8078 | 0 | 60980186.8704 | 99424573.842 | 1333521.4322 | 5.2195 | 11683.2258 | 19048.806 | 238.1784 | 388.3357
1 | 6400 | 707 | 0.015 | 15 | 15 | 7 | 1.7783e-09 | 5spot_SharedNeighbor | Water | Porous | Wet | R245fa | MinimizeLCOE_Brownfield | IgnoreSilica | 2019 | 113.4092 | 19.9672 | 1.3143 | 4 | 11621.1311 | 18933.6112 | 236.9125 | 385.9873 | 105.7543 | 0 | 157.5958 | 2983024.8797 | 108533.2425 | 3775515.3014 | 3929151.9322 | 0 | 297745.5065 | 0 | 4326648.6363 | 11257052.234 | 7683169.459 | 34360841.1916 | 961560.8286 | 25774141.8447 | 25774141.8447 | 1478867.319 | 11191377.8078 | 0 | 61096543.865 | 99540930.8365 | 1778279.41 | 5.2574 | 11621.1311 | 18933.6112 | 236.9125 | 385.9873
1 | 6400 | 707 | 0.015 | 15 | 15 | 7 | 2.3714e-09 | 5spot_SharedNeighbor | Water | Porous | Wet | R245fa | MinimizeLCOE_Brownfield | IgnoreSilica | 2019 | 113.8157 | 20.0374 | 1.3215 | 4 | 11574.6437 | 18847.3257 | 235.9648 | 384.2282 | 105.7502 | 0 | 160.2353 | 2990361.9339 | 108794.3663 | 3786142.4866 | 3943038.6614 | 0 | 294239.0915 | 0 | 4337804.8504 | 11286078.4147 | 7702980.4238 | 34449440.2285 | 961560.8286 | 25774141.8447 | 25774141.8447 | 1478867.319 | 11191377.8078 | 0 | 61185142.9019 | 99629529.8734 | 2371373.7057 | 5.2861 | 11574.6437 | 18847.3257 | 235.9648 | 384.2282
1 | 6400 | 707 | 0.015 | 15 | 15 | 7 | 3.1623e-09 | 5spot_SharedNeighbor | Water | Porous | Wet | R245fa | MinimizeLCOE_Brownfield | IgnoreSilica | 2019 | 114.1176 | 20.0895 | 1.3269 | 4 | 11539.8269 | 18782.8928 | 235.255 | 382.9147 | 105.7471 | 0 | 144.8838 | 2995802.7293 | 108987.9584 | 3794026.7888 | 3953349.3913 | 0 | 291518.6693 | 0 | 4346037.3595 | 11307497.7146 | 7717599.5361 | 34514820.1475 | 961560.8286 | 25774141.8447 | 25774141.8447 | 1478867.319 | 11191377.8078 | 0 | 61250522.8209 | 99694909.7924 | 3162277.6602 | 5.3078 | 11539.8269 | 18782.8928 | 235.255 | 382.9147
1 | 6400 | 707 | 0.015 | 15 | 15 | 7 | 4.217e-09 | 5spot_SharedNeighbor | Water | Porous | Wet | R245fa | MinimizeLCOE_Brownfield | IgnoreSilica | 2019 | 114.3493 | 20.1295 | 1.331 | 4 | 11513.7417 | 18734.4994 | 234.7232 | 381.9281 | 105.7447 | 0 | 149.5104 | 2999973.9189 | 109136.3508 | 3800073.4163 | 3961261.5894 | 0 | 289496.2236 | 0 | 4352377.1846 | 11323992.639 | 7728857.6609 | 34565168.9835 | 961560.8286 | 25774141.8447 | 25774141.8447 | 1478867.319 | 11191377.8078 | 0 | 61300871.6569 | 99745258.6284 | 4216965.0343 | 5.3241 | 11513.7417 | 18734.4994 | 234.7232 | 381.9281
1 | 6400 | 707 | 0.015 | 15 | 15 | 7 | 5.6234e-09 | 5spot_SharedNeighbor | Water | Porous | Wet | R245fa | MinimizeLCOE_Brownfield | IgnoreSilica | 2019 | 114.5197 | 20.1589 | 1.3341 | 4 | 11494.1941 | 18698.3731 | 234.3247 | 381.1916 | 105.743 | 0 | 141.4611 | 3003039.1117 | 109245.3821 | 3804517.9714 | 3967080.0528 | 0 | 287926.0636 | 0 | 4357005.3469 | 11336034.1679 | 7737076.2518 | 34601924.3484 | 961560.8286 | 25774141.8447 | 25774141.8447 | 1478867.319 | 11191377.8078 | 0 | 61337627.0217 | 99782013.9933 | 5623413.2519 | 5.3364 | 11494.1941 | 18698.3731 | 234.3247 | 381.1916
1 | 6400 | 707 | 0.015 | 15 | 15 | 7 | 7.4989e-09 | 5spot_SharedNeighbor | Water | Porous | Wet | R245fa | MinimizeLCOE_Brownfield | IgnoreSilica | 2019 | 114.6512 | 20.1816 | 1.3364 | 4 | 11479.5431 | 18671.1929 | 234.026 | 380.6375 | 105.7416 | 0 | 144.0946 | 3005403.2588 | 109329.4689 | 3807946.673 | 3971570.132 | 0 | 286774.393 | 0 | 4360599.331 | 11345384.9774 | 7743458.3714 | 34630466.6054 | 961560.8286 | 25774141.8447 | 25774141.8447 | 1478867.319 | 11191377.8078 | 0 | 61366169.2788 | 99810556.2503 | 7498942.0933 | 5.3457 | 11479.5431 | 18671.1929 | 234.026 | 380.6375
1 | 6400 | 707 | 0.015 | 15 | 15 | 7 | 1e-08 | 5spot_SharedNeighbor | Water | Porous | Wet | R245fa | MinimizeLCOE_Brownfield | IgnoreSilica | 2019 | 114.7413 | 20.1971 | 1.3381 | 4 | 11468.5606 | 18651.1051 | 233.8021 | 380.228 | 105.7406 | 0 | 163.4072 | 3007020.6001 | 109386.9887 | 3810292.6718 | 3974643.1517 | 0 | 285818.1894 | 0 | 4362993.0246 | 11351612.8771 | 7747709.041 | 34649476.5443 | 961560.8286 | 25774141.8447 | 25774141.8447 | 1478867.319 | 11191377.8078 | 0 | 61385179.2177 | 99829566.1892 | 10000000 | 5.3525 | 11468.5606 | 18651.1051 | 233.8021 | 380.228
1 | 6500 | 707 | 0.015 | 15 | 15 | 7 | 1e-13 | 5spot_SharedNeighbor | Water | Porous | Wet | R245fa | MinimizeLCOE_Brownfield | IgnoreSilica | 2019 | 0 | 0 | 0 | 0 |  |  |  |  | 15 |  | 23.4921 | [19 empty] | 100 | 0
1 | 6500 | 707 | 0.015 | 15 | 15 | 7 | 1.3335e-13 | 5spot_SharedNeighbor | Water | Porous | Wet | R245fa | MinimizeLCOE_Brownfield | IgnoreSilica | 2019 | 0 | 0 | 0 | 0 |  |  |  |  | 15 |  | 23.4225 | [19 empty] | 133.3521 | 0
1 | 6500 | 707 | 0.015 | 15 | 15 | 7 | 1.7783e-13 | 5spot_SharedNeighbor | Water | Porous | Wet | R245fa | MinimizeLCOE_Brownfield | IgnoreSilica | 2019 | 0 | 0 | 0 | 0 |  |  |  |  | 15 |  | 23.3015 | [19 empty] | 177.8279 | 0
1 | 6500 | 707 | 0.015 | 15 | 15 | 7 | 2.3714e-13 | 5spot_SharedNeighbor | Water | Porous | Wet | R245fa | MinimizeLCOE_Brownfield | IgnoreSilica | 2019 | 0 | 0 | 0 | 0 |  |  |  |  | 15 |  | 25.4735 | [19 empty] | 237.1374 | 0
1 | 6500 | 707 | 0.015 | 15 | 15 | 7 | 3.1623e-13 | 5spot_SharedNeighbor | Water | Porous | Wet | R245fa | MinimizeLCOE_Brownfield | IgnoreSilica | 2019 | 0 | 0 | 0 | 0 |  |  |  |  | 15 |  | 26.1448 | [19 empty] | 316.2278 | 0
1 | 6500 | 707 | 0.015 | 15 | 15 | 7 | 4.217e-13 | 5spot_SharedNeighbor | Water | Porous | Wet | R245fa | MinimizeLCOE_Brownfield | IgnoreSilica | 2019 | 0 | 0 | 0 | 0 |  |  |  |  | 15 |  | 28.1652 | [19 empty] | 421.6965 | 0
1 | 6500 | 707 | 0.015 | 15 | 15 | 7 | 5.6234e-13 | 5spot_SharedNeighbor | Water | Porous | Wet | R245fa | MinimizeLCOE_Brownfield | IgnoreSilica | 2019 | 0 | 0 | 0 | 0 |  |  |  |  | 15 |  | 27.9704 | [19 empty] | 562.3413 | 0
1 | 6500 | 707 | 0.015 | 15 | 15 | 7 | 7.4989e-13 | 5spot_SharedNeighbor | Water | Porous | Wet | R245fa | MinimizeLCOE_Brownfield | IgnoreSilica | 2019 | 0 | 0 | 0 | 0 |  |  |  |  | 15 |  | 26.4447 | [19 empty] | 749.8942 | 0
1 | 6500 | 707 | 0.015 | 15 | 15 | 7 | 1e-12 | 5spot_SharedNeighbor | Water | Porous | Wet | R245fa | MinimizeLCOE_Brownfield | IgnoreSilica | 2019 | 1.6 | 0.15898 | 0.0024262 | 4 | 2902382.0674 | 6947652.8371 | 59168.9842 | 141637.3005 | 76.8881 | 0 | 30.958 | 80266.3204 | 2383.7858 | 80840.2082 | 67253.3303 | 0 | 43626.0725 | 0 | 107004.1897 | 278402.952 | 190015.7353 | 849792.5941 | 961560.8286 | 26355312.1702 | 26355312.1702 | 1478867.319 | 11423845.938 | 0 | 28166665.593 | 67424691.0202 | 1000 | 0.0097047 | 2902382.0674 | 6947652.8371 | 59168.9842 | 141637.3005
1 | 6500 | 707 | 0.015 | 15 | 15 | 7 | 1.3335e-12 | 5spot_SharedNeighbor | Water | Porous | Wet | R245fa | MinimizeLCOE_Brownfield | IgnoreSilica | 2019 | 3.3077 | 0.44387 | 0.0085901 | 4 | 848038.5085 | 1990570.2922 | 17288.4121 | 40580.4679 | 90.7936 | 0 | 65.6097 | 185757.3927 | 6125.8274 | 181750.7552 | 125102.3221 | 0 | 89591.4535 | 0 | 229447.8229 | 596976.1689 | 407448.5019 | 1822200.2446 | 961560.8286 | 26355312.1702 | 26355312.1702 | 1478867.319 | 11423845.938 | 0 | 29139073.2434 | 68397098.6706 | 1333.5214 | 0.034361 | 848038.5085 | 1990570.2922 | 17288.4121 | 40580.4679
1 | 6500 | 707 | 0.015 | 15 | 15 | 7 | 1.7783e-12 | 5spot_SharedNeighbor | Water | Porous | Wet | R245fa | MinimizeLCOE_Brownfield | IgnoreSilica | 2019 | 4.6307 | 0.67724 | 0.017023 | 4 | 437735.4514 | 1014263.5061 | 8923.8293 | 20677.1335 | 95.2563 | 0 | 75.7957 | 258046.3726 | 8794.5671 | 253949.1379 | 171135.5771 | 0 | 112085.7372 | 0 | 313564.4428 | 815830.3594 | 556820.9839 | 2490227.178 | 961560.8286 | 26355312.1702 | 26355312.1702 | 1478867.319 | 11423845.938 | 0 | 29807100.1768 | 69065125.6041 | 1778.2794 | 0.068094 | 437735.4514 | 1014263.5061 | 8923.8293 | 20677.1335
1 | 6500 | 707 | 0.015 | 15 | 15 | 7 | 2.3714e-12 | 5spot_SharedNeighbor | Water | Porous | Wet | R245fa | MinimizeLCOE_Brownfield | IgnoreSilica | 2019 | 6.3085 | 0.97763 | 0.029015 | 4 | 263605.4219 | 601860.1903 | 5373.9531 | 12269.7341 | 98.4142 | 0 | 108.7749 | 341006.4765 | 11889.813 | 339818.4077 | 229390.3461 | 0 | 136029.2354 | 0 | 412672.3687 | 1073688.8526 | 732814.704 | 3277310.204 | 961560.8286 | 26355312.1702 | 26355312.1702 | 1478867.319 | 11423845.938 | 0 | 30594183.2028 | 69852208.6301 | 2371.3737 | 0.11606 | 263605.4219 | 601860.1903 | 5373.9531 | 12269.7341
1 | 6500 | 707 | 0.015 | 15 | 15 | 7 | 3.1623e-12 | 5spot_SharedNeighbor | Water | Porous | Wet | R245fa | MinimizeLCOE_Brownfield | IgnoreSilica | 2019 | 8.284 | 1.3327 | 0.045188 | 4 | 174011.7083 | 391205.9309 | 3547.464 | 7975.262 | 100.5093 | 0 | 84.3724 | 429575.2173 | 15204.0162 | 434703.1874 | 298098.8601 | 0 | 157756.3336 | 0 | 520781.6696 | 1354967.0774 | 924792.8721 | 4135879.2337 | 961560.8286 | 26355312.1702 | 26355312.1702 | 1478867.319 | 11423845.938 | 0 | 31452752.2325 | 70710777.6598 | 3162.2777 | 0.18075 | 174011.7083 | 391205.9309 | 3547.464 | 7975.262
1 | 6500 | 707 | 0.015 | 15 | 15 | 7 | 4.217e-12 | 5spot_SharedNeighbor | Water | Porous | Wet | R245fa | MinimizeLCOE_Brownfield | IgnoreSilica | 2019 | 11.242 | 1.8726 | 0.068215 | 4 | 119818.1986 | 263694.829 | 2442.656 | 5375.7758 | 102.5006 | 0 | 88.3398 | 552336.4977 | 19822.7936 | 569809.083 | 401745.5968 | 0 | 192209.1497 | 0 | 677010.0171 | 1761441.1907 | 1202219.8067 | 5376594.1354 | 961560.8286 | 26355312.1702 | 26355312.1702 | 1478867.319 | 11423845.938 | 0 | 32693467.1342 | 71951492.5615 | 4216.965 | 0.27286 | 119818.1986 | 263694.829 | 2442.656 | 5375.7758
1 | 6500 | 707 | 0.015 | 15 | 15 | 7 | 5.6234e-12 | 5spot_SharedNeighbor | Water | Porous | Wet | R245fa | MinimizeLCOE_Brownfield | IgnoreSilica | 2019 | 14.7445 | 2.5115 | 0.098279 | 4 | 86646.9648 | 186511.1253 | 1766.4156 | 3802.2816 | 103.792 | 0 | 78.5445 | 684241.1474 | 24773.6921 | 719949.7612 | 524603.0089 | 0 | 224259.9827 | 0 | 849352.761 | 2209841.6579 | 1508262.3392 | 6745284.3504 | 961560.8286 | 26355312.1702 | 26355312.1702 | 1478867.319 | 11423845.938 | 0 | 34062157.3493 | 73320182.7765 | 5623.4133 | 0.39311 | 86646.9648 | 186511.1253 | 1766.4156 | 3802.2816
1 | 6500 | 707 | 0.015 | 15 | 15 | 7 | 7.4989e-12 | 5spot_SharedNeighbor | Water | Porous | Wet | R245fa | MinimizeLCOE_Brownfield | IgnoreSilica | 2019 | 19.166 | 3.319 | 0.13783 | 4 | 64750.5068 | 135960.1054 | 1320.0267 | 2771.7306 | 104.7661 | 0 | 102.0415 | 837271.436 | 30506.7043 | 899171.6311 | 679438.3882 | 0 | 259311.9183 | 0 | 1055223.0304 | 2745473.8691 | 1873842.3295 | 8380239.3069 | 961560.8286 | 26355312.1702 | 26355312.1702 | 1478867.319 | 11423845.938 | 0 | 35697112.3058 | 74955137.733 | 7498.9421 | 0.5513 | 64750.5068 | 135960.1054 | 1320.0267 | 2771.7306
1 | 6500 | 707 | 0.015 | 15 | 15 | 7 | 1e-11 | 5spot_SharedNeighbor | Water | Porous | Wet | R245fa | MinimizeLCOE_Brownfield | IgnoreSilica | 2019 | 24.6908 | 4.329 | 0.18918 | 4 | 49738.1546 | 101616.967 | 1013.9796 | 2071.5993 | 105.5044 | 0 | 100.4799 | 1013758.5985 | 37101.5941 | 1111509.5446 | 872785.9248 | 0 | 297235.9188 | 0 | 1299632.7165 | 3381377.737 | 2307859.7859 | 10321261.8201 | 961560.8286 | 26355312.1702 | 26355312.1702 | 1478867.319 | 11423845.938 | 0 | 37638134.819 | 76896160.2462 | 10000 | 0.75673 | 49738.1546 | 101616.967 | 1013.9796 | 2071.5993
1 | 6500 | 707 | 0.015 | 15 | 15 | 7 | 1.3335e-11 | 5spot_SharedNeighbor | Water | Porous | Wet | R245fa | MinimizeLCOE_Brownfield | IgnoreSilica | 2019 | 31.4512 | 5.5661 | 0.25471 | 4 | 39164.7093 | 77696.9936 | 798.4256 | 1583.9583 | 106.0633 | 0 | 96.7342 | 1213989.0557 | 44564.1143 | 1358516.4019 | 1109472.4384 | 0 | 336893.0883 | 0 | 1584739.6884 | 4123167.5945 | 2814146.6059 | 12585488.9874 | 961560.8286 | 26355312.1702 | 26355312.1702 | 1478867.319 | 11423845.938 | 0 | 39902361.9863 | 79160387.4135 | 13335.2143 | 1.0188 | 39164.7093 | 77696.9936 | 798.4256 | 1583.9583
1 | 6500 | 707 | 0.015 | 15 | 15 | 7 | 1.7783e-11 | 5spot_SharedNeighbor | Water | Porous | Wet | R245fa | MinimizeLCOE_Brownfield | IgnoreSilica | 2019 | 39.4413 | 7.0296 | 0.33619 | 4 | 31576.4388 | 60770.1625 | 643.7284 | 1238.882 | 106.4837 | 0 | 121.913 | 1434634.7909 | 52768.6513 | 1636952.2857 | 1389877.8581 | 0 | 375675.7755 | 0 | 1907064.651 | 4961791.0292 | 3386524.332 | 15145289.3737 | 961560.8286 | 26355312.1702 | 26355312.1702 | 1478867.319 | 11423845.938 | 0 | 42462162.3726 | 81720187.7998 | 17782.7941 | 1.3447 | 31576.4388 | 60770.1625 | 643.7284 | 1238.882
1 | 6500 | 707 | 0.015 | 15 | 15 | 7 | 2.3714e-11 | 5spot_SharedNeighbor | Water | Porous | Wet | R245fa | MinimizeLCOE_Brownfield | IgnoreSilica | 2019 | 48.4692 | 8.6839 | 0.43366 | 4 | 26076.6191 | 48708.4593 | 531.6072 | 992.9878 | 106.795 | 0 | 97.0297 | 1668292.4978 | 61434.4367 | 1938038.207 | 1706764.1397 | 0 | 410141.7109 | 0 | 2256021.6869 | 5869705.6557 | 4006194.7204 | 17916593.055 | 961560.8286 | 26355312.1702 | 26355312.1702 | 1478867.319 | 11423845.938 | 0 | 45233466.0539 | 84491491.4811 | 23713.7371 | 1.7346 | 26076.6191 | 48708.4593 | 531.6072 | 992.9878
1 | 6500 | 707 | 0.015 | 15 | 15 | 7 | 3.1623e-11 | 5spot_SharedNeighbor | Water | Porous | Wet | R245fa | MinimizeLCOE_Brownfield | IgnoreSilica | 2019 | 58.0741 | 10.4429 | 0.54441 | 4 | 22071.5452 | 40099.4216 | 449.9583 | 817.4809 | 107.0137 | 0 | 124.0124 | 1902697.2529 | 70103.3127 | 2245827.5367 | 2043801.0275 | 0 | 436009.3852 | 0 | 2612391.0208 | 6796905.5611 | 4639027.7079 | 20746762.8049 | 961560.8286 | 26355312.1702 | 26355312.1702 | 1478867.319 | 11423845.938 | 0 | 48063635.8038 | 87321661.231 | 31622.7766 | 2.1776 | 22071.5452 | 40099.4216 | 449.9583 | 817.4809
1 | 6500 | 707 | 0.015 | 15 | 15 | 7 | 4.217e-11 | 5spot_SharedNeighbor | Water | Porous | Wet | R245fa | MinimizeLCOE_Brownfield | IgnoreSilica | 2019 | 67.6527 | 12.1934 | 0.66278 | 4 | 19153.1704 | 33961.1939 | 390.4633 | 692.3449 | 107.1519 | 0 | 144.4463 | 2124490.8211 | 78278.8735 | 2541998.674 | 2379569.6965 | 0 | 450343.8062 | 0 | 2954125.9298 | 7686029.6948 | 5245873.1988 | 23460710.6946 | 961560.8286 | 26355312.1702 | 26355312.1702 | 1478867.319 | 11423845.938 | 0 | 50777583.6935 | 90035609.1207 | 42169.6503 | 2.6511 | 19153.1704 | 33961.1939 | 390.4633 | 692.3449
1 | 6500 | 707 | 0.015 | 15 | 15 | 7 | 5.6234e-11 | 5spot_SharedNeighbor | Water | Porous | Wet | R245fa | MinimizeLCOE_Brownfield | IgnoreSilica | 2019 | 76.6197 | 13.8264 | 0.78148 | 4 | 17027.0409 | 29585.8828 | 347.1193 | 603.1482 | 107.2249 | 0 | 132.4699 | 2322767.5509 | 85560.177 | 2810729.1988 | 2693358.786 | 0 | 452549.0653 | 0 | 3262336.2635 | 8487929.7603 | 5793186.471 | 25908417.2729 | 961560.8286 | 26355312.1702 | 26355312.1702 | 1478867.319 | 11423845.938 | 0 | 53225290.2717 | 92483315.699 | 56234.1325 | 3.1259 | 17027.0409 | 29585.8828 | 347.1193 | 603.1482
1 | 6500 | 707 | 0.015 | 15 | 15 | 7 | 7.4989e-11 | 5spot_SharedNeighbor | Water | Porous | Wet | R245fa | MinimizeLCOE_Brownfield | IgnoreSilica | 2019 | 84.5929 | 15.2719 | 0.89375 | 4 | 15476.482 | 26457.7843 | 315.509 | 539.3777 | 107.2514 | 0 | 130.3627 | 2492255.3308 | 91759.8765 | 3043395.5757 | 2971761.1682 | 0 | 444765.1058 | 0 | 3527135.4523 | 9176882.9318 | 6263411.1671 | 28011366.6082 | 961560.8286 | 26355312.1702 | 26355312.1702 | 1478867.319 | 11423845.938 | 0 | 55328239.6071 | 94586265.0343 | 74989.4209 | 3.575 | 15476.482 | 26457.7843 | 315.509 | 539.3777
1 | 6500 | 707 | 0.015 | 15 | 15 | 7 | 1e-10 | 5spot_SharedNeighbor | Water | Porous | Wet | R245fa | MinimizeLCOE_Brownfield | IgnoreSilica | 2019 | 91.3649 | 16.4939 | 0.99456 | 4 | 14342.8031 | 24211.0104 | 292.3974 | 493.5742 | 107.2491 | 0 | 172.2393 | 2631570.836 | 96836.6712 | 3236698.4253 | 3207675.9624 | 0 | 429963.0885 | 0 | 3745070.5435 | 9743905.3347 | 6650415.6082 | 29742136.4699 | 961560.8286 | 26355312.1702 | 26355312.1702 | 1478867.319 | 11423845.938 | 0 | 57059009.4688 | 96317034.896 | 100000 | 3.9782 | 14342.8031 | 24211.0104 | 292.3974 | 493.5742
1 | 6500 | 707 | 0.015 | 15 | 15 | 7 | 1.3335e-10 | 5spot_SharedNeighbor | Water | Porous | Wet | R245fa | MinimizeLCOE_Brownfield | IgnoreSilica | 2019 | 96.9487 | 17.4969 | 1.0815 | 4 | 13511.0294 | 22586.1117 | 275.4406 | 460.4484 | 107.2318 | 0 | 143.3355 | 2743429.6374 | 100899.0408 | 3393264.6049 | 3401768.3436 | 0 | 411697.1132 | 0 | 3919912.9085 | 10198809.3033 | 6960896.9141 | 31130677.8658 | 961560.8286 | 26355312.1702 | 26355312.1702 | 1478867.319 | 11423845.938 | 0 | 58447550.8646 | 97705576.2918 | 133352.1432 | 4.3259 | 13511.0294 | 22586.1117 | 275.4406 | 460.4484
1 | 6500 | 707 | 0.015 | 15 | 15 | 7 | 1.7783e-10 | 5spot_SharedNeighbor | Water | Porous | Wet | R245fa | MinimizeLCOE_Brownfield | IgnoreSilica | 2019 | 101.4381 | 18.3 | 1.154 | 4 | 12898.4548 | 21403.4514 | 262.9524 | 436.3383 | 107.2086 | 0 | 170.8117 | 2831480.8846 | 104087.4264 | 3517371.9698 | 3557514.6765 | 0 | 392574.1923 | 0 | 4057181.3683 | 10555953.678 | 7204655.2884 | 32220819.4843 | 961560.8286 | 26355312.1702 | 26355312.1702 | 1478867.319 | 11423845.938 | 0 | 59537692.4832 | 98795717.9104 | 177827.941 | 4.6159 | 12898.4548 | 21403.4514 | 262.9524 | 436.3383
1 | 6500 | 707 | 0.015 | 15 | 15 | 7 | 2.3714e-10 | 5spot_SharedNeighbor | Water | Porous | Wet | R245fa | MinimizeLCOE_Brownfield | IgnoreSilica | 2019 | 104.9607 | 18.9281 | 1.2128 | 4 | 12445.6915 | 20538.3418 | 253.7223 | 418.7019 | 107.185 | 0 | 149.5645 | 2899436.243 | 106542.1602 | 3613681.7979 | 3679521.4389 | 0 | 374166.6111 | 0 | 4162605.8179 | 10830246.4703 | 7391865.7553 | 33058066.2944 | 961560.8286 | 26355312.1702 | 26355312.1702 | 1478867.319 | 11423845.938 | 0 | 60374939.2932 | 99632964.7204 | 237137.3706 | 4.8511 | 12445.6915 | 20538.3418 | 253.7223 | 418.7019
1 | 6500 | 707 | 0.015 | 15 | 15 | 7 | 3.1623e-10 | 5spot_SharedNeighbor | Water | Porous | Wet | R245fa | MinimizeLCOE_Brownfield | IgnoreSilica | 2019 | 107.7038 | 19.4158 | 1.2596 | 4 | 12109.9918 | 19901.6424 | 246.8786 | 405.7219 | 107.1635 | 0 | 167.9231 | 2951678.9527 | 108425.6235 | 3688038.8639 | 3774398.7861 | 0 | 357742.1263 | 0 | 4243310.8975 | 11040224.5325 | 7535180.0973 | 33698999.8798 | 961560.8286 | 26355312.1702 | 26355312.1702 | 1478867.319 | 11423845.938 | 0 | 61015872.8787 | 100273898.3059 | 316227.766 | 5.0385 | 12109.9918 | 19901.6424 | 246.8786 | 405.7219
1 | 6500 | 707 | 0.015 | 15 | 15 | 7 | 4.217e-10 | 5spot_SharedNeighbor | Water | Porous | Wet | R245fa | MinimizeLCOE_Brownfield | IgnoreSilica | 2019 | 109.8056 | 19.7887 | 1.2963 | 4 | 11860.4367 | 19431.5221 | 241.791 | 396.1379 | 107.1452 | 0 | 158.8887 | 2991316.5944 | 109852.4382 | 3744640.2594 | 3847016.7961 | 0 | 343578.1182 | 0 | 4304197.6405 | 11198639.3482 | 7643301.4641 | 34182542.6591 | 961560.8286 | 26355312.1702 | 26355312.1702 | 1478867.319 | 11423845.938 | 0 | 61499415.658 | 100757441.0852 | 421696.5034 | 5.1853 | 11860.4367 | 19431.5221 | 241.791 | 396.1379
1 | 6500 | 707 | 0.015 | 15 | 15 | 7 | 5.6234e-10 | 5spot_SharedNeighbor | Water | Porous | Wet | R245fa | MinimizeLCOE_Brownfield | IgnoreSilica | 2019 | 111.4233 | 20.0751 | 1.3248 | 4 | 11674.532 | 19082.5711 | 238.0011 | 389.024 | 107.1301 | 0 | 189.3878 | 3021596.803 | 110941.1052 | 3787987.9164 | 3902861.7457 | 0 | 331955.5137 | 0 | 4350583.8027 | 11319326.6273 | 7725673.012 | 34550926.526 | 961560.8286 | 26355312.1702 | 26355312.1702 | 1478867.319 | 11423845.938 | 0 | 61867799.5249 | 101125824.9521 | 562341.3252 | 5.2994 | 11674.532 | 19082.5711 | 238.0011 | 389.024
1 | 6500 | 707 | 0.015 | 15 | 15 | 7 | 7.4989e-10 | 5spot_SharedNeighbor | Water | Porous | Wet | R245fa | MinimizeLCOE_Brownfield | IgnoreSilica | 2019 | 112.6413 | 20.2905 | 1.3467 | 4 | 11535.8173 | 18823.5509 | 235.1732 | 383.7435 | 107.1181 | 0 | 177.3763 | 3044266.2344 | 111755.381 | 3820502.2922 | 3944881.6162 | 0 | 322426.5396 | 0 | 4385094.5047 | 11409116.3948 | 7786956.3733 | 34824999.3364 | 961560.8286 | 26355312.1702 | 26355312.1702 | 1478867.319 | 11423845.938 | 0 | 62141872.3352 | 101399897.7624 | 749894.2093 | 5.3869 | 11535.8173 | 18823.5509 | 235.1732 | 383.7435
1 | 6500 | 707 | 0.015 | 15 | 15 | 7 | 1e-09 | 5spot_SharedNeighbor | Water | Porous | Wet | R245fa | MinimizeLCOE_Brownfield | IgnoreSilica | 2019 | 113.5575 | 20.4524 | 1.3634 | 4 | 11432.1848 | 18630.7893 | 233.0605 | 379.8138 | 107.1088 | 0 | 169.3757 | 3061247.0444 | 112364.8919 | 3844892.4887 | 3976476.1387 | 0 | 314793.5011 | 0 | 4410811.8853 | 11476027.7435 | 7832624.7437 | 35029238.4372 | 961560.8286 | 26355312.1702 | 26355312.1702 | 1478867.319 | 11423845.938 | 0 | 62346111.4361 | 101604136.8633 | 1000000 | 5.4536 | 11432.1848 | 18630.7893 | 233.0605 | 379.8138
1 | 6500 | 707 | 0.015 | 15 | 15 | 7 | 1.3335e-09 | 5spot_SharedNeighbor | Water | Porous | Wet | R245fa | MinimizeLCOE_Brownfield | IgnoreSilica | 2019 | 114.2419 | 20.5732 | 1.376 | 4 | 11354.6887 | 18487.2011 | 231.4807 | 376.8866 | 107.1017 | 0 | 158.471 | 3073890.0446 | 112818.4575 | 3863071.6375 | 4000066.2164 | 0 | 308736.468 | 0 | 4429847.3013 | 11525553.9913 | 7866427.4255 | 35180411.542 | 961560.8286 | 26355312.1702 | 26355312.1702 | 1478867.319 | 11423845.938 | 0 | 62497284.5409 | 101755309.9681 | 1333521.4322 | 5.5041 | 11354.6887 | 18487.2011 | 231.4807 | 376.8866
1 | 6500 | 707 | 0.015 | 15 | 15 | 7 | 1.7783e-09 | 5spot_SharedNeighbor | Water | Porous | Wet | R245fa | MinimizeLCOE_Brownfield | IgnoreSilica | 2019 | 114.7755 | 20.6674 | 1.3857 | 4 | 11296.6963 | 18379.368 | 230.2984 | 374.6883 | 107.096 | 0 | 161.2312 | 3083723.8702 | 113171.1023 | 3877222.9654 | 4018453.862 | 0 | 304222.7221 | 0 | 4444749.8636 | 11564327.4014 | 7892891.0746 | 35298762.8615 | 961560.8286 | 26355312.1702 | 26355312.1702 | 1478867.319 | 11423845.938 | 0 | 62615635.8604 | 101873661.2876 | 1778279.41 | 5.5428 | 11296.6963 | 18379.368 | 230.2984 | 374.6883
1 | 6500 | 707 | 0.015 | 15 | 15 | 7 | 2.3714e-09 | 5spot_SharedNeighbor | Water | Porous | Wet | R245fa | MinimizeLCOE_Brownfield | IgnoreSilica | 2019 | 115.1628 | 20.7356 | 1.3929 | 4 | 11253.276 | 18299.1887 | 229.4133 | 373.0537 | 107.0918 | 0 | 166.3378 | 3090847.9171 | 113426.4924 | 3887481.1818 | 4031796.34 | 0 | 300603.5455 | 0 | 4455420.636 | 11592090.5623 | 7911840.0024 | 35383506.6775 | 961560.8286 | 26355312.1702 | 26355312.1702 | 1478867.319 | 11423845.938 | 0 | 62700379.6764 | 101958405.1036 | 2371373.7057 | 5.5717 | 11253.276 | 18299.1887 | 229.4133 | 373.0537
1 | 6500 | 707 | 0.015 | 15 | 15 | 7 | 3.1623e-09 | 5spot_SharedNeighbor | Water | Porous | Wet | R245fa | MinimizeLCOE_Brownfield | IgnoreSilica | 2019 | 115.4601 | 20.7881 | 1.3984 | 4 | 11220.7534 | 18239.0019 | 228.7502 | 371.8267 | 107.0886 | 0 | 161.6937 | 3096308.8935 | 113622.2185 | 3895348.2416 | 4042036.281 | 0 | 297899.624 | 0 | 4463633.9508 | 11613459.9229 | 7926425.0301 | 35448734.1624 | 961560.8286 | 26355312.1702 | 26355312.1702 | 1478867.319 | 11423845.938 | 0 | 62765607.1613 | 102023632.5885 | 3162277.6602 | 5.5937 | 11220.7534 | 18239.0019 | 228.7502 | 371.8267
1 | 6500 | 707 | 0.015 | 15 | 15 | 7 | 4.217e-09 | 5spot_SharedNeighbor | Water | Porous | Wet | R245fa | MinimizeLCOE_Brownfield | IgnoreSilica | 2019 | 115.6964 | 20.8297 | 1.4026 | 4 | 11196.3864 | 18193.539 | 228.2535 | 370.8999 | 107.086 | 0 | 159.343 | 3100645.8011 | 113777.6305 | 3901598.1361 | 4050175.9107 | 0 | 295974.57 | 0 | 4470247.0989 | 11630665.9775 | 7938168.516 | 35501253.6408 | 961560.8286 | 26355312.1702 | 26355312.1702 | 1478867.319 | 11423845.938 | 0 | 62818126.6396 | 102076152.0669 | 4216965.0343 | 5.6106 | 11196.3864 | 18193.539 | 228.2535 | 370.8999
1 | 6500 | 707 | 0.015 | 15 | 15 | 7 | 5.6234e-09 | 5spot_SharedNeighbor | Water | Porous | Wet | R245fa | MinimizeLCOE_Brownfield | IgnoreSilica | 2019 | 115.8427 | 20.8555 | 1.4056 | 4 | 11178.1259 | 18160.456 | 227.8812 | 370.2255 | 107.0844 | 0 | 145.1763 | 3103328.6971 | 113873.7556 | 3905465.5694 | 4055214.9233 | 0 | 294196.3362 | 0 | 4474110.9198 | 11640718.847 | 7945029.8059 | 35531938.8542 | 961560.8286 | 26355312.1702 | 26355312.1702 | 1478867.319 | 11423845.938 | 0 | 62848811.8531 | 102106837.2803 | 5623413.2519 | 5.6225 | 11178.1259 | 18160.456 | 227.8812 | 370.2255
1 | 6500 | 707 | 0.015 | 15 | 15 | 7 | 7.4989e-09 | 5spot_SharedNeighbor | Water | Porous | Wet | R245fa | MinimizeLCOE_Brownfield | IgnoreSilica | 2019 | 115.9741 | 20.8786 | 1.408 | 4 | 11164.4388 | 18135.0034 | 227.6022 | 369.7066 | 107.0829 | 0 | 128.2275 | 3105735.5819 | 113959.9861 | 3908935.6578 | 4059737.4648 | 0 | 293072.1561 | 0 | 4477761.9302 | 11650218.0272 | 7951513.1916 | 35560933.9958 | 961560.8286 | 26355312.1702 | 26355312.1702 | 1478867.319 | 11423845.938 | 0 | 62877806.9947 | 102135832.4219 | 7498942.0933 | 5.632 | 11164.4388 | 18135.0034 | 227.6022 | 369.7066
1 | 6500 | 707 | 0.015 | 15 | 15 | 7 | 1e-08 | 5spot_SharedNeighbor | Water | Porous | Wet | R245fa | MinimizeLCOE_Brownfield | IgnoreSilica | 2019 | 116.0667 | 20.8949 | 1.4097 | 4 | 11154.1786 | 18116.1141 | 227.393 | 369.3215 | 107.0819 | 0 | 126.9991 | 3107432.0163 | 114020.7583 | 3911381.8599 | 4062926.3792 | 0 | 292162.8723 | 0 | 4480290.3155 | 11656796.367 | 7956003.0437 | 35581013.6121 | 961560.8286 | 26355312.1702 | 26355312.1702 | 1478867.319 | 11423845.938 | 0 | 62897886.611 | 102155912.0382 | 10000000 | 5.639 | 11154.1786 | 18116.1141 | 227.393 | 369.3215
1 | 6600 | 707 | 0.015 | 15 | 15 | 7 | 1e-13 | 5spot_SharedNeighbor | Water | Porous | Wet | R245fa | MinimizeLCOE_Brownfield | IgnoreSilica | 2019 | 0 | 0 | 0 | 0 |  |  |  |  | 15 |  | 22.4187 | [19 empty] | 100 | 0
1 | 6600 | 707 | 0.015 | 15 | 15 | 7 | 1.3335e-13 | 5spot_SharedNeighbor | Water | Porous | Wet | R245fa | MinimizeLCOE_Brownfield | IgnoreSilica | 2019 | 0 | 0 | 0 | 0 |  |  |  |  | 15 |  | 22.0216 | [19 empty] | 133.3521 | 0
1 | 6600 | 707 | 0.015 | 15 | 15 | 7 | 1.7783e-13 | 5spot_SharedNeighbor | Water | Porous | Wet | R245fa | MinimizeLCOE_Brownfield | IgnoreSilica | 2019 | 0 | 0 | 0 | 0 |  |  |  |  | 15 |  | 22.3404 | [19 empty] | 177.8279 | 0
1 | 6600 | 707 | 0.015 | 15 | 15 | 7 | 2.3714e-13 | 5spot_SharedNeighbor | Water | Porous | Wet | R245fa | MinimizeLCOE_Brownfield | IgnoreSilica | 2019 | 0 | 0 | 0 | 0 |  |  |  |  | 15 |  | 23.932 | [19 empty] | 237.1374 | 0
1 | 6600 | 707 | 0.015 | 15 | 15 | 7 | 3.1623e-13 | 5spot_SharedNeighbor | Water | Porous | Wet | R245fa | MinimizeLCOE_Brownfield | IgnoreSilica | 2019 | 0 | 0 | 0 | 0 |  |  |  |  | 15 |  | 23.7009 | [19 empty] | 316.2278 | 0
1 | 6600 | 707 | 0.015 | 15 | 15 | 7 | 4.217e-13 | 5spot_SharedNeighbor | Water | Porous | Wet | R245fa | MinimizeLCOE_Brownfield | IgnoreSilica | 2019 | 0 | 0 | 0 | 0 |  |  |  |  | 15 |  | 27.5619 | [19 empty] | 421.6965 | 0
1 | 6600 | 707 | 0.015 | 15 | 15 | 7 | 5.6234e-13 | 5spot_SharedNeighbor | Water | Porous | Wet | R245fa | MinimizeLCOE_Brownfield | IgnoreSilica | 2019 | 0 | 0 | 0 | 0 |  |  |  |  | 15 |  | 24.7393 | [19 empty] | 562.3413 | 0
1 | 6600 | 707 | 0.015 | 15 | 15 | 7 | 7.4989e-13 | 5spot_SharedNeighbor | Water | Porous | Wet | R245fa | MinimizeLCOE_Brownfield | IgnoreSilica | 2019 | 1.6 | 0.16121 | 0.00041582 | 4 | 17310638.1548 | 41407535.5535 | 352900.7732 | 844148.6201 | 77.4499 | 0 | 27.9552 | 81546.2408 | 2432.0494 | 81705.0888 | 67601.1472 | 0 | 53589.2415 | 0 | 111880.7694 | 291090.8121 | 198675.4606 | 888520.8099 | 961560.8286 | 26942342.5866 | 26942342.5866 | 1478867.319 | 11658658.1045 | 0 | 28792424.2251 | 68872292.2353 | 749.8942 | 0.0016633 | 17310638.1548 | 41407535.5535 | 352900.7732 | 844148.6201
1 | 6600 | 707 | 0.015 | 15 | 15 | 7 | 1e-12 | 5spot_SharedNeighbor | Water | Porous | Wet | R245fa | MinimizeLCOE_Brownfield | IgnoreSilica | 2019 | 1.6 | 0.16122 | 0.0028208 | 4 | 2548823.3024 | 6101026.9128 | 51961.2106 | 124377.6859 | 77.4523 | 0 | 30.1336 | 81551.9018 | 2432.2635 | 81708.9046 | 67602.8333 | 0 | 42666.1284 | 0 | 107625.1924 | 280018.6736 | 191118.4986 | 854724.3963 | 961560.8286 | 26942342.5866 | 26942342.5866 | 1478867.319 | 11658658.1045 | 0 | 28758627.8115 | 68838495.8216 | 1000 | 0.011283 | 2548823.3024 | 6101026.9128 | 51961.2106 | 124377.6859
1 | 6600 | 707 | 0.015 | 15 | 15 | 7 | 1.3335e-12 | 5spot_SharedNeighbor | Water | Porous | Wet | R245fa | MinimizeLCOE_Brownfield | IgnoreSilica | 2019 | 3.4929 | 0.48471 | 0.010075 | 4 | 740718.8187 | 1735262.8224 | 15100.555 | 35375.6798 | 92.5129 | 0 | 49.7066 | 200216.6259 | 6684.1007 | 194747.1908 | 132319.4073 | 0 | 94613.6899 | 0 | 245146.5956 | 637821.1554 | 435326.0445 | 1946874.8099 | 961560.8286 | 26942342.5866 | 26942342.5866 | 1478867.319 | 11658658.1045 | 0 | 29850778.2251 | 69930646.2353 | 1333.5214 | 0.0403 | 740718.8187 | 1735262.8224 | 15100.555 | 35375.6798
1 | 6600 | 707 | 0.015 | 15 | 15 | 7 | 1.7783e-12 | 5spot_SharedNeighbor | Water | Porous | Wet | R245fa | MinimizeLCOE_Brownfield | IgnoreSilica | 2019 | 4.9083 | 0.74074 | 0.019405 | 4 | 393871.5643 | 910230.3998 | 8029.6046 | 18556.2779 | 96.9488 | 0 | 74.0452 | 278147.7077 | 9592.4837 | 272471.2773 | 182099.0183 | 0 | 119252.809 | 0 | 336009.6855 | 874228.2765 | 596678.7623 | 2668480.0203 | 961560.8286 | 26942342.5866 | 26942342.5866 | 1478867.319 | 11658658.1045 | 0 | 30572383.4355 | 70652251.4457 | 1778.2794 | 0.07762 | 393871.5643 | 910230.3998 | 8029.6046 | 18556.2779
1 | 6600 | 707 | 0.015 | 15 | 15 | 7 | 2.3714e-12 | 5spot_SharedNeighbor | Water | Porous | Wet | R245fa | MinimizeLCOE_Brownfield | IgnoreSilica | 2019 | 6.623 | 1.0549 | 0.032567 | 4 | 240886.9518 | 548558.8134 | 4910.8063 | 11183.1134 | 99.9497 | 0 | 92.4261 | 363540.9666 | 12809.8372 | 360728.4663 | 242169.5348 | 0 | 143039.9199 | 0 | 437692.6027 | 1138786.3691 | 777245.0967 | 3476012.7934 | 961560.8286 | 26942342.5866 | 26942342.5866 | 1478867.319 | 11658658.1045 | 0 | 31379916.2086 | 71459784.2187 | 2371.3737 | 0.13027 | 240886.9518 | 548558.8134 | 4910.8063 | 11183.1134
1 | 6600 | 707 | 0.015 | 15 | 15 | 7 | 3.1623e-12 | 5spot_SharedNeighbor | Water | Porous | Wet | R245fa | MinimizeLCOE_Brownfield | IgnoreSilica | 2019 | 9.3272 | 1.5556 | 0.051004 | 4 | 159770.1238 | 356224.3198 | 3257.1301 | 7262.1146 | 102.5708 | 0 | 84.6393 | 485438.0841 | 17425.7461 | 491198.7985 | 337605.9549 | 0 | 183161.8724 | 0 | 590783.8779 | 1537098.4638 | 1049101.2858 | 4691814.0836 | 961560.8286 | 26942342.5866 | 26942342.5866 | 1478867.319 | 11658658.1045 | 0 | 32595717.4988 | 72675585.5089 | 3162.2777 | 0.20402 | 159770.1238 | 356224.3198 | 3257.1301 | 7262.1146
1 | 6600 | 707 | 0.015 | 15 | 15 | 7 | 4.217e-12 | 5spot_SharedNeighbor | Water | Porous | Wet | R245fa | MinimizeLCOE_Brownfield | IgnoreSilica | 2019 | 11.7996 | 2.0164 | 0.075607 | 4 | 111114.9009 | 243642.624 | 2265.2275 | 4966.9844 | 103.9803 | 0 | 92.4578 | 587535.1966 | 21297.6755 | 603888.8326 | 425224.5497 | 0 | 202446.8409 | 0 | 717753.3072 | 1867446.8738 | 1274570.8636 | 5700164.1399 | 961560.8286 | 26942342.5866 | 26942342.5866 | 1478867.319 | 11658658.1045 | 0 | 33604067.5551 | 73683935.5653 | 4216.965 | 0.30243 | 111114.9009 | 243642.624 | 2265.2275 | 4966.9844
1 | 6600 | 707 | 0.015 | 15 | 15 | 7 | 5.6234e-12 | 5spot_SharedNeighbor | Water | Porous | Wet | R245fa | MinimizeLCOE_Brownfield | IgnoreSilica | 2019 | 15.4607 | 2.6991 | 0.10843 | 4 | 80799.8853 | 173208.0501 | 1647.215 | 3531.0804 | 105.2469 | 0 | 97.1487 | 726627.1244 | 26564.5026 | 761820.93 | 554562.9978 | 0 | 236062.6898 | 0 | 899198.9154 | 2339531.1268 | 1596778.0666 | 7141146.3533 | 961560.8286 | 26942342.5866 | 26942342.5866 | 1478867.319 | 11658658.1045 | 0 | 35045049.7685 | 75124917.7787 | 5623.4133 | 0.43373 | 80799.8853 | 173208.0501 | 1647.215 | 3531.0804
1 | 6600 | 707 | 0.015 | 15 | 15 | 7 | 7.4989e-12 | 5spot_SharedNeighbor | Water | Porous | Wet | R245fa | MinimizeLCOE_Brownfield | IgnoreSilica | 2019 | 20.1017 | 3.5661 | 0.15162 | 4 | 60638.2866 | 126722.6986 | 1236.1935 | 2583.4136 | 106.2066 | 0 | 99.6967 | 888845.7569 | 32693.5491 | 951334.4858 | 718606.0975 | 0 | 273289.2579 | 0 | 1117259.9674 | 2906881.2536 | 1984006.186 | 8872916.5542 | 961560.8286 | 26942342.5866 | 26942342.5866 | 1478867.319 | 11658658.1045 | 0 | 36776819.9694 | 76856687.9795 | 7498.9421 | 0.6065 | 60638.2866 | 126722.6986 | 1236.1935 | 2583.4136
1 | 6600 | 707 | 0.015 | 15 | 15 | 7 | 1e-11 | 5spot_SharedNeighbor | Water | Porous | Wet | R245fa | MinimizeLCOE_Brownfield | IgnoreSilica | 2019 | 25.8675 | 4.645 | 0.20769 | 4 | 46733.7687 | 94979.3759 | 952.7311 | 1936.283 | 106.9304 | 0 | 126.5544 | 1075132.7331 | 39717.1831 | 1174726.3487 | 923097.701 | 0 | 313033.4768 | 0 | 1375025.9027 | 3577535.3421 | 2441741.382 | 10920010.0695 | 961560.8286 | 26942342.5866 | 26942342.5866 | 1478867.319 | 11658658.1045 | 0 | 38823913.4847 | 78903781.4949 | 10000 | 0.83075 | 46733.7687 | 94979.3759 | 952.7311 | 1936.283
1 | 6600 | 707 | 0.015 | 15 | 15 | 7 | 1.3335e-11 | 5spot_SharedNeighbor | Water | Porous | Wet | R245fa | MinimizeLCOE_Brownfield | IgnoreSilica | 2019 | 32.8667 | 5.9558 | 0.27894 | 4 | 36918.1798 | 72839.3684 | 752.627 | 1484.929 | 107.4762 | 0 | 84.2872 | 1284940.293 | 47607.1115 | 1432596.0447 | 1171423.2717 | 0 | 353808.4172 | 0 | 1673246.3038 | 4353443.6525 | 2971314.7471 | 13288379.8414 | 961560.8286 | 26942342.5866 | 26942342.5866 | 1478867.319 | 11658658.1045 | 0 | 41192283.2566 | 81272151.2667 | 13335.2143 | 1.1158 | 36918.1798 | 72839.3684 | 752.627 | 1484.929
1 | 6600 | 707 | 0.015 | 15 | 15 | 7 | 1.7783e-11 | 5spot_SharedNeighbor | Water | Porous | Wet | R245fa | MinimizeLCOE_Brownfield | IgnoreSilica | 2019 | 41.1003 | 7.4988 | 0.36708 | 4 | 29867.9796 | 57164.3733 | 608.8992 | 1165.3731 | 107.8868 | 0 | 116.4983 | 1515129.2524 | 56240.7283 | 1721999.1854 | 1463635.758 | 0 | 393325.0795 | 0 | 2008628.7014 | 5226039.8546 | 3566879.5852 | 15951878.1447 | 961560.8286 | 26942342.5866 | 26942342.5866 | 1478867.319 | 11658658.1045 | 0 | 43855781.5599 | 83935649.5701 | 17782.7941 | 1.4683 | 29867.9796 | 57164.3733 | 608.8992 | 1165.3731
1 | 6600 | 707 | 0.015 | 15 | 15 | 7 | 2.3714e-11 | 5spot_SharedNeighbor | Water | Porous | Wet | R245fa | MinimizeLCOE_Brownfield | IgnoreSilica | 2019 | 50.323 | 9.227 | 0.47177 | 4 | 24754.1101 | 45993.385 | 504.646 | 937.6374 | 108.189 | 0 | 124.2815 | 1756912.6998 | 65284.238 | 2032322.468 | 1790574.6242 | 0 | 427603.1095 | 0 | 2368351.8844 | 6161965.7874 | 4205668.2656 | 18808683.0768 | 961560.8286 | 26942342.5866 | 26942342.5866 | 1478867.319 | 11658658.1045 | 0 | 46712586.492 | 86792454.5022 | 23713.7371 | 1.8871 | 24754.1101 | 45993.385 | 504.646 | 937.6374
1 | 6600 | 707 | 0.015 | 15 | 15 | 7 | 3.1623e-11 | 5spot_SharedNeighbor | Water | Porous | Wet | R245fa | MinimizeLCOE_Brownfield | IgnoreSilica | 2019 | 60.0692 | 11.0515 | 0.5898 | 4 | 21028.5741 | 38017.4523 | 428.6959 | 775.0372 | 108.3984 | 0 | 80.364 | 1997995.1567 | 74274.3183 | 2347551.5916 | 2135733.2903 | 0 | 452701.4831 | 0 | 2733219.7776 | 7111277.2009 | 4853592.8118 | 21706345.6303 | 961560.8286 | 26942342.5866 | 26942342.5866 | 1478867.319 | 11658658.1045 | 0 | 49610249.0455 | 89690117.0557 | 31622.7766 | 2.3592 | 21028.5741 | 38017.4523 | 428.6959 | 775.0372
1 | 6600 | 707 | 0.015 | 15 | 15 | 7 | 4.217e-11 | 5spot_SharedNeighbor | Water | Porous | Wet | R245fa | MinimizeLCOE_Brownfield | IgnoreSilica | 2019 | 69.7092 | 12.8518 | 0.71487 | 4 | 18313.1089 | 32329.516 | 373.3375 | 659.0809 | 108.527 | 0 | 92.9884 | 2224399.3412 | 82687.5088 | 2648550.467 | 2476776.8643 | 0 | 465669.7255 | 0 | 3080252.7236 | 8014185.7402 | 5469846.4427 | 24462368.8134 | 961560.8286 | 26942342.5866 | 26942342.5866 | 1478867.319 | 11658658.1045 | 0 | 52366272.2286 | 92446140.2387 | 42169.6503 | 2.8595 | 18313.1089 | 32329.516 | 373.3375 | 659.0809
1 | 6600 | 707 | 0.015 | 15 | 15 | 7 | 5.6234e-11 | 5spot_SharedNeighbor | Water | Porous | Wet | R245fa | MinimizeLCOE_Brownfield | IgnoreSilica | 2019 | 78.6466 | 14.5145 | 0.83915 | 4 | 16334.1485 | 28274.6963 | 332.9937 | 576.4179 | 108.5907 | 0 | 95.1902 | 2424995.7708 | 90112.4214 | 2919166.5268 | 2792450.4426 | 0 | 466010.7573 | 0 | 3390167.0084 | 8820519.1369 | 6020185.5545 | 26923607.6187 | 961560.8286 | 26942342.5866 | 26942342.5866 | 1478867.319 | 11658658.1045 | 0 | 54827511.0339 | 94907379.044 | 56234.1325 | 3.3566 | 16334.1485 | 28274.6963 | 332.9937 | 576.4179
1 | 6600 | 707 | 0.015 | 15 | 15 | 7 | 7.4989e-11 | 5spot_SharedNeighbor | Water | Porous | Wet | R245fa | MinimizeLCOE_Brownfield | IgnoreSilica | 2019 | 86.564 | 15.9806 | 0.95592 | 4 | 14890.1527 | 25372.1217 | 303.5559 | 517.245 | 108.6097 | 0 | 102.5825 | 2595960.6859 | 96414.9032 | 3152719.3657 | 3071541.3259 | 0 | 456674.6318 | 0 | 3655591.2559 | 9511098.583 | 6491520.2164 | 29031520.968 | 961560.8286 | 26942342.5866 | 26942342.5866 | 1478867.319 | 11658658.1045 | 0 | 56935424.3832 | 97015292.3933 | 74989.4209 | 3.8237 | 14890.1527 | 25372.1217 | 303.5559 | 517.245
1 | 6600 | 707 | 0.015 | 15 | 15 | 7 | 1e-10 | 5spot_SharedNeighbor | Water | Porous | Wet | R245fa | MinimizeLCOE_Brownfield | IgnoreSilica | 2019 | 93.248 | 17.2123 | 1.0601 | 4 | 13833.6717 | 23285.6419 | 282.0181 | 474.7093 | 108.6016 | 0 | 130.2197 | 2735738.2672 | 101547.7736 | 3345677.9365 | 3306667.9209 | 0 | 440458.2824 | 0 | 3872735.1705 | 10076062.5063 | 6877119.7029 | 30756007.5604 | 961560.8286 | 26942342.5866 | 26942342.5866 | 1478867.319 | 11658658.1045 | 0 | 58659910.9756 | 98739778.9857 | 100000 | 4.2404 | 13833.6717 | 23285.6419 | 282.0181 | 474.7093
1 | 6600 | 707 | 0.015 | 15 | 15 | 7 | 1.3335e-10 | 5spot_SharedNeighbor | Water | Porous | Wet | R245fa | MinimizeLCOE_Brownfield | IgnoreSilica | 2019 | 98.7392 | 18.2195 | 1.1495 | 4 | 13057.977 | 21775.0407 | 266.2045 | 443.9137 | 108.58 | 0 | 128.074 | 2847631.7984 | 105642.4928 | 3501464.8151 | 3499457.9548 | 0 | 421088.7095 | 0 | 4046361.4505 | 10527802.4713 | 7185441.5114 | 32134891.2036 | 961560.8286 | 26942342.5866 | 26942342.5866 | 1478867.319 | 11658658.1045 | 0 | 60038794.6188 | 100118662.629 | 133352.1432 | 4.5979 | 13057.977 | 21775.0407 | 266.2045 | 443.9137
1 | 6600 | 707 | 0.015 | 15 | 15 | 7 | 1.7783e-10 | 5spot_SharedNeighbor | Water | Porous | Wet | R245fa | MinimizeLCOE_Brownfield | IgnoreSilica | 2019 | 103.136 | 19.0228 | 1.2237 | 4 | 12486.309 | 20674.702 | 254.5503 | 421.4818 | 108.5539 | 0 | 160.2263 | 2935398.1124 | 108844.7897 | 3624494.1231 | 3653561.7534 | 0 | 401087.91 | 0 | 4182120.8085 | 10881020.4729 | 7426520.0554 | 33213048.0253 | 961560.8286 | 26942342.5866 | 26942342.5866 | 1478867.319 | 11658658.1045 | 0 | 61116951.4405 | 101196819.4507 | 177827.941 | 4.8947 | 12486.309 | 20674.702 | 254.5503 | 421.4818
1 | 6600 | 707 | 0.015 | 15 | 15 | 7 | 2.3714e-10 | 5spot_SharedNeighbor | Water | Porous | Wet | R245fa | MinimizeLCOE_Brownfield | IgnoreSilica | 2019 | 106.6003 | 19.6535 | 1.2838 | 4 | 12063.5223 | 19868.3163 | 245.9312 | 405.0425 | 108.528 | 0 | 134.3032 | 3003444.7304 | 111321.5211 | 3720392.2619 | 3774809.4933 | 0 | 382274.3242 | 0 | 4286974.509 | 11153828.2932 | 7612716.9983 | 34045762.1314 | 961560.8286 | 26942342.5866 | 26942342.5866 | 1478867.319 | 11658658.1045 | 0 | 61949665.5467 | 102029533.5568 | 237137.3706 | 5.1353 | 12063.5223 | 19868.3163 | 245.9312 | 405.0425
1 | 6600 | 707 | 0.015 | 15 | 15 | 7 | 3.1623e-10 | 5spot_SharedNeighbor | Water | Porous | Wet | R245fa | MinimizeLCOE_Brownfield | IgnoreSilica | 2019 | 109.2649 | 20.1373 | 1.3315 | 4 | 11749.8874 | 19275.434 | 239.5373 | 392.9558 | 108.5051 | 0 | 176.2586 | 3055136.1413 | 113199.2749 | 3793543.2772 | 3867959.7135 | 0 | 365284.0039 | 0 | 4366097.7403 | 11359690.7104 | 7753222.3281 | 34674133.1897 | 961560.8286 | 26942342.5866 | 26942342.5866 | 1478867.319 | 11658658.1045 | 0 | 62578036.6049 | 102657904.6151 | 316227.766 | 5.3258 | 11749.8874 | 19275.434 | 239.5373 | 392.9558
1 | 6600 | 707 | 0.015 | 15 | 15 | 7 | 4.217e-10 | 5spot_SharedNeighbor | Water | Porous | Wet | R245fa | MinimizeLCOE_Brownfield | IgnoreSilica | 2019 | 111.3138 | 20.5085 | 1.3688 | 4 | 11516.6375 | 18837.0727 | 234.7822 | 384.0192 | 108.4858 | 0 | 150.9423 | 3094507.2895 | 114627.279 | 3849436.0525 | 3939519.1277 | 0 | 350819.684 | 0 | 4426074.6788 | 11515738.4014 | 7859728.0837 | 35150450.5965 | 961560.8286 | 26942342.5866 | 26942342.5866 | 1478867.319 | 11658658.1045 | 0 | 63054354.0117 | 103134222.0218 | 421696.5034 | 5.4751 | 11516.6375 | 18837.0727 | 234.7822 | 384.0192
1 | 6600 | 707 | 0.015 | 15 | 15 | 7 | 5.6234e-10 | 5spot_SharedNeighbor | Water | Porous | Wet | R245fa | MinimizeLCOE_Brownfield | IgnoreSilica | 2019 | 112.8802 | 20.7918 | 1.3977 | 4 | 11342.8216 | 18511.8412 | 231.2388 | 377.3889 | 108.4701 | 0 | 149.6948 | 3124389.6148 | 115709.8205 | 3891960.9644 | 3994187.3441 | 0 | 338895.6578 | 0 | 4471405.9266 | 11633681.0097 | 7940226.3373 | 35510456.6753 | 961560.8286 | 26942342.5866 | 26942342.5866 | 1478867.319 | 11658658.1045 | 0 | 63414360.0905 | 103494228.1006 | 562341.3252 | 5.5907 | 11342.8216 | 18511.8412 | 231.2388 | 377.3889
1 | 6600 | 707 | 0.015 | 15 | 15 | 7 | 7.4989e-10 | 5spot_SharedNeighbor | Water | Porous | Wet | R245fa | MinimizeLCOE_Brownfield | IgnoreSilica | 2019 | 114.0787 | 21.0083 | 1.4199 | 4 | 11213.0936 | 18269.704 | 228.5941 | 372.4526 | 108.4575 | 0 | 136.2944 | 3147128.8829 | 116532.8277 | 3924380.5363 | 4035994.3098 | 0 | 329360.1629 | 0 | 4505824.7206 | 11723231.6513 | 8001346.4903 | 35783799.5817 | 961560.8286 | 26942342.5866 | 26942342.5866 | 1478867.319 | 11658658.1045 | 0 | 63687702.9969 | 103767571.0071 | 749894.2093 | 5.6798 | 11213.0936 | 18269.704 | 228.5941 | 372.4526
1 | 6600 | 707 | 0.015 | 15 | 15 | 7 | 1e-09 | 5spot_SharedNeighbor | Water | Porous | Wet | R245fa | MinimizeLCOE_Brownfield | IgnoreSilica | 2019 | 114.9756 | 21.1701 | 1.4369 | 4 | 11116.1555 | 18089.6013 | 226.6179 | 368.781 | 108.4477 | 0 | 156.7126 | 3164072.674 | 117145.6411 | 3948571.2886 | 4067262.9198 | 0 | 321686.8069 | 0 | 4531308.3389 | 11789534.7986 | 8046599.7508 | 35986182.2187 | 961560.8286 | 26942342.5866 | 26942342.5866 | 1478867.319 | 11658658.1045 | 0 | 63890085.6339 | 103969953.6441 | 1000000 | 5.7475 | 11116.1555 | 18089.6013 | 226.6179 | 368.781
1 | 6600 | 707 | 0.015 | 15 | 15 | 7 | 1.3335e-09 | 5spot_SharedNeighbor | Water | Porous | Wet | R245fa | MinimizeLCOE_Brownfield | IgnoreSilica | 2019 | 115.6381 | 21.2895 | 1.4497 | 4 | 11043.6546 | 17955.6354 | 225.1398 | 366.0499 | 108.4404 | 0 | 169.8786 | 3176550.8827 | 117596.7037 | 3966405.0991 | 4090354.7483 | 0 | 315532.0556 | 0 | 4549911.4009 | 11837936.1499 | 8079634.6676 | 36133921.7077 | 961560.8286 | 26942342.5866 | 26942342.5866 | 1478867.319 | 11658658.1045 | 0 | 64037825.123 | 104117693.1331 | 1333521.4322 | 5.7986 | 11043.6546 | 17955.6354 | 225.1398 | 366.0499
1 | 6600 | 707 | 0.015 | 15 | 15 | 7 | 1.7783e-09 | 5spot_SharedNeighbor | Water | Porous | Wet | R245fa | MinimizeLCOE_Brownfield | IgnoreSilica | 2019 | 116.1586 | 21.3833 | 1.4595 | 4 | 10989.3939 | 17854.8878 | 224.0337 | 363.996 | 108.4345 | 0 | 177.4424 | 3186332.7394 | 117950.1578 | 3980396.1973 | 4108494.5594 | 0 | 310989.2944 | 0 | 4564623.5499 | 11876214.1438 | 8105760.1849 | 36250760.827 | 961560.8286 | 26942342.5866 | 26942342.5866 | 1478867.319 | 11658658.1045 | 0 | 64154664.2422 | 104234532.2523 | 1778279.41 | 5.8379 | 10989.3939 | 17854.8878 | 224.0337 | 363.996
1 | 6600 | 707 | 0.015 | 15 | 15 | 7 | 2.3714e-09 | 5spot_SharedNeighbor | Water | Porous | Wet | R245fa | MinimizeLCOE_Brownfield | IgnoreSilica | 2019 | 116.5413 | 21.4522 | 1.4668 | 4 | 10948.7642 | 17779.8212 | 223.2054 | 362.4657 | 108.4301 | 0 | 172.7655 | 3193510.2395 | 118209.4251 | 3990668.4745 | 4121826.1869 | 0 | 307402.2268 | 0 | 4575330.4556 | 11904071.3161 | 8124773.2775 | 36335791.602 | 961560.8286 | 26942342.5866 | 26942342.5866 | 1478867.319 | 11658658.1045 | 0 | 64239695.0172 | 104319563.0274 | 2371373.7057 | 5.8673 | 10948.7642 | 17779.8212 | 223.2054 | 362.4657
1 | 6600 | 707 | 0.015 | 15 | 15 | 7 | 3.1623e-09 | 5spot_SharedNeighbor | Water | Porous | Wet | R245fa | MinimizeLCOE_Brownfield | IgnoreSilica | 2019 | 116.8165 | 21.5018 | 1.4723 | 4 | 10918.3297 | 17724.019 | 222.5849 | 361.3281 | 108.4269 | 0 | 192.0846 | 3198665.8786 | 118395.6143 | 3998050.4061 | 4131413.6817 | 0 | 304532.4083 | 0 | 4582912.6158 | 11923798.5416 | 8138237.5142 | 36396006.6606 | 961560.8286 | 26942342.5866 | 26942342.5866 | 1478867.319 | 11658658.1045 | 0 | 64299910.0758 | 104379778.0859 | 3162277.6602 | 5.8892 | 10918.3297 | 17724.019 | 222.5849 | 361.3281
1 | 6600 | 707 | 0.015 | 15 | 15 | 7 | 4.217e-09 | 5spot_SharedNeighbor | Water | Porous | Wet | R245fa | MinimizeLCOE_Brownfield | IgnoreSilica | 2019 | 117.0406 | 21.5421 | 1.4765 | 4 | 10895.5258 | 17681.719 | 222.12 | 360.4658 | 108.4243 | 0 | 185.7656 | 3202860.1013 | 118547.0595 | 4004057.6633 | 4139219.9702 | 0 | 302531.6244 | 0 | 4589214.4033 | 11940194.5001 | 8149428.0928 | 36446053.4149 | 961560.8286 | 26942342.5866 | 26942342.5866 | 1478867.319 | 11658658.1045 | 0 | 64349956.8301 | 104429824.8402 | 4216965.0343 | 5.9061 | 10895.5258 | 17681.719 | 222.12 | 360.4658
1 | 6600 | 707 | 0.015 | 15 | 15 | 7 | 5.6234e-09 | 5spot_SharedNeighbor | Water | Porous | Wet | R245fa | MinimizeLCOE_Brownfield | IgnoreSilica | 2019 | 117.2038 | 21.5715 | 1.4797 | 4 | 10878.4358 | 17650.189 | 221.7716 | 359.823 | 108.4224 | 0 | 203.2688 | 3205911.363 | 118657.2191 | 4008429.0442 | 4144902.9279 | 0 | 300961.4434 | 0 | 4593756.179 | 11952011.2689 | 8157493.2803 | 36482122.7258 | 961560.8286 | 26942342.5866 | 26942342.5866 | 1478867.319 | 11658658.1045 | 0 | 64386026.141 | 104465894.1511 | 5623413.2519 | 5.9187 | 10878.4358 | 17650.189 | 221.7716 | 359.823
1 | 6600 | 707 | 0.015 | 15 | 15 | 7 | 7.4989e-09 | 5spot_SharedNeighbor | Water | Porous | Wet | R245fa | MinimizeLCOE_Brownfield | IgnoreSilica | 2019 | 117.3112 | 21.5908 | 1.4819 | 4 | 10865.6261 | 17627.0132 | 221.5105 | 359.3505 | 108.4211 | 0 | 170.0417 | 3207919.0326 | 118729.6931 | 4011305.9244 | 4148644.1806 | 0 | 299617.511 | 0 | 4596624.3733 | 11959473.722 | 8162586.5578 | 36504900.9948 | 961560.8286 | 26942342.5866 | 26942342.5866 | 1478867.319 | 11658658.1045 | 0 | 64408804.41 | 104488672.4201 | 7498942.0933 | 5.9278 | 10865.6261 | 17627.0132 | 221.5105 | 359.3505
1 | 6600 | 707 | 0.015 | 15 | 15 | 7 | 1e-08 | 5spot_SharedNeighbor | Water | Porous | Wet | R245fa | MinimizeLCOE_Brownfield | IgnoreSilica | 2019 | 117.4038 | 21.6075 | 1.4837 | 4 | 10856.0234 | 17609.2888 | 221.3147 | 358.9892 | 108.42 | 0 | 161.3676 | 3209649.226 | 118792.1481 | 4013785.4528 | 4151869.3253 | 0 | 298729.2372 | 0 | 4599201.9018 | 11966179.9225 | 8167163.6775 | 36525370.8912 | 961560.8286 | 26942342.5866 | 26942342.5866 | 1478867.319 | 11658658.1045 | 0 | 64429274.3064 | 104509142.3165 | 10000000 | 5.9349 | 10856.0234 | 17609.2888 | 221.3147 | 358.9892
1 | 6700 | 707 | 0.015 | 15 | 15 | 7 | 1e-13 | 5spot_SharedNeighbor | Water | Porous | Wet | R245fa | MinimizeLCOE_Brownfield | IgnoreSilica | 2019 | 0 | 0 | 0 | 0 |  |  |  |  | 15 |  | 24.0975 | [19 empty] | 100 | 0
1 | 6700 | 707 | 0.015 | 15 | 15 | 7 | 1.3335e-13 | 5spot_SharedNeighbor | Water | Porous | Wet | R245fa | MinimizeLCOE_Brownfield | IgnoreSilica | 2019 | 0 | 0 | 0 | 0 |  |  |  |  | 15 |  | 21.2292 | [19 empty] | 133.3521 | 0
1 | 6700 | 707 | 0.015 | 15 | 15 | 7 | 1.7783e-13 | 5spot_SharedNeighbor | Water | Porous | Wet | R245fa | MinimizeLCOE_Brownfield | IgnoreSilica | 2019 | 0 | 0 | 0 | 0 |  |  |  |  | 15 |  | 22.326 | [19 empty] | 177.8279 | 0
1 | 6700 | 707 | 0.015 | 15 | 15 | 7 | 2.3714e-13 | 5spot_SharedNeighbor | Water | Porous | Wet | R245fa | MinimizeLCOE_Brownfield | IgnoreSilica | 2019 | 0 | 0 | 0 | 0 |  |  |  |  | 15 |  | 24.3536 | [19 empty] | 237.1374 | 0
1 | 6700 | 707 | 0.015 | 15 | 15 | 7 | 3.1623e-13 | 5spot_SharedNeighbor | Water | Porous | Wet | R245fa | MinimizeLCOE_Brownfield | IgnoreSilica | 2019 | 0 | 0 | 0 | 0 |  |  |  |  | 15 |  | 23.7431 | [19 empty] | 316.2278 | 0
1 | 6700 | 707 | 0.015 | 15 | 15 | 7 | 4.217e-13 | 5spot_SharedNeighbor | Water | Porous | Wet | R245fa | MinimizeLCOE_Brownfield | IgnoreSilica | 2019 | 0 | 0 | 0 | 0 |  |  |  |  | 15 |  | 29.8157 | [19 empty] | 421.6965 | 0
1 | 6700 | 707 | 0.015 | 15 | 15 | 7 | 5.6234e-13 | 5spot_SharedNeighbor | Water | Porous | Wet | R245fa | MinimizeLCOE_Brownfield | IgnoreSilica | 2019 | 0 | 0 | 0 | 0 |  |  |  |  | 15 |  | 28.655 | [19 empty] | 562.3413 | 0
1 | 6700 | 707 | 0.015 | 15 | 15 | 7 | 7.4989e-13 | 5spot_SharedNeighbor | Water | Porous | Wet | R245fa | MinimizeLCOE_Brownfield | IgnoreSilica | 2019 | 1.6 | 0.16345 | 0.00084312 | 4 | 8714798.8731 | 20845351.2189 | 177662.9627 | 424960.68 | 78.006 | 0 | 28.6033 | 82837.2785 | 2481.0334 | 82573.6244 | 67982.3539 | 0 | 52638.4942 | 0 | 112519.986 | 292753.9224 | 199810.5675 | 893597.2604 | 961560.8286 | 27535233.0938 | 27535233.0938 | 1478867.319 | 11895814.3074 | 0 | 29390391.1828 | 70300305.9031 | 749.8942 | 0.0033725 | 8714798.8731 | 20845351.2189 | 177662.9627 | 424960.68
1 | 6700 | 707 | 0.015 | 15 | 15 | 7 | 1e-12 | 5spot_SharedNeighbor | Water | Porous | Wet | R245fa | MinimizeLCOE_Brownfield | IgnoreSilica | 2019 | 1.6 | 0.16346 | 0.0032179 | 4 | 2280732.4845 | 5459058.9413 | 46495.8166 | 111290.3004 | 78.0084 | 0 | 26.3862 | 82842.4325 | 2481.2296 | 82577.0828 | 67982.9286 | 0 | 41689.9071 | 0 | 108253.6964 | 281653.9122 | 192234.5825 | 859715.7717 | 961560.8286 | 27535233.0938 | 27535233.0938 | 1478867.319 | 11895814.3074 | 0 | 29356509.6941 | 70266424.4143 | 1000 | 0.012872 | 2280732.4845 | 5459058.9413 | 46495.8166 | 111290.3004
1 | 6700 | 707 | 0.015 | 15 | 15 | 7 | 1.3335e-12 | 5spot_SharedNeighbor | Water | Porous | Wet | R245fa | MinimizeLCOE_Brownfield | IgnoreSilica | 2019 | 3.7144 | 0.53392 | 0.011691 | 4 | 654232.0826 | 1529080.9325 | 13337.4059 | 31172.383 | 94.3365 | 0 | 60.0397 | 217228.8195 | 7347.4455 | 210110.1536 | 141136.0988 | 0 | 101093.5806 | 0 | 263997.2783 | 686866.7647 | 468800.6806 | 2096580.8217 | 961560.8286 | 27535233.0938 | 27535233.0938 | 1478867.319 | 11895814.3074 | 0 | 30593374.7441 | 71503289.4644 | 1333.5214 | 0.046762 | 654232.0826 | 1529080.9325 | 13337.4059 | 31172.383
1 | 6700 | 707 | 0.015 | 15 | 15 | 7 | 1.7783e-12 | 5spot_SharedNeighbor | Water | Porous | Wet | R245fa | MinimizeLCOE_Brownfield | IgnoreSilica | 2019 | 5.1714 | 0.8037 | 0.021991 | 4 | 356251.5577 | 821318.8648 | 7262.6699 | 16743.696 | 98.5722 | 0 | 56.8891 | 297886.847 | 10389.2219 | 290490.0352 | 192600.7671 | 0 | 125923.3522 | 0 | 357743.1871 | 930774.3897 | 635272.6465 | 2841080.4467 | 961560.8286 | 27535233.0938 | 27535233.0938 | 1478867.319 | 11895814.3074 | 0 | 31337874.3691 | 72247789.0893 | 1778.2794 | 0.087966 | 356251.5577 | 821318.8648 | 7262.6699 | 16743.696
1 | 6700 | 707 | 0.015 | 15 | 15 | 7 | 2.3714e-12 | 5spot_SharedNeighbor | Water | Porous | Wet | R245fa | MinimizeLCOE_Brownfield | IgnoreSilica | 2019 | 6.954 | 1.138 | 0.036437 | 4 | 220816.4359 | 501503.8689 | 4501.6417 | 10223.8347 | 101.484 | 0 | 93.0915 | 387415.1571 | 13795.7048 | 382842.5617 | 255834.0687 | 0 | 150516.2913 | 0 | 464257.4756 | 1207902.7193 | 824418.4258 | 3686982.4044 | 961560.8286 | 27535233.0938 | 27535233.0938 | 1478867.319 | 11895814.3074 | 0 | 32183776.3268 | 73093691.0471 | 2371.3737 | 0.14575 | 220816.4359 | 501503.8689 | 4501.6417 | 10223.8347
1 | 6700 | 707 | 0.015 | 15 | 15 | 7 | 3.1623e-12 | 5spot_SharedNeighbor | Water | Porous | Wet | R245fa | MinimizeLCOE_Brownfield | IgnoreSilica | 2019 | 9.4903 | 1.6191 | 0.056663 | 4 | 147041.0732 | 327536.3702 | 2997.6312 | 6677.2719 | 103.8846 | 0 | 94.0866 | 503676.8711 | 18241.802 | 506695.4281 | 346475.0994 | 0 | 184550.4187 | 0 | 608259.4515 | 1582566.3217 | 1080134.033 | 4830599.4255 | 961560.8286 | 27535233.0938 | 27535233.0938 | 1478867.319 | 11895814.3074 | 0 | 33327393.348 | 74237308.0682 | 3162.2777 | 0.22665 | 147041.0732 | 327536.3702 | 2997.6312 | 6677.2719
1 | 6700 | 707 | 0.015 | 15 | 15 | 7 | 4.217e-12 | 5spot_SharedNeighbor | Water | Porous | Wet | R245fa | MinimizeLCOE_Brownfield | IgnoreSilica | 2019 | 12.3649 | 2.166 | 0.083532 | 4 | 103335.8326 | 225773.3793 | 2106.6407 | 4602.6957 | 105.4511 | 0 | 97.6487 | 623731.7159 | 22833.7763 | 638770.9881 | 448944.3161 | 0 | 212827.2199 | 0 | 759372.1263 | 1975730.5041 | 1348476.6662 | 6030687.3129 | 961560.8286 | 27535233.0938 | 27535233.0938 | 1478867.319 | 11895814.3074 | 0 | 34527481.2353 | 75437395.9556 | 4216.965 | 0.33413 | 103335.8326 | 225773.3793 | 2106.6407 | 4602.6957
1 | 6700 | 707 | 0.015 | 15 | 15 | 7 | 5.6234e-12 | 5spot_SharedNeighbor | Water | Porous | Wet | R245fa | MinimizeLCOE_Brownfield | IgnoreSilica | 2019 | 16.2112 | 2.8999 | 0.11942 | 4 | 75483.7744 | 161127.4777 | 1538.8388 | 3284.8016 | 106.7011 | 0 | 96.4916 | 771362.3498 | 28473.3974 | 805982.2348 | 586445.7914 | 0 | 248598.6147 | 0 | 951936.3314 | 2476743.0653 | 1690428.0341 | 7559969.819 | 961560.8286 | 27535233.0938 | 27535233.0938 | 1478867.319 | 11895814.3074 | 0 | 36056763.7414 | 76966678.4617 | 5623.4133 | 0.47768 | 75483.7744 | 161127.4777 | 1538.8388 | 3284.8016
1 | 6700 | 707 | 0.015 | 15 | 15 | 7 | 7.4989e-12 | 5spot_SharedNeighbor | Water | Porous | Wet | R245fa | MinimizeLCOE_Brownfield | IgnoreSilica | 2019 | 21.0419 | 3.8234 | 0.16657 | 4 | 56851.2695 | 118253.4284 | 1158.99 | 2410.7561 | 107.6401 | 0 | 95.7565 | 942101.9524 | 34983.8502 | 1004804.5934 | 759608.4742 | 0 | 287325.3871 | 0 | 1181241.4603 | 3073347.9739 | 2097623.1431 | 9381036.8346 | 961560.8286 | 27535233.0938 | 27535233.0938 | 1478867.319 | 11895814.3074 | 0 | 37877830.757 | 78787745.4773 | 7498.9421 | 0.66626 | 56851.2695 | 118253.4284 | 1158.99 | 2410.7561
1 | 6700 | 707 | 0.015 | 15 | 15 | 7 | 1e-11 | 5spot_SharedNeighbor | Water | Porous | Wet | R245fa | MinimizeLCOE_Brownfield | IgnoreSilica | 2019 | 27.0077 | 4.9647 | 0.22744 | 4 | 43982.6086 | 88950.9497 | 896.645 | 1813.3854 | 108.347 | 0 | 95.5762 | 1136894.8271 | 42391.7385 | 1237684.7974 | 973162.0156 | 0 | 328112.7946 | 0 | 1450116.0075 | 3772904.3919 | 2575084.7729 | 11516351.3454 | 961560.8286 | 27535233.0938 | 27535233.0938 | 1478867.319 | 11895814.3074 | 0 | 40013145.2678 | 80923059.9881 | 10000 | 0.90975 | 43982.6086 | 88950.9497 | 896.645 | 1813.3854
1 | 6700 | 707 | 0.015 | 15 | 15 | 7 | 1.3335e-11 | 5spot_SharedNeighbor | Water | Porous | Wet | R245fa | MinimizeLCOE_Brownfield | IgnoreSilica | 2019 | 34.2498 | 6.3508 | 0.30456 | 4 | 34872.5537 | 68453.3202 | 710.9242 | 1395.5135 | 108.8826 | 0 | 93.7534 | 1356376.2594 | 50715.2518 | 1506568.85 | 1232096.8947 | 0 | 370129.3654 | 0 | 1761195.7823 | 4582270.1546 | 3127493.5368 | 13986846.0949 | 961560.8286 | 27535233.0938 | 27535233.0938 | 1478867.319 | 11895814.3074 | 0 | 42483640.0174 | 83393554.7376 | 13335.2143 | 1.2183 | 34872.5537 | 68453.3202 | 710.9242 | 1395.5135
1 | 6700 | 707 | 0.015 | 15 | 15 | 7 | 1.7783e-11 | 5spot_SharedNeighbor | Water | Porous | Wet | R245fa | MinimizeLCOE_Brownfield | IgnoreSilica | 2019 | 42.7345 | 7.9758 | 0.39956 | 4 | 28312.9351 | 53909.544 | 577.1975 | 1099.019 | 109.2854 | 0 | 117.3268 | 1596374.2387 | 59791.7739 | 1807257.074 | 1535492.2446 | 0 | 410555.6197 | 0 | 2109693.6708 | 5488990.1738 | 3746348.5811 | 16754503.3766 | 961560.8286 | 27535233.0938 | 27535233.0938 | 1478867.319 | 11895814.3074 | 0 | 45251297.299 | 86161212.0193 | 17782.7941 | 1.5983 | 28312.9351 | 53909.544 | 577.1975 | 1099.019
1 | 6700 | 707 | 0.015 | 15 | 15 | 7 | 2.3714e-11 | 5spot_SharedNeighbor | Water | Porous | Wet | R245fa | MinimizeLCOE_Brownfield | IgnoreSilica | 2019 | 52.1841 | 9.7858 | 0.51181 | 4 | 23546.3301 | 43529.2583 | 480.0238 | 887.4028 | 109.5799 | 0 | 89.3348 | 1847278.4525 | 69254.3367 | 2128066.2482 | 1873382.7391 | 0 | 445162.437 | 0 | 2481626.2433 | 6456682.4335 | 4406818.4324 | 19708271.3227 | 961560.8286 | 27535233.0938 | 27535233.0938 | 1478867.319 | 11895814.3074 | 0 | 48205065.2451 | 89114979.9653 | 23713.7371 | 2.0472 | 23546.3301 | 43529.2583 | 480.0238 | 887.4028
1 | 6700 | 707 | 0.015 | 15 | 15 | 7 | 3.1623e-11 | 5spot_SharedNeighbor | Water | Porous | Wet | R245fa | MinimizeLCOE_Brownfield | IgnoreSilica | 2019 | 62.0696 | 11.6772 | 0.63734 | 4 | 20071.9286 | 36118.9351 | 409.1934 | 736.3333 | 109.78 | 0 | 138.7574 | 2095131.7149 | 78572.4894 | 2450838.7177 | 2226691.1843 | 0 | 469501.8483 | 0 | 2855087.0223 | 7428350.7731 | 5070002.04 | 22674175.79 | 961560.8286 | 27535233.0938 | 27535233.0938 | 1478867.319 | 11895814.3074 | 0 | 51170969.7125 | 92080884.4327 | 31622.7766 | 2.5494 | 20071.9286 | 36118.9351 | 409.1934 | 736.3333
1 | 6700 | 707 | 0.015 | 15 | 15 | 7 | 4.217e-11 | 5spot_SharedNeighbor | Water | Porous | Wet | R245fa | MinimizeLCOE_Brownfield | IgnoreSilica | 2019 | 71.7406 | 13.5223 | 0.76912 | 4 | 17539.5228 | 30837.1695 | 357.5669 | 628.6574 | 109.8984 | 0 | 137.0407 | 2325500.3541 | 87201.2935 | 2755804.8009 | 2571924.2448 | 0 | 480774.7627 | 0 | 3206270.1278 | 8342057.1762 | 5693625.4349 | 25463158.1948 | 961560.8286 | 27535233.0938 | 27535233.0938 | 1478867.319 | 11895814.3074 | 0 | 53959952.1172 | 94869866.8375 | 42169.6503 | 3.0765 | 17539.5228 | 30837.1695 | 357.5669 | 628.6574
1 | 6700 | 707 | 0.015 | 15 | 15 | 7 | 5.6234e-11 | 5spot_SharedNeighbor | Water | Porous | Wet | R245fa | MinimizeLCOE_Brownfield | IgnoreSilica | 2019 | 80.654 | 15.2157 | 0.89903 | 4 | 15693.6833 | 27069.842 | 319.937 | 551.8553 | 109.9531 | 0 | 137.4551 | 2528534.7035 | 94775.0324 | 3028483.3871 | 2889540.8536 | 0 | 479371.6363 | 0 | 3518075.189 | 9153309.9854 | 6247322.1467 | 27939412.934 | 961560.8286 | 27535233.0938 | 27535233.0938 | 1478867.319 | 11895814.3074 | 0 | 56436206.8564 | 97346121.5766 | 56234.1325 | 3.5961 | 15693.6833 | 27069.842 | 319.937 | 551.8553
1 | 6700 | 707 | 0.015 | 15 | 15 | 7 | 7.4989e-11 | 5spot_SharedNeighbor | Water | Porous | Wet | R245fa | MinimizeLCOE_Brownfield | IgnoreSilica | 2019 | 88.5003 | 16.699 | 1.0202 | 4 | 14346.2672 | 24371.3677 | 292.4681 | 496.8433 | 109.9645 | 0 | 152.4891 | 2700591.8713 | 101166.3431 | 3262425.0332 | 3168546.6962 | 0 | 468353.5079 | 0 | 3783422.5462 | 9843689.3784 | 6718520.2684 | 30046715.6446 | 961560.8286 | 27535233.0938 | 27535233.0938 | 1478867.319 | 11895814.3074 | 0 | 58543509.567 | 99453424.2873 | 74989.4209 | 4.0807 | 14346.2672 | 24371.3677 | 292.4681 | 496.8433
1 | 6700 | 707 | 0.015 | 15 | 15 | 7 | 1e-10 | 5spot_SharedNeighbor | Water | Porous | Wet | R245fa | MinimizeLCOE_Brownfield | IgnoreSilica | 2019 | 95.0922 | 17.9389 | 1.1276 | 4 | 13359.8679 | 22429.8711 | 272.359 | 457.2633 | 109.9508 | 0 | 148.9479 | 2840666.3184 | 106349.0236 | 3454844.6476 | 3402449.2629 | 0 | 450710.459 | 0 | 3999457.6875 | 10405768.5013 | 7102150.8193 | 31762396.7198 | 961560.8286 | 27535233.0938 | 27535233.0938 | 1478867.319 | 11895814.3074 | 0 | 60259190.6422 | 101169105.3624 | 100000 | 4.5105 | 13359.8679 | 22429.8711 | 272.359 | 457.2633
1 | 6700 | 707 | 0.015 | 15 | 15 | 7 | 1.3335e-10 | 5spot_SharedNeighbor | Water | Porous | Wet | R245fa | MinimizeLCOE_Brownfield | IgnoreSilica | 2019 | 100.4977 | 18.9508 | 1.2194 | 4 | 12635.1567 | 21022.4941 | 257.5848 | 428.572 | 109.9251 | 0 | 161.8425 | 2952646.672 | 110477.6777 | 3609958.1615 | 3593870.4088 | 0 | 430331.2497 | 0 | 4171940.8262 | 10854534.2471 | 7408442.662 | 33132201.905 | 961560.8286 | 27535233.0938 | 27535233.0938 | 1478867.319 | 11895814.3074 | 0 | 61628995.8275 | 102538910.5477 | 133352.1432 | 4.8776 | 12635.1567 | 21022.4941 | 257.5848 | 428.572
1 | 6700 | 707 | 0.015 | 15 | 15 | 7 | 1.7783e-10 | 5spot_SharedNeighbor | Water | Porous | Wet | R245fa | MinimizeLCOE_Brownfield | IgnoreSilica | 2019 | 104.8 | 19.7529 | 1.2952 | 4 | 12100.7245 | 19996.9656 | 246.6896 | 407.6652 | 109.8961 | 0 | 98.5388 | 3039994.6924 | 113688.5284 | 3731757.0858 | 3745960.4735 | 0 | 409438.0084 | 0 | 4305927.1275 | 11203139.1188 | 7646372.6501 | 34196277.685 | 961560.8286 | 27535233.0938 | 27535233.0938 | 1478867.319 | 11895814.3074 | 0 | 62693071.6074 | 103602986.3276 | 177827.941 | 5.1809 | 12100.7245 | 19996.9656 | 246.6896 | 407.6652
1 | 6700 | 707 | 0.015 | 15 | 15 | 7 | 2.3714e-10 | 5spot_SharedNeighbor | Water | Porous | Wet | R245fa | MinimizeLCOE_Brownfield | IgnoreSilica | 2019 | 108.1855 | 20.3819 | 1.3565 | 4 | 11705.253 | 19244.7028 | 238.6274 | 392.3293 | 109.8683 | 0 | 114.1717 | 3107656.3455 | 116169.6184 | 3826597.1989 | 3865468.0567 | 0 | 390010.5566 | 0 | 4409301.6927 | 11472098.5323 | 7829942.9764 | 35017244.9776 | 961560.8286 | 27535233.0938 | 27535233.0938 | 1478867.319 | 11895814.3074 | 0 | 63514038.9 | 104423953.6202 | 237137.3706 | 5.4261 | 11705.253 | 19244.7028 | 238.6274 | 392.3293
1 | 6700 | 707 | 0.015 | 15 | 15 | 7 | 3.1623e-10 | 5spot_SharedNeighbor | Water | Porous | Wet | R245fa | MinimizeLCOE_Brownfield | IgnoreSilica | 2019 | 110.7802 | 20.8626 | 1.4049 | 4 | 11411.7412 | 18691.4155 | 232.6438 | 381.0498 | 109.8441 | 0 | 107.5969 | 3158889.0467 | 118044.5831 | 3898698.4976 | 3956954.7026 | 0 | 372536.2316 | 0 | 4486997.994 | 11674248.3705 | 7967914.3947 | 35634283.8207 | 961560.8286 | 27535233.0938 | 27535233.0938 | 1478867.319 | 11895814.3074 | 0 | 64131077.7432 | 105040992.4634 | 316227.766 | 5.6197 | 11411.7412 | 18691.4155 | 232.6438 | 381.0498
1 | 6700 | 707 | 0.015 | 15 | 15 | 7 | 4.217e-10 | 5spot_SharedNeighbor | Water | Porous | Wet | R245fa | MinimizeLCOE_Brownfield | IgnoreSilica | 2019 | 112.7876 | 21.2337 | 1.4429 | 4 | 11193.3717 | 18281.6406 | 228.192 | 372.696 | 109.8237 | 0 | 113.779 | 3198159.8008 | 119479.5615 | 3954135.7513 | 4027667.7604 | 0 | 357886.0884 | 0 | 4546358.2953 | 11828691.6982 | 8073325.1393 | 36105704.0953 | 961560.8286 | 27535233.0938 | 27535233.0938 | 1478867.319 | 11895814.3074 | 0 | 64602498.0177 | 105512412.7379 | 421696.5034 | 5.7715 | 11193.3717 | 18281.6406 | 228.192 | 372.696
1 | 6700 | 707 | 0.015 | 15 | 15 | 7 | 5.6234e-10 | 5spot_SharedNeighbor | Water | Porous | Wet | R245fa | MinimizeLCOE_Brownfield | IgnoreSilica | 2019 | 114.3151 | 21.5156 | 1.4722 | 4 | 11030.594 | 17977.6789 | 224.8736 | 366.4993 | 109.8073 | 0 | 104.307 | 3227831.5192 | 120562.48 | 3996121.2527 | 4081436.913 | 0 | 345781.2642 | 0 | 4590976.0374 | 11944777.9105 | 8152556.3646 | 36460043.7416 | 961560.8286 | 27535233.0938 | 27535233.0938 | 1478867.319 | 11895814.3074 | 0 | 64956837.664 | 105866752.3843 | 562341.3252 | 5.8888 | 11030.594 | 17977.6789 | 224.8736 | 366.4993
1 | 6700 | 707 | 0.015 | 15 | 15 | 7 | 7.4989e-10 | 5spot_SharedNeighbor | Water | Porous | Wet | R245fa | MinimizeLCOE_Brownfield | IgnoreSilica | 2019 | 115.4749 | 21.7293 | 1.4947 | 4 | 10909.0751 | 17751.5517 | 222.3963 | 361.8894 | 109.7943 | 0 | 99.6017 | 3250240.8663 | 121379.5893 | 4027887.2641 | 4122241.2046 | 0 | 336036.2997 | 0 | 4624536.2374 | 12032094.6669 | 8212151.845 | 36726567.9733 | 961560.8286 | 27535233.0938 | 27535233.0938 | 1478867.319 | 11895814.3074 | 0 | 65223361.8957 | 106133276.6159 | 749894.2093 | 5.9788 | 10909.0751 | 17751.5517 | 222.3963 | 361.8894
1 | 6700 | 707 | 0.015 | 15 | 15 | 7 | 1e-09 | 5spot_SharedNeighbor | Water | Porous | Wet | R245fa | MinimizeLCOE_Brownfield | IgnoreSilica | 2019 | 116.3366 | 21.888 | 1.5118 | 4 | 10818.2543 | 17583.4792 | 220.5447 | 358.463 | 109.7844 | 0 | 115.5058 | 3266823.4006 | 121983.8092 | 4051425.2633 | 4152544.7432 | 0 | 328154.7235 | 0 | 4649163.4565 | 12096169.6392 | 8255884.3302 | 36922149.3654 | 961560.8286 | 27535233.0938 | 27535233.0938 | 1478867.319 | 11895814.3074 | 0 | 65418943.2879 | 106328858.0081 | 1000000 | 6.0471 | 10818.2543 | 17583.4792 | 220.5447 | 358.463
1 | 6700 | 707 | 0.015 | 15 | 15 | 7 | 1.3335e-09 | 5spot_SharedNeighbor | Water | Porous | Wet | R245fa | MinimizeLCOE_Brownfield | IgnoreSilica | 2019 | 117.0017 | 22.0103 | 1.5248 | 4 | 10750.3188 | 17457.5825 | 219.1598 | 355.8964 | 109.7765 | 0 | 131.3768 | 3279583.9433 | 122448.5205 | 4069556.4471 | 4175926.9116 | 0 | 322155.4397 | 0 | 4668171.7922 | 12145625.4297 | 8289638.9234 | 37073107.4076 | 961560.8286 | 27535233.0938 | 27535233.0938 | 1478867.319 | 11895814.3074 | 0 | 65569901.33 | 106479816.0502 | 1333521.4322 | 6.0993 | 10750.3188 | 17457.5825 | 219.1598 | 355.8964
1 | 6700 | 707 | 0.015 | 15 | 15 | 7 | 1.7783e-09 | 5spot_SharedNeighbor | Water | Porous | Wet | R245fa | MinimizeLCOE_Brownfield | IgnoreSilica | 2019 | 117.5035 | 22.1026 | 1.5347 | 4 | 10699.4695 | 17363.4831 | 218.1232 | 353.9781 | 109.7705 | 0 | 117.5345 | 3289188.406 | 122798.1508 | 4083213.791 | 4193562.3328 | 0 | 317520.0303 | 0 | 4682450.2573 | 12182775.0668 | 8314994.3141 | 37186502.3491 | 961560.8286 | 27535233.0938 | 27535233.0938 | 1478867.319 | 11895814.3074 | 0 | 65683296.2715 | 106593210.9918 | 1778279.41 | 6.1389 | 10699.4695 | 17363.4831 | 218.1232 | 353.9781
1 | 6700 | 707 | 0.015 | 15 | 15 | 7 | 2.3714e-09 | 5spot_SharedNeighbor | Water | Porous | Wet | R245fa | MinimizeLCOE_Brownfield | IgnoreSilica | 2019 | 117.8714 | 22.1702 | 1.5421 | 4 | 10661.3909 | 17293.3859 | 217.3469 | 352.5491 | 109.766 | 0 | 145.2551 | 3296217.0108 | 123053.9325 | 4093214.1397 | 4206488.0275 | 0 | 313856.925 | 0 | 4692803.7138 | 12209712.6369 | 8333379.7592 | 37268726.1454 | 961560.8286 | 27535233.0938 | 27535233.0938 | 1478867.319 | 11895814.3074 | 0 | 65765520.0678 | 106675434.7881 | 2371373.7057 | 6.1686 | 10661.3909 | 17293.3859 | 217.3469 | 352.5491
1 | 6700 | 707 | 0.015 | 15 | 15 | 7 | 3.1623e-09 | 5spot_SharedNeighbor | Water | Porous | Wet | R245fa | MinimizeLCOE_Brownfield | IgnoreSilica | 2019 | 118.1466 | 22.2207 | 1.5477 | 4 | 10632.8658 | 17240.9607 | 216.7654 | 351.4803 | 109.7626 | 0 | 162.2079 | 3301469.3289 | 123245.0286 | 4100690.3699 | 4216158.1002 | 0 | 311047.2002 | 0 | 4700517.9108 | 12229783.3952 | 8347078.4641 | 37329989.7979 | 961560.8286 | 27535233.0938 | 27535233.0938 | 1478867.319 | 11895814.3074 | 0 | 65826783.7203 | 106736698.4405 | 3162277.6602 | 6.1909 | 10632.8658 | 17240.9607 | 216.7654 | 351.4803
1 | 6700 | 707 | 0.015 | 15 | 15 | 7 | 4.217e-09 | 5spot_SharedNeighbor | Water | Porous | Wet | R245fa | MinimizeLCOE_Brownfield | IgnoreSilica | 2019 | 118.3512 | 22.2583 | 1.5519 | 4 | 10611.4916 | 17201.7655 | 216.3296 | 350.6813 | 109.7601 | 0 | 158.9222 | 3305371.3845 | 123386.9734 | 4106246.3954 | 4223348.3114 | 0 | 308889.6373 | 0 | 4706224.6538 | 12244631.1697 | 8357212.3754 | 37375310.9009 | 961560.8286 | 27535233.0938 | 27535233.0938 | 1478867.319 | 11895814.3074 | 0 | 65872104.8233 | 106782019.5436 | 4216965.0343 | 6.2076 | 10611.4916 | 17201.7655 | 216.3296 | 350.6813
1 | 6700 | 707 | 0.015 | 15 | 15 | 7 | 5.6234e-09 | 5spot_SharedNeighbor | Water | Porous | Wet | R245fa | MinimizeLCOE_Brownfield | IgnoreSilica | 2019 | 118.5144 | 22.2883 | 1.5551 | 4 | 10595.4724 | 17172.1339 | 216.003 | 350.0772 | 109.7581 | 0 | 170.7457 | 3308480.1031 | 123500.0457 | 4110673.8344 | 4229080.2439 | 0 | 307356.3839 | 0 | 4710845.3383 | 12256653.2431 | 8365417.6874 | 37412006.8799 | 961560.8286 | 27535233.0938 | 27535233.0938 | 1478867.319 | 11895814.3074 | 0 | 65908800.8023 | 106818715.5226 | 5623413.2519 | 6.2205 | 10595.4724 | 17172.1339 | 216.003 | 350.0772
1 | 6700 | 707 | 0.015 | 15 | 15 | 7 | 7.4989e-09 | 5spot_SharedNeighbor | Water | Porous | Wet | R245fa | MinimizeLCOE_Brownfield | IgnoreSilica | 2019 | 118.6413 | 22.3116 | 1.5576 | 4 | 10583.465 | 17149.8069 | 215.7582 | 349.622 | 109.7565 | 0 | 157.3909 | 3310895.9994 | 123587.9098 | 4114115.1922 | 4233536.9513 | 0 | 306244.3107 | 0 | 4714468.3417 | 12266079.5547 | 8371851.3388 | 37440779.5987 | 961560.8286 | 27535233.0938 | 27535233.0938 | 1478867.319 | 11895814.3074 | 0 | 65937573.5211 | 106847488.2414 | 7498942.0933 | 6.2302 | 10583.465 | 17149.8069 | 215.7582 | 349.622
1 | 6700 | 707 | 0.015 | 15 | 15 | 7 | 1e-08 | 5spot_SharedNeighbor | Water | Porous | Wet | R245fa | MinimizeLCOE_Brownfield | IgnoreSilica | 2019 | 118.7145 | 22.325 | 1.5592 | 4 | 10574.4636 | 17133.7041 | 215.5747 | 349.2937 | 109.7556 | 0 | 151.8511 | 3312288.3457 | 123638.5416 | 4116098.9215 | 4236106.663 | 0 | 305170.4514 | 0 | 4716388.14 | 12271074.476 | 8375260.4753 | 37456026.0143 | 961560.8286 | 27535233.0938 | 27535233.0938 | 1478867.319 | 11895814.3074 | 0 | 65952819.9368 | 106862734.657 | 10000000 | 6.237 | 10574.4636 | 17133.7041 | 215.5747 | 349.2937
1 | 6800 | 707 | 0.015 | 15 | 15 | 7 | 1e-13 | 5spot_SharedNeighbor | Water | Porous | Wet | R245fa | MinimizeLCOE_Brownfield | IgnoreSilica | 2019 | 0 | 0 | 0 | 0 |  |  |  |  | 15 |  | 23.0243 | [19 empty] | 100 | 0
1 | 6800 | 707 | 0.015 | 15 | 15 | 7 | 1.3335e-13 | 5spot_SharedNeighbor | Water | Porous | Wet | R245fa | MinimizeLCOE_Brownfield | IgnoreSilica | 2019 | 0 | 0 | 0 | 0 |  |  |  |  | 15 |  | 22.9297 | [19 empty] | 133.3521 | 0
1 | 6800 | 707 | 0.015 | 15 | 15 | 7 | 1.7783e-13 | 5spot_SharedNeighbor | Water | Porous | Wet | R245fa | MinimizeLCOE_Brownfield | IgnoreSilica | 2019 | 0 | 0 | 0 | 0 |  |  |  |  | 15 |  | 24.4141 | [19 empty] | 177.8279 | 0
1 | 6800 | 707 | 0.015 | 15 | 15 | 7 | 2.3714e-13 | 5spot_SharedNeighbor | Water | Porous | Wet | R245fa | MinimizeLCOE_Brownfield | IgnoreSilica | 2019 | 0 | 0 | 0 | 0 |  |  |  |  | 15 |  | 23.7521 | [19 empty] | 237.1374 | 0
1 | 6800 | 707 | 0.015 | 15 | 15 | 7 | 3.1623e-13 | 5spot_SharedNeighbor | Water | Porous | Wet | R245fa | MinimizeLCOE_Brownfield | IgnoreSilica | 2019 | 0 | 0 | 0 | 0 |  |  |  |  | 15 |  | 23.5925 | [19 empty] | 316.2278 | 0
1 | 6800 | 707 | 0.015 | 15 | 15 | 7 | 4.217e-13 | 5spot_SharedNeighbor | Water | Porous | Wet | R245fa | MinimizeLCOE_Brownfield | IgnoreSilica | 2019 | 0 | 0 | 0 | 0 |  |  |  |  | 15 |  | 27.4383 | [19 empty] | 421.6965 | 0
1 | 6800 | 707 | 0.015 | 15 | 15 | 7 | 5.6234e-13 | 5spot_SharedNeighbor | Water | Porous | Wet | R245fa | MinimizeLCOE_Brownfield | IgnoreSilica | 2019 | 0 | 0 | 0 | 0 |  |  |  |  | 15 |  | 27.6794 | [19 empty] | 562.3413 | 0
1 | 6800 | 707 | 0.015 | 15 | 15 | 7 | 7.4989e-13 | 5spot_SharedNeighbor | Water | Porous | Wet | R245fa | MinimizeLCOE_Brownfield | IgnoreSilica | 2019 | 1.6 | 0.16547 | 0.001251 | 4 | 5993565.8148 | 14336268.8076 | 122186.946 | 292264.2309 | 78.554 | 0 | 28.105 | 84000.0936 | 2525.4128 | 83352.5634 | 68111.7809 | 0 | 51679.1119 | 0 | 112970.8954 | 293927.0964 | 200611.2829 | 897178.2375 | 961560.8286 | 28133983.6919 | 28133983.6919 | 1478867.319 | 12135314.5466 | 0 | 29992722.758 | 71740888.3155 | 749.8942 | 0.0050042 | 5993565.8148 | 14336268.8076 | 122186.946 | 292264.2309
1 | 6800 | 707 | 0.015 | 15 | 15 | 7 | 1e-12 | 5spot_SharedNeighbor | Water | Porous | Wet | R245fa | MinimizeLCOE_Brownfield | IgnoreSilica | 2019 | 2.7398 | 0.36341 | 0.0058383 | 4 | 1313757.8858 | 3101451.3107 | 26782.7315 | 63227.28 | 90.205 | 0 | 77.0069 | 160955.5321 | 5279.0537 | 154949.847 | 107361.4946 | 0 | 83120.8304 | 0 | 199550.0356 | 519188.2592 | 354356.6552 | 1584761.7078 | 961560.8286 | 28133983.6919 | 28133983.6919 | 1478867.319 | 12135314.5466 | 0 | 30680306.2283 | 72428471.7858 | 1000 | 0.023353 | 1313757.8858 | 3101451.3107 | 26782.7315 | 63227.28
1 | 6800 | 707 | 0.015 | 15 | 15 | 7 | 1.3335e-12 | 5spot_SharedNeighbor | Water | Porous | Wet | R245fa | MinimizeLCOE_Brownfield | IgnoreSilica | 2019 | 3.9534 | 0.58807 | 0.013504 | 4 | 580447.1941 | 1353339.0633 | 11833.2012 | 27589.6473 | 96.1701 | 0 | 67.5608 | 235563.9883 | 8071.5412 | 226667.7336 | 150527.8409 | 0 | 108079.022 | 0 | 284274.9491 | 739625.1048 | 504809.3318 | 2257619.5117 | 961560.8286 | 28133983.6919 | 28133983.6919 | 1478867.319 | 12135314.5466 | 0 | 31353164.0322 | 73101329.5897 | 1333.5214 | 0.054016 | 580447.1941 | 1353339.0633 | 11833.2012 | 27589.6473
1 | 6800 | 707 | 0.015 | 15 | 15 | 7 | 1.7783e-12 | 5spot_SharedNeighbor | Water | Porous | Wet | R245fa | MinimizeLCOE_Brownfield | IgnoreSilica | 2019 | 5.4466 | 0.87127 | 0.024826 | 4 | 323448.6794 | 743863.0919 | 6593.9388 | 15164.6553 | 100.1918 | 0 | 78.3649 | 318757.4056 | 11242.2673 | 309491.206 | 203776.3316 | 0 | 132981.4837 | 0 | 380736.9907 | 990599.5499 | 676104.5476 | 3023689.7824 | 961560.8286 | 28133983.6919 | 28133983.6919 | 1478867.319 | 12135314.5466 | 0 | 32119234.3029 | 73867399.8605 | 1778.2794 | 0.099302 | 323448.6794 | 743863.0919 | 6593.9388 | 15164.6553
1 | 6800 | 707 | 0.015 | 15 | 15 | 7 | 2.3714e-12 | 5spot_SharedNeighbor | Water | Porous | Wet | R245fa | MinimizeLCOE_Brownfield | IgnoreSilica | 2019 | 7.3024 | 1.2273 | 0.040647 | 4 | 203009.0701 | 459783.8144 | 4138.6145 | 9373.315 | 103.0159 | 0 | 96.379 | 412704.1381 | 14852.0633 | 406223.4733 | 270467.1284 | 0 | 158496.4202 | 0 | 492469.8571 | 1281305.5488 | 874517.3652 | 3911035.9945 | 961560.8286 | 28133983.6919 | 28133983.6919 | 1478867.319 | 12135314.5466 | 0 | 33006580.515 | 74754746.0725 | 2371.3737 | 0.16259 | 203009.0701 | 459783.8144 | 4138.6145 | 9373.315
1 | 6800 | 707 | 0.015 | 15 | 15 | 7 | 3.1623e-12 | 5spot_SharedNeighbor | Water | Porous | Wet | R245fa | MinimizeLCOE_Brownfield | IgnoreSilica | 2019 | 9.8239 | 1.7166 | 0.062701 | 4 | 136154.4403 | 302612.1928 | 2775.6924 | 6169.1589 | 105.3029 | 0 | 97.8547 | 529629.9886 | 19366.1798 | 530401.0788 | 361284.8314 | 0 | 190585.1119 | 0 | 636194.2043 | 1655246.8183 | 1129739.9654 | 5052448.1786 | 961560.8286 | 28133983.6919 | 28133983.6919 | 1478867.319 | 12135314.5466 | 0 | 34147992.6991 | 75896158.2566 | 3162.2777 | 0.2508 | 136154.4403 | 302612.1928 | 2775.6924 | 6169.1589
1 | 6800 | 707 | 0.015 | 15 | 15 | 7 | 4.217e-12 | 5spot_SharedNeighbor | Water | Porous | Wet | R245fa | MinimizeLCOE_Brownfield | IgnoreSilica | 2019 | 12.9936 | 2.3335 | 0.09218 | 4 | 96261.8038 | 209486.7653 | 1962.4271 | 4270.6711 | 106.936 | 0 | 73.0604 | 663468.4875 | 24531.3236 | 677246.5532 | 475687.0865 | 0 | 224763.3539 | 0 | 805621.7538 | 2096062.5478 | 1430605.7586 | 6397986.8649 | 961560.8286 | 28133983.6919 | 28133983.6919 | 1478867.319 | 12135314.5466 | 0 | 35493531.3855 | 77241696.943 | 4216.965 | 0.36872 | 96261.8038 | 209486.7653 | 1962.4271 | 4270.6711
1 | 6800 | 707 | 0.015 | 15 | 15 | 7 | 5.6234e-12 | 5spot_SharedNeighbor | Water | Porous | Wet | R245fa | MinimizeLCOE_Brownfield | IgnoreSilica | 2019 | 16.9734 | 3.1101 | 0.13129 | 4 | 70622.8889 | 150117.7023 | 1439.7431 | 3060.3524 | 108.1488 | 0 | 95.7152 | 817723.2869 | 30477.9619 | 851492.8526 | 619733.8431 | 0 | 261363.7815 | 0 | 1006508.7731 | 2618729.3643 | 1787336.6007 | 7993366.4641 | 961560.8286 | 28133983.6919 | 28133983.6919 | 1478867.319 | 12135314.5466 | 0 | 37088910.9846 | 78837076.5422 | 5623.4133 | 0.52517 | 70622.8889 | 150117.7023 | 1439.7431 | 3060.3524
1 | 6800 | 707 | 0.015 | 15 | 15 | 7 | 7.4989e-12 | 5spot_SharedNeighbor | Water | Porous | Wet | R245fa | MinimizeLCOE_Brownfield | IgnoreSilica | 2019 | 21.9776 | 4.0873 | 0.18244 | 4 | 53426.3939 | 110635.8247 | 1089.1693 | 2255.4609 | 109.066 | 0 | 88.9699 | 996205.6571 | 37341.2602 | 1058813.0878 | 800219.5446 | 0 | 301210.3953 | 0 | 1245578.0786 | 3240738.6572 | 2211870.7241 | 9891977.4049 | 961560.8286 | 28133983.6919 | 28133983.6919 | 1478867.319 | 12135314.5466 | 0 | 38987521.9254 | 80735687.483 | 7498.9421 | 0.72974 | 53426.3939 | 110635.8247 | 1089.1693 | 2255.4609
1 | 6800 | 707 | 0.015 | 15 | 15 | 7 | 1e-11 | 5spot_SharedNeighbor | Water | Porous | Wet | R245fa | MinimizeLCOE_Brownfield | IgnoreSilica | 2019 | 28.2038 | 5.3046 | 0.24849 | 4 | 41485.7357 | 83487.6341 | 845.7428 | 1702.0083 | 109.7635 | 0 | 116.0502 | 1201582.5329 | 45216.6856 | 1303678.9923 | 1024811.2207 | 0 | 344175.401 | 0 | 1528591.2846 | 3977080.9654 | 2714439.4797 | 12139576.5621 | 961560.8286 | 28133983.6919 | 28133983.6919 | 1478867.319 | 12135314.5466 | 0 | 41235121.0826 | 82983286.6401 | 10000 | 0.99396 | 41485.7357 | 83487.6341 | 845.7428 | 1702.0083
1 | 6800 | 707 | 0.015 | 15 | 15 | 7 | 1.3335e-11 | 5spot_SharedNeighbor | Water | Porous | Wet | R245fa | MinimizeLCOE_Brownfield | IgnoreSilica | 2019 | 35.7165 | 6.7748 | 0.33203 | 4 | 32996.6334 | 64430.9347 | 672.681 | 1313.5118 | 110.2897 | 0 | 112.9292 | 1431912.1987 | 54027.3505 | 1584907.7858 | 1296365.9646 | 0 | 387827.6985 | 0 | 1854465.9893 | 4824940.1008 | 3293120.7614 | 14727567.8495 | 961560.8286 | 28133983.6919 | 28133983.6919 | 1478867.319 | 12135314.5466 | 0 | 43823112.3701 | 85571277.9276 | 13335.2143 | 1.3281 | 32996.6334 | 64430.9347 | 672.681 | 1313.5118
1 | 6800 | 707 | 0.015 | 15 | 15 | 7 | 1.7783e-11 | 5spot_SharedNeighbor | Water | Porous | Wet | R245fa | MinimizeLCOE_Brownfield | IgnoreSilica | 2019 | 44.4667 | 8.4885 | 0.43452 | 4 | 26872.7184 | 50892.3282 | 547.8367 | 1037.5089 | 110.6841 | 0 | 95.8468 | 1682533.6523 | 63589.9078 | 1897687.6515 | 1613085.277 | 0 | 429293.1974 | 0 | 2217613.9776 | 5769776.6745 | 3937991.1374 | 17611571.4756 | 961560.8286 | 28133983.6919 | 28133983.6919 | 1478867.319 | 12135314.5466 | 0 | 46707115.9961 | 88455281.5536 | 17782.7941 | 1.7381 | 26872.7184 | 50892.3282 | 547.8367 | 1037.5089
1 | 6800 | 707 | 0.015 | 15 | 15 | 7 | 2.3714e-11 | 5spot_SharedNeighbor | Water | Porous | Wet | R245fa | MinimizeLCOE_Brownfield | IgnoreSilica | 2019 | 54.0964 | 10.3743 | 0.55469 | 4 | 22421.2142 | 41237.1975 | 457.0868 | 840.676 | 110.9688 | 0 | 133.667 | 1941627.8204 | 73447.2632 | 2227592.3344 | 1961625.289 | 0 | 463474.4941 | 0 | 2600429.2084 | 6765783.3789 | 4617786.179 | 20651765.9674 | 961560.8286 | 28133983.6919 | 28133983.6919 | 1478867.319 | 12135314.5466 | 0 | 49747310.4879 | 91495476.0454 | 23713.7371 | 2.2188 | 22421.2142 | 41237.1975 | 457.0868 | 840.676
1 | 6800 | 707 | 0.015 | 15 | 15 | 7 | 3.1623e-11 | 5spot_SharedNeighbor | Water | Porous | Wet | R245fa | MinimizeLCOE_Brownfield | IgnoreSilica | 2019 | 64.0964 | 12.3296 | 0.68802 | 4 | 19177.4421 | 34347.2187 | 390.9581 | 700.2145 | 111.1587 | 0 | 137.9201 | 2195848.9757 | 83086.4461 | 2557226.5015 | 2323242.6622 | 0 | 486712.9047 | 0 | 2981985.8212 | 7758515.4174 | 5295346.1939 | 23681964.9227 | 961560.8286 | 28133983.6919 | 28133983.6919 | 1478867.319 | 12135314.5466 | 0 | 52777509.4432 | 94525675.0008 | 31622.7766 | 2.7521 | 19177.4421 | 34347.2187 | 390.9581 | 700.2145
1 | 6800 | 707 | 0.015 | 15 | 15 | 7 | 4.217e-11 | 5spot_SharedNeighbor | Water | Porous | Wet | R245fa | MinimizeLCOE_Brownfield | IgnoreSilica | 2019 | 73.7823 | 14.2174 | 0.82666 | 4 | 16813.7951 | 29439.2838 | 342.772 | 600.1596 | 111.2664 | 0 | 122.6964 | 2429921.419 | 91926.4891 | 2865707.7724 | 2672931.7447 | 0 | 496098.0927 | 0 | 3337068.352 | 8682367.325 | 5925894.1041 | 26501915.299 | 961560.8286 | 28133983.6919 | 28133983.6919 | 1478867.319 | 12135314.5466 | 0 | 55597459.8195 | 97345625.377 | 42169.6503 | 3.3067 | 16813.7951 | 29439.2838 | 342.772 | 600.1596
1 | 6800 | 707 | 0.015 | 15 | 15 | 7 | 5.6234e-11 | 5spot_SharedNeighbor | Water | Porous | Wet | R245fa | MinimizeLCOE_Brownfield | IgnoreSilica | 2019 | 82.6614 | 15.94 | 0.9623 | 4 | 15090.9441 | 25936.9202 | 307.6493 | 528.7592 | 111.3118 | 0 | 139.8876 | 2635223.9466 | 99646.1924 | 3140157.1241 | 2992762.608 | 0 | 492853.7366 | 0 | 3650651.007 | 9498245.0687 | 6482747.4288 | 28992287.1121 | 961560.8286 | 28133983.6919 | 28133983.6919 | 1478867.319 | 12135314.5466 | 0 | 58087831.6326 | 99835997.1901 | 56234.1325 | 3.8492 | 15090.9441 | 25936.9202 | 307.6493 | 528.7592
1 | 6800 | 707 | 0.015 | 15 | 15 | 7 | 7.4989e-11 | 5spot_SharedNeighbor | Water | Porous | Wet | R245fa | MinimizeLCOE_Brownfield | IgnoreSilica | 2019 | 90.4176 | 17.4368 | 1.0878 | 4 | 13832.8946 | 23427.4823 | 282.0023 | 477.6009 | 111.3158 | 0 | 129.8419 | 2807961.3131 | 106112.764 | 3373904.3834 | 3271421.9612 | 0 | 479954.6666 | 0 | 3915348.4844 | 10186933.6081 | 6952791.5081 | 31094428.689 | 961560.8286 | 28133983.6919 | 28133983.6919 | 1478867.319 | 12135314.5466 | 0 | 60189973.2095 | 101938138.7671 | 74989.4209 | 4.3512 | 13832.8946 | 23427.4823 | 282.0023 | 477.6009
1 | 6800 | 707 | 0.015 | 15 | 15 | 7 | 1e-10 | 5spot_SharedNeighbor | Water | Porous | Wet | R245fa | MinimizeLCOE_Brownfield | IgnoreSilica | 2019 | 96.9144 | 18.6839 | 1.1985 | 4 | 12911.425 | 21619.9751 | 263.2169 | 440.7524 | 111.2965 | 0 | 155.4977 | 2948236.442 | 111342.4153 | 3565655.4234 | 3504223.5164 | 0 | 460861.0117 | 0 | 4130224.3354 | 10745996.4953 | 7334363.4162 | 32800903.0558 | 961560.8286 | 28133983.6919 | 28133983.6919 | 1478867.319 | 12135314.5466 | 0 | 61896447.5763 | 103644613.1338 | 100000 | 4.7939 | 12911.425 | 21619.9751 | 263.2169 | 440.7524
1 | 6800 | 707 | 0.015 | 15 | 15 | 7 | 1.3335e-10 | 5spot_SharedNeighbor | Water | Porous | Wet | R245fa | MinimizeLCOE_Brownfield | IgnoreSilica | 2019 | 102.2151 | 19.6964 | 1.2925 | 4 | 12234.0005 | 20308.8573 | 249.4066 | 414.0235 | 111.2669 | 0 | 153.2341 | 3059862.6736 | 115488.8332 | 3719502.3595 | 3693710.5116 | 0 | 439266.388 | 0 | 4300853.9987 | 11189939.8782 | 7637363.8972 | 34155988.54 | 961560.8286 | 28133983.6919 | 28133983.6919 | 1478867.319 | 12135314.5466 | 0 | 63251533.0606 | 104999698.6181 | 133352.1432 | 5.1701 | 12234.0005 | 20308.8573 | 249.4066 | 414.0235
1 | 6800 | 707 | 0.015 | 15 | 15 | 7 | 1.7783e-10 | 5spot_SharedNeighbor | Water | Porous | Wet | R245fa | MinimizeLCOE_Brownfield | IgnoreSilica | 2019 | 106.4345 | 20.499 | 1.37 | 4 | 11734.1361 | 19352.2134 | 239.2162 | 394.521 | 111.2352 | 0 | 149.9124 | 3146978.6774 | 118714.8226 | 3840355.9541 | 3844234.9817 | 0 | 417599.1041 | 0 | 4433474.5805 | 11534991.4279 | 7872868.6699 | 35209218.2181 | 961560.8286 | 28133983.6919 | 28133983.6919 | 1478867.319 | 12135314.5466 | 0 | 64304762.7386 | 106052928.2962 | 177827.941 | 5.4801 | 11734.1361 | 19352.2134 | 239.2162 | 394.521
1 | 6800 | 707 | 0.015 | 15 | 15 | 7 | 2.3714e-10 | 5spot_SharedNeighbor | Water | Porous | Wet | R245fa | MinimizeLCOE_Brownfield | IgnoreSilica | 2019 | 109.7324 | 21.1241 | 1.4324 | 4 | 11364.0418 | 18650.488 | 231.6714 | 380.2154 | 111.2055 | 0 | 160.8831 | 3214025.5372 | 121191.3625 | 3933845.3692 | 3961682.2803 | 0 | 397450.6393 | 0 | 4534996.1235 | 11799129.6578 | 8053148.4393 | 36015469.4091 | 961560.8286 | 28133983.6919 | 28133983.6919 | 1478867.319 | 12135314.5466 | 0 | 65111013.9296 | 106859179.4871 | 237137.3706 | 5.7296 | 11364.0418 | 18650.488 | 231.6714 | 380.2154
1 | 6800 | 707 | 0.015 | 15 | 15 | 7 | 3.1623e-10 | 5spot_SharedNeighbor | Water | Porous | Wet | R245fa | MinimizeLCOE_Brownfield | IgnoreSilica | 2019 | 112.2734 | 21.6044 | 1.4816 | 4 | 11089.2368 | 18133.4836 | 226.0691 | 369.6756 | 111.18 | 0 | 162.1387 | 3265074.4987 | 123073.1801 | 4005309.4018 | 4052049.4393 | 0 | 379649.006 | 0 | 4611810.6551 | 11998985.3122 | 8189554.0301 | 36625505.5235 | 961560.8286 | 28133983.6919 | 28133983.6919 | 1478867.319 | 12135314.5466 | 0 | 65721050.044 | 107469215.6016 | 316227.766 | 5.9266 | 11089.2368 | 18133.4836 | 226.0691 | 369.6756
1 | 6800 | 707 | 0.015 | 15 | 15 | 7 | 4.217e-10 | 5spot_SharedNeighbor | Water | Porous | Wet | R245fa | MinimizeLCOE_Brownfield | IgnoreSilica | 2019 | 114.2251 | 21.9725 | 1.5201 | 4 | 10884.7071 | 17750.7601 | 221.8995 | 361.8733 | 111.1587 | 0 | 128.6571 | 3303928.8459 | 124503.202 | 4059867.0669 | 4121381.4581 | 0 | 364649.7228 | 0 | 4669988.8153 | 12150352.9511 | 8292865.5539 | 37087537.616 | 961560.8286 | 28133983.6919 | 28133983.6919 | 1478867.319 | 12135314.5466 | 0 | 66183082.1366 | 107931247.6941 | 421696.5034 | 6.0804 | 10884.7071 | 17750.7601 | 221.8995 | 361.8733
1 | 6800 | 707 | 0.015 | 15 | 15 | 7 | 5.6234e-10 | 5spot_SharedNeighbor | Water | Porous | Wet | R245fa | MinimizeLCOE_Brownfield | IgnoreSilica | 2019 | 115.7112 | 22.2523 | 1.5498 | 4 | 10732.1997 | 17466.6762 | 218.7904 | 356.0818 | 111.1417 | 0 | 151.1281 | 3333312.2132 | 125583.3178 | 4101221.5039 | 4174132.5575 | 0 | 352325.1032 | 0 | 4713764.1313 | 12264247.3437 | 8370600.8172 | 37435186.9879 | 961560.8286 | 28133983.6919 | 28133983.6919 | 1478867.319 | 12135314.5466 | 0 | 66530731.5084 | 108278897.0659 | 562341.3252 | 6.1992 | 10732.1997 | 17466.6762 | 218.7904 | 356.0818
1 | 6800 | 707 | 0.015 | 15 | 15 | 7 | 7.4989e-10 | 5spot_SharedNeighbor | Water | Porous | Wet | R245fa | MinimizeLCOE_Brownfield | IgnoreSilica | 2019 | 116.836 | 22.4637 | 1.5725 | 4 | 10618.3207 | 17255.3568 | 216.4688 | 351.7738 | 111.1283 | 0 | 179.5666 | 3355433.3493 | 126395.7096 | 4132409.6618 | 4214028.46 | 0 | 342394.5966 | 0 | 4746558.0932 | 12349570.5055 | 8428835.6283 | 37695626.0043 | 961560.8286 | 28133983.6919 | 28133983.6919 | 1478867.319 | 12135314.5466 | 0 | 66791170.5248 | 108539336.0823 | 749894.2093 | 6.2902 | 10618.3207 | 17255.3568 | 216.4688 | 351.7738
1 | 6800 | 707 | 0.015 | 15 | 15 | 7 | 1e-09 | 5spot_SharedNeighbor | Water | Porous | Wet | R245fa | MinimizeLCOE_Brownfield | IgnoreSilica | 2019 | 117.6861 | 22.6234 | 1.5899 | 4 | 10533.1942 | 17097.8224 | 214.7334 | 348.5622 | 111.1179 | 0 | 157.1236 | 3372088.2501 | 127006.9147 | 4155922.215 | 4244169.7965 | 0 | 334543.6445 | 0 | 4771155.0201 | 12413566.6638 | 8472514.3214 | 37890966.8261 | 961560.8286 | 28133983.6919 | 28133983.6919 | 1478867.319 | 12135314.5466 | 0 | 66986511.3466 | 108734676.9042 | 1000000 | 6.3596 | 10533.1942 | 17097.8224 | 214.7334 | 348.5622
1 | 6800 | 707 | 0.015 | 15 | 15 | 7 | 1.3335e-09 | 5spot_SharedNeighbor | Water | Porous | Wet | R245fa | MinimizeLCOE_Brownfield | IgnoreSilica | 2019 | 118.3318 | 22.7445 | 1.6031 | 4 | 10469.5093 | 16980.0886 | 213.4351 | 346.1621 | 111.1098 | 0 | 160.9962 | 3384699.3506 | 127469.4659 | 4173743.77 | 4267052.3612 | 0 | 328463.089 | 0 | 4789756.9344 | 12461965.029 | 8505547.2001 | 38038697.2003 | 961560.8286 | 28133983.6919 | 28133983.6919 | 1478867.319 | 12135314.5466 | 0 | 67134241.7209 | 108882407.2784 | 1333521.4322 | 6.4124 | 10469.5093 | 16980.0886 | 213.4351 | 346.1621
1 | 6800 | 707 | 0.015 | 15 | 15 | 7 | 1.7783e-09 | 5spot_SharedNeighbor | Water | Porous | Wet | R245fa | MinimizeLCOE_Brownfield | IgnoreSilica | 2019 | 118.8117 | 22.8345 | 1.613 | 4 | 10421.8364 | 16892.2758 | 212.4632 | 344.3719 | 111.1037 | 0 | 166.0173 | 3394051.5105 | 127812.3418 | 4186969.9173 | 4284054.989 | 0 | 323693.1045 | 0 | 4803466.9266 | 12497635.6164 | 8529893.1089 | 38147577.515 | 961560.8286 | 28133983.6919 | 28133983.6919 | 1478867.319 | 12135314.5466 | 0 | 67243122.0355 | 108991287.5931 | 1778279.41 | 6.4521 | 10421.8364 | 16892.2758 | 212.4632 | 344.3719
1 | 6800 | 707 | 0.015 | 15 | 15 | 7 | 2.3714e-09 | 5spot_SharedNeighbor | Water | Porous | Wet | R245fa | MinimizeLCOE_Brownfield | IgnoreSilica | 2019 | 119.1749 | 22.9026 | 1.6206 | 4 | 10386.1336 | 16826.5297 | 211.7354 | 343.0316 | 111.099 | 0 | 161.4295 | 3401117.7882 | 128071.3303 | 4196968.9228 | 4296920.5758 | 0 | 320057.2269 | 0 | 4813822.9792 | 12524579.941 | 8548283.1641 | 38229821.9285 | 961560.8286 | 28133983.6919 | 28133983.6919 | 1478867.319 | 12135314.5466 | 0 | 67325366.449 | 109073532.0065 | 2371373.7057 | 6.4822 | 10386.1336 | 16826.5297 | 211.7354 | 343.0316
1 | 6800 | 707 | 0.015 | 15 | 15 | 7 | 3.1623e-09 | 5spot_SharedNeighbor | Water | Porous | Wet | R245fa | MinimizeLCOE_Brownfield | IgnoreSilica | 2019 | 119.4501 | 22.9542 | 1.6262 | 4 | 10359.3866 | 16777.2589 | 211.1901 | 342.0271 | 111.0955 | 0 | 173.3705 | 3406465.6219 | 128267.2895 | 4204539.4979 | 4306668.1436 | 0 | 317307.1102 | 0 | 4821666.5886 | 12544987.4036 | 8562211.6767 | 38292113.3319 | 961560.8286 | 28133983.6919 | 28133983.6919 | 1478867.319 | 12135314.5466 | 0 | 67387657.8524 | 109135823.4099 | 3162277.6602 | 6.505 | 10359.3866 | 16777.2589 | 211.1901 | 342.0271
1 | 6800 | 707 | 0.015 | 15 | 15 | 7 | 4.217e-09 | 5spot_SharedNeighbor | Water | Porous | Wet | R245fa | MinimizeLCOE_Brownfield | IgnoreSilica | 2019 | 119.6593 | 22.9934 | 1.6305 | 4 | 10339.3438 | 16740.2984 | 210.7815 | 341.2736 | 111.0928 | 0 | 176.9246 | 3410525.1296 | 128416.0144 | 4210288.124 | 4314073.6415 | 0 | 315243.2556 | 0 | 4827633.0044 | 12560510.7937 | 8572806.7094 | 38339496.6725 | 961560.8286 | 28133983.6919 | 28133983.6919 | 1478867.319 | 12135314.5466 | 0 | 67435041.193 | 109183206.7505 | 4216965.0343 | 6.5222 | 10339.3438 | 16740.2984 | 210.7815 | 341.2736
1 | 6800 | 707 | 0.015 | 15 | 15 | 7 | 5.6234e-09 | 5spot_SharedNeighbor | Water | Porous | Wet | R245fa | MinimizeLCOE_Brownfield | IgnoreSilica | 2019 | 119.801 | 23.0199 | 1.6337 | 4 | 10324.322 | 16713.0337 | 210.4753 | 340.7178 | 111.0909 | 0 | 156.7412 | 3413273.5814 | 128516.6915 | 4214181.1866 | 4319090.7235 | 0 | 313513.6142 | 0 | 4831544.561 | 12570687.8615 | 8579752.7673 | 38370560.9871 | 961560.8286 | 28133983.6919 | 28133983.6919 | 1478867.319 | 12135314.5466 | 0 | 67466105.5076 | 109214271.0651 | 5623413.2519 | 6.5347 | 10324.322 | 16713.0337 | 210.4753 | 340.7178
1 | 6800 | 707 | 0.015 | 15 | 15 | 7 | 7.4989e-09 | 5spot_SharedNeighbor | Water | Porous | Wet | R245fa | MinimizeLCOE_Brownfield | IgnoreSilica | 2019 | 119.9176 | 23.0418 | 1.6361 | 4 | 10313.0618 | 16692.32 | 210.2457 | 340.2955 | 111.0894 | 0 | 156.7081 | 3415535.974 | 128599.558 | 4217386.251 | 4323222.2314 | 0 | 312319.6587 | 0 | 4834854.8325 | 12579300.5091 | 8585631.0762 | 38396850.0909 | 961560.8286 | 28133983.6919 | 28133983.6919 | 1478867.319 | 12135314.5466 | 0 | 67492394.6114 | 109240560.169 | 7498942.0933 | 6.5444 | 10313.0618 | 16692.32 | 210.2457 | 340.2955
1 | 6800 | 707 | 0.015 | 15 | 15 | 7 | 1e-08 | 5spot_SharedNeighbor | Water | Porous | Wet | R245fa | MinimizeLCOE_Brownfield | IgnoreSilica | 2019 | 120 | 23.0572 | 1.6379 | 4 | 10304.6205 | 16676.9391 | 210.0736 | 339.982 | 111.0883 | 0 | 147.212 | 3417132.1302 | 128658.0164 | 4219647.812 | 4326138.1571 | 0 | 311362.7183 | 0 | 4837146.1453 | 12585262.0349 | 8589699.9401 | 38415046.9542 | 961560.8286 | 28133983.6919 | 28133983.6919 | 1478867.319 | 12135314.5466 | 0 | 67510591.4747 | 109258757.0323 | 10000000 | 6.5515 | 10304.6205 | 16676.9391 | 210.0736 | 339.982
1 | 6900 | 707 | 0.015 | 15 | 15 | 7 | 1e-13 | 5spot_SharedNeighbor | Water | Porous | Wet | R245fa | MinimizeLCOE_Brownfield | IgnoreSilica | 2019 | 0 | 0 | 0 | 0 |  |  |  |  | 15 |  | 23.3471 | [19 empty] | 100 | 0
1 | 6900 | 707 | 0.015 | 15 | 15 | 7 | 1.3335e-13 | 5spot_SharedNeighbor | Water | Porous | Wet | R245fa | MinimizeLCOE_Brownfield | IgnoreSilica | 2019 | 0 | 0 | 0 | 0 |  |  |  |  | 15 |  | 22.3615 | [19 empty] | 133.3521 | 0
1 | 6900 | 707 | 0.015 | 15 | 15 | 7 | 1.7783e-13 | 5spot_SharedNeighbor | Water | Porous | Wet | R245fa | MinimizeLCOE_Brownfield | IgnoreSilica | 2019 | 0 | 0 | 0 | 0 |  |  |  |  | 15 |  | 23.191 | [19 empty] | 177.8279 | 0
1 | 6900 | 707 | 0.015 | 15 | 15 | 7 | 2.3714e-13 | 5spot_SharedNeighbor | Water | Porous | Wet | R245fa | MinimizeLCOE_Brownfield | IgnoreSilica | 2019 | 0 | 0 | 0 | 0 |  |  |  |  | 15 |  | 24.5777 | [19 empty] | 237.1374 | 0
1 | 6900 | 707 | 0.015 | 15 | 15 | 7 | 3.1623e-13 | 5spot_SharedNeighbor | Water | Porous | Wet | R245fa | MinimizeLCOE_Brownfield | IgnoreSilica | 2019 | 0 | 0 | 0 | 0 |  |  |  |  | 15 |  | 23.4749 | [19 empty] | 316.2278 | 0
1 | 6900 | 707 | 0.015 | 15 | 15 | 7 | 4.217e-13 | 5spot_SharedNeighbor | Water | Porous | Wet | R245fa | MinimizeLCOE_Brownfield | IgnoreSilica | 2019 | 0 | 0 | 0 | 0 |  |  |  |  | 15 |  | 27.2007 | [19 empty] | 421.6965 | 0
1 | 6900 | 707 | 0.015 | 15 | 15 | 7 | 5.6234e-13 | 5spot_SharedNeighbor | Water | Porous | Wet | R245fa | MinimizeLCOE_Brownfield | IgnoreSilica | 2019 | 0 | 0 | 0 | 0 |  |  |  |  | 15 |  | 25.7402 | [19 empty] | 562.3413 | 0
1 | 6900 | 707 | 0.015 | 15 | 15 | 7 | 7.4989e-13 | 5spot_SharedNeighbor | Water | Porous | Wet | R245fa | MinimizeLCOE_Brownfield | IgnoreSilica | 2019 | 1.6 | 0.16748 | 0.0016585 | 4 | 4612755.4159 | 11033442.4111 | 94037.2584 | 224931.6474 | 79.0942 | 0 | 27.7971 | 85155.8128 | 2569.7486 | 84124.7479 | 68248.2487 | 0 | 50710.1507 | 0 | 113415.3964 | 295083.5967 | 201400.6181 | 900708.3197 | 961560.8286 | 28738594.3808 | 28738594.3808 | 1478867.319 | 12377158.8222 | 0 | 30600863.5292 | 73195484.0512 | 749.8942 | 0.006634 | 4612755.4159 | 11033442.4111 | 94037.2584 | 224931.6474
1 | 6900 | 707 | 0.015 | 15 | 15 | 7 | 1e-12 | 5spot_SharedNeighbor | Water | Porous | Wet | R245fa | MinimizeLCOE_Brownfield | IgnoreSilica | 2019 | 2.9936 | 0.41631 | 0.0069961 | 4 | 1124122.9613 | 2646201.2565 | 22916.7671 | 53946.3919 | 92.625 | 0 | 43.6481 | 180343.5514 | 6018.8245 | 172417.5942 | 116927.0102 | 0 | 91853.5572 | 0 | 221348.6096 | 575903.6773 | 393066.0934 | 1757878.9177 | 961560.8286 | 28738594.3808 | 28738594.3808 | 1478867.319 | 12377158.8222 | 0 | 31458034.1272 | 74052654.6492 | 1000 | 0.027985 | 1124122.9613 | 2646201.2565 | 22916.7671 | 53946.3919
1 | 6900 | 707 | 0.015 | 15 | 15 | 7 | 1.3335e-12 | 5spot_SharedNeighbor | Water | Porous | Wet | R245fa | MinimizeLCOE_Brownfield | IgnoreSilica | 2019 | 4.1554 | 0.63715 | 0.015467 | 4 | 518825.7381 | 1207285.814 | 10576.9644 | 24612.1543 | 97.8261 | 0 | 88.5773 | 252107.7757 | 8738.6227 | 241376.6788 | 158693.1993 | 0 | 113734.038 | 0 | 302113.6227 | 786037.6741 | 536486.8641 | 2399288.4753 | 961560.8286 | 28738594.3808 | 28738594.3808 | 1478867.319 | 12377158.8222 | 0 | 32099443.6848 | 74694064.2069 | 1333.5214 | 0.061869 | 518825.7381 | 1207285.814 | 10576.9644 | 24612.1543
1 | 6900 | 707 | 0.015 | 15 | 15 | 7 | 1.7783e-12 | 5spot_SharedNeighbor | Water | Porous | Wet | R245fa | MinimizeLCOE_Brownfield | IgnoreSilica | 2019 | 5.7218 | 0.94127 | 0.027915 | 4 | 294732.0289 | 676198.948 | 6008.5111 | 13785.2302 | 101.7831 | 0 | 69.2941 | 340121.0403 | 12127.9837 | 328833.2366 | 215183.7681 | 0 | 140020.4187 | 0 | 404151.7145 | 1051519.8581 | 717683.9098 | 3209641.9297 | 961560.8286 | 28738594.3808 | 28738594.3808 | 1478867.319 | 12377158.8222 | 0 | 32909797.1392 | 75504417.6612 | 1778.2794 | 0.11166 | 294732.0289 | 676198.948 | 6008.5111 | 13785.2302
1 | 6900 | 707 | 0.015 | 15 | 15 | 7 | 2.3714e-12 | 5spot_SharedNeighbor | Water | Porous | Wet | R245fa | MinimizeLCOE_Brownfield | IgnoreSilica | 2019 | 7.6339 | 1.3162 | 0.045158 | 4 | 187286.6931 | 423098.0752 | 3818.0926 | 8625.4265 | 104.5066 | 0 | 58.184 | 437679.9961 | 15911.572 | 429121.175 | 284612.5343 | 0 | 165936.0851 | 0 | 519971.9314 | 1352860.3046 | 923354.9564 | 4129448.5549 | 961560.8286 | 28738594.3808 | 28738594.3808 | 1478867.319 | 12377158.8222 | 0 | 33829603.7643 | 76424224.2864 | 2371.3737 | 0.18063 | 187286.6931 | 423098.0752 | 3818.0926 | 8625.4265
1 | 6900 | 707 | 0.015 | 15 | 15 | 7 | 3.1623e-12 | 5spot_SharedNeighbor | Water | Porous | Wet | R245fa | MinimizeLCOE_Brownfield | IgnoreSilica | 2019 | 10.3233 | 1.8502 | 0.069347 | 4 | 126394.7835 | 279950.1891 | 2576.7286 | 5707.1633 | 106.8163 | 0 | 84.2024 | 563618.3307 | 20820.3113 | 562547.9102 | 382527.3077 | 0 | 201180.8504 | 0 | 674970.9371 | 1756135.9227 | 1198598.8522 | 5360400.4224 | 961560.8286 | 28738594.3808 | 28738594.3808 | 1478867.319 | 12377158.8222 | 0 | 35060555.6318 | 77655176.1539 | 3162.2777 | 0.27739 | 126394.7835 | 279950.1891 | 2576.7286 | 5707.1633
1 | 6900 | 707 | 0.015 | 15 | 15 | 7 | 4.217e-12 | 5spot_SharedNeighbor | Water | Porous | Wet | R245fa | MinimizeLCOE_Brownfield | IgnoreSilica | 2019 | 13.5829 | 2.4988 | 0.10144 | 4 | 89841.0287 | 194815.5403 | 1831.5309 | 3971.5783 | 108.3935 | 0 | 68.1523 | 702546.2865 | 26231.6567 | 714597.9664 | 501550.6541 | 0 | 235676.2287 | 0 | 850435.0891 | 2212657.6535 | 1510184.3141 | 6753879.8491 | 961560.8286 | 28738594.3808 | 28738594.3808 | 1478867.319 | 12377158.8222 | 0 | 36454035.0586 | 79048655.5806 | 4216.965 | 0.40576 | 89841.0287 | 194815.5403 | 1831.5309 | 3971.5783
1 | 6900 | 707 | 0.015 | 15 | 15 | 7 | 5.6234e-12 | 5spot_SharedNeighbor | Water | Porous | Wet | R245fa | MinimizeLCOE_Brownfield | IgnoreSilica | 2019 | 17.7434 | 3.3278 | 0.1439 | 4 | 66247.7554 | 140245.9229 | 1350.5501 | 2859.1028 | 109.5896 | 0 | 82.1842 | 865168.8057 | 32553.4316 | 897914.1636 | 652909.904 | 0 | 274251.2708 | 0 | 1061891.0545 | 2762822.7 | 1885683.2631 | 8433194.5933 | 961560.8286 | 28738594.3808 | 28738594.3808 | 1478867.319 | 12377158.8222 | 0 | 38133349.8028 | 80727970.3248 | 5623.4133 | 0.57562 | 66247.7554 | 140245.9229 | 1350.5501 | 2859.1028
1 | 6900 | 707 | 0.015 | 15 | 15 | 7 | 7.4989e-12 | 5spot_SharedNeighbor | Water | Porous | Wet | R245fa | MinimizeLCOE_Brownfield | IgnoreSilica | 2019 | 22.9936 | 4.3761 | 0.19958 | 4 | 50288.8467 | 103644.9778 | 1025.2062 | 2112.9431 | 110.4965 | 0 | 61.5886 | 1054397.3438 | 39894.3827 | 1117092.8859 | 844511.0003 | 0 | 316714.2267 | 0 | 1315317.8373 | 3422187.204 | 2335713.0856 | 10445827.9662 | 961560.8286 | 28738594.3808 | 28738594.3808 | 1478867.319 | 12377158.8222 | 0 | 40145983.1757 | 82740603.6977 | 7498.9421 | 0.79831 | 50288.8467 | 103644.9778 | 1025.2062 | 2112.9431
1 | 6900 | 707 | 0.015 | 15 | 15 | 7 | 1e-11 | 5spot_SharedNeighbor | Water | Porous | Wet | R245fa | MinimizeLCOE_Brownfield | IgnoreSilica | 2019 | 29.4413 | 5.6651 | 0.27126 | 4 | 39166.6844 | 78423.2277 | 798.4658 | 1598.7636 | 111.1782 | 0 | 90.8847 | 1269517.2137 | 48219.2892 | 1372683.5282 | 1080310.5077 | 0 | 360983.3159 | 0 | 1611368.4033 | 4192450.0482 | 2861433.3042 | 12796965.6102 | 961560.8286 | 28738594.3808 | 28738594.3808 | 1478867.319 | 12377158.8222 | 0 | 42497120.8197 | 85091741.3417 | 10000 | 1.085 | 39166.6844 | 78423.2277 | 798.4658 | 1598.7636
1 | 6900 | 707 | 0.015 | 15 | 15 | 7 | 1.3335e-11 | 5spot_SharedNeighbor | Water | Porous | Wet | R245fa | MinimizeLCOE_Brownfield | IgnoreSilica | 2019 | 37.1929 | 7.2161 | 0.36153 | 4 | 31251.3725 | 60705.6985 | 637.1015 | 1237.5678 | 111.6931 | 0 | 81.6498 | 1509967.6151 | 57497.927 | 1665265.5031 | 1363845.1592 | 0 | 405667.7413 | 0 | 1950875.1388 | 5075776.9316 | 3464322.0526 | 15493218.0687 | 961560.8286 | 28738594.3808 | 28738594.3808 | 1478867.319 | 12377158.8222 | 0 | 45193373.2781 | 87787993.8002 | 13335.2143 | 1.4461 | 31251.3725 | 60705.6985 | 637.1015 | 1237.5678
1 | 6900 | 707 | 0.015 | 15 | 15 | 7 | 1.7783e-11 | 5spot_SharedNeighbor | Water | Porous | Wet | R245fa | MinimizeLCOE_Brownfield | IgnoreSilica | 2019 | 46.1575 | 9.0106 | 0.47164 | 4 | 25536.0699 | 48114.0841 | 520.5873 | 980.8707 | 112.078 | 0 | 125.4018 | 1769874.1117 | 67499.1241 | 1988491.7791 | 1691721.1379 | 0 | 447374.0363 | 0 | 2326334.4737 | 6052645.1039 | 4131054.6528 | 18474994.4195 | 961560.8286 | 28738594.3808 | 28738594.3808 | 1478867.319 | 12377158.8222 | 0 | 48175149.629 | 90769770.1511 | 17782.7941 | 1.8866 | 25536.0699 | 48114.0841 | 520.5873 | 980.8707
1 | 6900 | 707 | 0.015 | 15 | 15 | 7 | 2.3714e-11 | 5spot_SharedNeighbor | Water | Porous | Wet | R245fa | MinimizeLCOE_Brownfield | IgnoreSilica | 2019 | 55.9944 | 10.9786 | 0.59998 | 4 | 21379.4806 | 39127.8255 | 435.8496 | 797.6736 | 112.3541 | 0 | 125.3041 | 2037877.9164 | 77780.0867 | 2328481.1078 | 2051057.3511 | 0 | 481598.407 | 0 | 2720949.9989 | 7079353.7536 | 4831804.403 | 21608903.0246 | 961560.8286 | 28738594.3808 | 28738594.3808 | 1478867.319 | 12377158.8222 | 0 | 51309058.234 | 93903678.7561 | 23713.7371 | 2.3999 | 21379.4806 | 39127.8255 | 435.8496 | 797.6736
1 | 6900 | 707 | 0.015 | 15 | 15 | 7 | 3.1623e-11 | 5spot_SharedNeighbor | Water | Porous | Wet | R245fa | MinimizeLCOE_Brownfield | IgnoreSilica | 2019 | 66.0861 | 12.9939 | 0.74108 | 4 | 18349.3682 | 32718.4469 | 374.0767 | 667.0098 | 112.5334 | 0 | 138.3746 | 2297833.9526 | 87717.0291 | 2664223.5374 | 2419399.7488 | 0 | 503481.6348 | 0 | 3109335.8021 | 8089853.9445 | 5521491.547 | 24693337.1963 | 961560.8286 | 28738594.3808 | 28738594.3808 | 1478867.319 | 12377158.8222 | 0 | 54393492.4057 | 96988112.9278 | 31622.7766 | 2.9643 | 18349.3682 | 32718.4469 | 374.0767 | 667.0098
1 | 6900 | 707 | 0.015 | 15 | 15 | 7 | 4.217e-11 | 5spot_SharedNeighbor | Water | Porous | Wet | R245fa | MinimizeLCOE_Brownfield | IgnoreSilica | 2019 | 75.8085 | 14.9284 | 0.88671 | 4 | 16140.9667 | 28150.1649 | 329.0554 | 573.8792 | 112.6308 | 0 | 98.817 | 2536051.8078 | 96785.0801 | 2976866.1269 | 2773679.2704 | 0 | 511323.0337 | 0 | 3468935.0744 | 9025457.4872 | 6160060.1896 | 27549158.0702 | 961560.8286 | 28738594.3808 | 28738594.3808 | 1478867.319 | 12377158.8222 | 0 | 57249313.2796 | 99843933.8017 | 42169.6503 | 3.5468 | 16140.9667 | 28150.1649 | 329.0554 | 573.8792
1 | 6900 | 707 | 0.015 | 15 | 15 | 7 | 5.6234e-11 | 5spot_SharedNeighbor | Water | Porous | Wet | R245fa | MinimizeLCOE_Brownfield | IgnoreSilica | 2019 | 84.6318 | 16.6754 | 1.0279 | 4 | 14530.693 | 24890.1833 | 296.2278 | 507.4201 | 112.6669 | 0 | 85.3996 | 2743035.0717 | 104628.4018 | 3252356.5666 | 3094486.4122 | 0 | 506023.081 | 0 | 3783206.518 | 9843127.3174 | 6718136.6502 | 30045000.0188 | 961560.8286 | 28738594.3808 | 28738594.3808 | 1478867.319 | 12377158.8222 | 0 | 59745155.2282 | 102339775.7503 | 56234.1325 | 4.1117 | 14530.693 | 24890.1833 | 296.2278 | 507.4201
1 | 6900 | 707 | 0.015 | 15 | 15 | 7 | 7.4989e-11 | 5spot_SharedNeighbor | Water | Porous | Wet | R245fa | MinimizeLCOE_Brownfield | IgnoreSilica | 2019 | 92.3077 | 18.1869 | 1.1578 | 4 | 13354.1956 | 22551.8013 | 272.2433 | 459.749 | 112.6636 | 0 | 92.2205 | 2916592.8043 | 111175.3324 | 3486136.5431 | 3372885.8407 | 0 | 491392.0438 | 0 | 4047491.2 | 10530741.8479 | 7187447.6963 | 32143863.3085 | 961560.8286 | 28738594.3808 | 28738594.3808 | 1478867.319 | 12377158.8222 | 0 | 61844018.5179 | 104438639.04 | 74989.4209 | 4.6311 | 13354.1956 | 22551.8013 | 272.2433 | 459.749
1 | 6900 | 707 | 0.015 | 15 | 15 | 7 | 1e-10 | 5spot_SharedNeighbor | Water | Porous | Wet | R245fa | MinimizeLCOE_Brownfield | IgnoreSilica | 2019 | 98.7197 | 19.4426 | 1.2717 | 4 | 12491.8899 | 20865.4179 | 254.6641 | 425.3698 | 112.6389 | 0 | 90.2595 | 3057240.4801 | 116458.5143 | 3677475.4643 | 3604882.7131 | 0 | 470986.7095 | 0 | 4261547.1137 | 11087671.4263 | 7567563.5773 | 33843825.9985 | 961560.8286 | 28738594.3808 | 28738594.3808 | 1478867.319 | 12377158.8222 | 0 | 63543981.208 | 106138601.7301 | 100000 | 5.0868 | 12491.8899 | 20865.4179 | 254.6641 | 425.3698
1 | 6900 | 707 | 0.015 | 15 | 15 | 7 | 1.3335e-10 | 5spot_SharedNeighbor | Water | Porous | Wet | R245fa | MinimizeLCOE_Brownfield | IgnoreSilica | 2019 | 103.9324 | 20.4585 | 1.3681 | 4 | 11857.5337 | 19641.0612 | 241.7319 | 400.4096 | 112.6054 | 0 | 106.0926 | 3168819.8727 | 120634.3199 | 3830493.2779 | 3793069.0764 | 0 | 448364.8756 | 0 | 4430938.7548 | 11528393.7295 | 7868365.6052 | 35189079.5122 | 961560.8286 | 28738594.3808 | 28738594.3808 | 1478867.319 | 12377158.8222 | 0 | 64889234.7216 | 107483855.2437 | 133352.1432 | 5.4724 | 11857.5337 | 19641.0612 | 241.7319 | 400.4096
1 | 6900 | 707 | 0.015 | 15 | 15 | 7 | 1.7783e-10 | 5spot_SharedNeighbor | Water | Porous | Wet | R245fa | MinimizeLCOE_Brownfield | IgnoreSilica | 2019 | 108.054 | 21.2583 | 1.4471 | 4 | 11389.1579 | 18747.5375 | 232.1834 | 382.1939 | 112.571 | 0 | 116.2712 | 3255357.7655 | 123862.9003 | 3949927.9485 | 3941583.0357 | 0 | 425752.1617 | 0 | 4561628.6866 | 11868422.1238 | 8100441.9712 | 36226976.5933 | 961560.8286 | 28738594.3808 | 28738594.3808 | 1478867.319 | 12377158.8222 | 0 | 65927131.8027 | 108521752.3248 | 177827.941 | 5.7886 | 11389.1579 | 18747.5375 | 232.1834 | 382.1939
1 | 6900 | 707 | 0.015 | 15 | 15 | 7 | 2.3714e-10 | 5spot_SharedNeighbor | Water | Porous | Wet | R245fa | MinimizeLCOE_Brownfield | IgnoreSilica | 2019 | 111.2944 | 21.8849 | 1.5107 | 4 | 11042.1907 | 18090.7985 | 225.11 | 368.8054 | 112.5394 | 0 | 109.7704 | 3322379.2814 | 126357.0215 | 4042889.1651 | 4058163.3099 | 0 | 405196.5631 | 0 | 4662444.283 | 12130723.6255 | 8279468.1359 | 37027621.3854 | 961560.8286 | 28738594.3808 | 28738594.3808 | 1478867.319 | 12377158.8222 | 0 | 66727776.5949 | 109322397.1169 | 237137.3706 | 6.043 | 11042.1907 | 18090.7985 | 225.11 | 368.8054
1 | 6900 | 707 | 0.015 | 15 | 15 | 7 | 3.1623e-10 | 5spot_SharedNeighbor | Water | Porous | Wet | R245fa | MinimizeLCOE_Brownfield | IgnoreSilica | 2019 | 113.7887 | 22.3658 | 1.5609 | 4 | 10784.4428 | 17606.6267 | 219.8555 | 358.9349 | 112.5123 | 0 | 101.8291 | 3373374.562 | 128250.8983 | 4113895.1245 | 4147790.3409 | 0 | 387134.679 | 0 | 4738673.7858 | 12329057.1551 | 8414834.8451 | 37633011.3908 | 961560.8286 | 28738594.3808 | 28738594.3808 | 1478867.319 | 12377158.8222 | 0 | 67333166.6002 | 109927787.1223 | 316227.766 | 6.2435 | 10784.4428 | 17606.6267 | 219.8555 | 358.9349
1 | 6900 | 707 | 0.015 | 15 | 15 | 7 | 4.217e-10 | 5spot_SharedNeighbor | Water | Porous | Wet | R245fa | MinimizeLCOE_Brownfield | IgnoreSilica | 2019 | 115.677 | 22.7291 | 1.5998 | 4 | 10592.5391 | 17248.7896 | 215.9432 | 351.6399 | 112.4904 | 0 | 117.0695 | 3411639.7158 | 129669.7508 | 4167332.6969 | 4215573.0894 | 0 | 371687.3683 | 0 | 4795402.0223 | 12476652.3897 | 8515571.6256 | 38083528.6587 | 961560.8286 | 28738594.3808 | 28738594.3808 | 1478867.319 | 12377158.8222 | 0 | 67783683.8682 | 110378304.3903 | 421696.5034 | 6.3992 | 10592.5391 | 17248.7896 | 215.9432 | 351.6399
1 | 6900 | 707 | 0.015 | 15 | 15 | 7 | 5.6234e-10 | 5spot_SharedNeighbor | Water | Porous | Wet | R245fa | MinimizeLCOE_Brownfield | IgnoreSilica | 2019 | 117.1332 | 23.0088 | 1.63 | 4 | 10449.4055 | 16982.5075 | 213.0253 | 346.2114 | 112.4726 | 0 | 126.1749 | 3440953.5793 | 130755.3668 | 4208361.4063 | 4267808.7537 | 0 | 359255.4662 | 0 | 4838782.4832 | 12589519.4505 | 8592605.7137 | 38428042.2197 | 961560.8286 | 28738594.3808 | 28738594.3808 | 1478867.319 | 12377158.8222 | 0 | 68128197.4291 | 110722817.9512 | 562341.3252 | 6.5198 | 10449.4055 | 16982.5075 | 213.0253 | 346.2114
1 | 6900 | 707 | 0.015 | 15 | 15 | 7 | 7.4989e-10 | 5spot_SharedNeighbor | Water | Porous | Wet | R245fa | MinimizeLCOE_Brownfield | IgnoreSilica | 2019 | 118.2346 | 23.2201 | 1.653 | 4 | 10342.5027 | 16784.3798 | 210.8459 | 342.1723 | 112.4587 | 0 | 133.3831 | 3463009.1021 | 131571.4022 | 4239283.9473 | 4307288.5876 | 0 | 349255.6274 | 0 | 4871259.38 | 12674017.6739 | 8650277.4875 | 38685963.2079 | 961560.8286 | 28738594.3808 | 28738594.3808 | 1478867.319 | 12377158.8222 | 0 | 68386118.4174 | 110980738.9394 | 749894.2093 | 6.6121 | 10342.5027 | 16784.3798 | 210.8459 | 342.1723
1 | 6900 | 707 | 0.015 | 15 | 15 | 7 | 1e-09 | 5spot_SharedNeighbor | Water | Porous | Wet | R245fa | MinimizeLCOE_Brownfield | IgnoreSilica | 2019 | 119.048 | 23.3759 | 1.6705 | 4 | 10262.5775 | 16637.1599 | 209.2165 | 339.171 | 112.4481 | 0 | 111.3673 | 3479237.7692 | 132171.4164 | 4262066.3003 | 4336436.6479 | 0 | 341156.3696 | 0 | 4894916.7163 | 12735569.2103 | 8692287.6758 | 38873842.1056 | 961560.8286 | 28738594.3808 | 28738594.3808 | 1478867.319 | 12377158.8222 | 0 | 68573997.3151 | 111168617.8371 | 1000000 | 6.6819 | 10262.5775 | 16637.1599 | 209.2165 | 339.171
1 | 6900 | 707 | 0.015 | 15 | 15 | 7 | 1.3335e-09 | 5spot_SharedNeighbor | Water | Porous | Wet | R245fa | MinimizeLCOE_Brownfield | IgnoreSilica | 2019 | 119.6741 | 23.4958 | 1.6838 | 4 | 10202.776 | 16526.8826 | 207.9974 | 336.9229 | 112.4398 | 0 | 103.5525 | 3491691.7321 | 132631.6237 | 4279566.3272 | 4358861.4653 | 0 | 334985.1873 | 0 | 4913117.1709 | 12782923.0598 | 8724607.6511 | 39018384.2174 | 961560.8286 | 28738594.3808 | 28738594.3808 | 1478867.319 | 12377158.8222 | 0 | 68718539.4268 | 111313159.9489 | 1333521.4322 | 6.7353 | 10202.776 | 16526.8826 | 207.9974 | 336.9229
1 | 6900 | 707 | 0.015 | 15 | 15 | 7 | 1.7783e-09 | 5spot_SharedNeighbor | Water | Porous | Wet | R245fa | MinimizeLCOE_Brownfield | IgnoreSilica | 2019 | 120.1493 | 23.5867 | 1.6939 | 4 | 10158.0058 | 16444.3476 | 207.0847 | 335.2403 | 112.4335 | 0 | 111.8722 | 3501125.5647 | 132980.0849 | 4292832.2575 | 4375880.9552 | 0 | 330261.8463 | 0 | 4926901.4763 | 12818786.9949 | 8749085.5238 | 39127854.7036 | 961560.8286 | 28738594.3808 | 28738594.3808 | 1478867.319 | 12377158.8222 | 0 | 68828009.913 | 111422630.4351 | 1778279.41 | 6.7757 | 10158.0058 | 16444.3476 | 207.0847 | 335.2403
1 | 6900 | 707 | 0.015 | 15 | 15 | 7 | 2.3714e-09 | 5spot_SharedNeighbor | Water | Porous | Wet | R245fa | MinimizeLCOE_Brownfield | IgnoreSilica | 2019 | 120.5024 | 23.6543 | 1.7015 | 4 | 10124.4744 | 16382.7249 | 206.4011 | 333.984 | 112.4287 | 0 | 118.7372 | 3508121.2943 | 133238.407 | 4302675.1752 | 4388520.2672 | 0 | 326590.3282 | 0 | 4937066.734 | 12845234.9103 | 8767136.7695 | 39208583.8856 | 961560.8286 | 28738594.3808 | 28738594.3808 | 1478867.319 | 12377158.8222 | 0 | 68908739.0951 | 111503359.6171 | 2371373.7057 | 6.8062 | 10124.4744 | 16382.7249 | 206.4011 | 333.984
1 | 6900 | 707 | 0.015 | 15 | 15 | 7 | 3.1623e-09 | 5spot_SharedNeighbor | Water | Porous | Wet | R245fa | MinimizeLCOE_Brownfield | IgnoreSilica | 2019 | 120.7607 | 23.7037 | 1.7072 | 4 | 10099.3527 | 16336.7831 | 205.889 | 333.0474 | 112.4251 | 0 | 109.6372 | 3513235.2897 | 133427.1997 | 4309873.4948 | 4397769.8081 | 0 | 323713.8265 | 0 | 4944427.6513 | 12864386.5072 | 8780208.1279 | 39267041.9052 | 961560.8286 | 28738594.3808 | 28738594.3808 | 1478867.319 | 12377158.8222 | 0 | 68967197.1147 | 111561817.6367 | 3162277.6602 | 6.8289 | 10099.3527 | 16336.7831 | 205.889 | 333.0474
1 | 6900 | 707 | 0.015 | 15 | 15 | 7 | 4.217e-09 | 5spot_SharedNeighbor | Water | Porous | Wet | R245fa | MinimizeLCOE_Brownfield | IgnoreSilica | 2019 | 120.9628 | 23.7423 | 1.7116 | 4 | 10080.527 | 16302.1656 | 205.5052 | 332.3417 | 112.4224 | 0 | 125.0449 | 3517231.1042 | 133574.6882 | 4315499.5664 | 4405002.6158 | 0 | 321618.1913 | 0 | 4950241.2047 | 12879512.1805 | 8790531.7107 | 39313211.2618 | 961560.8286 | 28738594.3808 | 28738594.3808 | 1478867.319 | 12377158.8222 | 0 | 69013366.4713 | 111607986.9934 | 4216965.0343 | 6.8462 | 10080.527 | 16302.1656 | 205.5052 | 332.3417
1 | 6900 | 707 | 0.015 | 15 | 15 | 7 | 5.6234e-09 | 5spot_SharedNeighbor | Water | Porous | Wet | R245fa | MinimizeLCOE_Brownfield | IgnoreSilica | 2019 | 121.1091 | 23.7703 | 1.7148 | 4 | 10066.417 | 16276.3758 | 205.2175 | 331.8159 | 112.4203 | 0 | 116.3883 | 3520122.5595 | 133681.3989 | 4319571.6918 | 4410239.6959 | 0 | 319971.7942 | 0 | 4954398.9848 | 12890329.8713 | 8797915.007 | 39346231.0035 | 961560.8286 | 28738594.3808 | 28738594.3808 | 1478867.319 | 12377158.8222 | 0 | 69046386.2129 | 111641006.735 | 5623413.2519 | 6.8591 | 10066.417 | 16276.3758 | 205.2175 | 331.8159
1 | 6900 | 707 | 0.015 | 15 | 15 | 7 | 7.4989e-09 | 5spot_SharedNeighbor | Water | Porous | Wet | R245fa | MinimizeLCOE_Brownfield | IgnoreSilica | 2019 | 121.2212 | 23.7917 | 1.7172 | 4 | 10055.8401 | 16256.9918 | 205.0019 | 331.4208 | 112.4188 | 0 | 125.7297 | 3522335.7935 | 133763.0718 | 4322689.1792 | 4414250.1364 | 0 | 318753.1343 | 0 | 4957598.613 | 12898654.6477 | 8803596.8379 | 39371641.4139 | 961560.8286 | 28738594.3808 | 28738594.3808 | 1478867.319 | 12377158.8222 | 0 | 69071796.6234 | 111666417.1454 | 7498942.0933 | 6.8688 | 10055.8401 | 16256.9918 | 205.0019 | 331.4208
1 | 6900 | 707 | 0.015 | 15 | 15 | 7 | 1e-08 | 5spot_SharedNeighbor | Water | Porous | Wet | R245fa | MinimizeLCOE_Brownfield | IgnoreSilica | 2019 | 121.3092 | 23.8085 | 1.7191 | 4 | 10047.9108 | 16242.3614 | 204.8403 | 331.1225 | 112.4176 | 0 | 149.7036 | 3524072.814 | 133827.1673 | 4325136.1881 | 4417398.7023 | 0 | 317877.4564 | 0 | 4960141.8079 | 12905271.5193 | 8808112.9887 | 39391838.644 | 961560.8286 | 28738594.3808 | 28738594.3808 | 1478867.319 | 12377158.8222 | 0 | 69091993.8535 | 111686614.3755 | 10000000 | 6.8763 | 10047.9108 | 16242.3614 | 204.8403 | 331.1225
1 | 7000 | 707 | 0.015 | 15 | 15 | 7 | 1e-13 | 5spot_SharedNeighbor | Water | Porous | Wet | R245fa | MinimizeLCOE_Brownfield | IgnoreSilica | 2019 | 0 | 0 | 0 | 0 |  |  |  |  | 15 |  | 24.5678 | [19 empty] | 100 | 0
1 | 7000 | 707 | 0.015 | 15 | 15 | 7 | 1.3335e-13 | 5spot_SharedNeighbor | Water | Porous | Wet | R245fa | MinimizeLCOE_Brownfield | IgnoreSilica | 2019 | 0 | 0 | 0 | 0 |  |  |  |  | 15 |  | 22.2142 | [19 empty] | 133.3521 | 0
1 | 7000 | 707 | 0.015 | 15 | 15 | 7 | 1.7783e-13 | 5spot_SharedNeighbor | Water | Porous | Wet | R245fa | MinimizeLCOE_Brownfield | IgnoreSilica | 2019 | 0 | 0 | 0 | 0 |  |  |  |  | 15 |  | 26.065 | [19 empty] | 177.8279 | 0
1 | 7000 | 707 | 0.015 | 15 | 15 | 7 | 2.3714e-13 | 5spot_SharedNeighbor | Water | Porous | Wet | R245fa | MinimizeLCOE_Brownfield | IgnoreSilica | 2019 | 0 | 0 | 0 | 0 |  |  |  |  | 15 |  | 27.5691 | [19 empty] | 237.1374 | 0
1 | 7000 | 707 | 0.015 | 15 | 15 | 7 | 3.1623e-13 | 5spot_SharedNeighbor | Water | Porous | Wet | R245fa | MinimizeLCOE_Brownfield | IgnoreSilica | 2019 | 0 | 0 | 0 | 0 |  |  |  |  | 15 |  | 27.7948 | [19 empty] | 316.2278 | 0
1 | 7000 | 707 | 0.015 | 15 | 15 | 7 | 4.217e-13 | 5spot_SharedNeighbor | Water | Porous | Wet | R245fa | MinimizeLCOE_Brownfield | IgnoreSilica | 2019 | 0 | 0 | 0 | 0 |  |  |  |  | 15 |  | 30.3798 | [19 empty] | 421.6965 | 0
1 | 7000 | 707 | 0.015 | 15 | 15 | 7 | 5.6234e-13 | 5spot_SharedNeighbor | Water | Porous | Wet | R245fa | MinimizeLCOE_Brownfield | IgnoreSilica | 2019 | 0 | 0 | 0 | 0 |  |  |  |  | 15 |  | 28.1319 | [19 empty] | 562.3413 | 0
1 | 7000 | 707 | 0.015 | 15 | 15 | 7 | 7.4989e-13 | 5spot_SharedNeighbor | Water | Porous | Wet | R245fa | MinimizeLCOE_Brownfield | IgnoreSilica | 2019 | 1.6 | 0.16951 | 0.0020679 | 4 | 3773670.5669 | 9026378.3662 | 76931.3788 | 184014.9321 | 79.6266 | 0 | 28.8279 | 86320.2524 | 2614.6123 | 84902.9102 | 68423.4236 | 0 | 49730.6511 | 0 | 113876.8214 | 296284.1298 | 202220.0066 | 904372.8075 | 961560.8286 | 29349065.1606 | 29349065.1606 | 1478867.319 | 12621347.1341 | 0 | 31214998.7967 | 74664278.4105 | 749.8942 | 0.0082718 | 3773670.5669 | 9026378.3662 | 76931.3788 | 184014.9321
1 | 7000 | 707 | 0.015 | 15 | 15 | 7 | 1e-12 | 5spot_SharedNeighbor | Water | Porous | Wet | R245fa | MinimizeLCOE_Brownfield | IgnoreSilica | 2019 | 3.0862 | 0.44082 | 0.0082636 | 4 | 972432.0258 | 2286913.2236 | 19824.3422 | 46621.8193 | 94.0028 | 0 | 45.2291 | 189704.861 | 6393.8409 | 180296.157 | 121058.4197 | 0 | 94184.2591 | 0 | 230738.6397 | 600334.6095 | 409740.7066 | 1832451.4934 | 961560.8286 | 29349065.1606 | 29349065.1606 | 1478867.319 | 12621347.1341 | 0 | 32143077.4827 | 75592357.0964 | 1000 | 0.033054 | 972432.0258 | 2286913.2236 | 19824.3422 | 46621.8193
1 | 7000 | 707 | 0.015 | 15 | 15 | 7 | 1.3335e-12 | 5spot_SharedNeighbor | Water | Porous | Wet | R245fa | MinimizeLCOE_Brownfield | IgnoreSilica | 2019 | 4.3944 | 0.69522 | 0.017637 | 4 | 466020.0235 | 1081912.175 | 9500.4485 | 22056.2431 | 99.5676 | 0 | 77.3135 | 271245.0685 | 9516.9794 | 258479.3984 | 168379.3877 | 0 | 120738.9057 | 0 | 323060.2985 | 840536.6278 | 573683.5198 | 2565640.1857 | 961560.8286 | 29349065.1606 | 29349065.1606 | 1478867.319 | 12621347.1341 | 0 | 32876266.1749 | 76325545.7887 | 1333.5214 | 0.070547 | 466020.0235 | 1081912.175 | 9500.4485 | 22056.2431
1 | 7000 | 707 | 0.015 | 15 | 15 | 7 | 1.7783e-12 | 5spot_SharedNeighbor | Water | Porous | Wet | R245fa | MinimizeLCOE_Brownfield | IgnoreSilica | 2019 | 6.0145 | 1.0172 | 0.031299 | 4 | 269337.4067 | 616387.6273 | 5490.8073 | 12565.8955 | 103.38 | 0 | 65.3958 | 362971.2335 | 13086.8665 | 349478.7602 | 227590.6201 | 0 | 147629.8544 | 0 | 429295.3606 | 1116938.4676 | 762333.455 | 3409324.618 | 961560.8286 | 29349065.1606 | 29349065.1606 | 1478867.319 | 12621347.1341 | 0 | 33719950.6073 | 77169230.221 | 1778.2794 | 0.1252 | 269337.4067 | 616387.6273 | 5490.8073 | 12565.8955
1 | 7000 | 707 | 0.015 | 15 | 15 | 7 | 2.3714e-12 | 5spot_SharedNeighbor | Water | Porous | Wet | R245fa | MinimizeLCOE_Brownfield | IgnoreSilica | 2019 | 7.9823 | 1.411 | 0.049993 | 4 | 173373.6026 | 390651.2451 | 3534.4554 | 7963.954 | 105.9945 | 0 | 85.7524 | 463932.3421 | 17036.4463 | 453185.8787 | 299396.6569 | 0 | 173859.5209 | 0 | 548890.2295 | 1428099.7844 | 974707.4474 | 4359108.3063 | 961560.8286 | 29349065.1606 | 29349065.1606 | 1478867.319 | 12621347.1341 | 0 | 34669734.2956 | 78119013.9094 | 2371.3737 | 0.19997 | 173373.6026 | 390651.2451 | 3534.4554 | 7963.954
1 | 7000 | 707 | 0.015 | 15 | 15 | 7 | 3.1623e-12 | 5spot_SharedNeighbor | Water | Porous | Wet | R245fa | MinimizeLCOE_Brownfield | IgnoreSilica | 2019 | 10.801 | 1.984 | 0.076505 | 4 | 117556.0967 | 259538.518 | 2396.54 | 5291.0437 | 108.3008 | 0 | 79.3266 | 597463.2327 | 22293.4017 | 594215.8589 | 403516.1052 | 0 | 211144.6458 | 0 | 713166.9653 | 1855514.1529 | 1266426.5364 | 5663740.8988 | 961560.8286 | 29349065.1606 | 29349065.1606 | 1478867.319 | 12621347.1341 | 0 | 35974366.8881 | 79423646.5019 | 3162.2777 | 0.30602 | 117556.0967 | 259538.518 | 2396.54 | 5291.0437
1 | 7000 | 707 | 0.015 | 15 | 15 | 7 | 4.217e-12 | 5spot_SharedNeighbor | Water | Porous | Wet | R245fa | MinimizeLCOE_Brownfield | IgnoreSilica | 2019 | 14.2091 | 2.6764 | 0.11134 | 4 | 84068.5424 | 181628.5779 | 1713.8509 | 3702.7442 | 109.8543 | 0 | 59.893 | 743840.3288 | 28043.1201 | 754150.4332 | 528559.4356 | 0 | 247475.2799 | 0 | 897806.753 | 2335909.0059 | 1594305.8947 | 7130090.2512 | 961560.8286 | 29349065.1606 | 29349065.1606 | 1478867.319 | 12621347.1341 | 0 | 37440716.2404 | 80889995.8542 | 4216.965 | 0.44536 | 84068.5424 | 181628.5779 | 1713.8509 | 3702.7442
1 | 7000 | 707 | 0.015 | 15 | 15 | 7 | 5.6234e-12 | 5spot_SharedNeighbor | Water | Porous | Wet | R245fa | MinimizeLCOE_Brownfield | IgnoreSilica | 2019 | 18.5741 | 3.5658 | 0.15762 | 4 | 62208.933 | 131122.5642 | 1268.2132 | 2673.1108 | 111.0352 | 0 | 57.839 | 916263.4173 | 34808.8085 | 947931.6316 | 689688.2372 | 0 | 288507.1832 | 0 | 1122107.7183 | 2919494.1072 | 1992614.7177 | 8911415.821 | 961560.8286 | 29349065.1606 | 29349065.1606 | 1478867.319 | 12621347.1341 | 0 | 39222041.8103 | 82671321.4241 | 5623.4133 | 0.63049 | 62208.933 | 131122.5642 | 1268.2132 | 2673.1108
1 | 7000 | 707 | 0.015 | 15 | 15 | 7 | 7.4989e-12 | 5spot_SharedNeighbor | Water | Porous | Wet | R245fa | MinimizeLCOE_Brownfield | IgnoreSilica | 2019 | 24.0038 | 4.6741 | 0.21801 | 4 | 47386.2218 | 97211.7683 | 966.0322 | 1981.7934 | 111.9195 | 0 | 87.5984 | 1114008.1826 | 42548.5075 | 1176327.3294 | 890293.6053 | 0 | 332066.8464 | 0 | 1386545.3438 | 3607506.5649 | 2462197.3574 | 11011493.7372 | 961560.8286 | 29349065.1606 | 29349065.1606 | 1478867.319 | 12621347.1341 | 0 | 41322119.7265 | 84771399.3403 | 7498.9421 | 0.87203 | 47386.2218 | 97211.7683 | 966.0322 | 1981.7934
1 | 7000 | 707 | 0.015 | 15 | 15 | 7 | 1e-11 | 5spot_SharedNeighbor | Water | Porous | Wet | R245fa | MinimizeLCOE_Brownfield | IgnoreSilica | 2019 | 30.6741 | 6.0363 | 0.29546 | 4 | 37038.2989 | 73802.0075 | 755.0758 | 1504.5537 | 112.5875 | 0 | 64.4906 | 1338824.8214 | 51321.8391 | 1442709.8732 | 1136297.8231 | 0 | 377657.5092 | 0 | 1695256.6277 | 4410710.0005 | 3010400.2063 | 13463178.7006 | 961560.8286 | 29349065.1606 | 29349065.1606 | 1478867.319 | 12621347.1341 | 0 | 43773804.6898 | 87223084.3036 | 10000 | 1.1819 | 37038.2989 | 73802.0075 | 755.0758 | 1504.5537
1 | 7000 | 707 | 0.015 | 15 | 15 | 7 | 1.3335e-11 | 5spot_SharedNeighbor | Water | Porous | Wet | R245fa | MinimizeLCOE_Brownfield | IgnoreSilica | 2019 | 38.6861 | 7.6738 | 0.39277 | 4 | 29651.6681 | 57307.6507 | 604.4894 | 1168.294 | 113.0936 | 0 | 69.7464 | 1590083.1334 | 61099.6572 | 1747484.9181 | 1431909.088 | 0 | 423755.7552 | 0 | 2049189.6952 | 5331571.2404 | 3638906.9244 | 16274000.4118 | 961560.8286 | 29349065.1606 | 29349065.1606 | 1478867.319 | 12621347.1341 | 0 | 46584626.4011 | 90033906.0148 | 13335.2143 | 1.5711 | 29651.6681 | 57307.6507 | 604.4894 | 1168.294
1 | 7000 | 707 | 0.015 | 15 | 15 | 7 | 1.7783e-11 | 5spot_SharedNeighbor | Water | Porous | Wet | R245fa | MinimizeLCOE_Brownfield | IgnoreSilica | 2019 | 47.9091 | 9.5598 | 0.51099 | 4 | 24306.4461 | 45563.9947 | 495.5198 | 928.8837 | 113.4705 | 0 | 81.9548 | 1860677.8501 | 71602.0246 | 2082790.2429 | 1772603.352 | 0 | 466394.6365 | 0 | 2439086.5614 | 6346002.9072 | 4331277.3815 | 19370434.9561 | 961560.8286 | 29349065.1606 | 29349065.1606 | 1478867.319 | 12621347.1341 | 0 | 49681060.9454 | 93130340.5592 | 17782.7941 | 2.0439 | 24306.4461 | 45563.9947 | 495.5198 | 928.8837
1 | 7000 | 707 | 0.015 | 15 | 15 | 7 | 2.3714e-11 | 5spot_SharedNeighbor | Water | Porous | Wet | R245fa | MinimizeLCOE_Brownfield | IgnoreSilica | 2019 | 57.9091 | 11.6036 | 0.64774 | 4 | 20415.8024 | 37185.2891 | 416.2037 | 758.0724 | 113.7365 | 0 | 82.6705 | 2136642.4434 | 82279.0594 | 2431512.1716 | 2141900.5748 | 0 | 499983.5511 | 0 | 2844003.9421 | 7399514.872 | 5050320.945 | 22586157.5594 | 961560.8286 | 29349065.1606 | 29349065.1606 | 1478867.319 | 12621347.1341 | 0 | 52896783.5486 | 96346063.1624 | 23713.7371 | 2.591 | 20415.8024 | 37185.2891 | 416.2037 | 758.0724
1 | 7000 | 707 | 0.015 | 15 | 15 | 7 | 3.1623e-11 | 5spot_SharedNeighbor | Water | Porous | Wet | R245fa | MinimizeLCOE_Brownfield | IgnoreSilica | 2019 | 68.0935 | 13.6803 | 0.79691 | 4 | 17580.0472 | 31210.6792 | 358.393 | 636.2719 | 113.9049 | 0 | 92.8246 | 2402517.3861 | 92526.8643 | 2773499.0617 | 2517588.213 | 0 | 520546.802 | 0 | 3239604.5476 | 8428786.4985 | 5752819.9795 | 25727889.3527 | 961560.8286 | 29349065.1606 | 29349065.1606 | 1478867.319 | 12621347.1341 | 0 | 56038515.342 | 99487794.9557 | 31622.7766 | 3.1876 | 17580.0472 | 31210.6792 | 358.393 | 636.2719
1 | 7000 | 707 | 0.015 | 15 | 15 | 7 | 4.217e-11 | 5spot_SharedNeighbor | Water | Porous | Wet | R245fa | MinimizeLCOE_Brownfield | IgnoreSilica | 2019 | 77.7964 | 15.6509 | 0.94939 | 4 | 15513.5486 | 26954.9633 | 316.2647 | 549.5134 | 113.9914 | 0 | 117.7106 | 2643595.3577 | 101777.7405 | 3088554.3459 | 2874797.1095 | 0 | 526154.4443 | 0 | 3601602.8091 | 9370631.7191 | 6395648.6955 | 28602762.2215 | 961560.8286 | 29349065.1606 | 29349065.1606 | 1478867.319 | 12621347.1341 | 0 | 58913388.2108 | 102362667.8246 | 42169.6503 | 3.7975 | 15513.5486 | 26954.9633 | 316.2647 | 549.5134
1 | 7000 | 707 | 0.015 | 15 | 15 | 7 | 5.6234e-11 | 5spot_SharedNeighbor | Water | Porous | Wet | R245fa | MinimizeLCOE_Brownfield | IgnoreSilica | 2019 | 86.5855 | 17.4264 | 1.0963 | 4 | 14006.5346 | 23914.5819 | 285.5422 | 487.5311 | 114.0184 | 0 | 133.3839 | 2852773.0684 | 109766.0168 | 3365748.4737 | 3197479.775 | 0 | 519116.1958 | 0 | 3917504.5766 | 10192543.3176 | 6956620.2501 | 31111551.6741 | 961560.8286 | 29349065.1606 | 29349065.1606 | 1478867.319 | 12621347.1341 | 0 | 61422177.6633 | 104871457.2771 | 56234.1325 | 4.3853 | 14006.5346 | 23914.5819 | 285.5422 | 487.5311
1 | 7000 | 707 | 0.015 | 15 | 15 | 7 | 7.4989e-11 | 5spot_SharedNeighbor | Water | Porous | Wet | R245fa | MinimizeLCOE_Brownfield | IgnoreSilica | 2019 | 94.1714 | 18.95 | 1.2304 | 4 | 12904.9584 | 21733.0518 | 263.085 | 443.0577 | 114.0079 | 0 | 128.4941 | 3026883.4935 | 116383.8775 | 3599209.319 | 3475250.4441 | 0 | 502668.4442 | 0 | 4180954.2755 | 10877985.3933 | 7424448.5512 | 33203783.7984 | 961560.8286 | 29349065.1606 | 29349065.1606 | 1478867.319 | 12621347.1341 | 0 | 63514409.7876 | 106963689.4014 | 74989.4209 | 4.9217 | 12904.9584 | 21733.0518 | 263.085 | 443.0577
1 | 7000 | 707 | 0.015 | 15 | 15 | 7 | 1e-10 | 5spot_SharedNeighbor | Water | Porous | Wet | R245fa | MinimizeLCOE_Brownfield | IgnoreSilica | 2019 | 100.4855 | 20.2112 | 1.3475 | 4 | 12097.1063 | 20158.2567 | 246.6159 | 410.9533 | 113.978 | 0 | 134.0854 | 3167542.4038 | 121706.9866 | 3789668.7309 | 3705819.4166 | 0 | 480822.1425 | 0 | 4393568.2754 | 11431163.4077 | 7802003.9127 | 34892295.2763 | 961560.8286 | 29349065.1606 | 29349065.1606 | 1478867.319 | 12621347.1341 | 0 | 65202921.2655 | 108652200.8793 | 100000 | 5.39 | 12097.1063 | 20158.2567 | 246.6159 | 410.9533
1 | 7000 | 707 | 0.015 | 15 | 15 | 7 | 1.3335e-10 | 5spot_SharedNeighbor | Water | Porous | Wet | R245fa | MinimizeLCOE_Brownfield | IgnoreSilica | 2019 | 105.6038 | 21.2283 | 1.4461 | 4 | 11502.4546 | 19013.8701 | 234.4931 | 387.6235 | 113.9407 | 0 | 169.7572 | 3278853.3905 | 125903.3795 | 3941587.8473 | 3892242.8603 | 0 | 457113.2942 | 0 | 4561323.301 | 11867627.5731 | 8099899.674 | 36224551.3199 | 961560.8286 | 29349065.1606 | 29349065.1606 | 1478867.319 | 12621347.1341 | 0 | 66535177.3091 | 109984456.9229 | 133352.1432 | 5.7844 | 11502.4546 | 19013.8701 | 234.4931 | 387.6235
1 | 7000 | 707 | 0.015 | 15 | 15 | 7 | 1.7783e-10 | 5spot_SharedNeighbor | Water | Porous | Wet | R245fa | MinimizeLCOE_Brownfield | IgnoreSilica | 2019 | 109.6398 | 22.0268 | 1.5267 | 4 | 11063.14 | 18178.0686 | 225.5371 | 370.5845 | 113.9038 | 0 | 169.9939 | 3364980.7398 | 129140.0137 | 4059874.6038 | 4038935.9058 | 0 | 433690.8706 | 0 | 4690382.6321 | 12203413.479 | 8329080.4545 | 37249498.6994 | 961560.8286 | 29349065.1606 | 29349065.1606 | 1478867.319 | 12621347.1341 | 0 | 67560124.6886 | 111009404.3024 | 177827.941 | 6.1068 | 11063.14 | 18178.0686 | 225.5371 | 370.5845
1 | 7000 | 707 | 0.015 | 15 | 15 | 7 | 2.3714e-10 | 5spot_SharedNeighbor | Water | Porous | Wet | R245fa | MinimizeLCOE_Brownfield | IgnoreSilica | 2019 | 112.805 | 22.6508 | 1.5913 | 4 | 10737.535 | 17563.3912 | 218.8992 | 358.0535 | 113.8704 | 0 | 114.1058 | 3431537.5424 | 131634.7161 | 4151731.6273 | 4153779.099 | 0 | 412532.7547 | 0 | 4789674.1384 | 12461749.611 | 8505400.1728 | 38038039.6618 | 961560.8286 | 29349065.1606 | 29349065.1606 | 1478867.319 | 12621347.1341 | 0 | 68348665.6511 | 111797945.2649 | 237137.3706 | 6.3654 | 10737.535 | 17563.3912 | 218.8992 | 358.0535
1 | 7000 | 707 | 0.015 | 15 | 15 | 7 | 3.1623e-10 | 5spot_SharedNeighbor | Water | Porous | Wet | R245fa | MinimizeLCOE_Brownfield | IgnoreSilica | 2019 | 115.236 | 23.1288 | 1.6422 | 4 | 10495.553 | 17110.026 | 213.966 | 348.811 | 113.8422 | 0 | 155.0395 | 3482077.5646 | 133525.1579 | 4221748.1208 | 4241859.6931 | 0 | 394023.4002 | 0 | 4864561.2353 | 12656590.4754 | 8638383.0664 | 38632768.7137 | 961560.8286 | 29349065.1606 | 29349065.1606 | 1478867.319 | 12621347.1341 | 0 | 68943394.7029 | 112392674.3167 | 316227.766 | 6.5688 | 10495.553 | 17110.026 | 213.966 | 348.811
1 | 7000 | 707 | 0.015 | 15 | 15 | 7 | 4.217e-10 | 5spot_SharedNeighbor | Water | Porous | Wet | R245fa | MinimizeLCOE_Brownfield | IgnoreSilica | 2019 | 117.0944 | 23.4933 | 1.6818 | 4 | 10315.3254 | 16774.2368 | 210.2919 | 341.9655 | 113.8193 | 0 | 167.7237 | 3520380.0329 | 134955.5428 | 4274964.9519 | 4309120.3673 | 0 | 378486.7647 | 0 | 4920983.9873 | 12803390.9022 | 8738577.3741 | 39080859.9233 | 961560.8286 | 29349065.1606 | 29349065.1606 | 1478867.319 | 12621347.1341 | 0 | 69391485.9125 | 112840765.5263 | 421696.5034 | 6.727 | 10315.3254 | 16774.2368 | 210.2919 | 341.9655
1 | 7000 | 707 | 0.015 | 15 | 15 | 7 | 5.6234e-10 | 5spot_SharedNeighbor | Water | Porous | Wet | R245fa | MinimizeLCOE_Brownfield | IgnoreSilica | 2019 | 118.5 | 23.7685 | 1.7122 | 4 | 10180.8639 | 16525.0039 | 207.5507 | 336.8846 | 113.8011 | 0 | 178.7801 | 3549161.5034 | 136029.0299 | 4315041.5589 | 4359952.124 | 0 | 365711.869 | 0 | 4963099.4732 | 12912966.7575 | 8813365.1469 | 39415327.4627 | 961560.8286 | 29349065.1606 | 29349065.1606 | 1478867.319 | 12621347.1341 | 0 | 69725953.452 | 113175233.0657 | 562341.3252 | 6.8487 | 10180.8639 | 16525.0039 | 207.5507 | 336.8846
1 | 7000 | 707 | 0.015 | 15 | 15 | 7 | 7.4989e-10 | 5spot_SharedNeighbor | Water | Porous | Wet | R245fa | MinimizeLCOE_Brownfield | IgnoreSilica | 2019 | 119.5692 | 23.9776 | 1.7355 | 4 | 10080.4166 | 16339.3176 | 205.5029 | 333.0991 | 113.7867 | 0 | 105.5338 | 3570946.5192 | 136840.7886 | 4345426.5354 | 4398593.7807 | 0 | 355541.2407 | 0 | 4994866.0572 | 12995616.893 | 8869775.5627 | 39667607.3775 | 961560.8286 | 29349065.1606 | 29349065.1606 | 1478867.319 | 12621347.1341 | 0 | 69978233.3667 | 113427512.9805 | 749894.2093 | 6.942 | 10080.4166 | 16339.3176 | 205.5029 | 333.0991
1 | 7000 | 707 | 0.015 | 15 | 15 | 7 | 1e-09 | 5spot_SharedNeighbor | Water | Porous | Wet | R245fa | MinimizeLCOE_Brownfield | IgnoreSilica | 2019 | 120.3781 | 24.1356 | 1.7533 | 4 | 10005.3055 | 16200.7962 | 203.9717 | 330.2751 | 113.7757 | 0 | 132.8963 | 3587363.9892 | 137452.0933 | 4368353.9854 | 4427809.9169 | 0 | 347540.1999 | 0 | 5018722.872 | 13057687.4314 | 8912139.9806 | 39857070.4687 | 961560.8286 | 29349065.1606 | 29349065.1606 | 1478867.319 | 12621347.1341 | 0 | 70167696.4579 | 113616976.0717 | 1000000 | 7.013 | 10005.3055 | 16200.7962 | 203.9717 | 330.2751
1 | 7000 | 707 | 0.015 | 15 | 15 | 7 | 1.3335e-09 | 5spot_SharedNeighbor | Water | Porous | Wet | R245fa | MinimizeLCOE_Brownfield | IgnoreSilica | 2019 | 120.9823 | 24.2535 | 1.7667 | 4 | 9949.099 | 16097.4915 | 202.8258 | 328.1691 | 113.7672 | 0 | 130.6863 | 3599592.4775 | 137907.1681 | 4385447.6791 | 4449624.951 | 0 | 341247.1673 | 0 | 5036389.5828 | 13103652.5888 | 8943512.145 | 39997373.7597 | 961560.8286 | 29349065.1606 | 29349065.1606 | 1478867.319 | 12621347.1341 | 0 | 70307999.7489 | 113757279.3627 | 1333521.4322 | 7.0668 | 9949.099 | 16097.4915 | 202.8258 | 328.1691
1 | 7000 | 707 | 0.015 | 15 | 15 | 7 | 1.7783e-09 | 5spot_SharedNeighbor | Water | Porous | Wet | R245fa | MinimizeLCOE_Brownfield | IgnoreSilica | 2019 | 121.4381 | 24.3425 | 1.7769 | 4 | 9907.0162 | 16020.2359 | 201.9679 | 326.5942 | 113.7608 | 0 | 122.1593 | 3608798.7663 | 138249.631 | 4398325.9319 | 4466078.6897 | 0 | 336403.5196 | 0 | 5049664.05 | 13138190.0296 | 8967084.658 | 40102795.276 | 961560.8286 | 29349065.1606 | 29349065.1606 | 1478867.319 | 12621347.1341 | 0 | 70413421.2652 | 113862700.879 | 1778279.41 | 7.1074 | 9907.0162 | 16020.2359 | 201.9679 | 326.5942
1 | 7000 | 707 | 0.015 | 15 | 15 | 7 | 2.3714e-09 | 5spot_SharedNeighbor | Water | Porous | Wet | R245fa | MinimizeLCOE_Brownfield | IgnoreSilica | 2019 | 121.7741 | 24.408 | 1.7845 | 4 | 9875.4954 | 15962.6115 | 201.3253 | 325.4194 | 113.756 | 0 | 90.3737 | 3615574.2416 | 138501.5903 | 4407808.9265 | 4478204.7146 | 0 | 332615.8982 | 0 | 5059355.0948 | 13163404.1401 | 8984293.8065 | 40179758.4126 | 961560.8286 | 29349065.1606 | 29349065.1606 | 1478867.319 | 12621347.1341 | 0 | 70490384.4018 | 113939664.0156 | 2371373.7057 | 7.1379 | 9875.4954 | 15962.6115 | 201.3253 | 325.4194
1 | 7000 | 707 | 0.015 | 15 | 15 | 7 | 3.1623e-09 | 5spot_SharedNeighbor | Water | Porous | Wet | R245fa | MinimizeLCOE_Brownfield | IgnoreSilica | 2019 | 122.0371 | 24.4592 | 1.7903 | 4 | 9851.8786 | 15919.2033 | 200.8439 | 324.5345 | 113.7522 | 0 | 94.2738 | 3620871.712 | 138698.5425 | 4415226.2039 | 4487695.2071 | 0 | 329848.297 | 0 | 5067012.5854 | 13183327.36 | 8997891.8135 | 40240571.7215 | 961560.8286 | 29349065.1606 | 29349065.1606 | 1478867.319 | 12621347.1341 | 0 | 70551197.7108 | 114000477.3245 | 3162277.6602 | 7.1612 | 9851.8786 | 15919.2033 | 200.8439 | 324.5345
1 | 7000 | 707 | 0.015 | 15 | 15 | 7 | 4.217e-09 | 5spot_SharedNeighbor | Water | Porous | Wet | R245fa | MinimizeLCOE_Brownfield | IgnoreSilica | 2019 | 122.2345 | 24.4977 | 1.7947 | 4 | 9834.18 | 15886.6975 | 200.4831 | 323.8718 | 113.7494 | 0 | 130.8705 | 3624844.7122 | 138846.2259 | 4420790.7401 | 4494818.5537 | 0 | 327745.737 | 0 | 5072747.9279 | 13198249.5448 | 9008076.5112 | 40286119.953 | 961560.8286 | 29349065.1606 | 29349065.1606 | 1478867.319 | 12621347.1341 | 0 | 70596745.9423 | 114046025.5561 | 4216965.0343 | 7.1787 | 9834.18 | 15886.6975 | 200.4831 | 323.8718
1 | 7000 | 707 | 0.015 | 15 | 15 | 7 | 5.6234e-09 | 5spot_SharedNeighbor | Water | Porous | Wet | R245fa | MinimizeLCOE_Brownfield | IgnoreSilica | 2019 | 122.3855 | 24.5271 | 1.798 | 4 | 9820.9144 | 15862.2761 | 200.2126 | 323.374 | 113.7472 | 0 | 162.107 | 3627880.2906 | 138959.0486 | 4425043.3101 | 4500264.3886 | 0 | 326184.992 | 0 | 5077149.4916 | 13209701.5106 | 9015892.7132 | 40321075.7453 | 961560.8286 | 29349065.1606 | 29349065.1606 | 1478867.319 | 12621347.1341 | 0 | 70631701.7346 | 114080981.3483 | 5623413.2519 | 7.192 | 9820.9144 | 15862.2761 | 200.2126 | 323.374
1 | 7000 | 707 | 0.015 | 15 | 15 | 7 | 7.4989e-09 | 5spot_SharedNeighbor | Water | Porous | Wet | R245fa | MinimizeLCOE_Brownfield | IgnoreSilica | 2019 | 122.4929 | 24.5481 | 1.8004 | 4 | 9810.9701 | 15844.126 | 200.0099 | 323.0039 | 113.7456 | 0 | 115.3697 | 3630039.3909 | 139039.286 | 4428068.5806 | 4504139.6388 | 0 | 324939.8923 | 0 | 5080228.4476 | 13217712.3224 | 9021360.2569 | 40345527.8154 | 961560.8286 | 29349065.1606 | 29349065.1606 | 1478867.319 | 12621347.1341 | 0 | 70656153.8047 | 114105433.4185 | 7498942.0933 | 7.2017 | 9810.9701 | 15844.126 | 200.0099 | 323.0039
1 | 7000 | 707 | 0.015 | 15 | 15 | 7 | 1e-08 | 5spot_SharedNeighbor | Water | Porous | Wet | R245fa | MinimizeLCOE_Brownfield | IgnoreSilica | 2019 | 122.5707 | 24.5632 | 1.8023 | 4 | 9803.515 | 15830.5945 | 199.8579 | 322.7281 | 113.7445 | 0 | 157.5508 | 3631602.2615 | 139097.3612 | 4430258.7244 | 4506945.6921 | 0 | 323969.5013 | 0 | 5082430.6808 | 13223442.0815 | 9025270.9352 | 40363017.238 | 961560.8286 | 29349065.1606 | 29349065.1606 | 1478867.319 | 12621347.1341 | 0 | 70673643.2272 | 114122922.841 | 10000000 | 7.209 | 9803.515 | 15830.5945 | 199.8579 | 322.7281

## Water (R600a)
Time [year] | Depth [m] | Res Length [m] | Temp Gradient [C/m] | Temp Surface Air [C] | Temp Surface Rock [C] | dT Approach [C] | Transmissivity [m^3] | Config Number [-] | Fluid | Reservoir | Cooling Wet/Dry | orcFluid | Method | Silica? | CostYear | mass flow [kg/s] | Reservoir Heat [MWth] | Electric Power I-P Pair [MWe] | N_IP_Multiplier | SpCC (Brownfield) [$/kWe] | SpCC (Greenfield) [$/kWe] | LCOE (Brownfield) [$/MWh] | LCOE (Greenfield) [$/MWh] | Temp Production [C] | dP Surface [Mpa] | SolveTime [s] | C_T_G_N | C_pump_orc_N | C_coolingTowers_N | C_heatExchanger_N | C_recuperator_N | C_pump_prod_N | C_pump_inj_N | C_plant_otherEquipment_N | C_plant_installation_N | C_plant_indirectContingency_N | C_surfacePlant_N | C_gatheringSystem_N | C_wells_production_N | C_wells_injection_N | C_wellfield_N | C_exploration_N | C_stimulation_N | CapitalCost_N (Brownfield) | CapitalCost_N (Greenfield) | Trans [mD-m] | Electric Power 5-spot [MW] | Sp CC (Brownfield) [$/kWe] | Sp CC (Greenfield) [$/kWe] | LCOE (Brownfield) [$/MWh] | LCOE (Greenfield) [$/MWh]
1 | 1000 | 707 | 0.015 | 15 | 15 | 7 | 1e-13 | 5spot_SharedNeighbor | Water | Porous | Wet | R600a | MinimizeLCOE_Brownfield | IgnoreSilica | 2019 | 0 | 0 | 0 | 0 |  |  |  |  | 15 |  | 11.1628 | [19 empty] | 100 | 0
1 | 1000 | 707 | 0.015 | 15 | 15 | 7 | 1.3335e-13 | 5spot_SharedNeighbor | Water | Porous | Wet | R600a | MinimizeLCOE_Brownfield | IgnoreSilica | 2019 | 0 | 0 | 0 | 0 |  |  |  |  | 15 |  | 13.4441 | [19 empty] | 133.3521 | 0
1 | 1000 | 707 | 0.015 | 15 | 15 | 7 | 1.7783e-13 | 5spot_SharedNeighbor | Water | Porous | Wet | R600a | MinimizeLCOE_Brownfield | IgnoreSilica | 2019 | 0 | 0 | 0 | 0 |  |  |  |  | 15 |  | 16.1932 | [19 empty] | 177.8279 | 0
1 | 1000 | 707 | 0.015 | 15 | 15 | 7 | 2.3714e-13 | 5spot_SharedNeighbor | Water | Porous | Wet | R600a | MinimizeLCOE_Brownfield | IgnoreSilica | 2019 | 0 | 0 | 0 | 0 |  |  |  |  | 15 |  | 19.9128 | [19 empty] | 237.1374 | 0
1 | 1000 | 707 | 0.015 | 15 | 15 | 7 | 3.1623e-13 | 5spot_SharedNeighbor | Water | Porous | Wet | R600a | MinimizeLCOE_Brownfield | IgnoreSilica | 2019 | 0 | 0 | 0 | 0 |  |  |  |  | 15 |  | 20.5486 | [19 empty] | 316.2278 | 0
1 | 1000 | 707 | 0.015 | 15 | 15 | 7 | 4.217e-13 | 5spot_SharedNeighbor | Water | Porous | Wet | R600a | MinimizeLCOE_Brownfield | IgnoreSilica | 2019 | 0 | 0 | 0 | 0 |  |  |  |  | 15 |  | 21.035 | [19 empty] | 421.6965 | 0
1 | 1000 | 707 | 0.015 | 15 | 15 | 7 | 5.6234e-13 | 5spot_SharedNeighbor | Water | Porous | Wet | R600a | MinimizeLCOE_Brownfield | IgnoreSilica | 2019 | 0 | 0 | 0 | 0 |  |  |  |  | 15 |  | 18.9476 | [19 empty] | 562.3413 | 0
1 | 1000 | 707 | 0.015 | 15 | 15 | 7 | 7.4989e-13 | 5spot_SharedNeighbor | Water | Porous | Wet | R600a | MinimizeLCOE_Brownfield | IgnoreSilica | 2019 | 0 | 0 | 0 | 0 |  |  |  |  | 15 |  | 21.1808 | [19 empty] | 749.8942 | 0
1 | 1000 | 707 | 0.015 | 15 | 15 | 7 | 1e-12 | 5spot_SharedNeighbor | Water | Porous | Wet | R600a | MinimizeLCOE_Brownfield | IgnoreSilica | 2019 | 0 | 0 | 0 | 0 |  |  |  |  | 15 |  | 22.8992 | [19 empty] | 1000 | 0
1 | 1000 | 707 | 0.015 | 15 | 15 | 7 | 1.3335e-12 | 5spot_SharedNeighbor | Water | Porous | Wet | R600a | MinimizeLCOE_Brownfield | IgnoreSilica | 2019 | 0 | 0 | 0 | 0 |  |  |  |  | 15 |  | 23.0108 | [19 empty] | 1333.5214 | 0
1 | 1000 | 707 | 0.015 | 15 | 15 | 7 | 1.7783e-12 | 5spot_SharedNeighbor | Water | Porous | Wet | R600a | MinimizeLCOE_Brownfield | IgnoreSilica | 2019 | 0 | 0 | 0 | 0 |  |  |  |  | 15 |  | 22.5846 | [19 empty] | 1778.2794 | 0
1 | 1000 | 707 | 0.015 | 15 | 15 | 7 | 2.3714e-12 | 5spot_SharedNeighbor | Water | Porous | Wet | R600a | MinimizeLCOE_Brownfield | IgnoreSilica | 2019 | 0 | 0 | 0 | 0 |  |  |  |  | 15 |  | 23.7558 | [19 empty] | 2371.3737 | 0
1 | 1000 | 707 | 0.015 | 15 | 15 | 7 | 3.1623e-12 | 5spot_SharedNeighbor | Water | Porous | Wet | R600a | MinimizeLCOE_Brownfield | IgnoreSilica | 2019 | 0 | 0 | 0 | 0 |  |  |  |  | 15 |  | 26.046 | [19 empty] | 3162.2777 | 0
1 | 1000 | 707 | 0.015 | 15 | 15 | 7 | 4.217e-12 | 5spot_SharedNeighbor | Water | Porous | Wet | R600a | MinimizeLCOE_Brownfield | IgnoreSilica | 2019 | 0 | 0 | 0 | 0 |  |  |  |  | 15 |  | 28.7221 | [19 empty] | 4216.965 | 0
1 | 1000 | 707 | 0.015 | 15 | 15 | 7 | 5.6234e-12 | 5spot_SharedNeighbor | Water | Porous | Wet | R600a | MinimizeLCOE_Brownfield | IgnoreSilica | 2019 | 0 | 0 | 0 | 0 |  |  |  |  | 15 |  | 32.7494 | [19 empty] | 5623.4133 | 0
1 | 1000 | 707 | 0.015 | 15 | 15 | 7 | 7.4989e-12 | 5spot_SharedNeighbor | Water | Porous | Wet | R600a | MinimizeLCOE_Brownfield | IgnoreSilica | 2019 | 0 | 0 | 0 | 0 |  |  |  |  | 15 |  | 34.4596 | [19 empty] | 7498.9421 | 0
1 | 1000 | 707 | 0.015 | 15 | 15 | 7 | 1e-11 | 5spot_SharedNeighbor | Water | Porous | Wet | R600a | MinimizeLCOE_Brownfield | IgnoreSilica | 2019 | 0 | 0 | 0 | 0 |  |  |  |  | 15 |  | 32.4624 | [19 empty] | 10000 | 0
1 | 1000 | 707 | 0.015 | 15 | 15 | 7 | 1.3335e-11 | 5spot_SharedNeighbor | Water | Porous | Wet | R600a | MinimizeLCOE_Brownfield | IgnoreSilica | 2019 | 0 | 0 | 0 | 0 |  |  |  |  | 15 |  | 32.8906 | [19 empty] | 13335.2143 | 0
1 | 1000 | 707 | 0.015 | 15 | 15 | 7 | 1.7783e-11 | 5spot_SharedNeighbor | Water | Porous | Wet | R600a | MinimizeLCOE_Brownfield | IgnoreSilica | 2019 | 0 | 0 | 0 | 0 |  |  |  |  | 15 |  | 31.8226 | [19 empty] | 17782.7941 | 0
1 | 1000 | 707 | 0.015 | 15 | 15 | 7 | 2.3714e-11 | 5spot_SharedNeighbor | Water | Porous | Wet | R600a | MinimizeLCOE_Brownfield | IgnoreSilica | 2019 | 0 | 0 | 0 | 0 |  |  |  |  | 15 |  | 31.742 | [19 empty] | 23713.7371 | 0
1 | 1000 | 707 | 0.015 | 15 | 15 | 7 | 3.1623e-11 | 5spot_SharedNeighbor | Water | Porous | Wet | R600a | MinimizeLCOE_Brownfield | IgnoreSilica | 2019 | 0 | 0 | 0 | 0 |  |  |  |  | 15 |  | 30.7455 | [19 empty] | 31622.7766 | 0
1 | 1000 | 707 | 0.015 | 15 | 15 | 7 | 4.217e-11 | 5spot_SharedNeighbor | Water | Porous | Wet | R600a | MinimizeLCOE_Brownfield | IgnoreSilica | 2019 | 0 | 0 | 0 | 0 |  |  |  |  | 15 |  | 32.7453 | [19 empty] | 42169.6503 | 0
1 | 1000 | 707 | 0.015 | 15 | 15 | 7 | 5.6234e-11 | 5spot_SharedNeighbor | Water | Porous | Wet | R600a | MinimizeLCOE_Brownfield | IgnoreSilica | 2019 | 0 | 0 | 0 | 0 |  |  |  |  | 15 |  | 30.4644 | [19 empty] | 56234.1325 | 0
1 | 1000 | 707 | 0.015 | 15 | 15 | 7 | 7.4989e-11 | 5spot_SharedNeighbor | Water | Porous | Wet | R600a | MinimizeLCOE_Brownfield | IgnoreSilica | 2019 | 0 | 0 | 0 | 0 |  |  |  |  | 15 |  | 31.2712 | [19 empty] | 74989.4209 | 0
1 | 1000 | 707 | 0.015 | 15 | 15 | 7 | 1e-10 | 5spot_SharedNeighbor | Water | Porous | Wet | R600a | MinimizeLCOE_Brownfield | IgnoreSilica | 2019 | 0 | 0 | 0 | 0 |  |  |  |  | 15 |  | 30.5989 | [19 empty] | 100000 | 0
1 | 1000 | 707 | 0.015 | 15 | 15 | 7 | 1.3335e-10 | 5spot_SharedNeighbor | Water | Porous | Wet | R600a | MinimizeLCOE_Brownfield | IgnoreSilica | 2019 | 0 | 0 | 0 | 0 |  |  |  |  | 15 |  | 30.4292 | [19 empty] | 133352.1432 | 0
1 | 1000 | 707 | 0.015 | 15 | 15 | 7 | 1.7783e-10 | 5spot_SharedNeighbor | Water | Porous | Wet | R600a | MinimizeLCOE_Brownfield | IgnoreSilica | 2019 | 0 | 0 | 0 | 0 |  |  |  |  | 15 |  | 31.3419 | [19 empty] | 177827.941 | 0
1 | 1000 | 707 | 0.015 | 15 | 15 | 7 | 2.3714e-10 | 5spot_SharedNeighbor | Water | Porous | Wet | R600a | MinimizeLCOE_Brownfield | IgnoreSilica | 2019 | 0 | 0 | 0 | 0 |  |  |  |  | 15 |  | 29.8938 | [19 empty] | 237137.3706 | 0
1 | 1000 | 707 | 0.015 | 15 | 15 | 7 | 3.1623e-10 | 5spot_SharedNeighbor | Water | Porous | Wet | R600a | MinimizeLCOE_Brownfield | IgnoreSilica | 2019 | 0 | 0 | 0 | 0 |  |  |  |  | 15 |  | 29.0082 | [19 empty] | 316227.766 | 0
1 | 1000 | 707 | 0.015 | 15 | 15 | 7 | 4.217e-10 | 5spot_SharedNeighbor | Water | Porous | Wet | R600a | MinimizeLCOE_Brownfield | IgnoreSilica | 2019 | 0 | 0 | 0 | 0 |  |  |  |  | 15 |  | 30.9762 | [19 empty] | 421696.5034 | 0
1 | 1000 | 707 | 0.015 | 15 | 15 | 7 | 5.6234e-10 | 5spot_SharedNeighbor | Water | Porous | Wet | R600a | MinimizeLCOE_Brownfield | IgnoreSilica | 2019 | 0 | 0 | 0 | 0 |  |  |  |  | 15 |  | 28.2569 | [19 empty] | 562341.3252 | 0
1 | 1000 | 707 | 0.015 | 15 | 15 | 7 | 7.4989e-10 | 5spot_SharedNeighbor | Water | Porous | Wet | R600a | MinimizeLCOE_Brownfield | IgnoreSilica | 2019 | 0 | 0 | 0 | 0 |  |  |  |  | 15 |  | 28.6398 | [19 empty] | 749894.2093 | 0
1 | 1000 | 707 | 0.015 | 15 | 15 | 7 | 1e-09 | 5spot_SharedNeighbor | Water | Porous | Wet | R600a | MinimizeLCOE_Brownfield | IgnoreSilica | 2019 | 0 | 0 | 0 | 0 |  |  |  |  | 15 |  | 29.1128 | [19 empty] | 1000000 | 0
1 | 1000 | 707 | 0.015 | 15 | 15 | 7 | 1.3335e-09 | 5spot_SharedNeighbor | Water | Porous | Wet | R600a | MinimizeLCOE_Brownfield | IgnoreSilica | 2019 | 0 | 0 | 0 | 0 |  |  |  |  | 15 |  | 29.7308 | [19 empty] | 1333521.4322 | 0
1 | 1000 | 707 | 0.015 | 15 | 15 | 7 | 1.7783e-09 | 5spot_SharedNeighbor | Water | Porous | Wet | R600a | MinimizeLCOE_Brownfield | IgnoreSilica | 2019 | 0 | 0 | 0 | 0 |  |  |  |  | 15 |  | 29.1825 | [19 empty] | 1778279.41 | 0
1 | 1000 | 707 | 0.015 | 15 | 15 | 7 | 2.3714e-09 | 5spot_SharedNeighbor | Water | Porous | Wet | R600a | MinimizeLCOE_Brownfield | IgnoreSilica | 2019 | 0 | 0 | 0 | 0 |  |  |  |  | 15 |  | 27.9496 | [19 empty] | 2371373.7057 | 0
1 | 1000 | 707 | 0.015 | 15 | 15 | 7 | 3.1623e-09 | 5spot_SharedNeighbor | Water | Porous | Wet | R600a | MinimizeLCOE_Brownfield | IgnoreSilica | 2019 | 0 | 0 | 0 | 0 |  |  |  |  | 15 |  | 28.8365 | [19 empty] | 3162277.6602 | 0
1 | 1000 | 707 | 0.015 | 15 | 15 | 7 | 4.217e-09 | 5spot_SharedNeighbor | Water | Porous | Wet | R600a | MinimizeLCOE_Brownfield | IgnoreSilica | 2019 | 0 | 0 | 0 | 0 |  |  |  |  | 15 |  | 28.2743 | [19 empty] | 4216965.0343 | 0
1 | 1000 | 707 | 0.015 | 15 | 15 | 7 | 5.6234e-09 | 5spot_SharedNeighbor | Water | Porous | Wet | R600a | MinimizeLCOE_Brownfield | IgnoreSilica | 2019 | 0 | 0 | 0 | 0 |  |  |  |  | 15 |  | 29.3292 | [19 empty] | 5623413.2519 | 0
1 | 1000 | 707 | 0.015 | 15 | 15 | 7 | 7.4989e-09 | 5spot_SharedNeighbor | Water | Porous | Wet | R600a | MinimizeLCOE_Brownfield | IgnoreSilica | 2019 | 0 | 0 | 0 | 0 |  |  |  |  | 15 |  | 27.5674 | [19 empty] | 7498942.0933 | 0
1 | 1000 | 707 | 0.015 | 15 | 15 | 7 | 1e-08 | 5spot_SharedNeighbor | Water | Porous | Wet | R600a | MinimizeLCOE_Brownfield | IgnoreSilica | 2019 | 0 | 0 | 0 | 0 |  |  |  |  | 15 |  | 28.9911 | [19 empty] | 10000000 | 0
1 | 1100 | 707 | 0.015 | 15 | 15 | 7 | 1e-13 | 5spot_SharedNeighbor | Water | Porous | Wet | R600a | MinimizeLCOE_Brownfield | IgnoreSilica | 2019 | 0 | 0 | 0 | 0 |  |  |  |  | 15 |  | 11.5455 | [19 empty] | 100 | 0
1 | 1100 | 707 | 0.015 | 15 | 15 | 7 | 1.3335e-13 | 5spot_SharedNeighbor | Water | Porous | Wet | R600a | MinimizeLCOE_Brownfield | IgnoreSilica | 2019 | 0 | 0 | 0 | 0 |  |  |  |  | 15 |  | 13.0991 | [19 empty] | 133.3521 | 0
1 | 1100 | 707 | 0.015 | 15 | 15 | 7 | 1.7783e-13 | 5spot_SharedNeighbor | Water | Porous | Wet | R600a | MinimizeLCOE_Brownfield | IgnoreSilica | 2019 | 0 | 0 | 0 | 0 |  |  |  |  | 15 |  | 17.3685 | [19 empty] | 177.8279 | 0
1 | 1100 | 707 | 0.015 | 15 | 15 | 7 | 2.3714e-13 | 5spot_SharedNeighbor | Water | Porous | Wet | R600a | MinimizeLCOE_Brownfield | IgnoreSilica | 2019 | 0 | 0 | 0 | 0 |  |  |  |  | 15 |  | 19.2086 | [19 empty] | 237.1374 | 0
1 | 1100 | 707 | 0.015 | 15 | 15 | 7 | 3.1623e-13 | 5spot_SharedNeighbor | Water | Porous | Wet | R600a | MinimizeLCOE_Brownfield | IgnoreSilica | 2019 | 0 | 0 | 0 | 0 |  |  |  |  | 15 |  | 20.5025 | [19 empty] | 316.2278 | 0
1 | 1100 | 707 | 0.015 | 15 | 15 | 7 | 4.217e-13 | 5spot_SharedNeighbor | Water | Porous | Wet | R600a | MinimizeLCOE_Brownfield | IgnoreSilica | 2019 | 0 | 0 | 0 | 0 |  |  |  |  | 15 |  | 22.1609 | [19 empty] | 421.6965 | 0
1 | 1100 | 707 | 0.015 | 15 | 15 | 7 | 5.6234e-13 | 5spot_SharedNeighbor | Water | Porous | Wet | R600a | MinimizeLCOE_Brownfield | IgnoreSilica | 2019 | 0 | 0 | 0 | 0 |  |  |  |  | 15 |  | 21.9754 | [19 empty] | 562.3413 | 0
1 | 1100 | 707 | 0.015 | 15 | 15 | 7 | 7.4989e-13 | 5spot_SharedNeighbor | Water | Porous | Wet | R600a | MinimizeLCOE_Brownfield | IgnoreSilica | 2019 | 0 | 0 | 0 | 0 |  |  |  |  | 15 |  | 23.1057 | [19 empty] | 749.8942 | 0
1 | 1100 | 707 | 0.015 | 15 | 15 | 7 | 1e-12 | 5spot_SharedNeighbor | Water | Porous | Wet | R600a | MinimizeLCOE_Brownfield | IgnoreSilica | 2019 | 0 | 0 | 0 | 0 |  |  |  |  | 15 |  | 23.3948 | [19 empty] | 1000 | 0
1 | 1100 | 707 | 0.015 | 15 | 15 | 7 | 1.3335e-12 | 5spot_SharedNeighbor | Water | Porous | Wet | R600a | MinimizeLCOE_Brownfield | IgnoreSilica | 2019 | 0 | 0 | 0 | 0 |  |  |  |  | 15 |  | 23.7679 | [19 empty] | 1333.5214 | 0
1 | 1100 | 707 | 0.015 | 15 | 15 | 7 | 1.7783e-12 | 5spot_SharedNeighbor | Water | Porous | Wet | R600a | MinimizeLCOE_Brownfield | IgnoreSilica | 2019 | 0 | 0 | 0 | 0 |  |  |  |  | 15 |  | 24.3186 | [19 empty] | 1778.2794 | 0
1 | 1100 | 707 | 0.015 | 15 | 15 | 7 | 2.3714e-12 | 5spot_SharedNeighbor | Water | Porous | Wet | R600a | MinimizeLCOE_Brownfield | IgnoreSilica | 2019 | 0 | 0 | 0 | 0 |  |  |  |  | 15 |  | 24.8994 | [19 empty] | 2371.3737 | 0
1 | 1100 | 707 | 0.015 | 15 | 15 | 7 | 3.1623e-12 | 5spot_SharedNeighbor | Water | Porous | Wet | R600a | MinimizeLCOE_Brownfield | IgnoreSilica | 2019 | 0 | 0 | 0 | 0 |  |  |  |  | 15 |  | 28.4598 | [19 empty] | 3162.2777 | 0
1 | 1100 | 707 | 0.015 | 15 | 15 | 7 | 4.217e-12 | 5spot_SharedNeighbor | Water | Porous | Wet | R600a | MinimizeLCOE_Brownfield | IgnoreSilica | 2019 | 0 | 0 | 0 | 0 |  |  |  |  | 15 |  | 33.8351 | [19 empty] | 4216.965 | 0
1 | 1100 | 707 | 0.015 | 15 | 15 | 7 | 5.6234e-12 | 5spot_SharedNeighbor | Water | Porous | Wet | R600a | MinimizeLCOE_Brownfield | IgnoreSilica | 2019 | 0 | 0 | 0 | 0 |  |  |  |  | 15 |  | 34.4416 | [19 empty] | 5623.4133 | 0
1 | 1100 | 707 | 0.015 | 15 | 15 | 7 | 7.4989e-12 | 5spot_SharedNeighbor | Water | Porous | Wet | R600a | MinimizeLCOE_Brownfield | IgnoreSilica | 2019 | 0 | 0 | 0 | 0 |  |  |  |  | 15 |  | 33.8218 | [19 empty] | 7498.9421 | 0
1 | 1100 | 707 | 0.015 | 15 | 15 | 7 | 1e-11 | 5spot_SharedNeighbor | Water | Porous | Wet | R600a | MinimizeLCOE_Brownfield | IgnoreSilica | 2019 | 0 | 0 | 0 | 0 |  |  |  |  | 15 |  | 33.3833 | [19 empty] | 10000 | 0
1 | 1100 | 707 | 0.015 | 15 | 15 | 7 | 1.3335e-11 | 5spot_SharedNeighbor | Water | Porous | Wet | R600a | MinimizeLCOE_Brownfield | IgnoreSilica | 2019 | 0 | 0 | 0 | 0 |  |  |  |  | 15 |  | 33.1757 | [19 empty] | 13335.2143 | 0
1 | 1100 | 707 | 0.015 | 15 | 15 | 7 | 1.7783e-11 | 5spot_SharedNeighbor | Water | Porous | Wet | R600a | MinimizeLCOE_Brownfield | IgnoreSilica | 2019 | 0 | 0 | 0 | 0 |  |  |  |  | 15 |  | 31.1697 | [19 empty] | 17782.7941 | 0
1 | 1100 | 707 | 0.015 | 15 | 15 | 7 | 2.3714e-11 | 5spot_SharedNeighbor | Water | Porous | Wet | R600a | MinimizeLCOE_Brownfield | IgnoreSilica | 2019 | 0 | 0 | 0 | 0 |  |  |  |  | 15 |  | 31.6269 | [19 empty] | 23713.7371 | 0
1 | 1100 | 707 | 0.015 | 15 | 15 | 7 | 3.1623e-11 | 5spot_SharedNeighbor | Water | Porous | Wet | R600a | MinimizeLCOE_Brownfield | IgnoreSilica | 2019 | 0 | 0 | 0 | 0 |  |  |  |  | 15 |  | 30.8563 | [19 empty] | 31622.7766 | 0
1 | 1100 | 707 | 0.015 | 15 | 15 | 7 | 4.217e-11 | 5spot_SharedNeighbor | Water | Porous | Wet | R600a | MinimizeLCOE_Brownfield | IgnoreSilica | 2019 | 0 | 0 | 0 | 0 |  |  |  |  | 15 |  | 29.8763 | [19 empty] | 42169.6503 | 0
1 | 1100 | 707 | 0.015 | 15 | 15 | 7 | 5.6234e-11 | 5spot_SharedNeighbor | Water | Porous | Wet | R600a | MinimizeLCOE_Brownfield | IgnoreSilica | 2019 | 0 | 0 | 0 | 0 |  |  |  |  | 15 |  | 27.926 | [19 empty] | 56234.1325 | 0
1 | 1100 | 707 | 0.015 | 15 | 15 | 7 | 7.4989e-11 | 5spot_SharedNeighbor | Water | Porous | Wet | R600a | MinimizeLCOE_Brownfield | IgnoreSilica | 2019 | 0 | 0 | 0 | 0 |  |  |  |  | 15 |  | 29.7037 | [19 empty] | 74989.4209 | 0
1 | 1100 | 707 | 0.015 | 15 | 15 | 7 | 1e-10 | 5spot_SharedNeighbor | Water | Porous | Wet | R600a | MinimizeLCOE_Brownfield | IgnoreSilica | 2019 | 0 | 0 | 0 | 0 |  |  |  |  | 15 |  | 30.3403 | [19 empty] | 100000 | 0
1 | 1100 | 707 | 0.015 | 15 | 15 | 7 | 1.3335e-10 | 5spot_SharedNeighbor | Water | Porous | Wet | R600a | MinimizeLCOE_Brownfield | IgnoreSilica | 2019 | 0 | 0 | 0 | 0 |  |  |  |  | 15 |  | 29.0236 | [19 empty] | 133352.1432 | 0
1 | 1100 | 707 | 0.015 | 15 | 15 | 7 | 1.7783e-10 | 5spot_SharedNeighbor | Water | Porous | Wet | R600a | MinimizeLCOE_Brownfield | IgnoreSilica | 2019 | 0 | 0 | 0 | 0 |  |  |  |  | 15 |  | 29.3923 | [19 empty] | 177827.941 | 0
1 | 1100 | 707 | 0.015 | 15 | 15 | 7 | 2.3714e-10 | 5spot_SharedNeighbor | Water | Porous | Wet | R600a | MinimizeLCOE_Brownfield | IgnoreSilica | 2019 | 0 | 0 | 0 | 0 |  |  |  |  | 15 |  | 29.1061 | [19 empty] | 237137.3706 | 0
1 | 1100 | 707 | 0.015 | 15 | 15 | 7 | 3.1623e-10 | 5spot_SharedNeighbor | Water | Porous | Wet | R600a | MinimizeLCOE_Brownfield | IgnoreSilica | 2019 | 0 | 0 | 0 | 0 |  |  |  |  | 15 |  | 29.6698 | [19 empty] | 316227.766 | 0
1 | 1100 | 707 | 0.015 | 15 | 15 | 7 | 4.217e-10 | 5spot_SharedNeighbor | Water | Porous | Wet | R600a | MinimizeLCOE_Brownfield | IgnoreSilica | 2019 | 0 | 0 | 0 | 0 |  |  |  |  | 15 |  | 27.6645 | [19 empty] | 421696.5034 | 0
1 | 1100 | 707 | 0.015 | 15 | 15 | 7 | 5.6234e-10 | 5spot_SharedNeighbor | Water | Porous | Wet | R600a | MinimizeLCOE_Brownfield | IgnoreSilica | 2019 | 0 | 0 | 0 | 0 |  |  |  |  | 15 |  | 30.6738 | [19 empty] | 562341.3252 | 0
1 | 1100 | 707 | 0.015 | 15 | 15 | 7 | 7.4989e-10 | 5spot_SharedNeighbor | Water | Porous | Wet | R600a | MinimizeLCOE_Brownfield | IgnoreSilica | 2019 | 0 | 0 | 0 | 0 |  |  |  |  | 15 |  | 29.1582 | [19 empty] | 749894.2093 | 0
1 | 1100 | 707 | 0.015 | 15 | 15 | 7 | 1e-09 | 5spot_SharedNeighbor | Water | Porous | Wet | R600a | MinimizeLCOE_Brownfield | IgnoreSilica | 2019 | 0 | 0 | 0 | 0 |  |  |  |  | 15 |  | 29.5475 | [19 empty] | 1000000 | 0
1 | 1100 | 707 | 0.015 | 15 | 15 | 7 | 1.3335e-09 | 5spot_SharedNeighbor | Water | Porous | Wet | R600a | MinimizeLCOE_Brownfield | IgnoreSilica | 2019 | 0 | 0 | 0 | 0 |  |  |  |  | 15 |  | 28.5522 | [19 empty] | 1333521.4322 | 0
1 | 1100 | 707 | 0.015 | 15 | 15 | 7 | 1.7783e-09 | 5spot_SharedNeighbor | Water | Porous | Wet | R600a | MinimizeLCOE_Brownfield | IgnoreSilica | 2019 | 0 | 0 | 0 | 0 |  |  |  |  | 15 |  | 27.8844 | [19 empty] | 1778279.41 | 0
1 | 1100 | 707 | 0.015 | 15 | 15 | 7 | 2.3714e-09 | 5spot_SharedNeighbor | Water | Porous | Wet | R600a | MinimizeLCOE_Brownfield | IgnoreSilica | 2019 | 0 | 0 | 0 | 0 |  |  |  |  | 15 |  | 27.7114 | [19 empty] | 2371373.7057 | 0
1 | 1100 | 707 | 0.015 | 15 | 15 | 7 | 3.1623e-09 | 5spot_SharedNeighbor | Water | Porous | Wet | R600a | MinimizeLCOE_Brownfield | IgnoreSilica | 2019 | 0 | 0 | 0 | 0 |  |  |  |  | 15 |  | 27.5766 | [19 empty] | 3162277.6602 | 0
1 | 1100 | 707 | 0.015 | 15 | 15 | 7 | 4.217e-09 | 5spot_SharedNeighbor | Water | Porous | Wet | R600a | MinimizeLCOE_Brownfield | IgnoreSilica | 2019 | 0 | 0 | 0 | 0 |  |  |  |  | 15 |  | 29.3378 | [19 empty] | 4216965.0343 | 0
1 | 1100 | 707 | 0.015 | 15 | 15 | 7 | 5.6234e-09 | 5spot_SharedNeighbor | Water | Porous | Wet | R600a | MinimizeLCOE_Brownfield | IgnoreSilica | 2019 | 0 | 0 | 0 | 0 |  |  |  |  | 15 |  | 26.5592 | [19 empty] | 5623413.2519 | 0
1 | 1100 | 707 | 0.015 | 15 | 15 | 7 | 7.4989e-09 | 5spot_SharedNeighbor | Water | Porous | Wet | R600a | MinimizeLCOE_Brownfield | IgnoreSilica | 2019 | 0 | 0 | 0 | 0 |  |  |  |  | 15 |  | 26.9471 | [19 empty] | 7498942.0933 | 0
1 | 1100 | 707 | 0.015 | 15 | 15 | 7 | 1e-08 | 5spot_SharedNeighbor | Water | Porous | Wet | R600a | MinimizeLCOE_Brownfield | IgnoreSilica | 2019 | 0 | 0 | 0 | 0 |  |  |  |  | 15 |  | 28.8005 | [19 empty] | 10000000 | 0
1 | 1200 | 707 | 0.015 | 15 | 15 | 7 | 1e-13 | 5spot_SharedNeighbor | Water | Porous | Wet | R600a | MinimizeLCOE_Brownfield | IgnoreSilica | 2019 | 0 | 0 | 0 | 0 |  |  |  |  | 15 |  | 11.5186 | [19 empty] | 100 | 0
1 | 1200 | 707 | 0.015 | 15 | 15 | 7 | 1.3335e-13 | 5spot_SharedNeighbor | Water | Porous | Wet | R600a | MinimizeLCOE_Brownfield | IgnoreSilica | 2019 | 0 | 0 | 0 | 0 |  |  |  |  | 15 |  | 13.417 | [19 empty] | 133.3521 | 0
1 | 1200 | 707 | 0.015 | 15 | 15 | 7 | 1.7783e-13 | 5spot_SharedNeighbor | Water | Porous | Wet | R600a | MinimizeLCOE_Brownfield | IgnoreSilica | 2019 | 0 | 0 | 0 | 0 |  |  |  |  | 15 |  | 16.9657 | [19 empty] | 177.8279 | 0
1 | 1200 | 707 | 0.015 | 15 | 15 | 7 | 2.3714e-13 | 5spot_SharedNeighbor | Water | Porous | Wet | R600a | MinimizeLCOE_Brownfield | IgnoreSilica | 2019 | 0 | 0 | 0 | 0 |  |  |  |  | 15 |  | 21.5916 | [19 empty] | 237.1374 | 0
1 | 1200 | 707 | 0.015 | 15 | 15 | 7 | 3.1623e-13 | 5spot_SharedNeighbor | Water | Porous | Wet | R600a | MinimizeLCOE_Brownfield | IgnoreSilica | 2019 | 0 | 0 | 0 | 0 |  |  |  |  | 15 |  | 21.2107 | [19 empty] | 316.2278 | 0
1 | 1200 | 707 | 0.015 | 15 | 15 | 7 | 4.217e-13 | 5spot_SharedNeighbor | Water | Porous | Wet | R600a | MinimizeLCOE_Brownfield | IgnoreSilica | 2019 | 0 | 0 | 0 | 0 |  |  |  |  | 15 |  | 22.0812 | [19 empty] | 421.6965 | 0
1 | 1200 | 707 | 0.015 | 15 | 15 | 7 | 5.6234e-13 | 5spot_SharedNeighbor | Water | Porous | Wet | R600a | MinimizeLCOE_Brownfield | IgnoreSilica | 2019 | 0 | 0 | 0 | 0 |  |  |  |  | 15 |  | 20.9845 | [19 empty] | 562.3413 | 0
1 | 1200 | 707 | 0.015 | 15 | 15 | 7 | 7.4989e-13 | 5spot_SharedNeighbor | Water | Porous | Wet | R600a | MinimizeLCOE_Brownfield | IgnoreSilica | 2019 | 0 | 0 | 0 | 0 |  |  |  |  | 15 |  | 20.9741 | [19 empty] | 749.8942 | 0
1 | 1200 | 707 | 0.015 | 15 | 15 | 7 | 1e-12 | 5spot_SharedNeighbor | Water | Porous | Wet | R600a | MinimizeLCOE_Brownfield | IgnoreSilica | 2019 | 0 | 0 | 0 | 0 |  |  |  |  | 15 |  | 24.6417 | [19 empty] | 1000 | 0
1 | 1200 | 707 | 0.015 | 15 | 15 | 7 | 1.3335e-12 | 5spot_SharedNeighbor | Water | Porous | Wet | R600a | MinimizeLCOE_Brownfield | IgnoreSilica | 2019 | 0 | 0 | 0 | 0 |  |  |  |  | 15 |  | 22.1559 | [19 empty] | 1333.5214 | 0
1 | 1200 | 707 | 0.015 | 15 | 15 | 7 | 1.7783e-12 | 5spot_SharedNeighbor | Water | Porous | Wet | R600a | MinimizeLCOE_Brownfield | IgnoreSilica | 2019 | 0 | 0 | 0 | 0 |  |  |  |  | 15 |  | 22.3639 | [19 empty] | 1778.2794 | 0
1 | 1200 | 707 | 0.015 | 15 | 15 | 7 | 2.3714e-12 | 5spot_SharedNeighbor | Water | Porous | Wet | R600a | MinimizeLCOE_Brownfield | IgnoreSilica | 2019 | 0 | 0 | 0 | 0 |  |  |  |  | 15 |  | 26.4048 | [19 empty] | 2371.3737 | 0
1 | 1200 | 707 | 0.015 | 15 | 15 | 7 | 3.1623e-12 | 5spot_SharedNeighbor | Water | Porous | Wet | R600a | MinimizeLCOE_Brownfield | IgnoreSilica | 2019 | 0 | 0 | 0 | 0 |  |  |  |  | 15 |  | 29.6849 | [19 empty] | 3162.2777 | 0
1 | 1200 | 707 | 0.015 | 15 | 15 | 7 | 4.217e-12 | 5spot_SharedNeighbor | Water | Porous | Wet | R600a | MinimizeLCOE_Brownfield | IgnoreSilica | 2019 | 0 | 0 | 0 | 0 |  |  |  |  | 15 |  | 30.1157 | [19 empty] | 4216.965 | 0
1 | 1200 | 707 | 0.015 | 15 | 15 | 7 | 5.6234e-12 | 5spot_SharedNeighbor | Water | Porous | Wet | R600a | MinimizeLCOE_Brownfield | IgnoreSilica | 2019 | 0 | 0 | 0 | 0 |  |  |  |  | 15 |  | 34.8113 | [19 empty] | 5623.4133 | 0
1 | 1200 | 707 | 0.015 | 15 | 15 | 7 | 7.4989e-12 | 5spot_SharedNeighbor | Water | Porous | Wet | R600a | MinimizeLCOE_Brownfield | IgnoreSilica | 2019 | 0 | 0 | 0 | 0 |  |  |  |  | 15 |  | 34.3746 | [19 empty] | 7498.9421 | 0
1 | 1200 | 707 | 0.015 | 15 | 15 | 7 | 1e-11 | 5spot_SharedNeighbor | Water | Porous | Wet | R600a | MinimizeLCOE_Brownfield | IgnoreSilica | 2019 | 0 | 0 | 0 | 0 |  |  |  |  | 15 |  | 33.3045 | [19 empty] | 10000 | 0
1 | 1200 | 707 | 0.015 | 15 | 15 | 7 | 1.3335e-11 | 5spot_SharedNeighbor | Water | Porous | Wet | R600a | MinimizeLCOE_Brownfield | IgnoreSilica | 2019 | 0 | 0 | 0 | 0 |  |  |  |  | 15 |  | 34.1109 | [19 empty] | 13335.2143 | 0
1 | 1200 | 707 | 0.015 | 15 | 15 | 7 | 1.7783e-11 | 5spot_SharedNeighbor | Water | Porous | Wet | R600a | MinimizeLCOE_Brownfield | IgnoreSilica | 2019 | 0 | 0 | 0 | 0 |  |  |  |  | 15 |  | 31.2849 | [19 empty] | 17782.7941 | 0
1 | 1200 | 707 | 0.015 | 15 | 15 | 7 | 2.3714e-11 | 5spot_SharedNeighbor | Water | Porous | Wet | R600a | MinimizeLCOE_Brownfield | IgnoreSilica | 2019 | 0 | 0 | 0 | 0 |  |  |  |  | 15 |  | 31.5232 | [19 empty] | 23713.7371 | 0
1 | 1200 | 707 | 0.015 | 15 | 15 | 7 | 3.1623e-11 | 5spot_SharedNeighbor | Water | Porous | Wet | R600a | MinimizeLCOE_Brownfield | IgnoreSilica | 2019 | 0 | 0 | 0 | 0 |  |  |  |  | 15 |  | 30.3726 | [19 empty] | 31622.7766 | 0
1 | 1200 | 707 | 0.015 | 15 | 15 | 7 | 4.217e-11 | 5spot_SharedNeighbor | Water | Porous | Wet | R600a | MinimizeLCOE_Brownfield | IgnoreSilica | 2019 | 0 | 0 | 0 | 0 |  |  |  |  | 15 |  | 28.9119 | [19 empty] | 42169.6503 | 0
1 | 1200 | 707 | 0.015 | 15 | 15 | 7 | 5.6234e-11 | 5spot_SharedNeighbor | Water | Porous | Wet | R600a | MinimizeLCOE_Brownfield | IgnoreSilica | 2019 | 0 | 0 | 0 | 0 |  |  |  |  | 15 |  | 28.6713 | [19 empty] | 56234.1325 | 0
1 | 1200 | 707 | 0.015 | 15 | 15 | 7 | 7.4989e-11 | 5spot_SharedNeighbor | Water | Porous | Wet | R600a | MinimizeLCOE_Brownfield | IgnoreSilica | 2019 | 0 | 0 | 0 | 0 |  |  |  |  | 15 |  | 28.6797 | [19 empty] | 74989.4209 | 0
1 | 1200 | 707 | 0.015 | 15 | 15 | 7 | 1e-10 | 5spot_SharedNeighbor | Water | Porous | Wet | R600a | MinimizeLCOE_Brownfield | IgnoreSilica | 2019 | 0 | 0 | 0 | 0 |  |  |  |  | 15 |  | 28.6985 | [19 empty] | 100000 | 0
1 | 1200 | 707 | 0.015 | 15 | 15 | 7 | 1.3335e-10 | 5spot_SharedNeighbor | Water | Porous | Wet | R600a | MinimizeLCOE_Brownfield | IgnoreSilica | 2019 | 0 | 0 | 0 | 0 |  |  |  |  | 15 |  | 29.3749 | [19 empty] | 133352.1432 | 0
1 | 1200 | 707 | 0.015 | 15 | 15 | 7 | 1.7783e-10 | 5spot_SharedNeighbor | Water | Porous | Wet | R600a | MinimizeLCOE_Brownfield | IgnoreSilica | 2019 | 0 | 0 | 0 | 0 |  |  |  |  | 15 |  | 29.0841 | [19 empty] | 177827.941 | 0
1 | 1200 | 707 | 0.015 | 15 | 15 | 7 | 2.3714e-10 | 5spot_SharedNeighbor | Water | Porous | Wet | R600a | MinimizeLCOE_Brownfield | IgnoreSilica | 2019 | 0 | 0 | 0 | 0 |  |  |  |  | 15 |  | 30.5795 | [19 empty] | 237137.3706 | 0
1 | 1200 | 707 | 0.015 | 15 | 15 | 7 | 3.1623e-10 | 5spot_SharedNeighbor | Water | Porous | Wet | R600a | MinimizeLCOE_Brownfield | IgnoreSilica | 2019 | 0 | 0 | 0 | 0 |  |  |  |  | 15 |  | 29.8718 | [19 empty] | 316227.766 | 0
1 | 1200 | 707 | 0.015 | 15 | 15 | 7 | 4.217e-10 | 5spot_SharedNeighbor | Water | Porous | Wet | R600a | MinimizeLCOE_Brownfield | IgnoreSilica | 2019 | 0 | 0 | 0 | 0 |  |  |  |  | 15 |  | 28.852 | [19 empty] | 421696.5034 | 0
1 | 1200 | 707 | 0.015 | 15 | 15 | 7 | 5.6234e-10 | 5spot_SharedNeighbor | Water | Porous | Wet | R600a | MinimizeLCOE_Brownfield | IgnoreSilica | 2019 | 0 | 0 | 0 | 0 |  |  |  |  | 15 |  | 29.3077 | [19 empty] | 562341.3252 | 0
1 | 1200 | 707 | 0.015 | 15 | 15 | 7 | 7.4989e-10 | 5spot_SharedNeighbor | Water | Porous | Wet | R600a | MinimizeLCOE_Brownfield | IgnoreSilica | 2019 | 0 | 0 | 0 | 0 |  |  |  |  | 15 |  | 28.9117 | [19 empty] | 749894.2093 | 0
1 | 1200 | 707 | 0.015 | 15 | 15 | 7 | 1e-09 | 5spot_SharedNeighbor | Water | Porous | Wet | R600a | MinimizeLCOE_Brownfield | IgnoreSilica | 2019 | 0 | 0 | 0 | 0 |  |  |  |  | 15 |  | 27.4551 | [19 empty] | 1000000 | 0
1 | 1200 | 707 | 0.015 | 15 | 15 | 7 | 1.3335e-09 | 5spot_SharedNeighbor | Water | Porous | Wet | R600a | MinimizeLCOE_Brownfield | IgnoreSilica | 2019 | 0 | 0 | 0 | 0 |  |  |  |  | 15 |  | 27.3799 | [19 empty] | 1333521.4322 | 0
1 | 1200 | 707 | 0.015 | 15 | 15 | 7 | 1.7783e-09 | 5spot_SharedNeighbor | Water | Porous | Wet | R600a | MinimizeLCOE_Brownfield | IgnoreSilica | 2019 | 0 | 0 | 0 | 0 |  |  |  |  | 15 |  | 27.1 | [19 empty] | 1778279.41 | 0
1 | 1200 | 707 | 0.015 | 15 | 15 | 7 | 2.3714e-09 | 5spot_SharedNeighbor | Water | Porous | Wet | R600a | MinimizeLCOE_Brownfield | IgnoreSilica | 2019 | 0 | 0 | 0 | 0 |  |  |  |  | 15 |  | 28.3557 | [19 empty] | 2371373.7057 | 0
1 | 1200 | 707 | 0.015 | 15 | 15 | 7 | 3.1623e-09 | 5spot_SharedNeighbor | Water | Porous | Wet | R600a | MinimizeLCOE_Brownfield | IgnoreSilica | 2019 | 0 | 0 | 0 | 0 |  |  |  |  | 15 |  | 27.7638 | [19 empty] | 3162277.6602 | 0
1 | 1200 | 707 | 0.015 | 15 | 15 | 7 | 4.217e-09 | 5spot_SharedNeighbor | Water | Porous | Wet | R600a | MinimizeLCOE_Brownfield | IgnoreSilica | 2019 | 0 | 0 | 0 | 0 |  |  |  |  | 15 |  | 26.6274 | [19 empty] | 4216965.0343 | 0
1 | 1200 | 707 | 0.015 | 15 | 15 | 7 | 5.6234e-09 | 5spot_SharedNeighbor | Water | Porous | Wet | R600a | MinimizeLCOE_Brownfield | IgnoreSilica | 2019 | 0 | 0 | 0 | 0 |  |  |  |  | 15 |  | 28.3372 | [19 empty] | 5623413.2519 | 0
1 | 1200 | 707 | 0.015 | 15 | 15 | 7 | 7.4989e-09 | 5spot_SharedNeighbor | Water | Porous | Wet | R600a | MinimizeLCOE_Brownfield | IgnoreSilica | 2019 | 0 | 0 | 0 | 0 |  |  |  |  | 15 |  | 27.4163 | [19 empty] | 7498942.0933 | 0
1 | 1200 | 707 | 0.015 | 15 | 15 | 7 | 1e-08 | 5spot_SharedNeighbor | Water | Porous | Wet | R600a | MinimizeLCOE_Brownfield | IgnoreSilica | 2019 | 0 | 0 | 0 | 0 |  |  |  |  | 15 |  | 26.7179 | [19 empty] | 10000000 | 0
1 | 1300 | 707 | 0.015 | 15 | 15 | 7 | 1e-13 | 5spot_SharedNeighbor | Water | Porous | Wet | R600a | MinimizeLCOE_Brownfield | IgnoreSilica | 2019 | 0 | 0 | 0 | 0 |  |  |  |  | 15 |  | 11.5228 | [19 empty] | 100 | 0
1 | 1300 | 707 | 0.015 | 15 | 15 | 7 | 1.3335e-13 | 5spot_SharedNeighbor | Water | Porous | Wet | R600a | MinimizeLCOE_Brownfield | IgnoreSilica | 2019 | 0 | 0 | 0 | 0 |  |  |  |  | 15 |  | 13.9003 | [19 empty] | 133.3521 | 0
1 | 1300 | 707 | 0.015 | 15 | 15 | 7 | 1.7783e-13 | 5spot_SharedNeighbor | Water | Porous | Wet | R600a | MinimizeLCOE_Brownfield | IgnoreSilica | 2019 | 0 | 0 | 0 | 0 |  |  |  |  | 15 |  | 17.055 | [19 empty] | 177.8279 | 0
1 | 1300 | 707 | 0.015 | 15 | 15 | 7 | 2.3714e-13 | 5spot_SharedNeighbor | Water | Porous | Wet | R600a | MinimizeLCOE_Brownfield | IgnoreSilica | 2019 | 0 | 0 | 0 | 0 |  |  |  |  | 15 |  | 20.6808 | [19 empty] | 237.1374 | 0
1 | 1300 | 707 | 0.015 | 15 | 15 | 7 | 3.1623e-13 | 5spot_SharedNeighbor | Water | Porous | Wet | R600a | MinimizeLCOE_Brownfield | IgnoreSilica | 2019 | 0 | 0 | 0 | 0 |  |  |  |  | 15 |  | 21.0008 | [19 empty] | 316.2278 | 0
1 | 1300 | 707 | 0.015 | 15 | 15 | 7 | 4.217e-13 | 5spot_SharedNeighbor | Water | Porous | Wet | R600a | MinimizeLCOE_Brownfield | IgnoreSilica | 2019 | 0 | 0 | 0 | 0 |  |  |  |  | 15 |  | 21.26 | [19 empty] | 421.6965 | 0
1 | 1300 | 707 | 0.015 | 15 | 15 | 7 | 5.6234e-13 | 5spot_SharedNeighbor | Water | Porous | Wet | R600a | MinimizeLCOE_Brownfield | IgnoreSilica | 2019 | 0 | 0 | 0 | 0 |  |  |  |  | 15 |  | 21.2028 | [19 empty] | 562.3413 | 0
1 | 1300 | 707 | 0.015 | 15 | 15 | 7 | 7.4989e-13 | 5spot_SharedNeighbor | Water | Porous | Wet | R600a | MinimizeLCOE_Brownfield | IgnoreSilica | 2019 | 0 | 0 | 0 | 0 |  |  |  |  | 15 |  | 20.535 | [19 empty] | 749.8942 | 0
1 | 1300 | 707 | 0.015 | 15 | 15 | 7 | 1e-12 | 5spot_SharedNeighbor | Water | Porous | Wet | R600a | MinimizeLCOE_Brownfield | IgnoreSilica | 2019 | 0 | 0 | 0 | 0 |  |  |  |  | 15 |  | 24.4905 | [19 empty] | 1000 | 0
1 | 1300 | 707 | 0.015 | 15 | 15 | 7 | 1.3335e-12 | 5spot_SharedNeighbor | Water | Porous | Wet | R600a | MinimizeLCOE_Brownfield | IgnoreSilica | 2019 | 0 | 0 | 0 | 0 |  |  |  |  | 15 |  | 24.357 | [19 empty] | 1333.5214 | 0
1 | 1300 | 707 | 0.015 | 15 | 15 | 7 | 1.7783e-12 | 5spot_SharedNeighbor | Water | Porous | Wet | R600a | MinimizeLCOE_Brownfield | IgnoreSilica | 2019 | 0 | 0 | 0 | 0 |  |  |  |  | 15 |  | 26.5647 | [19 empty] | 1778.2794 | 0
1 | 1300 | 707 | 0.015 | 15 | 15 | 7 | 2.3714e-12 | 5spot_SharedNeighbor | Water | Porous | Wet | R600a | MinimizeLCOE_Brownfield | IgnoreSilica | 2019 | 0 | 0 | 0 | 0 |  |  |  |  | 15 |  | 27.1603 | [19 empty] | 2371.3737 | 0
1 | 1300 | 707 | 0.015 | 15 | 15 | 7 | 3.1623e-12 | 5spot_SharedNeighbor | Water | Porous | Wet | R600a | MinimizeLCOE_Brownfield | IgnoreSilica | 2019 | 0 | 0 | 0 | 0 |  |  |  |  | 15 |  | 29.4902 | [19 empty] | 3162.2777 | 0
1 | 1300 | 707 | 0.015 | 15 | 15 | 7 | 4.217e-12 | 5spot_SharedNeighbor | Water | Porous | Wet | R600a | MinimizeLCOE_Brownfield | IgnoreSilica | 2019 | 0 | 0 | 0 | 0 |  |  |  |  | 15 |  | 31.8507 | [19 empty] | 4216.965 | 0
1 | 1300 | 707 | 0.015 | 15 | 15 | 7 | 5.6234e-12 | 5spot_SharedNeighbor | Water | Porous | Wet | R600a | MinimizeLCOE_Brownfield | IgnoreSilica | 2019 | 0 | 0 | 0 | 0 |  |  |  |  | 15 |  | 34.0233 | [19 empty] | 5623.4133 | 0
1 | 1300 | 707 | 0.015 | 15 | 15 | 7 | 7.4989e-12 | 5spot_SharedNeighbor | Water | Porous | Wet | R600a | MinimizeLCOE_Brownfield | IgnoreSilica | 2019 | 0 | 0 | 0 | 0 |  |  |  |  | 15 |  | 34.4904 | [19 empty] | 7498.9421 | 0
1 | 1300 | 707 | 0.015 | 15 | 15 | 7 | 1e-11 | 5spot_SharedNeighbor | Water | Porous | Wet | R600a | MinimizeLCOE_Brownfield | IgnoreSilica | 2019 | 0 | 0 | 0 | 0 |  |  |  |  | 15 |  | 33.8016 | [19 empty] | 10000 | 0
1 | 1300 | 707 | 0.015 | 15 | 15 | 7 | 1.3335e-11 | 5spot_SharedNeighbor | Water | Porous | Wet | R600a | MinimizeLCOE_Brownfield | IgnoreSilica | 2019 | 0 | 0 | 0 | 0 |  |  |  |  | 15 |  | 34.2503 | [19 empty] | 13335.2143 | 0
1 | 1300 | 707 | 0.015 | 15 | 15 | 7 | 1.7783e-11 | 5spot_SharedNeighbor | Water | Porous | Wet | R600a | MinimizeLCOE_Brownfield | IgnoreSilica | 2019 | 0 | 0 | 0 | 0 |  |  |  |  | 15 |  | 33.0761 | [19 empty] | 17782.7941 | 0
1 | 1300 | 707 | 0.015 | 15 | 15 | 7 | 2.3714e-11 | 5spot_SharedNeighbor | Water | Porous | Wet | R600a | MinimizeLCOE_Brownfield | IgnoreSilica | 2019 | 0 | 0 | 0 | 0 |  |  |  |  | 15 |  | 30.8609 | [19 empty] | 23713.7371 | 0
1 | 1300 | 707 | 0.015 | 15 | 15 | 7 | 3.1623e-11 | 5spot_SharedNeighbor | Water | Porous | Wet | R600a | MinimizeLCOE_Brownfield | IgnoreSilica | 2019 | 0 | 0 | 0 | 0 |  |  |  |  | 15 |  | 29.9888 | [19 empty] | 31622.7766 | 0
1 | 1300 | 707 | 0.015 | 15 | 15 | 7 | 4.217e-11 | 5spot_SharedNeighbor | Water | Porous | Wet | R600a | MinimizeLCOE_Brownfield | IgnoreSilica | 2019 | 0 | 0 | 0 | 0 |  |  |  |  | 15 |  | 29.972 | [19 empty] | 42169.6503 | 0
1 | 1300 | 707 | 0.015 | 15 | 15 | 7 | 5.6234e-11 | 5spot_SharedNeighbor | Water | Porous | Wet | R600a | MinimizeLCOE_Brownfield | IgnoreSilica | 2019 | 0 | 0 | 0 | 0 |  |  |  |  | 15 |  | 30.0839 | [19 empty] | 56234.1325 | 0
1 | 1300 | 707 | 0.015 | 15 | 15 | 7 | 7.4989e-11 | 5spot_SharedNeighbor | Water | Porous | Wet | R600a | MinimizeLCOE_Brownfield | IgnoreSilica | 2019 | 0 | 0 | 0 | 0 |  |  |  |  | 15 |  | 29.5767 | [19 empty] | 74989.4209 | 0
1 | 1300 | 707 | 0.015 | 15 | 15 | 7 | 1e-10 | 5spot_SharedNeighbor | Water | Porous | Wet | R600a | MinimizeLCOE_Brownfield | IgnoreSilica | 2019 | 0 | 0 | 0 | 0 |  |  |  |  | 15 |  | 29.6161 | [19 empty] | 100000 | 0
1 | 1300 | 707 | 0.015 | 15 | 15 | 7 | 1.3335e-10 | 5spot_SharedNeighbor | Water | Porous | Wet | R600a | MinimizeLCOE_Brownfield | IgnoreSilica | 2019 | 0 | 0 | 0 | 0 |  |  |  |  | 15 |  | 29.2468 | [19 empty] | 133352.1432 | 0
1 | 1300 | 707 | 0.015 | 15 | 15 | 7 | 1.7783e-10 | 5spot_SharedNeighbor | Water | Porous | Wet | R600a | MinimizeLCOE_Brownfield | IgnoreSilica | 2019 | 0 | 0 | 0 | 0 |  |  |  |  | 15 |  | 28.6826 | [19 empty] | 177827.941 | 0
1 | 1300 | 707 | 0.015 | 15 | 15 | 7 | 2.3714e-10 | 5spot_SharedNeighbor | Water | Porous | Wet | R600a | MinimizeLCOE_Brownfield | IgnoreSilica | 2019 | 0 | 0 | 0 | 0 |  |  |  |  | 15 |  | 27.9589 | [19 empty] | 237137.3706 | 0
1 | 1300 | 707 | 0.015 | 15 | 15 | 7 | 3.1623e-10 | 5spot_SharedNeighbor | Water | Porous | Wet | R600a | MinimizeLCOE_Brownfield | IgnoreSilica | 2019 | 0 | 0 | 0 | 0 |  |  |  |  | 15 |  | 29.8168 | [19 empty] | 316227.766 | 0
1 | 1300 | 707 | 0.015 | 15 | 15 | 7 | 4.217e-10 | 5spot_SharedNeighbor | Water | Porous | Wet | R600a | MinimizeLCOE_Brownfield | IgnoreSilica | 2019 | 0 | 0 | 0 | 0 |  |  |  |  | 15 |  | 28.9405 | [19 empty] | 421696.5034 | 0
1 | 1300 | 707 | 0.015 | 15 | 15 | 7 | 5.6234e-10 | 5spot_SharedNeighbor | Water | Porous | Wet | R600a | MinimizeLCOE_Brownfield | IgnoreSilica | 2019 | 0 | 0 | 0 | 0 |  |  |  |  | 15 |  | 28.3957 | [19 empty] | 562341.3252 | 0
1 | 1300 | 707 | 0.015 | 15 | 15 | 7 | 7.4989e-10 | 5spot_SharedNeighbor | Water | Porous | Wet | R600a | MinimizeLCOE_Brownfield | IgnoreSilica | 2019 | 0 | 0 | 0 | 0 |  |  |  |  | 15 |  | 29.0887 | [19 empty] | 749894.2093 | 0
1 | 1300 | 707 | 0.015 | 15 | 15 | 7 | 1e-09 | 5spot_SharedNeighbor | Water | Porous | Wet | R600a | MinimizeLCOE_Brownfield | IgnoreSilica | 2019 | 0 | 0 | 0 | 0 |  |  |  |  | 15 |  | 29.7262 | [19 empty] | 1000000 | 0
1 | 1300 | 707 | 0.015 | 15 | 15 | 7 | 1.3335e-09 | 5spot_SharedNeighbor | Water | Porous | Wet | R600a | MinimizeLCOE_Brownfield | IgnoreSilica | 2019 | 0 | 0 | 0 | 0 |  |  |  |  | 15 |  | 30.0017 | [19 empty] | 1333521.4322 | 0
1 | 1300 | 707 | 0.015 | 15 | 15 | 7 | 1.7783e-09 | 5spot_SharedNeighbor | Water | Porous | Wet | R600a | MinimizeLCOE_Brownfield | IgnoreSilica | 2019 | 0 | 0 | 0 | 0 |  |  |  |  | 15 |  | 26.8988 | [19 empty] | 1778279.41 | 0
1 | 1300 | 707 | 0.015 | 15 | 15 | 7 | 2.3714e-09 | 5spot_SharedNeighbor | Water | Porous | Wet | R600a | MinimizeLCOE_Brownfield | IgnoreSilica | 2019 | 0 | 0 | 0 | 0 |  |  |  |  | 15 |  | 27.9022 | [19 empty] | 2371373.7057 | 0
1 | 1300 | 707 | 0.015 | 15 | 15 | 7 | 3.1623e-09 | 5spot_SharedNeighbor | Water | Porous | Wet | R600a | MinimizeLCOE_Brownfield | IgnoreSilica | 2019 | 0 | 0 | 0 | 0 |  |  |  |  | 15 |  | 26.4135 | [19 empty] | 3162277.6602 | 0
1 | 1300 | 707 | 0.015 | 15 | 15 | 7 | 4.217e-09 | 5spot_SharedNeighbor | Water | Porous | Wet | R600a | MinimizeLCOE_Brownfield | IgnoreSilica | 2019 | 0 | 0 | 0 | 0 |  |  |  |  | 15 |  | 26.9561 | [19 empty] | 4216965.0343 | 0
1 | 1300 | 707 | 0.015 | 15 | 15 | 7 | 5.6234e-09 | 5spot_SharedNeighbor | Water | Porous | Wet | R600a | MinimizeLCOE_Brownfield | IgnoreSilica | 2019 | 0 | 0 | 0 | 0 |  |  |  |  | 15 |  | 26.6337 | [19 empty] | 5623413.2519 | 0
1 | 1300 | 707 | 0.015 | 15 | 15 | 7 | 7.4989e-09 | 5spot_SharedNeighbor | Water | Porous | Wet | R600a | MinimizeLCOE_Brownfield | IgnoreSilica | 2019 | 0 | 0 | 0 | 0 |  |  |  |  | 15 |  | 27.2377 | [19 empty] | 7498942.0933 | 0
1 | 1300 | 707 | 0.015 | 15 | 15 | 7 | 1e-08 | 5spot_SharedNeighbor | Water | Porous | Wet | R600a | MinimizeLCOE_Brownfield | IgnoreSilica | 2019 | 0 | 0 | 0 | 0 |  |  |  |  | 15 |  | 25.9351 | [19 empty] | 10000000 | 0
1 | 1400 | 707 | 0.015 | 15 | 15 | 7 | 1e-13 | 5spot_SharedNeighbor | Water | Porous | Wet | R600a | MinimizeLCOE_Brownfield | IgnoreSilica | 2019 | 0 | 0 | 0 | 0 |  |  |  |  | 15 |  | 13.0965 | [19 empty] | 100 | 0
1 | 1400 | 707 | 0.015 | 15 | 15 | 7 | 1.3335e-13 | 5spot_SharedNeighbor | Water | Porous | Wet | R600a | MinimizeLCOE_Brownfield | IgnoreSilica | 2019 | 0 | 0 | 0 | 0 |  |  |  |  | 15 |  | 13.7024 | [19 empty] | 133.3521 | 0
1 | 1400 | 707 | 0.015 | 15 | 15 | 7 | 1.7783e-13 | 5spot_SharedNeighbor | Water | Porous | Wet | R600a | MinimizeLCOE_Brownfield | IgnoreSilica | 2019 | 0 | 0 | 0 | 0 |  |  |  |  | 15 |  | 17.1562 | [19 empty] | 177.8279 | 0
1 | 1400 | 707 | 0.015 | 15 | 15 | 7 | 2.3714e-13 | 5spot_SharedNeighbor | Water | Porous | Wet | R600a | MinimizeLCOE_Brownfield | IgnoreSilica | 2019 | 0 | 0 | 0 | 0 |  |  |  |  | 15 |  | 21.0212 | [19 empty] | 237.1374 | 0
1 | 1400 | 707 | 0.015 | 15 | 15 | 7 | 3.1623e-13 | 5spot_SharedNeighbor | Water | Porous | Wet | R600a | MinimizeLCOE_Brownfield | IgnoreSilica | 2019 | 0 | 0 | 0 | 0 |  |  |  |  | 15 |  | 20.7641 | [19 empty] | 316.2278 | 0
1 | 1400 | 707 | 0.015 | 15 | 15 | 7 | 4.217e-13 | 5spot_SharedNeighbor | Water | Porous | Wet | R600a | MinimizeLCOE_Brownfield | IgnoreSilica | 2019 | 0 | 0 | 0 | 0 |  |  |  |  | 15 |  | 20.4695 | [19 empty] | 421.6965 | 0
1 | 1400 | 707 | 0.015 | 15 | 15 | 7 | 5.6234e-13 | 5spot_SharedNeighbor | Water | Porous | Wet | R600a | MinimizeLCOE_Brownfield | IgnoreSilica | 2019 | 0 | 0 | 0 | 0 |  |  |  |  | 15 |  | 21.1896 | [19 empty] | 562.3413 | 0
1 | 1400 | 707 | 0.015 | 15 | 15 | 7 | 7.4989e-13 | 5spot_SharedNeighbor | Water | Porous | Wet | R600a | MinimizeLCOE_Brownfield | IgnoreSilica | 2019 | 0 | 0 | 0 | 0 |  |  |  |  | 15 |  | 19.3363 | [19 empty] | 749.8942 | 0
1 | 1400 | 707 | 0.015 | 15 | 15 | 7 | 1e-12 | 5spot_SharedNeighbor | Water | Porous | Wet | R600a | MinimizeLCOE_Brownfield | IgnoreSilica | 2019 | 0 | 0 | 0 | 0 |  |  |  |  | 15 |  | 22.1324 | [19 empty] | 1000 | 0
1 | 1400 | 707 | 0.015 | 15 | 15 | 7 | 1.3335e-12 | 5spot_SharedNeighbor | Water | Porous | Wet | R600a | MinimizeLCOE_Brownfield | IgnoreSilica | 2019 | 0 | 0 | 0 | 0 |  |  |  |  | 15 |  | 23.2543 | [19 empty] | 1333.5214 | 0
1 | 1400 | 707 | 0.015 | 15 | 15 | 7 | 1.7783e-12 | 5spot_SharedNeighbor | Water | Porous | Wet | R600a | MinimizeLCOE_Brownfield | IgnoreSilica | 2019 | 0 | 0 | 0 | 0 |  |  |  |  | 15 |  | 25.269 | [19 empty] | 1778.2794 | 0
1 | 1400 | 707 | 0.015 | 15 | 15 | 7 | 2.3714e-12 | 5spot_SharedNeighbor | Water | Porous | Wet | R600a | MinimizeLCOE_Brownfield | IgnoreSilica | 2019 | 0 | 0 | 0 | 0 |  |  |  |  | 15 |  | 26.2911 | [19 empty] | 2371.3737 | 0
1 | 1400 | 707 | 0.015 | 15 | 15 | 7 | 3.1623e-12 | 5spot_SharedNeighbor | Water | Porous | Wet | R600a | MinimizeLCOE_Brownfield | IgnoreSilica | 2019 | 0 | 0 | 0 | 0 |  |  |  |  | 15 |  | 30.6643 | [19 empty] | 3162.2777 | 0
1 | 1400 | 707 | 0.015 | 15 | 15 | 7 | 4.217e-12 | 5spot_SharedNeighbor | Water | Porous | Wet | R600a | MinimizeLCOE_Brownfield | IgnoreSilica | 2019 | 0 | 0 | 0 | 0 |  |  |  |  | 15 |  | 32.387 | [19 empty] | 4216.965 | 0
1 | 1400 | 707 | 0.015 | 15 | 15 | 7 | 5.6234e-12 | 5spot_SharedNeighbor | Water | Porous | Wet | R600a | MinimizeLCOE_Brownfield | IgnoreSilica | 2019 | 0 | 0 | 0 | 0 |  |  |  |  | 15 |  | 34.8437 | [19 empty] | 5623.4133 | 0
1 | 1400 | 707 | 0.015 | 15 | 15 | 7 | 7.4989e-12 | 5spot_SharedNeighbor | Water | Porous | Wet | R600a | MinimizeLCOE_Brownfield | IgnoreSilica | 2019 | 0 | 0 | 0 | 0 |  |  |  |  | 15 |  | 33.7437 | [19 empty] | 7498.9421 | 0
1 | 1400 | 707 | 0.015 | 15 | 15 | 7 | 1e-11 | 5spot_SharedNeighbor | Water | Porous | Wet | R600a | MinimizeLCOE_Brownfield | IgnoreSilica | 2019 | 0 | 0 | 0 | 0 |  |  |  |  | 15 |  | 34.3616 | [19 empty] | 10000 | 0
1 | 1400 | 707 | 0.015 | 15 | 15 | 7 | 1.3335e-11 | 5spot_SharedNeighbor | Water | Porous | Wet | R600a | MinimizeLCOE_Brownfield | IgnoreSilica | 2019 | 0 | 0 | 0 | 0 |  |  |  |  | 15 |  | 33.6497 | [19 empty] | 13335.2143 | 0
1 | 1400 | 707 | 0.015 | 15 | 15 | 7 | 1.7783e-11 | 5spot_SharedNeighbor | Water | Porous | Wet | R600a | MinimizeLCOE_Brownfield | IgnoreSilica | 2019 | 0 | 0 | 0 | 0 |  |  |  |  | 15 |  | 31.5779 | [19 empty] | 17782.7941 | 0
1 | 1400 | 707 | 0.015 | 15 | 15 | 7 | 2.3714e-11 | 5spot_SharedNeighbor | Water | Porous | Wet | R600a | MinimizeLCOE_Brownfield | IgnoreSilica | 2019 | 0 | 0 | 0 | 0 |  |  |  |  | 15 |  | 30.841 | [19 empty] | 23713.7371 | 0
1 | 1400 | 707 | 0.015 | 15 | 15 | 7 | 3.1623e-11 | 5spot_SharedNeighbor | Water | Porous | Wet | R600a | MinimizeLCOE_Brownfield | IgnoreSilica | 2019 | 0 | 0 | 0 | 0 |  |  |  |  | 15 |  | 30.7513 | [19 empty] | 31622.7766 | 0
1 | 1400 | 707 | 0.015 | 15 | 15 | 7 | 4.217e-11 | 5spot_SharedNeighbor | Water | Porous | Wet | R600a | MinimizeLCOE_Brownfield | IgnoreSilica | 2019 | 0 | 0 | 0 | 0 |  |  |  |  | 15 |  | 30.1445 | [19 empty] | 42169.6503 | 0
1 | 1400 | 707 | 0.015 | 15 | 15 | 7 | 5.6234e-11 | 5spot_SharedNeighbor | Water | Porous | Wet | R600a | MinimizeLCOE_Brownfield | IgnoreSilica | 2019 | 0 | 0 | 0 | 0 |  |  |  |  | 15 |  | 29.954 | [19 empty] | 56234.1325 | 0
1 | 1400 | 707 | 0.015 | 15 | 15 | 7 | 7.4989e-11 | 5spot_SharedNeighbor | Water | Porous | Wet | R600a | MinimizeLCOE_Brownfield | IgnoreSilica | 2019 | 0 | 0 | 0 | 0 |  |  |  |  | 15 |  | 29.6475 | [19 empty] | 74989.4209 | 0
1 | 1400 | 707 | 0.015 | 15 | 15 | 7 | 1e-10 | 5spot_SharedNeighbor | Water | Porous | Wet | R600a | MinimizeLCOE_Brownfield | IgnoreSilica | 2019 | 0 | 0 | 0 | 0 |  |  |  |  | 15 |  | 30.1789 | [19 empty] | 100000 | 0
1 | 1400 | 707 | 0.015 | 15 | 15 | 7 | 1.3335e-10 | 5spot_SharedNeighbor | Water | Porous | Wet | R600a | MinimizeLCOE_Brownfield | IgnoreSilica | 2019 | 0 | 0 | 0 | 0 |  |  |  |  | 15 |  | 30.6753 | [19 empty] | 133352.1432 | 0
1 | 1400 | 707 | 0.015 | 15 | 15 | 7 | 1.7783e-10 | 5spot_SharedNeighbor | Water | Porous | Wet | R600a | MinimizeLCOE_Brownfield | IgnoreSilica | 2019 | 0 | 0 | 0 | 0 |  |  |  |  | 15 |  | 29.5351 | [19 empty] | 177827.941 | 0
1 | 1400 | 707 | 0.015 | 15 | 15 | 7 | 2.3714e-10 | 5spot_SharedNeighbor | Water | Porous | Wet | R600a | MinimizeLCOE_Brownfield | IgnoreSilica | 2019 | 0 | 0 | 0 | 0 |  |  |  |  | 15 |  | 29.5756 | [19 empty] | 237137.3706 | 0
1 | 1400 | 707 | 0.015 | 15 | 15 | 7 | 3.1623e-10 | 5spot_SharedNeighbor | Water | Porous | Wet | R600a | MinimizeLCOE_Brownfield | IgnoreSilica | 2019 | 0 | 0 | 0 | 0 |  |  |  |  | 15 |  | 27.3257 | [19 empty] | 316227.766 | 0
1 | 1400 | 707 | 0.015 | 15 | 15 | 7 | 4.217e-10 | 5spot_SharedNeighbor | Water | Porous | Wet | R600a | MinimizeLCOE_Brownfield | IgnoreSilica | 2019 | 0 | 0 | 0 | 0 |  |  |  |  | 15 |  | 28.2105 | [19 empty] | 421696.5034 | 0
1 | 1400 | 707 | 0.015 | 15 | 15 | 7 | 5.6234e-10 | 5spot_SharedNeighbor | Water | Porous | Wet | R600a | MinimizeLCOE_Brownfield | IgnoreSilica | 2019 | 0 | 0 | 0 | 0 |  |  |  |  | 15 |  | 26.6639 | [19 empty] | 562341.3252 | 0
1 | 1400 | 707 | 0.015 | 15 | 15 | 7 | 7.4989e-10 | 5spot_SharedNeighbor | Water | Porous | Wet | R600a | MinimizeLCOE_Brownfield | IgnoreSilica | 2019 | 0 | 0 | 0 | 0 |  |  |  |  | 15 |  | 27.156 | [19 empty] | 749894.2093 | 0
1 | 1400 | 707 | 0.015 | 15 | 15 | 7 | 1e-09 | 5spot_SharedNeighbor | Water | Porous | Wet | R600a | MinimizeLCOE_Brownfield | IgnoreSilica | 2019 | 0 | 0 | 0 | 0 |  |  |  |  | 15 |  | 27.7367 | [19 empty] | 1000000 | 0
1 | 1400 | 707 | 0.015 | 15 | 15 | 7 | 1.3335e-09 | 5spot_SharedNeighbor | Water | Porous | Wet | R600a | MinimizeLCOE_Brownfield | IgnoreSilica | 2019 | 0 | 0 | 0 | 0 |  |  |  |  | 15 |  | 26.3937 | [19 empty] | 1333521.4322 | 0
1 | 1400 | 707 | 0.015 | 15 | 15 | 7 | 1.7783e-09 | 5spot_SharedNeighbor | Water | Porous | Wet | R600a | MinimizeLCOE_Brownfield | IgnoreSilica | 2019 | 0 | 0 | 0 | 0 |  |  |  |  | 15 |  | 26.2021 | [19 empty] | 1778279.41 | 0
1 | 1400 | 707 | 0.015 | 15 | 15 | 7 | 2.3714e-09 | 5spot_SharedNeighbor | Water | Porous | Wet | R600a | MinimizeLCOE_Brownfield | IgnoreSilica | 2019 | 0 | 0 | 0 | 0 |  |  |  |  | 15 |  | 26.0846 | [19 empty] | 2371373.7057 | 0
1 | 1400 | 707 | 0.015 | 15 | 15 | 7 | 3.1623e-09 | 5spot_SharedNeighbor | Water | Porous | Wet | R600a | MinimizeLCOE_Brownfield | IgnoreSilica | 2019 | 0 | 0 | 0 | 0 |  |  |  |  | 15 |  | 27.3923 | [19 empty] | 3162277.6602 | 0
1 | 1400 | 707 | 0.015 | 15 | 15 | 7 | 4.217e-09 | 5spot_SharedNeighbor | Water | Porous | Wet | R600a | MinimizeLCOE_Brownfield | IgnoreSilica | 2019 | 0 | 0 | 0 | 0 |  |  |  |  | 15 |  | 26.7867 | [19 empty] | 4216965.0343 | 0
1 | 1400 | 707 | 0.015 | 15 | 15 | 7 | 5.6234e-09 | 5spot_SharedNeighbor | Water | Porous | Wet | R600a | MinimizeLCOE_Brownfield | IgnoreSilica | 2019 | 0 | 0 | 0 | 0 |  |  |  |  | 15 |  | 27.1633 | [19 empty] | 5623413.2519 | 0
1 | 1400 | 707 | 0.015 | 15 | 15 | 7 | 7.4989e-09 | 5spot_SharedNeighbor | Water | Porous | Wet | R600a | MinimizeLCOE_Brownfield | IgnoreSilica | 2019 | 0 | 0 | 0 | 0 |  |  |  |  | 15 |  | 27.6971 | [19 empty] | 7498942.0933 | 0
1 | 1400 | 707 | 0.015 | 15 | 15 | 7 | 1e-08 | 5spot_SharedNeighbor | Water | Porous | Wet | R600a | MinimizeLCOE_Brownfield | IgnoreSilica | 2019 | 0 | 0 | 0 | 0 |  |  |  |  | 15 |  | 25.204 | [19 empty] | 10000000 | 0
1 | 1500 | 707 | 0.015 | 15 | 15 | 7 | 1e-13 | 5spot_SharedNeighbor | Water | Porous | Wet | R600a | MinimizeLCOE_Brownfield | IgnoreSilica | 2019 | 0 | 0 | 0 | 0 |  |  |  |  | 15 |  | 12.3133 | [19 empty] | 100 | 0
1 | 1500 | 707 | 0.015 | 15 | 15 | 7 | 1.3335e-13 | 5spot_SharedNeighbor | Water | Porous | Wet | R600a | MinimizeLCOE_Brownfield | IgnoreSilica | 2019 | 0 | 0 | 0 | 0 |  |  |  |  | 15 |  | 15.1088 | [19 empty] | 133.3521 | 0
1 | 1500 | 707 | 0.015 | 15 | 15 | 7 | 1.7783e-13 | 5spot_SharedNeighbor | Water | Porous | Wet | R600a | MinimizeLCOE_Brownfield | IgnoreSilica | 2019 | 0 | 0 | 0 | 0 |  |  |  |  | 15 |  | 16.9572 | [19 empty] | 177.8279 | 0
1 | 1500 | 707 | 0.015 | 15 | 15 | 7 | 2.3714e-13 | 5spot_SharedNeighbor | Water | Porous | Wet | R600a | MinimizeLCOE_Brownfield | IgnoreSilica | 2019 | 0 | 0 | 0 | 0 |  |  |  |  | 15 |  | 19.9551 | [19 empty] | 237.1374 | 0
1 | 1500 | 707 | 0.015 | 15 | 15 | 7 | 3.1623e-13 | 5spot_SharedNeighbor | Water | Porous | Wet | R600a | MinimizeLCOE_Brownfield | IgnoreSilica | 2019 | 0 | 0 | 0 | 0 |  |  |  |  | 15 |  | 20.771 | [19 empty] | 316.2278 | 0
1 | 1500 | 707 | 0.015 | 15 | 15 | 7 | 4.217e-13 | 5spot_SharedNeighbor | Water | Porous | Wet | R600a | MinimizeLCOE_Brownfield | IgnoreSilica | 2019 | 0 | 0 | 0 | 0 |  |  |  |  | 15 |  | 20.5156 | [19 empty] | 421.6965 | 0
1 | 1500 | 707 | 0.015 | 15 | 15 | 7 | 5.6234e-13 | 5spot_SharedNeighbor | Water | Porous | Wet | R600a | MinimizeLCOE_Brownfield | IgnoreSilica | 2019 | 0 | 0 | 0 | 0 |  |  |  |  | 15 |  | 21.7127 | [19 empty] | 562.3413 | 0
1 | 1500 | 707 | 0.015 | 15 | 15 | 7 | 7.4989e-13 | 5spot_SharedNeighbor | Water | Porous | Wet | R600a | MinimizeLCOE_Brownfield | IgnoreSilica | 2019 | 0 | 0 | 0 | 0 |  |  |  |  | 15 |  | 21.6704 | [19 empty] | 749.8942 | 0
1 | 1500 | 707 | 0.015 | 15 | 15 | 7 | 1e-12 | 5spot_SharedNeighbor | Water | Porous | Wet | R600a | MinimizeLCOE_Brownfield | IgnoreSilica | 2019 | 0 | 0 | 0 | 0 |  |  |  |  | 15 |  | 21.6793 | [19 empty] | 1000 | 0
1 | 1500 | 707 | 0.015 | 15 | 15 | 7 | 1.3335e-12 | 5spot_SharedNeighbor | Water | Porous | Wet | R600a | MinimizeLCOE_Brownfield | IgnoreSilica | 2019 | 0 | 0 | 0 | 0 |  |  |  |  | 15 |  | 23.8841 | [19 empty] | 1333.5214 | 0
1 | 1500 | 707 | 0.015 | 15 | 15 | 7 | 1.7783e-12 | 5spot_SharedNeighbor | Water | Porous | Wet | R600a | MinimizeLCOE_Brownfield | IgnoreSilica | 2019 | 0 | 0 | 0 | 0 |  |  |  |  | 15 |  | 27.2071 | [19 empty] | 1778.2794 | 0
1 | 1500 | 707 | 0.015 | 15 | 15 | 7 | 2.3714e-12 | 5spot_SharedNeighbor | Water | Porous | Wet | R600a | MinimizeLCOE_Brownfield | IgnoreSilica | 2019 | 0 | 0 | 0 | 0 |  |  |  |  | 15 |  | 27.502 | [19 empty] | 2371.3737 | 0
1 | 1500 | 707 | 0.015 | 15 | 15 | 7 | 3.1623e-12 | 5spot_SharedNeighbor | Water | Porous | Wet | R600a | MinimizeLCOE_Brownfield | IgnoreSilica | 2019 | 0 | 0 | 0 | 0 |  |  |  |  | 15 |  | 29.4811 | [19 empty] | 3162.2777 | 0
1 | 1500 | 707 | 0.015 | 15 | 15 | 7 | 4.217e-12 | 5spot_SharedNeighbor | Water | Porous | Wet | R600a | MinimizeLCOE_Brownfield | IgnoreSilica | 2019 | 0 | 0 | 0 | 0 |  |  |  |  | 15 |  | 30.4778 | [19 empty] | 4216.965 | 0
1 | 1500 | 707 | 0.015 | 15 | 15 | 7 | 5.6234e-12 | 5spot_SharedNeighbor | Water | Porous | Wet | R600a | MinimizeLCOE_Brownfield | IgnoreSilica | 2019 | 0 | 0 | 0 | 0 |  |  |  |  | 15 |  | 32.6006 | [19 empty] | 5623.4133 | 0
1 | 1500 | 707 | 0.015 | 15 | 15 | 7 | 7.4989e-12 | 5spot_SharedNeighbor | Water | Porous | Wet | R600a | MinimizeLCOE_Brownfield | IgnoreSilica | 2019 | 0 | 0 | 0 | 0 |  |  |  |  | 15 |  | 31.155 | [19 empty] | 7498.9421 | 0
1 | 1500 | 707 | 0.015 | 15 | 15 | 7 | 1e-11 | 5spot_SharedNeighbor | Water | Porous | Wet | R600a | MinimizeLCOE_Brownfield | IgnoreSilica | 2019 | 0 | 0 | 0 | 0 |  |  |  |  | 15 |  | 31.6214 | [19 empty] | 10000 | 0
1 | 1500 | 707 | 0.015 | 15 | 15 | 7 | 1.3335e-11 | 5spot_SharedNeighbor | Water | Porous | Wet | R600a | MinimizeLCOE_Brownfield | IgnoreSilica | 2019 | 0 | 0 | 0 | 0 |  |  |  |  | 15 |  | 31.8559 | [19 empty] | 13335.2143 | 0
1 | 1500 | 707 | 0.015 | 15 | 15 | 7 | 1.7783e-11 | 5spot_SharedNeighbor | Water | Porous | Wet | R600a | MinimizeLCOE_Brownfield | IgnoreSilica | 2019 | 0 | 0 | 0 | 0 |  |  |  |  | 15 |  | 32.497 | [19 empty] | 17782.7941 | 0
1 | 1500 | 707 | 0.015 | 15 | 15 | 7 | 2.3714e-11 | 5spot_SharedNeighbor | Water | Porous | Wet | R600a | MinimizeLCOE_Brownfield | IgnoreSilica | 2019 | 0 | 0 | 0 | 0 |  |  |  |  | 15 |  | 32.0138 | [19 empty] | 23713.7371 | 0
1 | 1500 | 707 | 0.015 | 15 | 15 | 7 | 3.1623e-11 | 5spot_SharedNeighbor | Water | Porous | Wet | R600a | MinimizeLCOE_Brownfield | IgnoreSilica | 2019 | 0 | 0 | 0 | 0 |  |  |  |  | 15 |  | 28.2323 | [19 empty] | 31622.7766 | 0
1 | 1500 | 707 | 0.015 | 15 | 15 | 7 | 4.217e-11 | 5spot_SharedNeighbor | Water | Porous | Wet | R600a | MinimizeLCOE_Brownfield | IgnoreSilica | 2019 | 0 | 0 | 0 | 0 |  |  |  |  | 15 |  | 29.4713 | [19 empty] | 42169.6503 | 0
1 | 1500 | 707 | 0.015 | 15 | 15 | 7 | 5.6234e-11 | 5spot_SharedNeighbor | Water | Porous | Wet | R600a | MinimizeLCOE_Brownfield | IgnoreSilica | 2019 | 0 | 0 | 0 | 0 |  |  |  |  | 15 |  | 29.1847 | [19 empty] | 56234.1325 | 0
1 | 1500 | 707 | 0.015 | 15 | 15 | 7 | 7.4989e-11 | 5spot_SharedNeighbor | Water | Porous | Wet | R600a | MinimizeLCOE_Brownfield | IgnoreSilica | 2019 | 0 | 0 | 0 | 0 |  |  |  |  | 15 |  | 29.9512 | [19 empty] | 74989.4209 | 0
1 | 1500 | 707 | 0.015 | 15 | 15 | 7 | 1e-10 | 5spot_SharedNeighbor | Water | Porous | Wet | R600a | MinimizeLCOE_Brownfield | IgnoreSilica | 2019 | 0 | 0 | 0 | 0 |  |  |  |  | 15 |  | 28.4552 | [19 empty] | 100000 | 0
1 | 1500 | 707 | 0.015 | 15 | 15 | 7 | 1.3335e-10 | 5spot_SharedNeighbor | Water | Porous | Wet | R600a | MinimizeLCOE_Brownfield | IgnoreSilica | 2019 | 0 | 0 | 0 | 0 |  |  |  |  | 15 |  | 27.542 | [19 empty] | 133352.1432 | 0
1 | 1500 | 707 | 0.015 | 15 | 15 | 7 | 1.7783e-10 | 5spot_SharedNeighbor | Water | Porous | Wet | R600a | MinimizeLCOE_Brownfield | IgnoreSilica | 2019 | 0 | 0 | 0 | 0 |  |  |  |  | 15 |  | 28.8131 | [19 empty] | 177827.941 | 0
1 | 1500 | 707 | 0.015 | 15 | 15 | 7 | 2.3714e-10 | 5spot_SharedNeighbor | Water | Porous | Wet | R600a | MinimizeLCOE_Brownfield | IgnoreSilica | 2019 | 0 | 0 | 0 | 0 |  |  |  |  | 15 |  | 29.3728 | [19 empty] | 237137.3706 | 0
1 | 1500 | 707 | 0.015 | 15 | 15 | 7 | 3.1623e-10 | 5spot_SharedNeighbor | Water | Porous | Wet | R600a | MinimizeLCOE_Brownfield | IgnoreSilica | 2019 | 0 | 0 | 0 | 0 |  |  |  |  | 15 |  | 28.2168 | [19 empty] | 316227.766 | 0
1 | 1500 | 707 | 0.015 | 15 | 15 | 7 | 4.217e-10 | 5spot_SharedNeighbor | Water | Porous | Wet | R600a | MinimizeLCOE_Brownfield | IgnoreSilica | 2019 | 0 | 0 | 0 | 0 |  |  |  |  | 15 |  | 28.495 | [19 empty] | 421696.5034 | 0
1 | 1500 | 707 | 0.015 | 15 | 15 | 7 | 5.6234e-10 | 5spot_SharedNeighbor | Water | Porous | Wet | R600a | MinimizeLCOE_Brownfield | IgnoreSilica | 2019 | 0 | 0 | 0 | 0 |  |  |  |  | 15 |  | 27.8035 | [19 empty] | 562341.3252 | 0
1 | 1500 | 707 | 0.015 | 15 | 15 | 7 | 7.4989e-10 | 5spot_SharedNeighbor | Water | Porous | Wet | R600a | MinimizeLCOE_Brownfield | IgnoreSilica | 2019 | 0 | 0 | 0 | 0 |  |  |  |  | 15 |  | 29.0176 | [19 empty] | 749894.2093 | 0
1 | 1500 | 707 | 0.015 | 15 | 15 | 7 | 1e-09 | 5spot_SharedNeighbor | Water | Porous | Wet | R600a | MinimizeLCOE_Brownfield | IgnoreSilica | 2019 | 0 | 0 | 0 | 0 |  |  |  |  | 15 |  | 28.576 | [19 empty] | 1000000 | 0
1 | 1500 | 707 | 0.015 | 15 | 15 | 7 | 1.3335e-09 | 5spot_SharedNeighbor | Water | Porous | Wet | R600a | MinimizeLCOE_Brownfield | IgnoreSilica | 2019 | 0 | 0 | 0 | 0 |  |  |  |  | 15 |  | 27.219 | [19 empty] | 1333521.4322 | 0
1 | 1500 | 707 | 0.015 | 15 | 15 | 7 | 1.7783e-09 | 5spot_SharedNeighbor | Water | Porous | Wet | R600a | MinimizeLCOE_Brownfield | IgnoreSilica | 2019 | 0 | 0 | 0 | 0 |  |  |  |  | 15 |  | 26.8665 | [19 empty] | 1778279.41 | 0
1 | 1500 | 707 | 0.015 | 15 | 15 | 7 | 2.3714e-09 | 5spot_SharedNeighbor | Water | Porous | Wet | R600a | MinimizeLCOE_Brownfield | IgnoreSilica | 2019 | 0 | 0 | 0 | 0 |  |  |  |  | 15 |  | 27.3222 | [19 empty] | 2371373.7057 | 0
1 | 1500 | 707 | 0.015 | 15 | 15 | 7 | 3.1623e-09 | 5spot_SharedNeighbor | Water | Porous | Wet | R600a | MinimizeLCOE_Brownfield | IgnoreSilica | 2019 | 0 | 0 | 0 | 0 |  |  |  |  | 15 |  | 26.8773 | [19 empty] | 3162277.6602 | 0
1 | 1500 | 707 | 0.015 | 15 | 15 | 7 | 4.217e-09 | 5spot_SharedNeighbor | Water | Porous | Wet | R600a | MinimizeLCOE_Brownfield | IgnoreSilica | 2019 | 0 | 0 | 0 | 0 |  |  |  |  | 15 |  | 26.0743 | [19 empty] | 4216965.0343 | 0
1 | 1500 | 707 | 0.015 | 15 | 15 | 7 | 5.6234e-09 | 5spot_SharedNeighbor | Water | Porous | Wet | R600a | MinimizeLCOE_Brownfield | IgnoreSilica | 2019 | 0 | 0 | 0 | 0 |  |  |  |  | 15 |  | 26.7357 | [19 empty] | 5623413.2519 | 0
1 | 1500 | 707 | 0.015 | 15 | 15 | 7 | 7.4989e-09 | 5spot_SharedNeighbor | Water | Porous | Wet | R600a | MinimizeLCOE_Brownfield | IgnoreSilica | 2019 | 0 | 0 | 0 | 0 |  |  |  |  | 15 |  | 26.2036 | [19 empty] | 7498942.0933 | 0
1 | 1500 | 707 | 0.015 | 15 | 15 | 7 | 1e-08 | 5spot_SharedNeighbor | Water | Porous | Wet | R600a | MinimizeLCOE_Brownfield | IgnoreSilica | 2019 | 0 | 0 | 0 | 0 |  |  |  |  | 15 |  | 26.2321 | [19 empty] | 10000000 | 0
1 | 1600 | 707 | 0.015 | 15 | 15 | 7 | 1e-13 | 5spot_SharedNeighbor | Water | Porous | Wet | R600a | MinimizeLCOE_Brownfield | IgnoreSilica | 2019 | 0 | 0 | 0 | 0 |  |  |  |  | 15 |  | 13.3709 | [19 empty] | 100 | 0
1 | 1600 | 707 | 0.015 | 15 | 15 | 7 | 1.3335e-13 | 5spot_SharedNeighbor | Water | Porous | Wet | R600a | MinimizeLCOE_Brownfield | IgnoreSilica | 2019 | 0 | 0 | 0 | 0 |  |  |  |  | 15 |  | 17.0951 | [19 empty] | 133.3521 | 0
1 | 1600 | 707 | 0.015 | 15 | 15 | 7 | 1.7783e-13 | 5spot_SharedNeighbor | Water | Porous | Wet | R600a | MinimizeLCOE_Brownfield | IgnoreSilica | 2019 | 0 | 0 | 0 | 0 |  |  |  |  | 15 |  | 18.878 | [19 empty] | 177.8279 | 0
1 | 1600 | 707 | 0.015 | 15 | 15 | 7 | 2.3714e-13 | 5spot_SharedNeighbor | Water | Porous | Wet | R600a | MinimizeLCOE_Brownfield | IgnoreSilica | 2019 | 0 | 0 | 0 | 0 |  |  |  |  | 15 |  | 20.3704 | [19 empty] | 237.1374 | 0
1 | 1600 | 707 | 0.015 | 15 | 15 | 7 | 3.1623e-13 | 5spot_SharedNeighbor | Water | Porous | Wet | R600a | MinimizeLCOE_Brownfield | IgnoreSilica | 2019 | 0 | 0 | 0 | 0 |  |  |  |  | 15 |  | 21.5922 | [19 empty] | 316.2278 | 0
1 | 1600 | 707 | 0.015 | 15 | 15 | 7 | 4.217e-13 | 5spot_SharedNeighbor | Water | Porous | Wet | R600a | MinimizeLCOE_Brownfield | IgnoreSilica | 2019 | 0 | 0 | 0 | 0 |  |  |  |  | 15 |  | 19.9583 | [19 empty] | 421.6965 | 0
1 | 1600 | 707 | 0.015 | 15 | 15 | 7 | 5.6234e-13 | 5spot_SharedNeighbor | Water | Porous | Wet | R600a | MinimizeLCOE_Brownfield | IgnoreSilica | 2019 | 0 | 0 | 0 | 0 |  |  |  |  | 15 |  | 23.0976 | [19 empty] | 562.3413 | 0
1 | 1600 | 707 | 0.015 | 15 | 15 | 7 | 7.4989e-13 | 5spot_SharedNeighbor | Water | Porous | Wet | R600a | MinimizeLCOE_Brownfield | IgnoreSilica | 2019 | 0 | 0 | 0 | 0 |  |  |  |  | 15 |  | 23.229 | [19 empty] | 749.8942 | 0
1 | 1600 | 707 | 0.015 | 15 | 15 | 7 | 1e-12 | 5spot_SharedNeighbor | Water | Porous | Wet | R600a | MinimizeLCOE_Brownfield | IgnoreSilica | 2019 | 0 | 0 | 0 | 0 |  |  |  |  | 15 |  | 24.1795 | [19 empty] | 1000 | 0
1 | 1600 | 707 | 0.015 | 15 | 15 | 7 | 1.3335e-12 | 5spot_SharedNeighbor | Water | Porous | Wet | R600a | MinimizeLCOE_Brownfield | IgnoreSilica | 2019 | 0 | 0 | 0 | 0 |  |  |  |  | 15 |  | 22.9445 | [19 empty] | 1333.5214 | 0
1 | 1600 | 707 | 0.015 | 15 | 15 | 7 | 1.7783e-12 | 5spot_SharedNeighbor | Water | Porous | Wet | R600a | MinimizeLCOE_Brownfield | IgnoreSilica | 2019 | 0 | 0 | 0 | 0 |  |  |  |  | 15 |  | 26.6018 | [19 empty] | 1778.2794 | 0
1 | 1600 | 707 | 0.015 | 15 | 15 | 7 | 2.3714e-12 | 5spot_SharedNeighbor | Water | Porous | Wet | R600a | MinimizeLCOE_Brownfield | IgnoreSilica | 2019 | 0 | 0 | 0 | 0 |  |  |  |  | 15 |  | 27.6765 | [19 empty] | 2371.3737 | 0
1 | 1600 | 707 | 0.015 | 15 | 15 | 7 | 3.1623e-12 | 5spot_SharedNeighbor | Water | Porous | Wet | R600a | MinimizeLCOE_Brownfield | IgnoreSilica | 2019 | 0 | 0 | 0 | 0 |  |  |  |  | 15 |  | 30.7213 | [19 empty] | 3162.2777 | 0
1 | 1600 | 707 | 0.015 | 15 | 15 | 7 | 4.217e-12 | 5spot_SharedNeighbor | Water | Porous | Wet | R600a | MinimizeLCOE_Brownfield | IgnoreSilica | 2019 | 0 | 0 | 0 | 0 |  |  |  |  | 15 |  | 33.693 | [19 empty] | 4216.965 | 0
1 | 1600 | 707 | 0.015 | 15 | 15 | 7 | 5.6234e-12 | 5spot_SharedNeighbor | Water | Porous | Wet | R600a | MinimizeLCOE_Brownfield | IgnoreSilica | 2019 | 0 | 0 | 0 | 0 |  |  |  |  | 15 |  | 34.8411 | [19 empty] | 5623.4133 | 0
1 | 1600 | 707 | 0.015 | 15 | 15 | 7 | 7.4989e-12 | 5spot_SharedNeighbor | Water | Porous | Wet | R600a | MinimizeLCOE_Brownfield | IgnoreSilica | 2019 | 0 | 0 | 0 | 0 |  |  |  |  | 15 |  | 32.6253 | [19 empty] | 7498.9421 | 0
1 | 1600 | 707 | 0.015 | 15 | 15 | 7 | 1e-11 | 5spot_SharedNeighbor | Water | Porous | Wet | R600a | MinimizeLCOE_Brownfield | IgnoreSilica | 2019 | 0 | 0 | 0 | 0 |  |  |  |  | 15 |  | 34.629 | [19 empty] | 10000 | 0
1 | 1600 | 707 | 0.015 | 15 | 15 | 7 | 1.3335e-11 | 5spot_SharedNeighbor | Water | Porous | Wet | R600a | MinimizeLCOE_Brownfield | IgnoreSilica | 2019 | 0 | 0 | 0 | 0 |  |  |  |  | 15 |  | 34.1023 | [19 empty] | 13335.2143 | 0
1 | 1600 | 707 | 0.015 | 15 | 15 | 7 | 1.7783e-11 | 5spot_SharedNeighbor | Water | Porous | Wet | R600a | MinimizeLCOE_Brownfield | IgnoreSilica | 2019 | 0 | 0 | 0 | 0 |  |  |  |  | 15 |  | 31.7126 | [19 empty] | 17782.7941 | 0
1 | 1600 | 707 | 0.015 | 15 | 15 | 7 | 2.3714e-11 | 5spot_SharedNeighbor | Water | Porous | Wet | R600a | MinimizeLCOE_Brownfield | IgnoreSilica | 2019 | 0 | 0 | 0 | 0 |  |  |  |  | 15 |  | 31.5376 | [19 empty] | 23713.7371 | 0
1 | 1600 | 707 | 0.015 | 15 | 15 | 7 | 3.1623e-11 | 5spot_SharedNeighbor | Water | Porous | Wet | R600a | MinimizeLCOE_Brownfield | IgnoreSilica | 2019 | 0 | 0 | 0 | 0 |  |  |  |  | 15 |  | 29.51 | [19 empty] | 31622.7766 | 0
1 | 1600 | 707 | 0.015 | 15 | 15 | 7 | 4.217e-11 | 5spot_SharedNeighbor | Water | Porous | Wet | R600a | MinimizeLCOE_Brownfield | IgnoreSilica | 2019 | 0 | 0 | 0 | 0 |  |  |  |  | 15 |  | 29.6415 | [19 empty] | 42169.6503 | 0
1 | 1600 | 707 | 0.015 | 15 | 15 | 7 | 5.6234e-11 | 5spot_SharedNeighbor | Water | Porous | Wet | R600a | MinimizeLCOE_Brownfield | IgnoreSilica | 2019 | 0 | 0 | 0 | 0 |  |  |  |  | 15 |  | 28.4952 | [19 empty] | 56234.1325 | 0
1 | 1600 | 707 | 0.015 | 15 | 15 | 7 | 7.4989e-11 | 5spot_SharedNeighbor | Water | Porous | Wet | R600a | MinimizeLCOE_Brownfield | IgnoreSilica | 2019 | 0 | 0 | 0 | 0 |  |  |  |  | 15 |  | 29.0789 | [19 empty] | 74989.4209 | 0
1 | 1600 | 707 | 0.015 | 15 | 15 | 7 | 1e-10 | 5spot_SharedNeighbor | Water | Porous | Wet | R600a | MinimizeLCOE_Brownfield | IgnoreSilica | 2019 | 0 | 0 | 0 | 0 |  |  |  |  | 15 |  | 29.8679 | [19 empty] | 100000 | 0
1 | 1600 | 707 | 0.015 | 15 | 15 | 7 | 1.3335e-10 | 5spot_SharedNeighbor | Water | Porous | Wet | R600a | MinimizeLCOE_Brownfield | IgnoreSilica | 2019 | 0 | 0 | 0 | 0 |  |  |  |  | 15 |  | 28.0523 | [19 empty] | 133352.1432 | 0
1 | 1600 | 707 | 0.015 | 15 | 15 | 7 | 1.7783e-10 | 5spot_SharedNeighbor | Water | Porous | Wet | R600a | MinimizeLCOE_Brownfield | IgnoreSilica | 2019 | 0 | 0 | 0 | 0 |  |  |  |  | 15 |  | 30.2322 | [19 empty] | 177827.941 | 0
1 | 1600 | 707 | 0.015 | 15 | 15 | 7 | 2.3714e-10 | 5spot_SharedNeighbor | Water | Porous | Wet | R600a | MinimizeLCOE_Brownfield | IgnoreSilica | 2019 | 0 | 0 | 0 | 0 |  |  |  |  | 15 |  | 29.0007 | [19 empty] | 237137.3706 | 0
1 | 1600 | 707 | 0.015 | 15 | 15 | 7 | 3.1623e-10 | 5spot_SharedNeighbor | Water | Porous | Wet | R600a | MinimizeLCOE_Brownfield | IgnoreSilica | 2019 | 0 | 0 | 0 | 0 |  |  |  |  | 15 |  | 28.682 | [19 empty] | 316227.766 | 0
1 | 1600 | 707 | 0.015 | 15 | 15 | 7 | 4.217e-10 | 5spot_SharedNeighbor | Water | Porous | Wet | R600a | MinimizeLCOE_Brownfield | IgnoreSilica | 2019 | 0 | 0 | 0 | 0 |  |  |  |  | 15 |  | 29.6778 | [19 empty] | 421696.5034 | 0
1 | 1600 | 707 | 0.015 | 15 | 15 | 7 | 5.6234e-10 | 5spot_SharedNeighbor | Water | Porous | Wet | R600a | MinimizeLCOE_Brownfield | IgnoreSilica | 2019 | 0 | 0 | 0 | 0 |  |  |  |  | 15 |  | 29.0225 | [19 empty] | 562341.3252 | 0
1 | 1600 | 707 | 0.015 | 15 | 15 | 7 | 7.4989e-10 | 5spot_SharedNeighbor | Water | Porous | Wet | R600a | MinimizeLCOE_Brownfield | IgnoreSilica | 2019 | 0 | 0 | 0 | 0 |  |  |  |  | 15 |  | 27.761 | [19 empty] | 749894.2093 | 0
1 | 1600 | 707 | 0.015 | 15 | 15 | 7 | 1e-09 | 5spot_SharedNeighbor | Water | Porous | Wet | R600a | MinimizeLCOE_Brownfield | IgnoreSilica | 2019 | 0 | 0 | 0 | 0 |  |  |  |  | 15 |  | 27.4179 | [19 empty] | 1000000 | 0
1 | 1600 | 707 | 0.015 | 15 | 15 | 7 | 1.3335e-09 | 5spot_SharedNeighbor | Water | Porous | Wet | R600a | MinimizeLCOE_Brownfield | IgnoreSilica | 2019 | 0 | 0 | 0 | 0 |  |  |  |  | 15 |  | 27.7776 | [19 empty] | 1333521.4322 | 0
1 | 1600 | 707 | 0.015 | 15 | 15 | 7 | 1.7783e-09 | 5spot_SharedNeighbor | Water | Porous | Wet | R600a | MinimizeLCOE_Brownfield | IgnoreSilica | 2019 | 0 | 0 | 0 | 0 |  |  |  |  | 15 |  | 26.9887 | [19 empty] | 1778279.41 | 0
1 | 1600 | 707 | 0.015 | 15 | 15 | 7 | 2.3714e-09 | 5spot_SharedNeighbor | Water | Porous | Wet | R600a | MinimizeLCOE_Brownfield | IgnoreSilica | 2019 | 0 | 0 | 0 | 0 |  |  |  |  | 15 |  | 27.156 | [19 empty] | 2371373.7057 | 0
1 | 1600 | 707 | 0.015 | 15 | 15 | 7 | 3.1623e-09 | 5spot_SharedNeighbor | Water | Porous | Wet | R600a | MinimizeLCOE_Brownfield | IgnoreSilica | 2019 | 0 | 0 | 0 | 0 |  |  |  |  | 15 |  | 27.2467 | [19 empty] | 3162277.6602 | 0
1 | 1600 | 707 | 0.015 | 15 | 15 | 7 | 4.217e-09 | 5spot_SharedNeighbor | Water | Porous | Wet | R600a | MinimizeLCOE_Brownfield | IgnoreSilica | 2019 | 0 | 0 | 0 | 0 |  |  |  |  | 15 |  | 26.2954 | [19 empty] | 4216965.0343 | 0
1 | 1600 | 707 | 0.015 | 15 | 15 | 7 | 5.6234e-09 | 5spot_SharedNeighbor | Water | Porous | Wet | R600a | MinimizeLCOE_Brownfield | IgnoreSilica | 2019 | 0 | 0 | 0 | 0 |  |  |  |  | 15 |  | 26.8625 | [19 empty] | 5623413.2519 | 0
1 | 1600 | 707 | 0.015 | 15 | 15 | 7 | 7.4989e-09 | 5spot_SharedNeighbor | Water | Porous | Wet | R600a | MinimizeLCOE_Brownfield | IgnoreSilica | 2019 | 0 | 0 | 0 | 0 |  |  |  |  | 15 |  | 26.2773 | [19 empty] | 7498942.0933 | 0
1 | 1600 | 707 | 0.015 | 15 | 15 | 7 | 1e-08 | 5spot_SharedNeighbor | Water | Porous | Wet | R600a | MinimizeLCOE_Brownfield | IgnoreSilica | 2019 | 0 | 0 | 0 | 0 |  |  |  |  | 15 |  | 26.0837 | [19 empty] | 10000000 | 0
1 | 1700 | 707 | 0.015 | 15 | 15 | 7 | 1e-13 | 5spot_SharedNeighbor | Water | Porous | Wet | R600a | MinimizeLCOE_Brownfield | IgnoreSilica | 2019 | 0 | 0 | 0 | 0 |  |  |  |  | 15 |  | 14.0106 | [19 empty] | 100 | 0
1 | 1700 | 707 | 0.015 | 15 | 15 | 7 | 1.3335e-13 | 5spot_SharedNeighbor | Water | Porous | Wet | R600a | MinimizeLCOE_Brownfield | IgnoreSilica | 2019 | 0 | 0 | 0 | 0 |  |  |  |  | 15 |  | 17.6155 | [19 empty] | 133.3521 | 0
1 | 1700 | 707 | 0.015 | 15 | 15 | 7 | 1.7783e-13 | 5spot_SharedNeighbor | Water | Porous | Wet | R600a | MinimizeLCOE_Brownfield | IgnoreSilica | 2019 | 0 | 0 | 0 | 0 |  |  |  |  | 15 |  | 18.5654 | [19 empty] | 177.8279 | 0
1 | 1700 | 707 | 0.015 | 15 | 15 | 7 | 2.3714e-13 | 5spot_SharedNeighbor | Water | Porous | Wet | R600a | MinimizeLCOE_Brownfield | IgnoreSilica | 2019 | 0 | 0 | 0 | 0 |  |  |  |  | 15 |  | 21.7583 | [19 empty] | 237.1374 | 0
1 | 1700 | 707 | 0.015 | 15 | 15 | 7 | 3.1623e-13 | 5spot_SharedNeighbor | Water | Porous | Wet | R600a | MinimizeLCOE_Brownfield | IgnoreSilica | 2019 | 0 | 0 | 0 | 0 |  |  |  |  | 15 |  | 20.8586 | [19 empty] | 316.2278 | 0
1 | 1700 | 707 | 0.015 | 15 | 15 | 7 | 4.217e-13 | 5spot_SharedNeighbor | Water | Porous | Wet | R600a | MinimizeLCOE_Brownfield | IgnoreSilica | 2019 | 0 | 0 | 0 | 0 |  |  |  |  | 15 |  | 21.3069 | [19 empty] | 421.6965 | 0
1 | 1700 | 707 | 0.015 | 15 | 15 | 7 | 5.6234e-13 | 5spot_SharedNeighbor | Water | Porous | Wet | R600a | MinimizeLCOE_Brownfield | IgnoreSilica | 2019 | 0 | 0 | 0 | 0 |  |  |  |  | 15 |  | 23.293 | [19 empty] | 562.3413 | 0
1 | 1700 | 707 | 0.015 | 15 | 15 | 7 | 7.4989e-13 | 5spot_SharedNeighbor | Water | Porous | Wet | R600a | MinimizeLCOE_Brownfield | IgnoreSilica | 2019 | 0 | 0 | 0 | 0 |  |  |  |  | 15 |  | 24.6282 | [19 empty] | 749.8942 | 0
1 | 1700 | 707 | 0.015 | 15 | 15 | 7 | 1e-12 | 5spot_SharedNeighbor | Water | Porous | Wet | R600a | MinimizeLCOE_Brownfield | IgnoreSilica | 2019 | 0 | 0 | 0 | 0 |  |  |  |  | 15 |  | 24.8037 | [19 empty] | 1000 | 0
1 | 1700 | 707 | 0.015 | 15 | 15 | 7 | 1.3335e-12 | 5spot_SharedNeighbor | Water | Porous | Wet | R600a | MinimizeLCOE_Brownfield | IgnoreSilica | 2019 | 0 | 0 | 0 | 0 |  |  |  |  | 15 |  | 23.3108 | [19 empty] | 1333.5214 | 0
1 | 1700 | 707 | 0.015 | 15 | 15 | 7 | 1.7783e-12 | 5spot_SharedNeighbor | Water | Porous | Wet | R600a | MinimizeLCOE_Brownfield | IgnoreSilica | 2019 | 0 | 0 | 0 | 0 |  |  |  |  | 15 |  | 27.0376 | [19 empty] | 1778.2794 | 0
1 | 1700 | 707 | 0.015 | 15 | 15 | 7 | 2.3714e-12 | 5spot_SharedNeighbor | Water | Porous | Wet | R600a | MinimizeLCOE_Brownfield | IgnoreSilica | 2019 | 0 | 0 | 0 | 0 |  |  |  |  | 15 |  | 28.6539 | [19 empty] | 2371.3737 | 0
1 | 1700 | 707 | 0.015 | 15 | 15 | 7 | 3.1623e-12 | 5spot_SharedNeighbor | Water | Porous | Wet | R600a | MinimizeLCOE_Brownfield | IgnoreSilica | 2019 | 0 | 0 | 0 | 0 |  |  |  |  | 15 |  | 28.9923 | [19 empty] | 3162.2777 | 0
1 | 1700 | 707 | 0.015 | 15 | 15 | 7 | 4.217e-12 | 5spot_SharedNeighbor | Water | Porous | Wet | R600a | MinimizeLCOE_Brownfield | IgnoreSilica | 2019 | 0 | 0 | 0 | 0 |  |  |  |  | 15 |  | 31.3793 | [19 empty] | 4216.965 | 0
1 | 1700 | 707 | 0.015 | 15 | 15 | 7 | 5.6234e-12 | 5spot_SharedNeighbor | Water | Porous | Wet | R600a | MinimizeLCOE_Brownfield | IgnoreSilica | 2019 | 0 | 0 | 0 | 0 |  |  |  |  | 15 |  | 34.5465 | [19 empty] | 5623.4133 | 0
1 | 1700 | 707 | 0.015 | 15 | 15 | 7 | 7.4989e-12 | 5spot_SharedNeighbor | Water | Porous | Wet | R600a | MinimizeLCOE_Brownfield | IgnoreSilica | 2019 | 0 | 0 | 0 | 0 |  |  |  |  | 15 |  | 34.1053 | [19 empty] | 7498.9421 | 0
1 | 1700 | 707 | 0.015 | 15 | 15 | 7 | 1e-11 | 5spot_SharedNeighbor | Water | Porous | Wet | R600a | MinimizeLCOE_Brownfield | IgnoreSilica | 2019 | 0 | 0 | 0 | 0 |  |  |  |  | 15 |  | 32.0477 | [19 empty] | 10000 | 0
1 | 1700 | 707 | 0.015 | 15 | 15 | 7 | 1.3335e-11 | 5spot_SharedNeighbor | Water | Porous | Wet | R600a | MinimizeLCOE_Brownfield | IgnoreSilica | 2019 | 0 | 0 | 0 | 0 |  |  |  |  | 15 |  | 30.7906 | [19 empty] | 13335.2143 | 0
1 | 1700 | 707 | 0.015 | 15 | 15 | 7 | 1.7783e-11 | 5spot_SharedNeighbor | Water | Porous | Wet | R600a | MinimizeLCOE_Brownfield | IgnoreSilica | 2019 | 0 | 0 | 0 | 0 |  |  |  |  | 15 |  | 30.1006 | [19 empty] | 17782.7941 | 0
1 | 1700 | 707 | 0.015 | 15 | 15 | 7 | 2.3714e-11 | 5spot_SharedNeighbor | Water | Porous | Wet | R600a | MinimizeLCOE_Brownfield | IgnoreSilica | 2019 | 0 | 0 | 0 | 0 |  |  |  |  | 15 |  | 30.3328 | [19 empty] | 23713.7371 | 0
1 | 1700 | 707 | 0.015 | 15 | 15 | 7 | 3.1623e-11 | 5spot_SharedNeighbor | Water | Porous | Wet | R600a | MinimizeLCOE_Brownfield | IgnoreSilica | 2019 | 0 | 0 | 0 | 0 |  |  |  |  | 15 |  | 30.6721 | [19 empty] | 31622.7766 | 0
1 | 1700 | 707 | 0.015 | 15 | 15 | 7 | 4.217e-11 | 5spot_SharedNeighbor | Water | Porous | Wet | R600a | MinimizeLCOE_Brownfield | IgnoreSilica | 2019 | 0 | 0 | 0 | 0 |  |  |  |  | 15 |  | 28.2706 | [19 empty] | 42169.6503 | 0
1 | 1700 | 707 | 0.015 | 15 | 15 | 7 | 5.6234e-11 | 5spot_SharedNeighbor | Water | Porous | Wet | R600a | MinimizeLCOE_Brownfield | IgnoreSilica | 2019 | 0 | 0 | 0 | 0 |  |  |  |  | 15 |  | 27.9799 | [19 empty] | 56234.1325 | 0
1 | 1700 | 707 | 0.015 | 15 | 15 | 7 | 7.4989e-11 | 5spot_SharedNeighbor | Water | Porous | Wet | R600a | MinimizeLCOE_Brownfield | IgnoreSilica | 2019 | 0 | 0 | 0 | 0 |  |  |  |  | 15 |  | 29.8724 | [19 empty] | 74989.4209 | 0
1 | 1700 | 707 | 0.015 | 15 | 15 | 7 | 1e-10 | 5spot_SharedNeighbor | Water | Porous | Wet | R600a | MinimizeLCOE_Brownfield | IgnoreSilica | 2019 | 0 | 0 | 0 | 0 |  |  |  |  | 15 |  | 28.0103 | [19 empty] | 100000 | 0
1 | 1700 | 707 | 0.015 | 15 | 15 | 7 | 1.3335e-10 | 5spot_SharedNeighbor | Water | Porous | Wet | R600a | MinimizeLCOE_Brownfield | IgnoreSilica | 2019 | 0 | 0 | 0 | 0 |  |  |  |  | 15 |  | 28.8953 | [19 empty] | 133352.1432 | 0
1 | 1700 | 707 | 0.015 | 15 | 15 | 7 | 1.7783e-10 | 5spot_SharedNeighbor | Water | Porous | Wet | R600a | MinimizeLCOE_Brownfield | IgnoreSilica | 2019 | 0 | 0 | 0 | 0 |  |  |  |  | 15 |  | 28.426 | [19 empty] | 177827.941 | 0
1 | 1700 | 707 | 0.015 | 15 | 15 | 7 | 2.3714e-10 | 5spot_SharedNeighbor | Water | Porous | Wet | R600a | MinimizeLCOE_Brownfield | IgnoreSilica | 2019 | 0 | 0 | 0 | 0 |  |  |  |  | 15 |  | 29.0188 | [19 empty] | 237137.3706 | 0
1 | 1700 | 707 | 0.015 | 15 | 15 | 7 | 3.1623e-10 | 5spot_SharedNeighbor | Water | Porous | Wet | R600a | MinimizeLCOE_Brownfield | IgnoreSilica | 2019 | 0 | 0 | 0 | 0 |  |  |  |  | 15 |  | 26.5665 | [19 empty] | 316227.766 | 0
1 | 1700 | 707 | 0.015 | 15 | 15 | 7 | 4.217e-10 | 5spot_SharedNeighbor | Water | Porous | Wet | R600a | MinimizeLCOE_Brownfield | IgnoreSilica | 2019 | 0 | 0 | 0 | 0 |  |  |  |  | 15 |  | 27.4392 | [19 empty] | 421696.5034 | 0
1 | 1700 | 707 | 0.015 | 15 | 15 | 7 | 5.6234e-10 | 5spot_SharedNeighbor | Water | Porous | Wet | R600a | MinimizeLCOE_Brownfield | IgnoreSilica | 2019 | 0 | 0 | 0 | 0 |  |  |  |  | 15 |  | 27.4094 | [19 empty] | 562341.3252 | 0
1 | 1700 | 707 | 0.015 | 15 | 15 | 7 | 7.4989e-10 | 5spot_SharedNeighbor | Water | Porous | Wet | R600a | MinimizeLCOE_Brownfield | IgnoreSilica | 2019 | 0 | 0 | 0 | 0 |  |  |  |  | 15 |  | 26.8928 | [19 empty] | 749894.2093 | 0
1 | 1700 | 707 | 0.015 | 15 | 15 | 7 | 1e-09 | 5spot_SharedNeighbor | Water | Porous | Wet | R600a | MinimizeLCOE_Brownfield | IgnoreSilica | 2019 | 0 | 0 | 0 | 0 |  |  |  |  | 15 |  | 25.9345 | [19 empty] | 1000000 | 0
1 | 1700 | 707 | 0.015 | 15 | 15 | 7 | 1.3335e-09 | 5spot_SharedNeighbor | Water | Porous | Wet | R600a | MinimizeLCOE_Brownfield | IgnoreSilica | 2019 | 0 | 0 | 0 | 0 |  |  |  |  | 15 |  | 26.5654 | [19 empty] | 1333521.4322 | 0
1 | 1700 | 707 | 0.015 | 15 | 15 | 7 | 1.7783e-09 | 5spot_SharedNeighbor | Water | Porous | Wet | R600a | MinimizeLCOE_Brownfield | IgnoreSilica | 2019 | 0 | 0 | 0 | 0 |  |  |  |  | 15 |  | 27.2095 | [19 empty] | 1778279.41 | 0
1 | 1700 | 707 | 0.015 | 15 | 15 | 7 | 2.3714e-09 | 5spot_SharedNeighbor | Water | Porous | Wet | R600a | MinimizeLCOE_Brownfield | IgnoreSilica | 2019 | 0 | 0 | 0 | 0 |  |  |  |  | 15 |  | 25.2447 | [19 empty] | 2371373.7057 | 0
1 | 1700 | 707 | 0.015 | 15 | 15 | 7 | 3.1623e-09 | 5spot_SharedNeighbor | Water | Porous | Wet | R600a | MinimizeLCOE_Brownfield | IgnoreSilica | 2019 | 0 | 0 | 0 | 0 |  |  |  |  | 15 |  | 26.9417 | [19 empty] | 3162277.6602 | 0
1 | 1700 | 707 | 0.015 | 15 | 15 | 7 | 4.217e-09 | 5spot_SharedNeighbor | Water | Porous | Wet | R600a | MinimizeLCOE_Brownfield | IgnoreSilica | 2019 | 0 | 0 | 0 | 0 |  |  |  |  | 15 |  | 26.5492 | [19 empty] | 4216965.0343 | 0
1 | 1700 | 707 | 0.015 | 15 | 15 | 7 | 5.6234e-09 | 5spot_SharedNeighbor | Water | Porous | Wet | R600a | MinimizeLCOE_Brownfield | IgnoreSilica | 2019 | 0 | 0 | 0 | 0 |  |  |  |  | 15 |  | 27.3699 | [19 empty] | 5623413.2519 | 0
1 | 1700 | 707 | 0.015 | 15 | 15 | 7 | 7.4989e-09 | 5spot_SharedNeighbor | Water | Porous | Wet | R600a | MinimizeLCOE_Brownfield | IgnoreSilica | 2019 | 0 | 0 | 0 | 0 |  |  |  |  | 15 |  | 26.8443 | [19 empty] | 7498942.0933 | 0
1 | 1700 | 707 | 0.015 | 15 | 15 | 7 | 1e-08 | 5spot_SharedNeighbor | Water | Porous | Wet | R600a | MinimizeLCOE_Brownfield | IgnoreSilica | 2019 | 0 | 0 | 0 | 0 |  |  |  |  | 15 |  | 25.9847 | [19 empty] | 10000000 | 0
1 | 1800 | 707 | 0.015 | 15 | 15 | 7 | 1e-13 | 5spot_SharedNeighbor | Water | Porous | Wet | R600a | MinimizeLCOE_Brownfield | IgnoreSilica | 2019 | 0 | 0 | 0 | 0 |  |  |  |  | 15 |  | 14.2881 | [19 empty] | 100 | 0
1 | 1800 | 707 | 0.015 | 15 | 15 | 7 | 1.3335e-13 | 5spot_SharedNeighbor | Water | Porous | Wet | R600a | MinimizeLCOE_Brownfield | IgnoreSilica | 2019 | 0 | 0 | 0 | 0 |  |  |  |  | 15 |  | 16.2778 | [19 empty] | 133.3521 | 0
1 | 1800 | 707 | 0.015 | 15 | 15 | 7 | 1.7783e-13 | 5spot_SharedNeighbor | Water | Porous | Wet | R600a | MinimizeLCOE_Brownfield | IgnoreSilica | 2019 | 0 | 0 | 0 | 0 |  |  |  |  | 15 |  | 20.017 | [19 empty] | 177.8279 | 0
1 | 1800 | 707 | 0.015 | 15 | 15 | 7 | 2.3714e-13 | 5spot_SharedNeighbor | Water | Porous | Wet | R600a | MinimizeLCOE_Brownfield | IgnoreSilica | 2019 | 0 | 0 | 0 | 0 |  |  |  |  | 15 |  | 21.0545 | [19 empty] | 237.1374 | 0
1 | 1800 | 707 | 0.015 | 15 | 15 | 7 | 3.1623e-13 | 5spot_SharedNeighbor | Water | Porous | Wet | R600a | MinimizeLCOE_Brownfield | IgnoreSilica | 2019 | 0 | 0 | 0 | 0 |  |  |  |  | 15 |  | 21.1952 | [19 empty] | 316.2278 | 0
1 | 1800 | 707 | 0.015 | 15 | 15 | 7 | 4.217e-13 | 5spot_SharedNeighbor | Water | Porous | Wet | R600a | MinimizeLCOE_Brownfield | IgnoreSilica | 2019 | 0 | 0 | 0 | 0 |  |  |  |  | 15 |  | 22.1868 | [19 empty] | 421.6965 | 0
1 | 1800 | 707 | 0.015 | 15 | 15 | 7 | 5.6234e-13 | 5spot_SharedNeighbor | Water | Porous | Wet | R600a | MinimizeLCOE_Brownfield | IgnoreSilica | 2019 | 0 | 0 | 0 | 0 |  |  |  |  | 15 |  | 21.9159 | [19 empty] | 562.3413 | 0
1 | 1800 | 707 | 0.015 | 15 | 15 | 7 | 7.4989e-13 | 5spot_SharedNeighbor | Water | Porous | Wet | R600a | MinimizeLCOE_Brownfield | IgnoreSilica | 2019 | 0 | 0 | 0 | 0 |  |  |  |  | 15 |  | 23.1373 | [19 empty] | 749.8942 | 0
1 | 1800 | 707 | 0.015 | 15 | 15 | 7 | 1e-12 | 5spot_SharedNeighbor | Water | Porous | Wet | R600a | MinimizeLCOE_Brownfield | IgnoreSilica | 2019 | 0 | 0 | 0 | 0 |  |  |  |  | 15 |  | 22.7369 | [19 empty] | 1000 | 0
1 | 1800 | 707 | 0.015 | 15 | 15 | 7 | 1.3335e-12 | 5spot_SharedNeighbor | Water | Porous | Wet | R600a | MinimizeLCOE_Brownfield | IgnoreSilica | 2019 | 0 | 0 | 0 | 0 |  |  |  |  | 15 |  | 23.3758 | [19 empty] | 1333.5214 | 0
1 | 1800 | 707 | 0.015 | 15 | 15 | 7 | 1.7783e-12 | 5spot_SharedNeighbor | Water | Porous | Wet | R600a | MinimizeLCOE_Brownfield | IgnoreSilica | 2019 | 0 | 0 | 0 | 0 |  |  |  |  | 15 |  | 25.9256 | [19 empty] | 1778.2794 | 0
1 | 1800 | 707 | 0.015 | 15 | 15 | 7 | 2.3714e-12 | 5spot_SharedNeighbor | Water | Porous | Wet | R600a | MinimizeLCOE_Brownfield | IgnoreSilica | 2019 | 0 | 0 | 0 | 0 |  |  |  |  | 15 |  | 28.4344 | [19 empty] | 2371.3737 | 0
1 | 1800 | 707 | 0.015 | 15 | 15 | 7 | 3.1623e-12 | 5spot_SharedNeighbor | Water | Porous | Wet | R600a | MinimizeLCOE_Brownfield | IgnoreSilica | 2019 | 0 | 0 | 0 | 0 |  |  |  |  | 15 |  | 31.9407 | [19 empty] | 3162.2777 | 0
1 | 1800 | 707 | 0.015 | 15 | 15 | 7 | 4.217e-12 | 5spot_SharedNeighbor | Water | Porous | Wet | R600a | MinimizeLCOE_Brownfield | IgnoreSilica | 2019 | 0 | 0 | 0 | 0 |  |  |  |  | 15 |  | 32.5888 | [19 empty] | 4216.965 | 0
1 | 1800 | 707 | 0.015 | 15 | 15 | 7 | 5.6234e-12 | 5spot_SharedNeighbor | Water | Porous | Wet | R600a | MinimizeLCOE_Brownfield | IgnoreSilica | 2019 | 0 | 0 | 0 | 0 |  |  |  |  | 15 |  | 33.8675 | [19 empty] | 5623.4133 | 0
1 | 1800 | 707 | 0.015 | 15 | 15 | 7 | 7.4989e-12 | 5spot_SharedNeighbor | Water | Porous | Wet | R600a | MinimizeLCOE_Brownfield | IgnoreSilica | 2019 | 0 | 0 | 0 | 0 |  |  |  |  | 15 |  | 34.7358 | [19 empty] | 7498.9421 | 0
1 | 1800 | 707 | 0.015 | 15 | 15 | 7 | 1e-11 | 5spot_SharedNeighbor | Water | Porous | Wet | R600a | MinimizeLCOE_Brownfield | IgnoreSilica | 2019 | 0 | 0 | 0 | 0 |  |  |  |  | 15 |  | 33.6881 | [19 empty] | 10000 | 0
1 | 1800 | 707 | 0.015 | 15 | 15 | 7 | 1.3335e-11 | 5spot_SharedNeighbor | Water | Porous | Wet | R600a | MinimizeLCOE_Brownfield | IgnoreSilica | 2019 | 0 | 0 | 0 | 0 |  |  |  |  | 15 |  | 32.4028 | [19 empty] | 13335.2143 | 0
1 | 1800 | 707 | 0.015 | 15 | 15 | 7 | 1.7783e-11 | 5spot_SharedNeighbor | Water | Porous | Wet | R600a | MinimizeLCOE_Brownfield | IgnoreSilica | 2019 | 0 | 0 | 0 | 0 |  |  |  |  | 15 |  | 31.0052 | [19 empty] | 17782.7941 | 0
1 | 1800 | 707 | 0.015 | 15 | 15 | 7 | 2.3714e-11 | 5spot_SharedNeighbor | Water | Porous | Wet | R600a | MinimizeLCOE_Brownfield | IgnoreSilica | 2019 | 0 | 0 | 0 | 0 |  |  |  |  | 15 |  | 31.234 | [19 empty] | 23713.7371 | 0
1 | 1800 | 707 | 0.015 | 15 | 15 | 7 | 3.1623e-11 | 5spot_SharedNeighbor | Water | Porous | Wet | R600a | MinimizeLCOE_Brownfield | IgnoreSilica | 2019 | 0 | 0 | 0 | 0 |  |  |  |  | 15 |  | 30.3736 | [19 empty] | 31622.7766 | 0
1 | 1800 | 707 | 0.015 | 15 | 15 | 7 | 4.217e-11 | 5spot_SharedNeighbor | Water | Porous | Wet | R600a | MinimizeLCOE_Brownfield | IgnoreSilica | 2019 | 0 | 0 | 0 | 0 |  |  |  |  | 15 |  | 29.4102 | [19 empty] | 42169.6503 | 0
1 | 1800 | 707 | 0.015 | 15 | 15 | 7 | 5.6234e-11 | 5spot_SharedNeighbor | Water | Porous | Wet | R600a | MinimizeLCOE_Brownfield | IgnoreSilica | 2019 | 0 | 0 | 0 | 0 |  |  |  |  | 15 |  | 29.6558 | [19 empty] | 56234.1325 | 0
1 | 1800 | 707 | 0.015 | 15 | 15 | 7 | 7.4989e-11 | 5spot_SharedNeighbor | Water | Porous | Wet | R600a | MinimizeLCOE_Brownfield | IgnoreSilica | 2019 | 0 | 0 | 0 | 0 |  |  |  |  | 15 |  | 28.6284 | [19 empty] | 74989.4209 | 0
1 | 1800 | 707 | 0.015 | 15 | 15 | 7 | 1e-10 | 5spot_SharedNeighbor | Water | Porous | Wet | R600a | MinimizeLCOE_Brownfield | IgnoreSilica | 2019 | 0 | 0 | 0 | 0 |  |  |  |  | 15 |  | 28.7691 | [19 empty] | 100000 | 0
1 | 1800 | 707 | 0.015 | 15 | 15 | 7 | 1.3335e-10 | 5spot_SharedNeighbor | Water | Porous | Wet | R600a | MinimizeLCOE_Brownfield | IgnoreSilica | 2019 | 0 | 0 | 0 | 0 |  |  |  |  | 15 |  | 28.2162 | [19 empty] | 133352.1432 | 0
1 | 1800 | 707 | 0.015 | 15 | 15 | 7 | 1.7783e-10 | 5spot_SharedNeighbor | Water | Porous | Wet | R600a | MinimizeLCOE_Brownfield | IgnoreSilica | 2019 | 0 | 0 | 0 | 0 |  |  |  |  | 15 |  | 28.055 | [19 empty] | 177827.941 | 0
1 | 1800 | 707 | 0.015 | 15 | 15 | 7 | 2.3714e-10 | 5spot_SharedNeighbor | Water | Porous | Wet | R600a | MinimizeLCOE_Brownfield | IgnoreSilica | 2019 | 0 | 0 | 0 | 0 |  |  |  |  | 15 |  | 28.4742 | [19 empty] | 237137.3706 | 0
1 | 1800 | 707 | 0.015 | 15 | 15 | 7 | 3.1623e-10 | 5spot_SharedNeighbor | Water | Porous | Wet | R600a | MinimizeLCOE_Brownfield | IgnoreSilica | 2019 | 0 | 0 | 0 | 0 |  |  |  |  | 15 |  | 28.1459 | [19 empty] | 316227.766 | 0
1 | 1800 | 707 | 0.015 | 15 | 15 | 7 | 4.217e-10 | 5spot_SharedNeighbor | Water | Porous | Wet | R600a | MinimizeLCOE_Brownfield | IgnoreSilica | 2019 | 0 | 0 | 0 | 0 |  |  |  |  | 15 |  | 28.8126 | [19 empty] | 421696.5034 | 0
1 | 1800 | 707 | 0.015 | 15 | 15 | 7 | 5.6234e-10 | 5spot_SharedNeighbor | Water | Porous | Wet | R600a | MinimizeLCOE_Brownfield | IgnoreSilica | 2019 | 0 | 0 | 0 | 0 |  |  |  |  | 15 |  | 29.4642 | [19 empty] | 562341.3252 | 0
1 | 1800 | 707 | 0.015 | 15 | 15 | 7 | 7.4989e-10 | 5spot_SharedNeighbor | Water | Porous | Wet | R600a | MinimizeLCOE_Brownfield | IgnoreSilica | 2019 | 0 | 0 | 0 | 0 |  |  |  |  | 15 |  | 26.4892 | [19 empty] | 749894.2093 | 0
1 | 1800 | 707 | 0.015 | 15 | 15 | 7 | 1e-09 | 5spot_SharedNeighbor | Water | Porous | Wet | R600a | MinimizeLCOE_Brownfield | IgnoreSilica | 2019 | 0 | 0 | 0 | 0 |  |  |  |  | 15 |  | 27.2125 | [19 empty] | 1000000 | 0
1 | 1800 | 707 | 0.015 | 15 | 15 | 7 | 1.3335e-09 | 5spot_SharedNeighbor | Water | Porous | Wet | R600a | MinimizeLCOE_Brownfield | IgnoreSilica | 2019 | 0 | 0 | 0 | 0 |  |  |  |  | 15 |  | 26.8838 | [19 empty] | 1333521.4322 | 0
1 | 1800 | 707 | 0.015 | 15 | 15 | 7 | 1.7783e-09 | 5spot_SharedNeighbor | Water | Porous | Wet | R600a | MinimizeLCOE_Brownfield | IgnoreSilica | 2019 | 0 | 0 | 0 | 0 |  |  |  |  | 15 |  | 27.7194 | [19 empty] | 1778279.41 | 0
1 | 1800 | 707 | 0.015 | 15 | 15 | 7 | 2.3714e-09 | 5spot_SharedNeighbor | Water | Porous | Wet | R600a | MinimizeLCOE_Brownfield | IgnoreSilica | 2019 | 0 | 0 | 0 | 0 |  |  |  |  | 15 |  | 27.9612 | [19 empty] | 2371373.7057 | 0
1 | 1800 | 707 | 0.015 | 15 | 15 | 7 | 3.1623e-09 | 5spot_SharedNeighbor | Water | Porous | Wet | R600a | MinimizeLCOE_Brownfield | IgnoreSilica | 2019 | 0 | 0 | 0 | 0 |  |  |  |  | 15 |  | 27.0541 | [19 empty] | 3162277.6602 | 0
1 | 1800 | 707 | 0.015 | 15 | 15 | 7 | 4.217e-09 | 5spot_SharedNeighbor | Water | Porous | Wet | R600a | MinimizeLCOE_Brownfield | IgnoreSilica | 2019 | 0 | 0 | 0 | 0 |  |  |  |  | 15 |  | 27.1331 | [19 empty] | 4216965.0343 | 0
1 | 1800 | 707 | 0.015 | 15 | 15 | 7 | 5.6234e-09 | 5spot_SharedNeighbor | Water | Porous | Wet | R600a | MinimizeLCOE_Brownfield | IgnoreSilica | 2019 | 0 | 0 | 0 | 0 |  |  |  |  | 15 |  | 26.5168 | [19 empty] | 5623413.2519 | 0
1 | 1800 | 707 | 0.015 | 15 | 15 | 7 | 7.4989e-09 | 5spot_SharedNeighbor | Water | Porous | Wet | R600a | MinimizeLCOE_Brownfield | IgnoreSilica | 2019 | 0 | 0 | 0 | 0 |  |  |  |  | 15 |  | 27.5865 | [19 empty] | 7498942.0933 | 0
1 | 1800 | 707 | 0.015 | 15 | 15 | 7 | 1e-08 | 5spot_SharedNeighbor | Water | Porous | Wet | R600a | MinimizeLCOE_Brownfield | IgnoreSilica | 2019 | 0 | 0 | 0 | 0 |  |  |  |  | 15 |  | 27.0887 | [19 empty] | 10000000 | 0
1 | 1900 | 707 | 0.015 | 15 | 15 | 7 | 1e-13 | 5spot_SharedNeighbor | Water | Porous | Wet | R600a | MinimizeLCOE_Brownfield | IgnoreSilica | 2019 | 0 | 0 | 0 | 0 |  |  |  |  | 15 |  | 14.2881 | [19 empty] | 100 | 0
1 | 1900 | 707 | 0.015 | 15 | 15 | 7 | 1.3335e-13 | 5spot_SharedNeighbor | Water | Porous | Wet | R600a | MinimizeLCOE_Brownfield | IgnoreSilica | 2019 | 0 | 0 | 0 | 0 |  |  |  |  | 15 |  | 18.3486 | [19 empty] | 133.3521 | 0
1 | 1900 | 707 | 0.015 | 15 | 15 | 7 | 1.7783e-13 | 5spot_SharedNeighbor | Water | Porous | Wet | R600a | MinimizeLCOE_Brownfield | IgnoreSilica | 2019 | 0 | 0 | 0 | 0 |  |  |  |  | 15 |  | 19.6898 | [19 empty] | 177.8279 | 0
1 | 1900 | 707 | 0.015 | 15 | 15 | 7 | 2.3714e-13 | 5spot_SharedNeighbor | Water | Porous | Wet | R600a | MinimizeLCOE_Brownfield | IgnoreSilica | 2019 | 0 | 0 | 0 | 0 |  |  |  |  | 15 |  | 21.3259 | [19 empty] | 237.1374 | 0
1 | 1900 | 707 | 0.015 | 15 | 15 | 7 | 3.1623e-13 | 5spot_SharedNeighbor | Water | Porous | Wet | R600a | MinimizeLCOE_Brownfield | IgnoreSilica | 2019 | 0 | 0 | 0 | 0 |  |  |  |  | 15 |  | 21.6555 | [19 empty] | 316.2278 | 0
1 | 1900 | 707 | 0.015 | 15 | 15 | 7 | 4.217e-13 | 5spot_SharedNeighbor | Water | Porous | Wet | R600a | MinimizeLCOE_Brownfield | IgnoreSilica | 2019 | 0 | 0 | 0 | 0 |  |  |  |  | 15 |  | 21.8881 | [19 empty] | 421.6965 | 0
1 | 1900 | 707 | 0.015 | 15 | 15 | 7 | 5.6234e-13 | 5spot_SharedNeighbor | Water | Porous | Wet | R600a | MinimizeLCOE_Brownfield | IgnoreSilica | 2019 | 0 | 0 | 0 | 0 |  |  |  |  | 15 |  | 23.403 | [19 empty] | 562.3413 | 0
1 | 1900 | 707 | 0.015 | 15 | 15 | 7 | 7.4989e-13 | 5spot_SharedNeighbor | Water | Porous | Wet | R600a | MinimizeLCOE_Brownfield | IgnoreSilica | 2019 | 0 | 0 | 0 | 0 |  |  |  |  | 15 |  | 23.1256 | [19 empty] | 749.8942 | 0
1 | 1900 | 707 | 0.015 | 15 | 15 | 7 | 1e-12 | 5spot_SharedNeighbor | Water | Porous | Wet | R600a | MinimizeLCOE_Brownfield | IgnoreSilica | 2019 | 0 | 0 | 0 | 0 |  |  |  |  | 15 |  | 24.0298 | [19 empty] | 1000 | 0
1 | 1900 | 707 | 0.015 | 15 | 15 | 7 | 1.3335e-12 | 5spot_SharedNeighbor | Water | Porous | Wet | R600a | MinimizeLCOE_Brownfield | IgnoreSilica | 2019 | 0 | 0 | 0 | 0 |  |  |  |  | 15 |  | 23.7612 | [19 empty] | 1333.5214 | 0
1 | 1900 | 707 | 0.015 | 15 | 15 | 7 | 1.7783e-12 | 5spot_SharedNeighbor | Water | Porous | Wet | R600a | MinimizeLCOE_Brownfield | IgnoreSilica | 2019 | 0 | 0 | 0 | 0 |  |  |  |  | 15 |  | 28.0277 | [19 empty] | 1778.2794 | 0
1 | 1900 | 707 | 0.015 | 15 | 15 | 7 | 2.3714e-12 | 5spot_SharedNeighbor | Water | Porous | Wet | R600a | MinimizeLCOE_Brownfield | IgnoreSilica | 2019 | 0 | 0 | 0 | 0 |  |  |  |  | 15 |  | 29.0889 | [19 empty] | 2371.3737 | 0
1 | 1900 | 707 | 0.015 | 15 | 15 | 7 | 3.1623e-12 | 5spot_SharedNeighbor | Water | Porous | Wet | R600a | MinimizeLCOE_Brownfield | IgnoreSilica | 2019 | 0 | 0 | 0 | 0 |  |  |  |  | 15 |  | 31.0889 | [19 empty] | 3162.2777 | 0
1 | 1900 | 707 | 0.015 | 15 | 15 | 7 | 4.217e-12 | 5spot_SharedNeighbor | Water | Porous | Wet | R600a | MinimizeLCOE_Brownfield | IgnoreSilica | 2019 | 0 | 0 | 0 | 0 |  |  |  |  | 15 |  | 32.1692 | [19 empty] | 4216.965 | 0
1 | 1900 | 707 | 0.015 | 15 | 15 | 7 | 5.6234e-12 | 5spot_SharedNeighbor | Water | Porous | Wet | R600a | MinimizeLCOE_Brownfield | IgnoreSilica | 2019 | 0 | 0 | 0 | 0 |  |  |  |  | 15 |  | 33.1363 | [19 empty] | 5623.4133 | 0
1 | 1900 | 707 | 0.015 | 15 | 15 | 7 | 7.4989e-12 | 5spot_SharedNeighbor | Water | Porous | Wet | R600a | MinimizeLCOE_Brownfield | IgnoreSilica | 2019 | 0 | 0 | 0 | 0 |  |  |  |  | 15 |  | 34.2297 | [19 empty] | 7498.9421 | 0
1 | 1900 | 707 | 0.015 | 15 | 15 | 7 | 1e-11 | 5spot_SharedNeighbor | Water | Porous | Wet | R600a | MinimizeLCOE_Brownfield | IgnoreSilica | 2019 | 0 | 0 | 0 | 0 |  |  |  |  | 15 |  | 32.0247 | [19 empty] | 10000 | 0
1 | 1900 | 707 | 0.015 | 15 | 15 | 7 | 1.3335e-11 | 5spot_SharedNeighbor | Water | Porous | Wet | R600a | MinimizeLCOE_Brownfield | IgnoreSilica | 2019 | 0 | 0 | 0 | 0 |  |  |  |  | 15 |  | 31.84 | [19 empty] | 13335.2143 | 0
1 | 1900 | 707 | 0.015 | 15 | 15 | 7 | 1.7783e-11 | 5spot_SharedNeighbor | Water | Porous | Wet | R600a | MinimizeLCOE_Brownfield | IgnoreSilica | 2019 | 0 | 0 | 0 | 0 |  |  |  |  | 15 |  | 30.4064 | [19 empty] | 17782.7941 | 0
1 | 1900 | 707 | 0.015 | 15 | 15 | 7 | 2.3714e-11 | 5spot_SharedNeighbor | Water | Porous | Wet | R600a | MinimizeLCOE_Brownfield | IgnoreSilica | 2019 | 0 | 0 | 0 | 0 |  |  |  |  | 15 |  | 28.9309 | [19 empty] | 23713.7371 | 0
1 | 1900 | 707 | 0.015 | 15 | 15 | 7 | 3.1623e-11 | 5spot_SharedNeighbor | Water | Porous | Wet | R600a | MinimizeLCOE_Brownfield | IgnoreSilica | 2019 | 0 | 0 | 0 | 0 |  |  |  |  | 15 |  | 28.8376 | [19 empty] | 31622.7766 | 0
1 | 1900 | 707 | 0.015 | 15 | 15 | 7 | 4.217e-11 | 5spot_SharedNeighbor | Water | Porous | Wet | R600a | MinimizeLCOE_Brownfield | IgnoreSilica | 2019 | 0 | 0 | 0 | 0 |  |  |  |  | 15 |  | 28.9809 | [19 empty] | 42169.6503 | 0
1 | 1900 | 707 | 0.015 | 15 | 15 | 7 | 5.6234e-11 | 5spot_SharedNeighbor | Water | Porous | Wet | R600a | MinimizeLCOE_Brownfield | IgnoreSilica | 2019 | 0 | 0 | 0 | 0 |  |  |  |  | 15 |  | 31.243 | [19 empty] | 56234.1325 | 0
1 | 1900 | 707 | 0.015 | 15 | 15 | 7 | 7.4989e-11 | 5spot_SharedNeighbor | Water | Porous | Wet | R600a | MinimizeLCOE_Brownfield | IgnoreSilica | 2019 | 0 | 0 | 0 | 0 |  |  |  |  | 15 |  | 29.9996 | [19 empty] | 74989.4209 | 0
1 | 1900 | 707 | 0.015 | 15 | 15 | 7 | 1e-10 | 5spot_SharedNeighbor | Water | Porous | Wet | R600a | MinimizeLCOE_Brownfield | IgnoreSilica | 2019 | 0 | 0 | 0 | 0 |  |  |  |  | 15 |  | 29.7794 | [19 empty] | 100000 | 0
1 | 1900 | 707 | 0.015 | 15 | 15 | 7 | 1.3335e-10 | 5spot_SharedNeighbor | Water | Porous | Wet | R600a | MinimizeLCOE_Brownfield | IgnoreSilica | 2019 | 0 | 0 | 0 | 0 |  |  |  |  | 15 |  | 29.8827 | [19 empty] | 133352.1432 | 0
1 | 1900 | 707 | 0.015 | 15 | 15 | 7 | 1.7783e-10 | 5spot_SharedNeighbor | Water | Porous | Wet | R600a | MinimizeLCOE_Brownfield | IgnoreSilica | 2019 | 0 | 0 | 0 | 0 |  |  |  |  | 15 |  | 27.9358 | [19 empty] | 177827.941 | 0
1 | 1900 | 707 | 0.015 | 15 | 15 | 7 | 2.3714e-10 | 5spot_SharedNeighbor | Water | Porous | Wet | R600a | MinimizeLCOE_Brownfield | IgnoreSilica | 2019 | 0 | 0 | 0 | 0 |  |  |  |  | 15 |  | 29.8704 | [19 empty] | 237137.3706 | 0
1 | 1900 | 707 | 0.015 | 15 | 15 | 7 | 3.1623e-10 | 5spot_SharedNeighbor | Water | Porous | Wet | R600a | MinimizeLCOE_Brownfield | IgnoreSilica | 2019 | 0 | 0 | 0 | 0 |  |  |  |  | 15 |  | 29.4611 | [19 empty] | 316227.766 | 0
1 | 1900 | 707 | 0.015 | 15 | 15 | 7 | 4.217e-10 | 5spot_SharedNeighbor | Water | Porous | Wet | R600a | MinimizeLCOE_Brownfield | IgnoreSilica | 2019 | 0 | 0 | 0 | 0 |  |  |  |  | 15 |  | 28.5619 | [19 empty] | 421696.5034 | 0
1 | 1900 | 707 | 0.015 | 15 | 15 | 7 | 5.6234e-10 | 5spot_SharedNeighbor | Water | Porous | Wet | R600a | MinimizeLCOE_Brownfield | IgnoreSilica | 2019 | 0 | 0 | 0 | 0 |  |  |  |  | 15 |  | 27.9648 | [19 empty] | 562341.3252 | 0
1 | 1900 | 707 | 0.015 | 15 | 15 | 7 | 7.4989e-10 | 5spot_SharedNeighbor | Water | Porous | Wet | R600a | MinimizeLCOE_Brownfield | IgnoreSilica | 2019 | 0 | 0 | 0 | 0 |  |  |  |  | 15 |  | 25.3989 | [19 empty] | 749894.2093 | 0
1 | 1900 | 707 | 0.015 | 15 | 15 | 7 | 1e-09 | 5spot_SharedNeighbor | Water | Porous | Wet | R600a | MinimizeLCOE_Brownfield | IgnoreSilica | 2019 | 0 | 0 | 0 | 0 |  |  |  |  | 15 |  | 24.8404 | [19 empty] | 1000000 | 0
1 | 1900 | 707 | 0.015 | 15 | 15 | 7 | 1.3335e-09 | 5spot_SharedNeighbor | Water | Porous | Wet | R600a | MinimizeLCOE_Brownfield | IgnoreSilica | 2019 | 0 | 0 | 0 | 0 |  |  |  |  | 15 |  | 26.4969 | [19 empty] | 1333521.4322 | 0
1 | 1900 | 707 | 0.015 | 15 | 15 | 7 | 1.7783e-09 | 5spot_SharedNeighbor | Water | Porous | Wet | R600a | MinimizeLCOE_Brownfield | IgnoreSilica | 2019 | 0 | 0 | 0 | 0 |  |  |  |  | 15 |  | 25.3618 | [19 empty] | 1778279.41 | 0
1 | 1900 | 707 | 0.015 | 15 | 15 | 7 | 2.3714e-09 | 5spot_SharedNeighbor | Water | Porous | Wet | R600a | MinimizeLCOE_Brownfield | IgnoreSilica | 2019 | 0 | 0 | 0 | 0 |  |  |  |  | 15 |  | 27.1042 | [19 empty] | 2371373.7057 | 0
1 | 1900 | 707 | 0.015 | 15 | 15 | 7 | 3.1623e-09 | 5spot_SharedNeighbor | Water | Porous | Wet | R600a | MinimizeLCOE_Brownfield | IgnoreSilica | 2019 | 0 | 0 | 0 | 0 |  |  |  |  | 15 |  | 25.3206 | [19 empty] | 3162277.6602 | 0
1 | 1900 | 707 | 0.015 | 15 | 15 | 7 | 4.217e-09 | 5spot_SharedNeighbor | Water | Porous | Wet | R600a | MinimizeLCOE_Brownfield | IgnoreSilica | 2019 | 0 | 0 | 0 | 0 |  |  |  |  | 15 |  | 26.4146 | [19 empty] | 4216965.0343 | 0
1 | 1900 | 707 | 0.015 | 15 | 15 | 7 | 5.6234e-09 | 5spot_SharedNeighbor | Water | Porous | Wet | R600a | MinimizeLCOE_Brownfield | IgnoreSilica | 2019 | 0 | 0 | 0 | 0 |  |  |  |  | 15 |  | 26.1378 | [19 empty] | 5623413.2519 | 0
1 | 1900 | 707 | 0.015 | 15 | 15 | 7 | 7.4989e-09 | 5spot_SharedNeighbor | Water | Porous | Wet | R600a | MinimizeLCOE_Brownfield | IgnoreSilica | 2019 | 0 | 0 | 0 | 0 |  |  |  |  | 15 |  | 27.5327 | [19 empty] | 7498942.0933 | 0
1 | 1900 | 707 | 0.015 | 15 | 15 | 7 | 1e-08 | 5spot_SharedNeighbor | Water | Porous | Wet | R600a | MinimizeLCOE_Brownfield | IgnoreSilica | 2019 | 0 | 0 | 0 | 0 |  |  |  |  | 15 |  | 26.6305 | [19 empty] | 10000000 | 0
1 | 2000 | 707 | 0.015 | 15 | 15 | 7 | 1e-13 | 5spot_SharedNeighbor | Water | Porous | Wet | R600a | MinimizeLCOE_Brownfield | IgnoreSilica | 2019 | 0 | 0 | 0 | 0 |  |  |  |  | 15 |  | 14.0485 | [19 empty] | 100 | 0
1 | 2000 | 707 | 0.015 | 15 | 15 | 7 | 1.3335e-13 | 5spot_SharedNeighbor | Water | Porous | Wet | R600a | MinimizeLCOE_Brownfield | IgnoreSilica | 2019 | 0 | 0 | 0 | 0 |  |  |  |  | 15 |  | 16.8521 | [19 empty] | 133.3521 | 0
1 | 2000 | 707 | 0.015 | 15 | 15 | 7 | 1.7783e-13 | 5spot_SharedNeighbor | Water | Porous | Wet | R600a | MinimizeLCOE_Brownfield | IgnoreSilica | 2019 | 0 | 0 | 0 | 0 |  |  |  |  | 15 |  | 18.4146 | [19 empty] | 177.8279 | 0
1 | 2000 | 707 | 0.015 | 15 | 15 | 7 | 2.3714e-13 | 5spot_SharedNeighbor | Water | Porous | Wet | R600a | MinimizeLCOE_Brownfield | IgnoreSilica | 2019 | 0 | 0 | 0 | 0 |  |  |  |  | 15 |  | 21.8882 | [19 empty] | 237.1374 | 0
1 | 2000 | 707 | 0.015 | 15 | 15 | 7 | 3.1623e-13 | 5spot_SharedNeighbor | Water | Porous | Wet | R600a | MinimizeLCOE_Brownfield | IgnoreSilica | 2019 | 0 | 0 | 0 | 0 |  |  |  |  | 15 |  | 21.0323 | [19 empty] | 316.2278 | 0
1 | 2000 | 707 | 0.015 | 15 | 15 | 7 | 4.217e-13 | 5spot_SharedNeighbor | Water | Porous | Wet | R600a | MinimizeLCOE_Brownfield | IgnoreSilica | 2019 | 0 | 0 | 0 | 0 |  |  |  |  | 15 |  | 21.5464 | [19 empty] | 421.6965 | 0
1 | 2000 | 707 | 0.015 | 15 | 15 | 7 | 5.6234e-13 | 5spot_SharedNeighbor | Water | Porous | Wet | R600a | MinimizeLCOE_Brownfield | IgnoreSilica | 2019 | 0 | 0 | 0 | 0 |  |  |  |  | 15 |  | 22.0607 | [19 empty] | 562.3413 | 0
1 | 2000 | 707 | 0.015 | 15 | 15 | 7 | 7.4989e-13 | 5spot_SharedNeighbor | Water | Porous | Wet | R600a | MinimizeLCOE_Brownfield | IgnoreSilica | 2019 | 0 | 0 | 0 | 0 |  |  |  |  | 15 |  | 24.0275 | [19 empty] | 749.8942 | 0
1 | 2000 | 707 | 0.015 | 15 | 15 | 7 | 1e-12 | 5spot_SharedNeighbor | Water | Porous | Wet | R600a | MinimizeLCOE_Brownfield | IgnoreSilica | 2019 | 0 | 0 | 0 | 0 |  |  |  |  | 15 |  | 24.3843 | [19 empty] | 1000 | 0
1 | 2000 | 707 | 0.015 | 15 | 15 | 7 | 1.3335e-12 | 5spot_SharedNeighbor | Water | Porous | Wet | R600a | MinimizeLCOE_Brownfield | IgnoreSilica | 2019 | 0 | 0 | 0 | 0 |  |  |  |  | 15 |  | 25.4908 | [19 empty] | 1333.5214 | 0
1 | 2000 | 707 | 0.015 | 15 | 15 | 7 | 1.7783e-12 | 5spot_SharedNeighbor | Water | Porous | Wet | R600a | MinimizeLCOE_Brownfield | IgnoreSilica | 2019 | 0 | 0 | 0 | 0 |  |  |  |  | 15 |  | 27.9475 | [19 empty] | 1778.2794 | 0
1 | 2000 | 707 | 0.015 | 15 | 15 | 7 | 2.3714e-12 | 5spot_SharedNeighbor | Water | Porous | Wet | R600a | MinimizeLCOE_Brownfield | IgnoreSilica | 2019 | 0 | 0 | 0 | 0 |  |  |  |  | 15 |  | 29.1293 | [19 empty] | 2371.3737 | 0
1 | 2000 | 707 | 0.015 | 15 | 15 | 7 | 3.1623e-12 | 5spot_SharedNeighbor | Water | Porous | Wet | R600a | MinimizeLCOE_Brownfield | IgnoreSilica | 2019 | 0 | 0 | 0 | 0 |  |  |  |  | 15 |  | 30.5475 | [19 empty] | 3162.2777 | 0
1 | 2000 | 707 | 0.015 | 15 | 15 | 7 | 4.217e-12 | 5spot_SharedNeighbor | Water | Porous | Wet | R600a | MinimizeLCOE_Brownfield | IgnoreSilica | 2019 | 0 | 0 | 0 | 0 |  |  |  |  | 15 |  | 34.6045 | [19 empty] | 4216.965 | 0
1 | 2000 | 707 | 0.015 | 15 | 15 | 7 | 5.6234e-12 | 5spot_SharedNeighbor | Water | Porous | Wet | R600a | MinimizeLCOE_Brownfield | IgnoreSilica | 2019 | 0 | 0 | 0 | 0 |  |  |  |  | 15 |  | 35.2479 | [19 empty] | 5623.4133 | 0
1 | 2000 | 707 | 0.015 | 15 | 15 | 7 | 7.4989e-12 | 5spot_SharedNeighbor | Water | Porous | Wet | R600a | MinimizeLCOE_Brownfield | IgnoreSilica | 2019 | 0 | 0 | 0 | 0 |  |  |  |  | 15 |  | 32.7615 | [19 empty] | 7498.9421 | 0
1 | 2000 | 707 | 0.015 | 15 | 15 | 7 | 1e-11 | 5spot_SharedNeighbor | Water | Porous | Wet | R600a | MinimizeLCOE_Brownfield | IgnoreSilica | 2019 | 0 | 0 | 0 | 0 |  |  |  |  | 15 |  | 32.6709 | [19 empty] | 10000 | 0
1 | 2000 | 707 | 0.015 | 15 | 15 | 7 | 1.3335e-11 | 5spot_SharedNeighbor | Water | Porous | Wet | R600a | MinimizeLCOE_Brownfield | IgnoreSilica | 2019 | 0 | 0 | 0 | 0 |  |  |  |  | 15 |  | 32.2642 | [19 empty] | 13335.2143 | 0
1 | 2000 | 707 | 0.015 | 15 | 15 | 7 | 1.7783e-11 | 5spot_SharedNeighbor | Water | Porous | Wet | R600a | MinimizeLCOE_Brownfield | IgnoreSilica | 2019 | 0 | 0 | 0 | 0 |  |  |  |  | 15 |  | 29.3811 | [19 empty] | 17782.7941 | 0
1 | 2000 | 707 | 0.015 | 15 | 15 | 7 | 2.3714e-11 | 5spot_SharedNeighbor | Water | Porous | Wet | R600a | MinimizeLCOE_Brownfield | IgnoreSilica | 2019 | 0 | 0 | 0 | 0 |  |  |  |  | 15 |  | 29.2911 | [19 empty] | 23713.7371 | 0
1 | 2000 | 707 | 0.015 | 15 | 15 | 7 | 3.1623e-11 | 5spot_SharedNeighbor | Water | Porous | Wet | R600a | MinimizeLCOE_Brownfield | IgnoreSilica | 2019 | 0 | 0 | 0 | 0 |  |  |  |  | 15 |  | 29.364 | [19 empty] | 31622.7766 | 0
1 | 2000 | 707 | 0.015 | 15 | 15 | 7 | 4.217e-11 | 5spot_SharedNeighbor | Water | Porous | Wet | R600a | MinimizeLCOE_Brownfield | IgnoreSilica | 2019 | 0 | 0 | 0 | 0 |  |  |  |  | 15 |  | 30.4417 | [19 empty] | 42169.6503 | 0
1 | 2000 | 707 | 0.015 | 15 | 15 | 7 | 5.6234e-11 | 5spot_SharedNeighbor | Water | Porous | Wet | R600a | MinimizeLCOE_Brownfield | IgnoreSilica | 2019 | 0 | 0 | 0 | 0 |  |  |  |  | 15 |  | 30.8409 | [19 empty] | 56234.1325 | 0
1 | 2000 | 707 | 0.015 | 15 | 15 | 7 | 7.4989e-11 | 5spot_SharedNeighbor | Water | Porous | Wet | R600a | MinimizeLCOE_Brownfield | IgnoreSilica | 2019 | 0 | 0 | 0 | 0 |  |  |  |  | 15 |  | 29.3968 | [19 empty] | 74989.4209 | 0
1 | 2000 | 707 | 0.015 | 15 | 15 | 7 | 1e-10 | 5spot_SharedNeighbor | Water | Porous | Wet | R600a | MinimizeLCOE_Brownfield | IgnoreSilica | 2019 | 0 | 0 | 0 | 0 |  |  |  |  | 15 |  | 28.6918 | [19 empty] | 100000 | 0
1 | 2000 | 707 | 0.015 | 15 | 15 | 7 | 1.3335e-10 | 5spot_SharedNeighbor | Water | Porous | Wet | R600a | MinimizeLCOE_Brownfield | IgnoreSilica | 2019 | 0 | 0 | 0 | 0 |  |  |  |  | 15 |  | 28.4915 | [19 empty] | 133352.1432 | 0
1 | 2000 | 707 | 0.015 | 15 | 15 | 7 | 1.7783e-10 | 5spot_SharedNeighbor | Water | Porous | Wet | R600a | MinimizeLCOE_Brownfield | IgnoreSilica | 2019 | 0 | 0 | 0 | 0 |  |  |  |  | 15 |  | 28.1831 | [19 empty] | 177827.941 | 0
1 | 2000 | 707 | 0.015 | 15 | 15 | 7 | 2.3714e-10 | 5spot_SharedNeighbor | Water | Porous | Wet | R600a | MinimizeLCOE_Brownfield | IgnoreSilica | 2019 | 0 | 0 | 0 | 0 |  |  |  |  | 15 |  | 27.5772 | [19 empty] | 237137.3706 | 0
1 | 2000 | 707 | 0.015 | 15 | 15 | 7 | 3.1623e-10 | 5spot_SharedNeighbor | Water | Porous | Wet | R600a | MinimizeLCOE_Brownfield | IgnoreSilica | 2019 | 0 | 0 | 0 | 0 |  |  |  |  | 15 |  | 27.9871 | [19 empty] | 316227.766 | 0
1 | 2000 | 707 | 0.015 | 15 | 15 | 7 | 4.217e-10 | 5spot_SharedNeighbor | Water | Porous | Wet | R600a | MinimizeLCOE_Brownfield | IgnoreSilica | 2019 | 0 | 0 | 0 | 0 |  |  |  |  | 15 |  | 28.5821 | [19 empty] | 421696.5034 | 0
1 | 2000 | 707 | 0.015 | 15 | 15 | 7 | 5.6234e-10 | 5spot_SharedNeighbor | Water | Porous | Wet | R600a | MinimizeLCOE_Brownfield | IgnoreSilica | 2019 | 0 | 0 | 0 | 0 |  |  |  |  | 15 |  | 26.0657 | [19 empty] | 562341.3252 | 0
1 | 2000 | 707 | 0.015 | 15 | 15 | 7 | 7.4989e-10 | 5spot_SharedNeighbor | Water | Porous | Wet | R600a | MinimizeLCOE_Brownfield | IgnoreSilica | 2019 | 0 | 0 | 0 | 0 |  |  |  |  | 15 |  | 26.2011 | [19 empty] | 749894.2093 | 0
1 | 2000 | 707 | 0.015 | 15 | 15 | 7 | 1e-09 | 5spot_SharedNeighbor | Water | Porous | Wet | R600a | MinimizeLCOE_Brownfield | IgnoreSilica | 2019 | 9.5 | 0.26834 | 3.3901e-05 | 4 | 58951747.9043 | 138347821.8963 | 1201811.1192 | 2820407.4786 | 43.7021 | 0 | 47.2917 | 60136.1243 | 2701.0697 | 126872.8226 | 142313.6766 | 0 | 0 | 0 | 129489.2404 | 336904.4415 | 229944.204 | 1028361.5791 | 961560.8286 | 6004137.4768 | 6004137.4768 | 1478867.319 | 3283376.0606 | 0 | 7994059.8845 | 18760440.7409 | 1000000 | 0.0001356 | 58951747.9043 | 138347821.8963 | 1201811.1192 | 2820407.4786
1 | 2000 | 707 | 0.015 | 15 | 15 | 7 | 1.3335e-09 | 5spot_SharedNeighbor | Water | Porous | Wet | R600a | MinimizeLCOE_Brownfield | IgnoreSilica | 2019 | 11.8191 | 0.33673 | 0.00010706 | 4 | 19145128.0585 | 44287207.6031 | 390299.3312 | 902854.6299 | 43.8321 | 0 | 74.436 | 70625.778 | 3184.4608 | 152118.4461 | 172055.6942 | 0 | 0 | 0 | 155213.9079 | 403834.7496 | 275625.5145 | 1232658.5512 | 961560.8286 | 6004137.4768 | 6004137.4768 | 1478867.319 | 3283376.0606 | 0 | 8198356.8565 | 18964737.7129 | 1333521.4322 | 0.00042822 | 19145128.0585 | 44287207.6031 | 390299.3312 | 902854.6299
1 | 2000 | 707 | 0.015 | 15 | 15 | 7 | 1.7783e-09 | 5spot_SharedNeighbor | Water | Porous | Wet | R600a | MinimizeLCOE_Brownfield | IgnoreSilica | 2019 | 14.0117 | 0.40139 | 0.00017701 | 4 | 11844882.9466 | 27050720.1897 | 241473.9603 | 551465.5199 | 43.9157 | 0 | 69.649 | 79942.3269 | 3614.3376 | 175055.6982 | 200175.9205 | 0 | 0 | 0 | 178927.4304 | 465532.4709 | 317735.4772 | 1420983.6617 | 961560.8286 | 6004137.4768 | 6004137.4768 | 1478867.319 | 3283376.0606 | 0 | 8386681.9671 | 19153062.8235 | 1778279.41 | 0.00070804 | 11844882.9466 | 27050720.1897 | 241473.9603 | 551465.5199
1 | 2000 | 707 | 0.015 | 15 | 15 | 7 | 2.3714e-09 | 5spot_SharedNeighbor | Water | Porous | Wet | R600a | MinimizeLCOE_Brownfield | IgnoreSilica | 2019 | 16.1311 | 0.46391 | 0.00024523 | 4 | 8731799.5635 | 19707619.6435 | 178009.5447 | 401766.483 | 43.9753 | 0 | 67.6192 | 88513.2871 | 4010.1707 | 196535.8854 | 227360.1559 | 0 | 0 | 0 | 201403.6047 | 524010.8658 | 357648.1832 | 1599482.1528 | 961560.8286 | 6004137.4768 | 6004137.4768 | 1478867.319 | 3283376.0606 | 0 | 8565180.4582 | 19331561.3146 | 2371373.7057 | 0.00098092 | 8731799.5635 | 19707619.6435 | 178009.5447 | 401766.483
1 | 2000 | 707 | 0.015 | 15 | 15 | 7 | 3.1623e-09 | 5spot_SharedNeighbor | Water | Porous | Wet | R600a | MinimizeLCOE_Brownfield | IgnoreSilica | 2019 | 18.0795 | 0.52137 | 0.00030854 | 4 | 7070907.1422 | 15794509.3237 | 144150.0062 | 321992.4362 | 44.0179 | 0 | 86.8841 | 96080.9625 | 4359.9095 | 215773.2092 | 252348.0399 | 0 | 0 | 0 | 221739.2272 | 576919.9843 | 393759.7438 | 1760981.0764 | 961560.8286 | 6004137.4768 | 6004137.4768 | 1478867.319 | 3283376.0606 | 0 | 8726679.3818 | 19493060.2382 | 3162277.6602 | 0.0012342 | 7070907.1422 | 15794509.3237 | 144150.0062 | 321992.4362
1 | 2000 | 707 | 0.015 | 15 | 15 | 7 | 4.217e-09 | 5spot_SharedNeighbor | Water | Porous | Wet | R600a | MinimizeLCOE_Brownfield | IgnoreSilica | 2019 | 19.7728 | 0.5713 | 0.00036404 | 4 | 6088112.3937 | 13481782.0492 | 124114.4059 | 274844.3625 | 44.0483 | 0 | 71.9746 | 102450.1326 | 4654.4101 | 232145.5545 | 274060.891 | 0 | 0 | 0 | 239191.2854 | 622326.6598 | 424750.7328 | 1899579.6662 | 961560.8286 | 6004137.4768 | 6004137.4768 | 1478867.319 | 3283376.0606 | 0 | 8865277.9716 | 19631658.828 | 4216965.0343 | 0.0014562 | 6088112.3937 | 13481782.0492 | 124114.4059 | 274844.3625
1 | 2000 | 707 | 0.015 | 15 | 15 | 7 | 5.6234e-09 | 5spot_SharedNeighbor | Water | Porous | Wet | R600a | MinimizeLCOE_Brownfield | IgnoreSilica | 2019 | 21.1929 | 0.61319 | 0.00041074 | 4 | 5465935.611 | 12018900.0608 | 111430.4907 | 245021.5345 | 44.0702 | 0 | 82.7143 | 107660.6385 | 4895.4204 | 245657.4873 | 292271.5638 | 0 | 0 | 0 | 253689.1929 | 660047.2411 | 450495.8047 | 2014717.3487 | 961560.8286 | 6004137.4768 | 6004137.4768 | 1478867.319 | 3283376.0606 | 0 | 8980415.654 | 19746796.5104 | 5623413.2519 | 0.001643 | 5465935.611 | 12018900.0608 | 111430.4907 | 245021.5345
1 | 2000 | 707 | 0.015 | 15 | 15 | 7 | 7.4989e-09 | 5spot_SharedNeighbor | Water | Porous | Wet | R600a | MinimizeLCOE_Brownfield | IgnoreSilica | 2019 | 22.3527 | 0.64739 | 0.00044899 | 4 | 5052314.7579 | 11047079.8013 | 102998.2701 | 225209.664 | 44.086 | 0 | 78.4673 | 111835.7255 | 5088.5868 | 256557.4241 | 307145.7649 | 0 | 0 | 0 | 265444.7255 | 690632.7256 | 471371.0263 | 2108075.9788 | 961560.8286 | 6004137.4768 | 6004137.4768 | 1478867.319 | 3283376.0606 | 0 | 9073774.2842 | 19840155.1405 | 7498942.0933 | 0.001796 | 5052314.7579 | 11047079.8013 | 102998.2701 | 225209.664
1 | 2000 | 707 | 0.015 | 15 | 15 | 7 | 1e-08 | 5spot_SharedNeighbor | Water | Porous | Wet | R600a | MinimizeLCOE_Brownfield | IgnoreSilica | 2019 | 23.2714 | 0.67449 | 0.00047935 | 4 | 4770714.578 | 10385838.7842 | 97257.4695 | 211729.3715 | 44.0975 | 0 | 50.9333 | 115095.0291 | 5239.4111 | 265110.0624 | 318928.0089 | 0 | 0 | 0 | 274705.2794 | 714726.7873 | 487815.7185 | 2181620.2967 | 961560.8286 | 6004137.4768 | 6004137.4768 | 1478867.319 | 3283376.0606 | 0 | 9147318.6021 | 19913699.4584 | 10000000 | 0.0019174 | 4770714.578 | 10385838.7842 | 97257.4695 | 211729.3715
1 | 2100 | 707 | 0.015 | 15 | 15 | 7 | 1e-13 | 5spot_SharedNeighbor | Water | Porous | Wet | R600a | MinimizeLCOE_Brownfield | IgnoreSilica | 2019 | 0 | 0 | 0 | 0 |  |  |  |  | 15 |  | 15.125 | [19 empty] | 100 | 0
1 | 2100 | 707 | 0.015 | 15 | 15 | 7 | 1.3335e-13 | 5spot_SharedNeighbor | Water | Porous | Wet | R600a | MinimizeLCOE_Brownfield | IgnoreSilica | 2019 | 0 | 0 | 0 | 0 |  |  |  |  | 15 |  | 17.9234 | [19 empty] | 133.3521 | 0
1 | 2100 | 707 | 0.015 | 15 | 15 | 7 | 1.7783e-13 | 5spot_SharedNeighbor | Water | Porous | Wet | R600a | MinimizeLCOE_Brownfield | IgnoreSilica | 2019 | 0 | 0 | 0 | 0 |  |  |  |  | 15 |  | 19.2913 | [19 empty] | 177.8279 | 0
1 | 2100 | 707 | 0.015 | 15 | 15 | 7 | 2.3714e-13 | 5spot_SharedNeighbor | Water | Porous | Wet | R600a | MinimizeLCOE_Brownfield | IgnoreSilica | 2019 | 0 | 0 | 0 | 0 |  |  |  |  | 15 |  | 21.8381 | [19 empty] | 237.1374 | 0
1 | 2100 | 707 | 0.015 | 15 | 15 | 7 | 3.1623e-13 | 5spot_SharedNeighbor | Water | Porous | Wet | R600a | MinimizeLCOE_Brownfield | IgnoreSilica | 2019 | 0 | 0 | 0 | 0 |  |  |  |  | 15 |  | 21.6769 | [19 empty] | 316.2278 | 0
1 | 2100 | 707 | 0.015 | 15 | 15 | 7 | 4.217e-13 | 5spot_SharedNeighbor | Water | Porous | Wet | R600a | MinimizeLCOE_Brownfield | IgnoreSilica | 2019 | 0 | 0 | 0 | 0 |  |  |  |  | 15 |  | 22.3431 | [19 empty] | 421.6965 | 0
1 | 2100 | 707 | 0.015 | 15 | 15 | 7 | 5.6234e-13 | 5spot_SharedNeighbor | Water | Porous | Wet | R600a | MinimizeLCOE_Brownfield | IgnoreSilica | 2019 | 0 | 0 | 0 | 0 |  |  |  |  | 15 |  | 22.5267 | [19 empty] | 562.3413 | 0
1 | 2100 | 707 | 0.015 | 15 | 15 | 7 | 7.4989e-13 | 5spot_SharedNeighbor | Water | Porous | Wet | R600a | MinimizeLCOE_Brownfield | IgnoreSilica | 2019 | 0 | 0 | 0 | 0 |  |  |  |  | 15 |  | 24.716 | [19 empty] | 749.8942 | 0
1 | 2100 | 707 | 0.015 | 15 | 15 | 7 | 1e-12 | 5spot_SharedNeighbor | Water | Porous | Wet | R600a | MinimizeLCOE_Brownfield | IgnoreSilica | 2019 | 0 | 0 | 0 | 0 |  |  |  |  | 15 |  | 24.1777 | [19 empty] | 1000 | 0
1 | 2100 | 707 | 0.015 | 15 | 15 | 7 | 1.3335e-12 | 5spot_SharedNeighbor | Water | Porous | Wet | R600a | MinimizeLCOE_Brownfield | IgnoreSilica | 2019 | 0 | 0 | 0 | 0 |  |  |  |  | 15 |  | 24.5416 | [19 empty] | 1333.5214 | 0
1 | 2100 | 707 | 0.015 | 15 | 15 | 7 | 1.7783e-12 | 5spot_SharedNeighbor | Water | Porous | Wet | R600a | MinimizeLCOE_Brownfield | IgnoreSilica | 2019 | 0 | 0 | 0 | 0 |  |  |  |  | 15 |  | 27.0852 | [19 empty] | 1778.2794 | 0
1 | 2100 | 707 | 0.015 | 15 | 15 | 7 | 2.3714e-12 | 5spot_SharedNeighbor | Water | Porous | Wet | R600a | MinimizeLCOE_Brownfield | IgnoreSilica | 2019 | 0 | 0 | 0 | 0 |  |  |  |  | 15 |  | 28.2318 | [19 empty] | 2371.3737 | 0
1 | 2100 | 707 | 0.015 | 15 | 15 | 7 | 3.1623e-12 | 5spot_SharedNeighbor | Water | Porous | Wet | R600a | MinimizeLCOE_Brownfield | IgnoreSilica | 2019 | 0 | 0 | 0 | 0 |  |  |  |  | 15 |  | 31.0369 | [19 empty] | 3162.2777 | 0
1 | 2100 | 707 | 0.015 | 15 | 15 | 7 | 4.217e-12 | 5spot_SharedNeighbor | Water | Porous | Wet | R600a | MinimizeLCOE_Brownfield | IgnoreSilica | 2019 | 0 | 0 | 0 | 0 |  |  |  |  | 15 |  | 32.9911 | [19 empty] | 4216.965 | 0
1 | 2100 | 707 | 0.015 | 15 | 15 | 7 | 5.6234e-12 | 5spot_SharedNeighbor | Water | Porous | Wet | R600a | MinimizeLCOE_Brownfield | IgnoreSilica | 2019 | 0 | 0 | 0 | 0 |  |  |  |  | 15 |  | 32.7492 | [19 empty] | 5623.4133 | 0
1 | 2100 | 707 | 0.015 | 15 | 15 | 7 | 7.4989e-12 | 5spot_SharedNeighbor | Water | Porous | Wet | R600a | MinimizeLCOE_Brownfield | IgnoreSilica | 2019 | 0 | 0 | 0 | 0 |  |  |  |  | 15 |  | 33.496 | [19 empty] | 7498.9421 | 0
1 | 2100 | 707 | 0.015 | 15 | 15 | 7 | 1e-11 | 5spot_SharedNeighbor | Water | Porous | Wet | R600a | MinimizeLCOE_Brownfield | IgnoreSilica | 2019 | 0 | 0 | 0 | 0 |  |  |  |  | 15 |  | 33.3122 | [19 empty] | 10000 | 0
1 | 2100 | 707 | 0.015 | 15 | 15 | 7 | 1.3335e-11 | 5spot_SharedNeighbor | Water | Porous | Wet | R600a | MinimizeLCOE_Brownfield | IgnoreSilica | 2019 | 0 | 0 | 0 | 0 |  |  |  |  | 15 |  | 31.5263 | [19 empty] | 13335.2143 | 0
1 | 2100 | 707 | 0.015 | 15 | 15 | 7 | 1.7783e-11 | 5spot_SharedNeighbor | Water | Porous | Wet | R600a | MinimizeLCOE_Brownfield | IgnoreSilica | 2019 | 0 | 0 | 0 | 0 |  |  |  |  | 15 |  | 29.6971 | [19 empty] | 17782.7941 | 0
1 | 2100 | 707 | 0.015 | 15 | 15 | 7 | 2.3714e-11 | 5spot_SharedNeighbor | Water | Porous | Wet | R600a | MinimizeLCOE_Brownfield | IgnoreSilica | 2019 | 0 | 0 | 0 | 0 |  |  |  |  | 15 |  | 29.1285 | [19 empty] | 23713.7371 | 0
1 | 2100 | 707 | 0.015 | 15 | 15 | 7 | 3.1623e-11 | 5spot_SharedNeighbor | Water | Porous | Wet | R600a | MinimizeLCOE_Brownfield | IgnoreSilica | 2019 | 0 | 0 | 0 | 0 |  |  |  |  | 15 |  | 28.6913 | [19 empty] | 31622.7766 | 0
1 | 2100 | 707 | 0.015 | 15 | 15 | 7 | 4.217e-11 | 5spot_SharedNeighbor | Water | Porous | Wet | R600a | MinimizeLCOE_Brownfield | IgnoreSilica | 2019 | 0 | 0 | 0 | 0 |  |  |  |  | 15 |  | 29.4547 | [19 empty] | 42169.6503 | 0
1 | 2100 | 707 | 0.015 | 15 | 15 | 7 | 5.6234e-11 | 5spot_SharedNeighbor | Water | Porous | Wet | R600a | MinimizeLCOE_Brownfield | IgnoreSilica | 2019 | 0 | 0 | 0 | 0 |  |  |  |  | 15 |  | 27.6673 | [19 empty] | 56234.1325 | 0
1 | 2100 | 707 | 0.015 | 15 | 15 | 7 | 7.4989e-11 | 5spot_SharedNeighbor | Water | Porous | Wet | R600a | MinimizeLCOE_Brownfield | IgnoreSilica | 2019 | 0 | 0 | 0 | 0 |  |  |  |  | 15 |  | 29.9562 | [19 empty] | 74989.4209 | 0
1 | 2100 | 707 | 0.015 | 15 | 15 | 7 | 1e-10 | 5spot_SharedNeighbor | Water | Porous | Wet | R600a | MinimizeLCOE_Brownfield | IgnoreSilica | 2019 | 0 | 0 | 0 | 0 |  |  |  |  | 15 |  | 28.7677 | [19 empty] | 100000 | 0
1 | 2100 | 707 | 0.015 | 15 | 15 | 7 | 1.3335e-10 | 5spot_SharedNeighbor | Water | Porous | Wet | R600a | MinimizeLCOE_Brownfield | IgnoreSilica | 2019 | 0 | 0 | 0 | 0 |  |  |  |  | 15 |  | 28.3027 | [19 empty] | 133352.1432 | 0
1 | 2100 | 707 | 0.015 | 15 | 15 | 7 | 1.7783e-10 | 5spot_SharedNeighbor | Water | Porous | Wet | R600a | MinimizeLCOE_Brownfield | IgnoreSilica | 2019 | 0 | 0 | 0 | 0 |  |  |  |  | 15 |  | 28.0593 | [19 empty] | 177827.941 | 0
1 | 2100 | 707 | 0.015 | 15 | 15 | 7 | 2.3714e-10 | 5spot_SharedNeighbor | Water | Porous | Wet | R600a | MinimizeLCOE_Brownfield | IgnoreSilica | 2019 | 0 | 0 | 0 | 0 |  |  |  |  | 15 |  | 28.7057 | [19 empty] | 237137.3706 | 0
1 | 2100 | 707 | 0.015 | 15 | 15 | 7 | 3.1623e-10 | 5spot_SharedNeighbor | Water | Porous | Wet | R600a | MinimizeLCOE_Brownfield | IgnoreSilica | 2019 | 3.7 | 0.10644 | 5.7135e-05 | 4 | 34129408.9269 | 83219604.3394 | 695774.1644 | 1696544.1973 | 43.9808 | 0 | 29.7092 | 32267.6326 | 1431.373 | 60533.2574 | 70715.7319 | 0 | 0 | 0 | 64329.718 | 167372.7305 | 114235.3277 | 510885.7712 | 961560.8286 | 6327463.8043 | 6327463.8043 | 1478867.319 | 3412706.5916 | 0 | 7799910.4041 | 19018948.1191 | 316227.766 | 0.00022854 | 34129408.9269 | 83219604.3394 | 695774.1644 | 1696544.1973
1 | 2100 | 707 | 0.015 | 15 | 15 | 7 | 4.217e-10 | 5spot_SharedNeighbor | Water | Porous | Wet | R600a | MinimizeLCOE_Brownfield | IgnoreSilica | 2019 | 5.8876 | 0.17656 | 0.0002444 | 4 | 8238061.2007 | 19714070.9976 | 167944.0204 | 401898.0025 | 44.6438 | 0 | 64.8661 | 46729.1651 | 2099.511 | 90683.2427 | 100445.8088 | 0 | 6896.1267 | 0 | 96273.0032 | 250482.6061 | 170959.5255 | 764568.9892 | 961560.8286 | 6327463.8043 | 6327463.8043 | 1478867.319 | 3412706.5916 | 0 | 8053593.6222 | 19272631.3371 | 421696.5034 | 0.00097761 | 8238061.2007 | 19714070.9976 | 167944.0204 | 401898.0025
1 | 2100 | 707 | 0.015 | 15 | 15 | 7 | 5.6234e-10 | 5spot_SharedNeighbor | Water | Porous | Wet | R600a | MinimizeLCOE_Brownfield | IgnoreSilica | 2019 | 7.3218 | 0.2225 | 0.00039606 | 4 | 5173241.0932 | 12254884.1586 | 105463.517 | 249832.3895 | 44.86 | 0 | 88.0627 | 55178.4756 | 2491.1759 | 109086.7503 | 119914.2262 | 0 | 6053.9211 | 0 | 114162.5741 | 297027.5999 | 202727.4402 | 906642.1633 | 961560.8286 | 6327463.8043 | 6327463.8043 | 1478867.319 | 3412706.5916 | 0 | 8195666.7963 | 19414704.5112 | 562341.3252 | 0.0015842 | 5173241.0932 | 12254884.1586 | 105463.517 | 249832.3895
1 | 2100 | 707 | 0.015 | 15 | 15 | 7 | 7.4989e-10 | 5spot_SharedNeighbor | Water | Porous | Wet | R600a | MinimizeLCOE_Brownfield | IgnoreSilica | 2019 | 9.5487 | 0.29419 | 0.00059535 | 4 | 3535772.4647 | 8246862.4351 | 72081.5042 | 168123.4454 | 45.0881 | 0 | 72.5669 | 67381.7918 | 3058.3381 | 136368.7136 | 150244.2238 | 0 | 8141.434 | 0 | 142425.8555 | 370562.8605 | 252916.7666 | 1131099.984 | 961560.8286 | 6327463.8043 | 6327463.8043 | 1478867.319 | 3412706.5916 | 0 | 8420124.6169 | 19639162.3319 | 749894.2093 | 0.0023814 | 3535772.4647 | 8246862.4351 | 72081.5042 | 168123.4454
1 | 2100 | 707 | 0.015 | 15 | 15 | 7 | 1e-09 | 5spot_SharedNeighbor | Water | Porous | Wet | R600a | MinimizeLCOE_Brownfield | IgnoreSilica | 2019 | 11.1882 | 0.34689 | 0.00081229 | 4 | 2631635.4431 | 6084557.7806 | 53649.4481 | 124041.9403 | 45.1942 | 0 | 62.3116 | 75745.1376 | 3447.5297 | 155567.8813 | 172546.9741 | 0 | 0 | 0 | 158849.9338 | 413294.9432 | 282082.2911 | 1261534.6908 | 961560.8286 | 6327463.8043 | 6327463.8043 | 1478867.319 | 3412706.5916 | 0 | 8550559.3238 | 19769597.0387 | 1000000 | 0.0032491 | 2631635.4431 | 6084557.7806 | 53649.4481 | 124041.9403
1 | 2100 | 707 | 0.015 | 15 | 15 | 7 | 1.3335e-09 | 5spot_SharedNeighbor | Water | Porous | Wet | R600a | MinimizeLCOE_Brownfield | IgnoreSilica | 2019 | 13.4903 | 0.42089 | 0.0010517 | 4 | 2083390.7304 | 4750368.3733 | 42472.738 | 96842.6846 | 45.3 | 0 | 76.6328 | 86846.4812 | 3964.6699 | 181576.7274 | 203862.4437 | 0 | 0 | 0 | 185737.6257 | 483251.202 | 329828.8752 | 1475068.0251 | 961560.8286 | 6327463.8043 | 6327463.8043 | 1478867.319 | 3412706.5916 | 0 | 8764092.658 | 19983130.373 | 1333521.4322 | 0.0042066 | 2083390.7304 | 4750368.3733 | 42472.738 | 96842.6846
1 | 2100 | 707 | 0.015 | 15 | 15 | 7 | 1.7783e-09 | 5spot_SharedNeighbor | Water | Porous | Wet | R600a | MinimizeLCOE_Brownfield | IgnoreSilica | 2019 | 15.8162 | 0.49568 | 0.0012945 | 4 | 1733348.8679 | 3900072.6332 | 35336.6612 | 79508.2559 | 45.376 | 0 | 68.4649 | 97461.4912 | 4459.6058 | 206943.1709 | 235504.9291 | 0 | 0 | 0 | 212303.9868 | 552371.4242 | 377004.8471 | 1686049.4551 | 961560.8286 | 6327463.8043 | 6327463.8043 | 1478867.319 | 3412706.5916 | 0 | 8975074.0881 | 20194111.803 | 1778279.41 | 0.0051779 | 1733348.8679 | 3900072.6332 | 35336.6612 | 79508.2559
1 | 2100 | 707 | 0.015 | 15 | 15 | 7 | 2.3714e-09 | 5spot_SharedNeighbor | Water | Porous | Wet | R600a | MinimizeLCOE_Brownfield | IgnoreSilica | 2019 | 18.0062 | 0.56611 | 0.0015237 | 4 | 1504567.7043 | 3345299.5765 | 30672.6477 | 68198.4567 | 45.43 | 0 | 81.7423 | 107011.3215 | 4905.1721 | 230137.4383 | 265301.3108 | 0 | 0 | 0 | 236868.5447 | 616283.3649 | 420626.0599 | 1881133.2124 | 961560.8286 | 6327463.8043 | 6327463.8043 | 1478867.319 | 3412706.5916 | 0 | 9170157.8453 | 20389195.5602 | 2371373.7057 | 0.0060949 | 1504567.7043 | 3345299.5765 | 30672.6477 | 68198.4567
1 | 2100 | 707 | 0.015 | 15 | 15 | 7 | 3.1623e-09 | 5spot_SharedNeighbor | Water | Porous | Wet | R600a | MinimizeLCOE_Brownfield | IgnoreSilica | 2019 | 19.9749 | 0.62943 | 0.0017302 | 4 | 1349980.7538 | 2971028.3914 | 27521.1837 | 60568.4324 | 45.4687 | 0 | 87.6679 | 115287.545 | 5291.4996 | 250500.2811 | 292088.2426 | 0 | 0 | 0 | 258635.3517 | 672916.1316 | 459279.0869 | 2053998.1386 | 961560.8286 | 6327463.8043 | 6327463.8043 | 1478867.319 | 3412706.5916 | 0 | 9343022.7715 | 20562060.4865 | 3162277.6602 | 0.0069209 | 1349980.7538 | 2971028.3914 | 27521.1837 | 60568.4324
1 | 2100 | 707 | 0.015 | 15 | 15 | 7 | 4.217e-09 | 5spot_SharedNeighbor | Water | Porous | Wet | R600a | MinimizeLCOE_Brownfield | IgnoreSilica | 2019 | 21.6681 | 0.6839 | 0.0019081 | 4 | 1243392.6946 | 2713318.8493 | 25348.2419 | 55314.6748 | 45.4965 | 0 | 72.8384 | 122203.3973 | 5614.4362 | 267689.7991 | 315129.4335 | 0 | 0 | 0 | 277148.4558 | 721083.4309 | 492154.2584 | 2201023.2112 | 961560.8286 | 6327463.8043 | 6327463.8043 | 1478867.319 | 3412706.5916 | 0 | 9490047.8441 | 20709085.559 | 4216965.0343 | 0.0076324 | 1243392.6946 | 2713318.8493 | 25348.2419 | 55314.6748
1 | 2100 | 707 | 0.015 | 15 | 15 | 7 | 5.6234e-09 | 5spot_SharedNeighbor | Water | Porous | Wet | R600a | MinimizeLCOE_Brownfield | IgnoreSilica | 2019 | 23.0714 | 0.72904 | 0.0020557 | 4 | 1168813.0417 | 2533204.9972 | 23827.8348 | 51642.8103 | 45.5165 | 0 | 57.3294 | 127807.6978 | 5876.1934 | 281729.1366 | 334224.9406 | 0 | 0 | 0 | 292358.8077 | 760657.6466 | 519164.4738 | 2321818.8966 | 961560.8286 | 6327463.8043 | 6327463.8043 | 1478867.319 | 3412706.5916 | 0 | 9610843.5296 | 20829881.2445 | 5623413.2519 | 0.0082227 | 1168813.0417 | 2533204.9972 | 23827.8348 | 51642.8103
1 | 2100 | 707 | 0.015 | 15 | 15 | 7 | 7.4989e-09 | 5spot_SharedNeighbor | Water | Porous | Wet | R600a | MinimizeLCOE_Brownfield | IgnoreSilica | 2019 | 24.1943 | 0.76518 | 0.0021739 | 4 | 1116294.6042 | 2406487.2516 | 22757.1754 | 49059.4976 | 45.531 | 0 | 84.9741 | 132216.7024 | 6082.1584 | 292840.237 | 349507.3638 | 0 | 0 | 0 | 304452.12 | 792121.9645 | 540639.5173 | 2417860.0633 | 961560.8286 | 6327463.8043 | 6327463.8043 | 1478867.319 | 3412706.5916 | 0 | 9706884.6962 | 20925922.4112 | 7498942.0933 | 0.0086956 | 1116294.6042 | 2406487.2516 | 22757.1754 | 49059.4976
1 | 2100 | 707 | 0.015 | 15 | 15 | 7 | 1e-08 | 5spot_SharedNeighbor | Water | Porous | Wet | R600a | MinimizeLCOE_Brownfield | IgnoreSilica | 2019 | 25.0781 | 0.79361 | 0.002267 | 4 | 1078741.442 | 2315944.1922 | 21991.6034 | 47213.6549 | 45.5414 | 0 | 87.3591 | 135642.1299 | 6242.1958 | 301511.4996 | 361535.1257 | 0 | 0 | 0 | 313923.0709 | 816763.4359 | 557457.8278 | 2493075.2855 | 961560.8286 | 6327463.8043 | 6327463.8043 | 1478867.319 | 3412706.5916 | 0 | 9782099.9185 | 21001137.6334 | 10000000 | 0.0090681 | 1078741.442 | 2315944.1922 | 21991.6034 | 47213.6549
1 | 2200 | 707 | 0.015 | 15 | 15 | 7 | 1e-13 | 5spot_SharedNeighbor | Water | Porous | Wet | R600a | MinimizeLCOE_Brownfield | IgnoreSilica | 2019 | 0 | 0 | 0 | 0 |  |  |  |  | 15 |  | 16.9239 | [19 empty] | 100 | 0
1 | 2200 | 707 | 0.015 | 15 | 15 | 7 | 1.3335e-13 | 5spot_SharedNeighbor | Water | Porous | Wet | R600a | MinimizeLCOE_Brownfield | IgnoreSilica | 2019 | 0 | 0 | 0 | 0 |  |  |  |  | 15 |  | 17.3576 | [19 empty] | 133.3521 | 0
1 | 2200 | 707 | 0.015 | 15 | 15 | 7 | 1.7783e-13 | 5spot_SharedNeighbor | Water | Porous | Wet | R600a | MinimizeLCOE_Brownfield | IgnoreSilica | 2019 | 0 | 0 | 0 | 0 |  |  |  |  | 15 |  | 19.9388 | [19 empty] | 177.8279 | 0
1 | 2200 | 707 | 0.015 | 15 | 15 | 7 | 2.3714e-13 | 5spot_SharedNeighbor | Water | Porous | Wet | R600a | MinimizeLCOE_Brownfield | IgnoreSilica | 2019 | 0 | 0 | 0 | 0 |  |  |  |  | 15 |  | 21.5906 | [19 empty] | 237.1374 | 0
1 | 2200 | 707 | 0.015 | 15 | 15 | 7 | 3.1623e-13 | 5spot_SharedNeighbor | Water | Porous | Wet | R600a | MinimizeLCOE_Brownfield | IgnoreSilica | 2019 | 0 | 0 | 0 | 0 |  |  |  |  | 15 |  | 22.4023 | [19 empty] | 316.2278 | 0
1 | 2200 | 707 | 0.015 | 15 | 15 | 7 | 4.217e-13 | 5spot_SharedNeighbor | Water | Porous | Wet | R600a | MinimizeLCOE_Brownfield | IgnoreSilica | 2019 | 0 | 0 | 0 | 0 |  |  |  |  | 15 |  | 21.2922 | [19 empty] | 421.6965 | 0
1 | 2200 | 707 | 0.015 | 15 | 15 | 7 | 5.6234e-13 | 5spot_SharedNeighbor | Water | Porous | Wet | R600a | MinimizeLCOE_Brownfield | IgnoreSilica | 2019 | 0 | 0 | 0 | 0 |  |  |  |  | 15 |  | 20.7315 | [19 empty] | 562.3413 | 0
1 | 2200 | 707 | 0.015 | 15 | 15 | 7 | 7.4989e-13 | 5spot_SharedNeighbor | Water | Porous | Wet | R600a | MinimizeLCOE_Brownfield | IgnoreSilica | 2019 | 0 | 0 | 0 | 0 |  |  |  |  | 15 |  | 24.8667 | [19 empty] | 749.8942 | 0
1 | 2200 | 707 | 0.015 | 15 | 15 | 7 | 1e-12 | 5spot_SharedNeighbor | Water | Porous | Wet | R600a | MinimizeLCOE_Brownfield | IgnoreSilica | 2019 | 0 | 0 | 0 | 0 |  |  |  |  | 15 |  | 23.1669 | [19 empty] | 1000 | 0
1 | 2200 | 707 | 0.015 | 15 | 15 | 7 | 1.3335e-12 | 5spot_SharedNeighbor | Water | Porous | Wet | R600a | MinimizeLCOE_Brownfield | IgnoreSilica | 2019 | 0 | 0 | 0 | 0 |  |  |  |  | 15 |  | 24.8292 | [19 empty] | 1333.5214 | 0
1 | 2200 | 707 | 0.015 | 15 | 15 | 7 | 1.7783e-12 | 5spot_SharedNeighbor | Water | Porous | Wet | R600a | MinimizeLCOE_Brownfield | IgnoreSilica | 2019 | 0 | 0 | 0 | 0 |  |  |  |  | 15 |  | 28.1887 | [19 empty] | 1778.2794 | 0
1 | 2200 | 707 | 0.015 | 15 | 15 | 7 | 2.3714e-12 | 5spot_SharedNeighbor | Water | Porous | Wet | R600a | MinimizeLCOE_Brownfield | IgnoreSilica | 2019 | 0 | 0 | 0 | 0 |  |  |  |  | 15 |  | 30.8757 | [19 empty] | 2371.3737 | 0
1 | 2200 | 707 | 0.015 | 15 | 15 | 7 | 3.1623e-12 | 5spot_SharedNeighbor | Water | Porous | Wet | R600a | MinimizeLCOE_Brownfield | IgnoreSilica | 2019 | 0 | 0 | 0 | 0 |  |  |  |  | 15 |  | 30.6773 | [19 empty] | 3162.2777 | 0
1 | 2200 | 707 | 0.015 | 15 | 15 | 7 | 4.217e-12 | 5spot_SharedNeighbor | Water | Porous | Wet | R600a | MinimizeLCOE_Brownfield | IgnoreSilica | 2019 | 0 | 0 | 0 | 0 |  |  |  |  | 15 |  | 33.3332 | [19 empty] | 4216.965 | 0
1 | 2200 | 707 | 0.015 | 15 | 15 | 7 | 5.6234e-12 | 5spot_SharedNeighbor | Water | Porous | Wet | R600a | MinimizeLCOE_Brownfield | IgnoreSilica | 2019 | 0 | 0 | 0 | 0 |  |  |  |  | 15 |  | 33.5508 | [19 empty] | 5623.4133 | 0
1 | 2200 | 707 | 0.015 | 15 | 15 | 7 | 7.4989e-12 | 5spot_SharedNeighbor | Water | Porous | Wet | R600a | MinimizeLCOE_Brownfield | IgnoreSilica | 2019 | 0 | 0 | 0 | 0 |  |  |  |  | 15 |  | 33.8564 | [19 empty] | 7498.9421 | 0
1 | 2200 | 707 | 0.015 | 15 | 15 | 7 | 1e-11 | 5spot_SharedNeighbor | Water | Porous | Wet | R600a | MinimizeLCOE_Brownfield | IgnoreSilica | 2019 | 0 | 0 | 0 | 0 |  |  |  |  | 15 |  | 33.6125 | [19 empty] | 10000 | 0
1 | 2200 | 707 | 0.015 | 15 | 15 | 7 | 1.3335e-11 | 5spot_SharedNeighbor | Water | Porous | Wet | R600a | MinimizeLCOE_Brownfield | IgnoreSilica | 2019 | 0 | 0 | 0 | 0 |  |  |  |  | 15 |  | 31.4012 | [19 empty] | 13335.2143 | 0
1 | 2200 | 707 | 0.015 | 15 | 15 | 7 | 1.7783e-11 | 5spot_SharedNeighbor | Water | Porous | Wet | R600a | MinimizeLCOE_Brownfield | IgnoreSilica | 2019 | 0 | 0 | 0 | 0 |  |  |  |  | 15 |  | 30.1416 | [19 empty] | 17782.7941 | 0
1 | 2200 | 707 | 0.015 | 15 | 15 | 7 | 2.3714e-11 | 5spot_SharedNeighbor | Water | Porous | Wet | R600a | MinimizeLCOE_Brownfield | IgnoreSilica | 2019 | 0 | 0 | 0 | 0 |  |  |  |  | 15 |  | 30.2259 | [19 empty] | 23713.7371 | 0
1 | 2200 | 707 | 0.015 | 15 | 15 | 7 | 3.1623e-11 | 5spot_SharedNeighbor | Water | Porous | Wet | R600a | MinimizeLCOE_Brownfield | IgnoreSilica | 2019 | 0 | 0 | 0 | 0 |  |  |  |  | 15 |  | 31.0697 | [19 empty] | 31622.7766 | 0
1 | 2200 | 707 | 0.015 | 15 | 15 | 7 | 4.217e-11 | 5spot_SharedNeighbor | Water | Porous | Wet | R600a | MinimizeLCOE_Brownfield | IgnoreSilica | 2019 | 0 | 0 | 0 | 0 |  |  |  |  | 15 |  | 28.6582 | [19 empty] | 42169.6503 | 0
1 | 2200 | 707 | 0.015 | 15 | 15 | 7 | 5.6234e-11 | 5spot_SharedNeighbor | Water | Porous | Wet | R600a | MinimizeLCOE_Brownfield | IgnoreSilica | 2019 | 0 | 0 | 0 | 0 |  |  |  |  | 15 |  | 27.1505 | [19 empty] | 56234.1325 | 0
1 | 2200 | 707 | 0.015 | 15 | 15 | 7 | 7.4989e-11 | 5spot_SharedNeighbor | Water | Porous | Wet | R600a | MinimizeLCOE_Brownfield | IgnoreSilica | 2019 | 0 | 0 | 0 | 0 |  |  |  |  | 15 |  | 30.4293 | [19 empty] | 74989.4209 | 0
1 | 2200 | 707 | 0.015 | 15 | 15 | 7 | 1e-10 | 5spot_SharedNeighbor | Water | Porous | Wet | R600a | MinimizeLCOE_Brownfield | IgnoreSilica | 2019 | 0 | 0 | 0 | 0 |  |  |  |  | 15 |  | 26.684 | [19 empty] | 100000 | 0
1 | 2200 | 707 | 0.015 | 15 | 15 | 7 | 1.3335e-10 | 5spot_SharedNeighbor | Water | Porous | Wet | R600a | MinimizeLCOE_Brownfield | IgnoreSilica | 2019 | 3.7 | 0.11513 | 1.437e-05 | 4 | 142690510.8944 | 345884812.3863 | 2908939.0678 | 7051329.7443 | 45.2546 | 0 | 29.6569 | 35639.1264 | 1596.9707 | 64371.0035 | 73296.7748 | 0 | 13599.6878 | 0 | 73516.3897 | 191274.5656 | 130548.8213 | 583843.3398 | 961560.8286 | 6656650.2227 | 6656650.2227 | 1478867.319 | 3544381.159 | 0 | 8202054.3911 | 19881953.0918 | 133352.1432 | 5.7481e-05 | 142690510.8944 | 345884812.3863 | 2908939.0678 | 7051329.7443
1 | 2200 | 707 | 0.015 | 15 | 15 | 7 | 1.7783e-10 | 5spot_SharedNeighbor | Water | Porous | Wet | R600a | MinimizeLCOE_Brownfield | IgnoreSilica | 2019 | 3.7 | 0.11513 | 0.0001559 | 4 | 13138712.4536 | 31869067.8283 | 267850.4248 | 649694.0538 | 45.2546 | 0 | 28.747 | 35639.1753 | 1596.9731 | 64371.0579 | 73296.811 | 0 | 10693.921 | 0 | 72383.1959 | 188326.228 | 128536.5203 | 574843.8826 | 961560.8286 | 6656650.2227 | 6656650.2227 | 1478867.319 | 3544381.159 | 0 | 8193054.9339 | 19872953.6347 | 177827.941 | 0.00062358 | 13138712.4536 | 31869067.8283 | 267850.4248 | 649694.0538
1 | 2200 | 707 | 0.015 | 15 | 15 | 7 | 2.3714e-10 | 5spot_SharedNeighbor | Water | Porous | Wet | R600a | MinimizeLCOE_Brownfield | IgnoreSilica | 2019 | 5.2297 | 0.16823 | 0.00032128 | 4 | 6517564.2742 | 15606250.8296 | 132869.3634 | 318154.5322 | 45.8243 | 0 | 58.1329 | 47106.2323 | 2131.832 | 87141.979 | 95236.982 | 0 | 12964.3663 | 0 | 95386.7427 | 248176.738 | 169385.7232 | 757530.5956 | 961560.8286 | 6656650.2227 | 6656650.2227 | 1478867.319 | 3544381.159 | 0 | 8375741.6469 | 20055640.3476 | 237137.3706 | 0.0012851 | 6517564.2742 | 15606250.8296 | 132869.3634 | 318154.5322
1 | 2200 | 707 | 0.015 | 15 | 15 | 7 | 3.1623e-10 | 5spot_SharedNeighbor | Water | Porous | Wet | R600a | MinimizeLCOE_Brownfield | IgnoreSilica | 2019 | 6.7176 | 0.21992 | 0.00053276 | 4 | 4008321.7563 | 9489115.8621 | 81715.0607 | 193448.4618 | 46.1304 | 0 | 76.4392 | 57184.131 | 2603.3386 | 107937.4407 | 116572.2104 | 0 | 13954.6483 | 0 | 116318.1899 | 302636.0701 | 206555.3364 | 923761.3654 | 961560.8286 | 6656650.2227 | 6656650.2227 | 1478867.319 | 3544381.159 | 0 | 8541972.4168 | 20221871.1175 | 316227.766 | 0.0021311 | 4008321.7563 | 9489115.8621 | 81715.0607 | 193448.4618
1 | 2200 | 707 | 0.015 | 15 | 15 | 7 | 4.217e-10 | 5spot_SharedNeighbor | Water | Porous | Wet | R600a | MinimizeLCOE_Brownfield | IgnoreSilica | 2019 | 9.5 | 0.31686 | 0.00080626 | 4 | 2742583.6753 | 6364213.1992 | 55911.2778 | 129743.0943 | 46.4615 | 0 | 69.8585 | 74291.9026 | 3405.9459 | 144516.3592 | 156537.6053 | 0 | 17318.4218 | 0 | 154467.3916 | 401892.4673 | 274299.867 | 1226729.9607 | 961560.8286 | 6656650.2227 | 6656650.2227 | 1478867.319 | 3544381.159 | 0 | 8844941.0121 | 20524839.7128 | 421696.5034 | 0.003225 | 2742583.6753 | 6364213.1992 | 55911.2778 | 129743.0943
1 | 2200 | 707 | 0.015 | 15 | 15 | 7 | 5.6234e-10 | 5spot_SharedNeighbor | Water | Porous | Wet | R600a | MinimizeLCOE_Brownfield | IgnoreSilica | 2019 | 10.8593 | 0.36423 | 0.0011393 | 4 | 1970519.7653 | 4533460.7925 | 40171.7107 | 92420.7302 | 46.5615 | 0 | 61.1324 | 82029.9583 | 3769.5217 | 161537.8755 | 176059.517 | 0 | 16312.2671 | 0 | 171486.5644 | 446172.8638 | 304522.1475 | 1361890.7151 | 961560.8286 | 6656650.2227 | 6656650.2227 | 1478867.319 | 3544381.159 | 0 | 8980101.7665 | 20660000.4672 | 562341.3252 | 0.0045572 | 1970519.7653 | 4533460.7925 | 40171.7107 | 92420.7302
1 | 2200 | 707 | 0.015 | 15 | 15 | 7 | 7.4989e-10 | 5spot_SharedNeighbor | Water | Porous | Wet | R600a | MinimizeLCOE_Brownfield | IgnoreSilica | 2019 | 13.1614 | 0.44445 | 0.0015194 | 4 | 1515580.4971 | 3437388.5808 | 30897.1584 | 70075.8156 | 46.6837 | 0 | 75.0576 | 94453.1318 | 4353.7369 | 189398.9414 | 209119.3378 | 0 | 16942.1453 | 0 | 200564.2444 | 521827.0225 | 356157.6653 | 1592816.2255 | 961560.8286 | 6656650.2227 | 6656650.2227 | 1478867.319 | 3544381.159 | 0 | 9211027.2768 | 20890925.9776 | 749894.2093 | 0.0060776 | 1515580.4971 | 3437388.5808 | 30897.1584 | 70075.8156
1 | 2200 | 707 | 0.015 | 15 | 15 | 7 | 1e-09 | 5spot_SharedNeighbor | Water | Porous | Wet | R600a | MinimizeLCOE_Brownfield | IgnoreSilica | 2019 | 15.4996 | 0.52595 | 0.0019324 | 4 | 1221188.8142 | 2732271.2628 | 24895.5858 | 55701.0454 | 46.7713 | 0 | 88.412 | 106377.0618 | 4914.9453 | 216688.8469 | 242702.4976 | 0 | 17243.098 | 0 | 229291.3153 | 596568.9684 | 407170.5792 | 1820957.3124 | 961560.8286 | 6656650.2227 | 6656650.2227 | 1478867.319 | 3544381.159 | 0 | 9439168.3638 | 21119067.0645 | 1000000 | 0.0077295 | 1221188.8142 | 2732271.2628 | 24895.5858 | 55701.0454
1 | 2200 | 707 | 0.015 | 15 | 15 | 7 | 1.3335e-09 | 5spot_SharedNeighbor | Water | Porous | Wet | R600a | MinimizeLCOE_Brownfield | IgnoreSilica | 2019 | 17.7117 | 0.60306 | 0.0023539 | 4 | 1024869.725 | 2265347.4591 | 20893.3556 | 46182.1721 | 46.8332 | 0 | 85.0336 | 117141.2809 | 5421.874 | 241738.0729 | 274475.5321 | 0 | 17158.8888 | 0 | 255814.903 | 665577.9028 | 454270.5949 | 2031599.0495 | 961560.8286 | 6656650.2227 | 6656650.2227 | 1478867.319 | 3544381.159 | 0 | 9649810.1009 | 21329708.8016 | 1333521.4322 | 0.0094156 | 1024869.725 | 2265347.4591 | 20893.3556 | 46182.1721
1 | 2200 | 707 | 0.015 | 15 | 15 | 7 | 1.7783e-09 | 5spot_SharedNeighbor | Water | Porous | Wet | R600a | MinimizeLCOE_Brownfield | IgnoreSilica | 2019 | 17.946 | 0.61123 | 0.0028769 | 4 | 837915.9246 | 1852887.6947 | 17082.0495 | 37773.6219 | 46.8389 | 0 | 265.9645 | 118255.8836 | 5474.3788 | 244352.7412 | 277841.1422 | 0 | 7621.994 | 0 | 254882.9946 | 663153.2681 | 452615.7319 | 2024198.1345 | 961560.8286 | 6656650.2227 | 6656650.2227 | 1478867.319 | 3544381.159 | 0 | 9642409.1859 | 21322307.8866 | 1778279.41 | 0.011508 | 837915.9246 | 1852887.6947 | 17082.0495 | 37773.6219
1 | 2200 | 707 | 0.015 | 15 | 15 | 7 | 2.3714e-09 | 5spot_SharedNeighbor | Water | Porous | Wet | R600a | MinimizeLCOE_Brownfield | IgnoreSilica | 2019 | 21.6754 | 0.74126 | 0.0033689 | 4 | 742650.882 | 1609394.9351 | 15139.9427 | 32809.6926 | 46.9132 | 0 | 74.1008 | 135430.7158 | 6283.6873 | 285102.419 | 331414.2613 | 0 | 13245.088 | 0 | 300875.7069 | 782816.8711 | 534288.5998 | 2389457.3493 | 961560.8286 | 6656650.2227 | 6656650.2227 | 1478867.319 | 3544381.159 | 0 | 10007668.4006 | 21687567.1013 | 2371373.7057 | 0.013476 | 742650.882 | 1609394.9351 | 15139.9427 | 32809.6926
1 | 2200 | 707 | 0.015 | 15 | 15 | 7 | 3.1623e-09 | 5spot_SharedNeighbor | Water | Porous | Wet | R600a | MinimizeLCOE_Brownfield | IgnoreSilica | 2019 | 23.2151 | 0.79496 | 0.0037144 | 4 | 682861.5757 | 1468976.5743 | 13921.0569 | 29947.0744 | 46.9371 | 0 | 71.1831 | 142247.265 | 6605.0122 | 301500.7716 | 353534.6342 | 0 | 12181.8473 | 0 | 318267.1168 | 828065.7524 | 565171.8911 | 2527574.2906 | 961560.8286 | 6656650.2227 | 6656650.2227 | 1478867.319 | 3544381.159 | 0 | 10145785.342 | 21825684.0427 | 3162277.6602 | 0.014858 | 682861.5757 | 1468976.5743 | 13921.0569 | 29947.0744
1 | 2200 | 707 | 0.015 | 15 | 15 | 7 | 4.217e-09 | 5spot_SharedNeighbor | Water | Porous | Wet | R600a | MinimizeLCOE_Brownfield | IgnoreSilica | 2019 | 24.2692 | 0.83173 | 0.003998 | 4 | 640054.8571 | 1370419.7398 | 13048.384 | 27937.86 | 46.9518 | 0 | 80.1532 | 146833.4554 | 6821.231 | 312600.9152 | 368680.2675 | 0 | 10155.2959 | 0 | 329585.5544 | 857514.0051 | 585270.9287 | 2617461.6532 | 961560.8286 | 6656650.2227 | 6656650.2227 | 1478867.319 | 3544381.159 | 0 | 10235672.7045 | 21915571.4052 | 4216965.0343 | 0.015992 | 640054.8571 | 1370419.7398 | 13048.384 | 27937.86
1 | 2200 | 707 | 0.015 | 15 | 15 | 7 | 5.6234e-09 | 5spot_SharedNeighbor | Water | Porous | Wet | R600a | MinimizeLCOE_Brownfield | IgnoreSilica | 2019 | 24.9077 | 0.85399 | 0.0042223 | 4 | 607615.6905 | 1299171.0245 | 12387.0677 | 26485.3586 | 46.9601 | 0 | 79.7467 | 149580.973 | 6950.7751 | 319275.972 | 377853.158 | 0 | 0 | 0 | 332927.7425 | 866209.693 | 591205.9143 | 2644004.2278 | 961560.8286 | 6656650.2227 | 6656650.2227 | 1478867.319 | 3544381.159 | 0 | 10262215.2792 | 21942113.9799 | 5623413.2519 | 0.016889 | 607615.6905 | 1299171.0245 | 12387.0677 | 26485.3586
1 | 2200 | 707 | 0.015 | 15 | 15 | 7 | 7.4989e-09 | 5spot_SharedNeighbor | Water | Porous | Wet | R600a | MinimizeLCOE_Brownfield | IgnoreSilica | 2019 | 25.9988 | 0.89205 | 0.0044279 | 4 | 584983.4258 | 1244436.5318 | 11925.6784 | 25369.5219 | 46.9735 | 0 | 83.8614 | 154226.9107 | 7169.8458 | 330604.9174 | 393530.7442 | 0 | 0 | 0 | 345357.643 | 898549.7446 | 613278.664 | 2742718.4697 | 961560.8286 | 6656650.2227 | 6656650.2227 | 1478867.319 | 3544381.159 | 0 | 10360929.521 | 22040828.2217 | 7498942.0933 | 0.017711 | 584983.4258 | 1244436.5318 | 11925.6784 | 25369.5219
1 | 2200 | 707 | 0.015 | 15 | 15 | 7 | 1e-08 | 5spot_SharedNeighbor | Water | Porous | Wet | R600a | MinimizeLCOE_Brownfield | IgnoreSilica | 2019 | 26.8614 | 0.92214 | 0.0045904 | 4 | 568498.4171 | 1204598.2777 | 11589.6092 | 24557.3652 | 46.9833 | 0 | 86.3104 | 157857.1719 | 7341.0377 | 339492.8349 | 405924.633 | 0 | 0 | 0 | 355140.1142 | 924001.728 | 630650.1657 | 2820407.6853 | 961560.8286 | 6656650.2227 | 6656650.2227 | 1478867.319 | 3544381.159 | 0 | 10438618.7367 | 22118517.4374 | 10000000 | 0.018362 | 568498.4171 | 1204598.2777 | 11589.6092 | 24557.3652
1 | 2300 | 707 | 0.015 | 15 | 15 | 7 | 1e-13 | 5spot_SharedNeighbor | Water | Porous | Wet | R600a | MinimizeLCOE_Brownfield | IgnoreSilica | 2019 | 0 | 0 | 0 | 0 |  |  |  |  | 15 |  | 15.58 | [19 empty] | 100 | 0
1 | 2300 | 707 | 0.015 | 15 | 15 | 7 | 1.3335e-13 | 5spot_SharedNeighbor | Water | Porous | Wet | R600a | MinimizeLCOE_Brownfield | IgnoreSilica | 2019 | 0 | 0 | 0 | 0 |  |  |  |  | 15 |  | 17.8213 | [19 empty] | 133.3521 | 0
1 | 2300 | 707 | 0.015 | 15 | 15 | 7 | 1.7783e-13 | 5spot_SharedNeighbor | Water | Porous | Wet | R600a | MinimizeLCOE_Brownfield | IgnoreSilica | 2019 | 0 | 0 | 0 | 0 |  |  |  |  | 15 |  | 18.3678 | [19 empty] | 177.8279 | 0
1 | 2300 | 707 | 0.015 | 15 | 15 | 7 | 2.3714e-13 | 5spot_SharedNeighbor | Water | Porous | Wet | R600a | MinimizeLCOE_Brownfield | IgnoreSilica | 2019 | 0 | 0 | 0 | 0 |  |  |  |  | 15 |  | 20.4898 | [19 empty] | 237.1374 | 0
1 | 2300 | 707 | 0.015 | 15 | 15 | 7 | 3.1623e-13 | 5spot_SharedNeighbor | Water | Porous | Wet | R600a | MinimizeLCOE_Brownfield | IgnoreSilica | 2019 | 0 | 0 | 0 | 0 |  |  |  |  | 15 |  | 21.3882 | [19 empty] | 316.2278 | 0
1 | 2300 | 707 | 0.015 | 15 | 15 | 7 | 4.217e-13 | 5spot_SharedNeighbor | Water | Porous | Wet | R600a | MinimizeLCOE_Brownfield | IgnoreSilica | 2019 | 0 | 0 | 0 | 0 |  |  |  |  | 15 |  | 21.2319 | [19 empty] | 421.6965 | 0
1 | 2300 | 707 | 0.015 | 15 | 15 | 7 | 5.6234e-13 | 5spot_SharedNeighbor | Water | Porous | Wet | R600a | MinimizeLCOE_Brownfield | IgnoreSilica | 2019 | 0 | 0 | 0 | 0 |  |  |  |  | 15 |  | 20.9461 | [19 empty] | 562.3413 | 0
1 | 2300 | 707 | 0.015 | 15 | 15 | 7 | 7.4989e-13 | 5spot_SharedNeighbor | Water | Porous | Wet | R600a | MinimizeLCOE_Brownfield | IgnoreSilica | 2019 | 0 | 0 | 0 | 0 |  |  |  |  | 15 |  | 23.4295 | [19 empty] | 749.8942 | 0
1 | 2300 | 707 | 0.015 | 15 | 15 | 7 | 1e-12 | 5spot_SharedNeighbor | Water | Porous | Wet | R600a | MinimizeLCOE_Brownfield | IgnoreSilica | 2019 | 0 | 0 | 0 | 0 |  |  |  |  | 15 |  | 24.6213 | [19 empty] | 1000 | 0
1 | 2300 | 707 | 0.015 | 15 | 15 | 7 | 1.3335e-12 | 5spot_SharedNeighbor | Water | Porous | Wet | R600a | MinimizeLCOE_Brownfield | IgnoreSilica | 2019 | 0 | 0 | 0 | 0 |  |  |  |  | 15 |  | 24.1887 | [19 empty] | 1333.5214 | 0
1 | 2300 | 707 | 0.015 | 15 | 15 | 7 | 1.7783e-12 | 5spot_SharedNeighbor | Water | Porous | Wet | R600a | MinimizeLCOE_Brownfield | IgnoreSilica | 2019 | 0 | 0 | 0 | 0 |  |  |  |  | 15 |  | 28.5016 | [19 empty] | 1778.2794 | 0
1 | 2300 | 707 | 0.015 | 15 | 15 | 7 | 2.3714e-12 | 5spot_SharedNeighbor | Water | Porous | Wet | R600a | MinimizeLCOE_Brownfield | IgnoreSilica | 2019 | 0 | 0 | 0 | 0 |  |  |  |  | 15 |  | 29.518 | [19 empty] | 2371.3737 | 0
1 | 2300 | 707 | 0.015 | 15 | 15 | 7 | 3.1623e-12 | 5spot_SharedNeighbor | Water | Porous | Wet | R600a | MinimizeLCOE_Brownfield | IgnoreSilica | 2019 | 0 | 0 | 0 | 0 |  |  |  |  | 15 |  | 30.2943 | [19 empty] | 3162.2777 | 0
1 | 2300 | 707 | 0.015 | 15 | 15 | 7 | 4.217e-12 | 5spot_SharedNeighbor | Water | Porous | Wet | R600a | MinimizeLCOE_Brownfield | IgnoreSilica | 2019 | 0 | 0 | 0 | 0 |  |  |  |  | 15 |  | 33.209 | [19 empty] | 4216.965 | 0
1 | 2300 | 707 | 0.015 | 15 | 15 | 7 | 5.6234e-12 | 5spot_SharedNeighbor | Water | Porous | Wet | R600a | MinimizeLCOE_Brownfield | IgnoreSilica | 2019 | 0 | 0 | 0 | 0 |  |  |  |  | 15 |  | 33.4685 | [19 empty] | 5623.4133 | 0
1 | 2300 | 707 | 0.015 | 15 | 15 | 7 | 7.4989e-12 | 5spot_SharedNeighbor | Water | Porous | Wet | R600a | MinimizeLCOE_Brownfield | IgnoreSilica | 2019 | 0 | 0 | 0 | 0 |  |  |  |  | 15 |  | 32.0656 | [19 empty] | 7498.9421 | 0
1 | 2300 | 707 | 0.015 | 15 | 15 | 7 | 1e-11 | 5spot_SharedNeighbor | Water | Porous | Wet | R600a | MinimizeLCOE_Brownfield | IgnoreSilica | 2019 | 0 | 0 | 0 | 0 |  |  |  |  | 15 |  | 31.4552 | [19 empty] | 10000 | 0
1 | 2300 | 707 | 0.015 | 15 | 15 | 7 | 1.3335e-11 | 5spot_SharedNeighbor | Water | Porous | Wet | R600a | MinimizeLCOE_Brownfield | IgnoreSilica | 2019 | 0 | 0 | 0 | 0 |  |  |  |  | 15 |  | 30.9836 | [19 empty] | 13335.2143 | 0
1 | 2300 | 707 | 0.015 | 15 | 15 | 7 | 1.7783e-11 | 5spot_SharedNeighbor | Water | Porous | Wet | R600a | MinimizeLCOE_Brownfield | IgnoreSilica | 2019 | 0 | 0 | 0 | 0 |  |  |  |  | 15 |  | 29.4622 | [19 empty] | 17782.7941 | 0
1 | 2300 | 707 | 0.015 | 15 | 15 | 7 | 2.3714e-11 | 5spot_SharedNeighbor | Water | Porous | Wet | R600a | MinimizeLCOE_Brownfield | IgnoreSilica | 2019 | 0 | 0 | 0 | 0 |  |  |  |  | 15 |  | 28.2153 | [19 empty] | 23713.7371 | 0
1 | 2300 | 707 | 0.015 | 15 | 15 | 7 | 3.1623e-11 | 5spot_SharedNeighbor | Water | Porous | Wet | R600a | MinimizeLCOE_Brownfield | IgnoreSilica | 2019 | 0 | 0 | 0 | 0 |  |  |  |  | 15 |  | 27.9376 | [19 empty] | 31622.7766 | 0
1 | 2300 | 707 | 0.015 | 15 | 15 | 7 | 4.217e-11 | 5spot_SharedNeighbor | Water | Porous | Wet | R600a | MinimizeLCOE_Brownfield | IgnoreSilica | 2019 | 0 | 0 | 0 | 0 |  |  |  |  | 15 |  | 28.2478 | [19 empty] | 42169.6503 | 0
1 | 2300 | 707 | 0.015 | 15 | 15 | 7 | 5.6234e-11 | 5spot_SharedNeighbor | Water | Porous | Wet | R600a | MinimizeLCOE_Brownfield | IgnoreSilica | 2019 | 0 | 0 | 0 | 0 |  |  |  |  | 15 |  | 28.0827 | [19 empty] | 56234.1325 | 0
1 | 2300 | 707 | 0.015 | 15 | 15 | 7 | 7.4989e-11 | 5spot_SharedNeighbor | Water | Porous | Wet | R600a | MinimizeLCOE_Brownfield | IgnoreSilica | 2019 | 1.6 | 0.045867 | 2.437e-06 | 4 | 847798102.6888 | 2094105545.7508 | 17283511.0551 | 42691174.0375 | 43.9264 | 0 | 31.3569 | 18152.9054 | 792.1099 | 30868.7042 | 44195.5923 | 0 | 6418.486 | 0 | 39166.8411 | 101904.0864 | 69551.6329 | 311050.3581 | 961560.8286 | 6991696.732 | 6991696.732 | 1478867.319 | 3678399.7627 | 0 | 8264307.9187 | 20413271.7325 | 74989.4209 | 9.748e-06 | 847798102.6888 | 2094105545.7508 | 17283511.0551 | 42691174.0375
1 | 2300 | 707 | 0.015 | 15 | 15 | 7 | 1e-10 | 5spot_SharedNeighbor | Water | Porous | Wet | R600a | MinimizeLCOE_Brownfield | IgnoreSilica | 2019 | 3.1614 | 0.1037 | 0.00015554 | 4 | 13657842.9791 | 33185006.4457 | 278433.6027 | 676521.2424 | 46.1652 | 0 | 78.1045 | 34220.9049 | 1540.2557 | 59151.9841 | 67663.8956 | 0 | 13083.9754 | 0 | 68507.7961 | 178243.2327 | 121654.6688 | 544066.7133 | 961560.8286 | 6991696.732 | 6991696.732 | 1478867.319 | 3678399.7627 | 0 | 8497324.274 | 20646288.0877 | 100000 | 0.00062216 | 13657842.9791 | 33185006.4457 | 278433.6027 | 676521.2424
1 | 2300 | 707 | 0.015 | 15 | 15 | 7 | 1.3335e-10 | 5spot_SharedNeighbor | Water | Porous | Wet | R600a | MinimizeLCOE_Brownfield | IgnoreSilica | 2019 | 4.2823 | 0.14559 | 0.00034296 | 4 | 6301048.042 | 15157041.4201 | 128455.3871 | 308996.7908 | 46.8059 | 0 | 65.3039 | 44060.8077 | 2002.7543 | 77547.5997 | 84556.9521 | 0 | 14849.5305 | 0 | 86976.8812 | 226296.0035 | 154451.6723 | 690742.2012 | 961560.8286 | 6991696.732 | 6991696.732 | 1478867.319 | 3678399.7627 | 0 | 8643999.7618 | 20792963.5755 | 133352.1432 | 0.0013718 | 6301048.042 | 15157041.4201 | 128455.3871 | 308996.7908
1 | 2300 | 707 | 0.015 | 15 | 15 | 7 | 1.7783e-10 | 5spot_SharedNeighbor | Water | Porous | Wet | R600a | MinimizeLCOE_Brownfield | IgnoreSilica | 2019 | 5.6387 | 0.19648 | 0.00059525 | 4 | 3701085.4399 | 8803537.3123 | 75451.6328 | 179472.0158 | 47.2494 | 0 | 97.7619 | 54859.0901 | 2512.0204 | 98522.8975 | 105037.1589 | 0 | 16426.0577 | 0 | 108169.3176 | 281434.3758 | 192084.7444 | 859045.6624 | 961560.8286 | 6991696.732 | 6991696.732 | 1478867.319 | 3678399.7627 | 0 | 8812303.223 | 20961267.0367 | 177827.941 | 0.002381 | 3701085.4399 | 8803537.3123 | 75451.6328 | 179472.0158
1 | 2300 | 707 | 0.015 | 15 | 15 | 7 | 2.3714e-10 | 5spot_SharedNeighbor | Water | Porous | Wet | R600a | MinimizeLCOE_Brownfield | IgnoreSilica | 2019 | 7.2272 | 0.2561 | 0.00091899 | 4 | 2448353.3315 | 5753327.9338 | 49912.9943 | 117289.3719 | 47.5535 | 0 | 75.8731 | 66410.7052 | 3057.9557 | 121754.5169 | 129014.8721 | 0 | 17738.2451 | 0 | 131810.7551 | 342944.5466 | 234066.6998 | 1046798.2965 | 961560.8286 | 6991696.732 | 6991696.732 | 1478867.319 | 3678399.7627 | 0 | 9000055.8571 | 21149019.6708 | 237137.3706 | 0.003676 | 2448353.3315 | 5753327.9338 | 49912.9943 | 117289.3719
1 | 2300 | 707 | 0.015 | 15 | 15 | 7 | 3.1623e-10 | 5spot_SharedNeighbor | Water | Porous | Wet | R600a | MinimizeLCOE_Brownfield | IgnoreSilica | 2019 | 9.5339 | 0.34312 | 0.0013507 | 4 | 1714805.2436 | 3963427.1642 | 34958.6243 | 80799.8237 | 47.8374 | 0 | 93.1537 | 81894.8967 | 3791.5497 | 153812.5074 | 163942.0807 | 0 | 20023.0187 | 0 | 165150.9807 | 429688.9747 | 293271.5545 | 1311575.5631 | 961560.8286 | 6991696.732 | 6991696.732 | 1478867.319 | 3678399.7627 | 0 | 9264833.1237 | 21413796.9374 | 316227.766 | 0.0054028 | 1714805.2436 | 3963427.1642 | 34958.6243 | 80799.8237
1 | 2300 | 707 | 0.015 | 15 | 15 | 7 | 4.217e-10 | 5spot_SharedNeighbor | Water | Porous | Wet | R600a | MinimizeLCOE_Brownfield | IgnoreSilica | 2019 | 11.8534 | 0.43052 | 0.0018665 | 4 | 1274900.236 | 2902099.2707 | 25990.5657 | 59163.219 | 48.0069 | 0 | 69.8231 | 96227.114 | 4471.3882 | 184398.7326 | 199028.8138 | 0 | 21282.7996 | 0 | 197109.4508 | 512838.3584 | 350022.7174 | 1565379.3749 | 961560.8286 | 6991696.732 | 6991696.732 | 1478867.319 | 3678399.7627 | 0 | 9518636.9355 | 21667600.7492 | 421696.5034 | 0.0074662 | 1274900.236 | 2902099.2707 | 25990.5657 | 59163.219
1 | 2300 | 707 | 0.015 | 15 | 15 | 7 | 5.6234e-10 | 5spot_SharedNeighbor | Water | Porous | Wet | R600a | MinimizeLCOE_Brownfield | IgnoreSilica | 2019 | 14.4675 | 0.52894 | 0.0024708 | 4 | 991156.1918 | 2220415.1008 | 20206.0596 | 45266.1652 | 48.1335 | 0 | 64.1366 | 111326.9343 | 5188.4031 | 217385.107 | 238543.9915 | 0 | 22437.0244 | 0 | 232003.7696 | 603626.2179 | 411987.297 | 1842498.7449 | 961560.8286 | 6991696.732 | 6991696.732 | 1478867.319 | 3678399.7627 | 0 | 9795756.3056 | 21944720.1193 | 562341.3252 | 0.0098832 | 991156.1918 | 2220415.1008 | 20206.0596 | 45266.1652
1 | 2300 | 707 | 0.015 | 15 | 15 | 7 | 7.4989e-10 | 5spot_SharedNeighbor | Water | Porous | Wet | R600a | MinimizeLCOE_Brownfield | IgnoreSilica | 2019 | 17.1586 | 0.63027 | 0.0031377 | 4 | 802563.8111 | 1770533.9644 | 16361.3488 | 36094.7297 | 48.2242 | 0 | 85.5689 | 125988.1228 | 5885.0655 | 250086.7534 | 279226.7756 | 0 | 23192.601 | 0 | 266907.9341 | 694439.6942 | 473969.3606 | 2119696.3071 | 961560.8286 | 6991696.732 | 6991696.732 | 1478867.319 | 3678399.7627 | 0 | 10072953.8678 | 22221917.6815 | 749894.2093 | 0.012551 | 802563.8111 | 1770533.9644 | 16361.3488 | 36094.7297
1 | 2300 | 707 | 0.015 | 15 | 15 | 7 | 1e-09 | 5spot_SharedNeighbor | Water | Porous | Wet | R600a | MinimizeLCOE_Brownfield | IgnoreSilica | 2019 | 19.7682 | 0.72856 | 0.0038308 | 4 | 674482.5928 | 1467329.201 | 13750.24 | 29913.4905 | 48.2891 | 0 | 78.6259 | 139526.1229 | 6528.6596 | 280808.4161 | 318679.8416 | 0 | 23521.619 | 0 | 299935.2171 | 780369.9098 | 532618.4984 | 2381988.2846 | 961560.8286 | 6991696.732 | 6991696.732 | 1478867.319 | 3678399.7627 | 0 | 10335245.8452 | 22484209.6589 | 1000000 | 0.015323 | 674482.5928 | 1467329.201 | 13750.24 | 29913.4905
1 | 2300 | 707 | 0.015 | 15 | 15 | 7 | 1.3335e-09 | 5spot_SharedNeighbor | Water | Porous | Wet | R600a | MinimizeLCOE_Brownfield | IgnoreSilica | 2019 | 22.1675 | 0.81894 | 0.0045119 | 4 | 585751.108 | 1258909.2901 | 11941.3286 | 25664.5687 | 48.3355 | 0 | 88.1342 | 151487.2546 | 7097.4706 | 308332.8826 | 354957.7951 | 0 | 23456.9607 | 0 | 329679.6218 | 857758.7493 | 585437.9715 | 2618208.7061 | 961560.8286 | 6991696.732 | 6991696.732 | 1478867.319 | 3678399.7627 | 0 | 10571466.2667 | 22720430.0804 | 1333521.4322 | 0.018048 | 585751.108 | 1258909.2901 | 11941.3286 | 25664.5687
1 | 2300 | 707 | 0.015 | 15 | 15 | 7 | 1.7783e-09 | 5spot_SharedNeighbor | Water | Porous | Wet | R600a | MinimizeLCOE_Brownfield | IgnoreSilica | 2019 | 24.2286 | 0.89659 | 0.0051391 | 4 | 523958.5362 | 1114961.0241 | 10681.6035 | 22729.9886 | 48.3683 | 0 | 77.9605 | 161444.0155 | 7571.0641 | 331497.2386 | 386124.6161 | 0 | 23044.7453 | 0 | 354775.8551 | 923054.0003 | 630003.3221 | 2817514.8571 | 961560.8286 | 6991696.732 | 6991696.732 | 1478867.319 | 3678399.7627 | 0 | 10770772.4177 | 22919736.2314 | 1778279.41 | 0.020557 | 523958.5362 | 1114961.0241 | 10681.6035 | 22729.9886
1 | 2300 | 707 | 0.015 | 15 | 15 | 7 | 2.3714e-09 | 5spot_SharedNeighbor | Water | Porous | Wet | R600a | MinimizeLCOE_Brownfield | IgnoreSilica | 2019 | 25.9601 | 0.96183 | 0.0056936 | 4 | 480182.6474 | 1013632.1724 | 9789.1728 | 20664.2629 | 48.392 | 0 | 96.1309 | 169607.4597 | 7959.4128 | 350650.1859 | 412309.3559 | 0 | 22451.8758 | 0 | 375561.5331 | 977134.071 | 666914.0815 | 2982587.9758 | 961560.8286 | 6991696.732 | 6991696.732 | 1478867.319 | 3678399.7627 | 0 | 10935845.5364 | 23084809.3501 | 2371373.7057 | 0.022774 | 480182.6474 | 1013632.1724 | 9789.1728 | 20664.2629
1 | 2300 | 707 | 0.015 | 15 | 15 | 7 | 3.1623e-09 | 5spot_SharedNeighbor | Water | Porous | Wet | R600a | MinimizeLCOE_Brownfield | IgnoreSilica | 2019 | 27.3561 | 1.0144 | 0.0061645 | 4 | 448831.5879 | 941531.9617 | 9150.039 | 19194.4026 | 48.409 | 0 | 84.5698 | 176067.4572 | 8266.7544 | 365904.3763 | 433421.5231 | 0 | 21744.6353 | 0 | 392107.851 | 1020184.196 | 696296.6765 | 3113993.4698 | 961560.8286 | 6991696.732 | 6991696.732 | 1478867.319 | 3678399.7627 | 0 | 11067251.0304 | 23216214.8441 | 3162277.6602 | 0.024658 | 448831.5879 | 941531.9617 | 9150.039 | 19194.4026
1 | 2300 | 707 | 0.015 | 15 | 15 | 7 | 4.217e-09 | 5spot_SharedNeighbor | Water | Porous | Wet | R600a | MinimizeLCOE_Brownfield | IgnoreSilica | 2019 | 28.4498 | 1.0557 | 0.006552 | 4 | 426166.3985 | 889722.9574 | 8687.9785 | 18138.2059 | 48.4213 | 0 | 69.4323 | 181058.1898 | 8504.209 | 377746.2028 | 449963.2964 | 0 | 20996.004 | 0 | 404924.4818 | 1053530.4401 | 719056.1733 | 3215778.9971 | 961560.8286 | 6991696.732 | 6991696.732 | 1478867.319 | 3678399.7627 | 0 | 11169036.5578 | 23318000.3715 | 4216965.0343 | 0.026208 | 426166.3985 | 889722.9574 | 8687.9785 | 18138.2059
1 | 2300 | 707 | 0.015 | 15 | 15 | 7 | 5.6234e-09 | 5spot_SharedNeighbor | Water | Porous | Wet | R600a | MinimizeLCOE_Brownfield | IgnoreSilica | 2019 | 29.3294 | 1.0888 | 0.0071911 | 4 | 390734.3163 | 813095.6845 | 7965.6475 | 16576.0553 | 48.4305 | 0 | 109.7604 | 185029.1918 | 8693.1539 | 387202.9856 | 463266.7251 | 0 | 16739.3591 | 0 | 413763.2521 | 1076527.1073 | 734751.8712 | 3285973.6461 | 961560.8286 | 6991696.732 | 6991696.732 | 1478867.319 | 3678399.7627 | 0 | 11239231.2067 | 23388195.0204 | 5623413.2519 | 0.028764 | 390734.3163 | 813095.6845 | 7965.6475 | 16576.0553
1 | 2300 | 707 | 0.015 | 15 | 15 | 7 | 7.4989e-09 | 5spot_SharedNeighbor | Water | Porous | Wet | R600a | MinimizeLCOE_Brownfield | IgnoreSilica | 2019 | 30.3381 | 1.1268 | 0.0074717 | 4 | 379250.1319 | 785747.5036 | 7731.5269 | 16018.5257 | 48.4404 | 0 | 85.0471 | 189538.5739 | 8907.7232 | 397978.1985 | 478523.7813 | 0 | 16783.2968 | 0 | 425775.3137 | 1107780.0278 | 756082.6316 | 3381369.5469 | 961560.8286 | 6991696.732 | 6991696.732 | 1478867.319 | 3678399.7627 | 0 | 11334627.1075 | 23483590.9212 | 7498942.0933 | 0.029887 | 379250.1319 | 785747.5036 | 7731.5269 | 16018.5257
1 | 2300 | 707 | 0.015 | 15 | 15 | 7 | 1e-08 | 5spot_SharedNeighbor | Water | Porous | Wet | R600a | MinimizeLCOE_Brownfield | IgnoreSilica | 2019 | 30.8445 | 1.1459 | 0.0076722 | 4 | 370819.9046 | 766697.1522 | 7559.6653 | 15630.1585 | 48.4452 | 0 | 79.8682 | 191785.1233 | 9014.6232 | 403360.4843 | 486183.5836 | 0 | 16032.6899 | 0 | 431486.8367 | 1122640.2389 | 766225.031 | 3426728.611 | 961560.8286 | 6991696.732 | 6991696.732 | 1478867.319 | 3678399.7627 | 0 | 11379986.1716 | 23528949.9853 | 10000000 | 0.030689 | 370819.9046 | 766697.1522 | 7559.6653 | 15630.1585
1 | 2400 | 707 | 0.015 | 15 | 15 | 7 | 1e-13 | 5spot_SharedNeighbor | Water | Porous | Wet | R600a | MinimizeLCOE_Brownfield | IgnoreSilica | 2019 | 0 | 0 | 0 | 0 |  |  |  |  | 15 |  | 15.1132 | [19 empty] | 100 | 0
1 | 2400 | 707 | 0.015 | 15 | 15 | 7 | 1.3335e-13 | 5spot_SharedNeighbor | Water | Porous | Wet | R600a | MinimizeLCOE_Brownfield | IgnoreSilica | 2019 | 0 | 0 | 0 | 0 |  |  |  |  | 15 |  | 16.2349 | [19 empty] | 133.3521 | 0
1 | 2400 | 707 | 0.015 | 15 | 15 | 7 | 1.7783e-13 | 5spot_SharedNeighbor | Water | Porous | Wet | R600a | MinimizeLCOE_Brownfield | IgnoreSilica | 2019 | 0 | 0 | 0 | 0 |  |  |  |  | 15 |  | 17.7234 | [19 empty] | 177.8279 | 0
1 | 2400 | 707 | 0.015 | 15 | 15 | 7 | 2.3714e-13 | 5spot_SharedNeighbor | Water | Porous | Wet | R600a | MinimizeLCOE_Brownfield | IgnoreSilica | 2019 | 0 | 0 | 0 | 0 |  |  |  |  | 15 |  | 19.1093 | [19 empty] | 237.1374 | 0
1 | 2400 | 707 | 0.015 | 15 | 15 | 7 | 3.1623e-13 | 5spot_SharedNeighbor | Water | Porous | Wet | R600a | MinimizeLCOE_Brownfield | IgnoreSilica | 2019 | 0 | 0 | 0 | 0 |  |  |  |  | 15 |  | 21.039 | [19 empty] | 316.2278 | 0
1 | 2400 | 707 | 0.015 | 15 | 15 | 7 | 4.217e-13 | 5spot_SharedNeighbor | Water | Porous | Wet | R600a | MinimizeLCOE_Brownfield | IgnoreSilica | 2019 | 0 | 0 | 0 | 0 |  |  |  |  | 15 |  | 20.3422 | [19 empty] | 421.6965 | 0
1 | 2400 | 707 | 0.015 | 15 | 15 | 7 | 5.6234e-13 | 5spot_SharedNeighbor | Water | Porous | Wet | R600a | MinimizeLCOE_Brownfield | IgnoreSilica | 2019 | 0 | 0 | 0 | 0 |  |  |  |  | 15 |  | 21.5388 | [19 empty] | 562.3413 | 0
1 | 2400 | 707 | 0.015 | 15 | 15 | 7 | 7.4989e-13 | 5spot_SharedNeighbor | Water | Porous | Wet | R600a | MinimizeLCOE_Brownfield | IgnoreSilica | 2019 | 0 | 0 | 0 | 0 |  |  |  |  | 15 |  | 23.1153 | [19 empty] | 749.8942 | 0
1 | 2400 | 707 | 0.015 | 15 | 15 | 7 | 1e-12 | 5spot_SharedNeighbor | Water | Porous | Wet | R600a | MinimizeLCOE_Brownfield | IgnoreSilica | 2019 | 0 | 0 | 0 | 0 |  |  |  |  | 15 |  | 23.8556 | [19 empty] | 1000 | 0
1 | 2400 | 707 | 0.015 | 15 | 15 | 7 | 1.3335e-12 | 5spot_SharedNeighbor | Water | Porous | Wet | R600a | MinimizeLCOE_Brownfield | IgnoreSilica | 2019 | 0 | 0 | 0 | 0 |  |  |  |  | 15 |  | 24.4072 | [19 empty] | 1333.5214 | 0
1 | 2400 | 707 | 0.015 | 15 | 15 | 7 | 1.7783e-12 | 5spot_SharedNeighbor | Water | Porous | Wet | R600a | MinimizeLCOE_Brownfield | IgnoreSilica | 2019 | 0 | 0 | 0 | 0 |  |  |  |  | 15 |  | 27.0708 | [19 empty] | 1778.2794 | 0
1 | 2400 | 707 | 0.015 | 15 | 15 | 7 | 2.3714e-12 | 5spot_SharedNeighbor | Water | Porous | Wet | R600a | MinimizeLCOE_Brownfield | IgnoreSilica | 2019 | 0 | 0 | 0 | 0 |  |  |  |  | 15 |  | 29.5763 | [19 empty] | 2371.3737 | 0
1 | 2400 | 707 | 0.015 | 15 | 15 | 7 | 3.1623e-12 | 5spot_SharedNeighbor | Water | Porous | Wet | R600a | MinimizeLCOE_Brownfield | IgnoreSilica | 2019 | 0 | 0 | 0 | 0 |  |  |  |  | 15 |  | 31.3457 | [19 empty] | 3162.2777 | 0
1 | 2400 | 707 | 0.015 | 15 | 15 | 7 | 4.217e-12 | 5spot_SharedNeighbor | Water | Porous | Wet | R600a | MinimizeLCOE_Brownfield | IgnoreSilica | 2019 | 0 | 0 | 0 | 0 |  |  |  |  | 15 |  | 32.2402 | [19 empty] | 4216.965 | 0
1 | 2400 | 707 | 0.015 | 15 | 15 | 7 | 5.6234e-12 | 5spot_SharedNeighbor | Water | Porous | Wet | R600a | MinimizeLCOE_Brownfield | IgnoreSilica | 2019 | 0 | 0 | 0 | 0 |  |  |  |  | 15 |  | 32.4728 | [19 empty] | 5623.4133 | 0
1 | 2400 | 707 | 0.015 | 15 | 15 | 7 | 7.4989e-12 | 5spot_SharedNeighbor | Water | Porous | Wet | R600a | MinimizeLCOE_Brownfield | IgnoreSilica | 2019 | 0 | 0 | 0 | 0 |  |  |  |  | 15 |  | 31.6632 | [19 empty] | 7498.9421 | 0
1 | 2400 | 707 | 0.015 | 15 | 15 | 7 | 1e-11 | 5spot_SharedNeighbor | Water | Porous | Wet | R600a | MinimizeLCOE_Brownfield | IgnoreSilica | 2019 | 0 | 0 | 0 | 0 |  |  |  |  | 15 |  | 31.4742 | [19 empty] | 10000 | 0
1 | 2400 | 707 | 0.015 | 15 | 15 | 7 | 1.3335e-11 | 5spot_SharedNeighbor | Water | Porous | Wet | R600a | MinimizeLCOE_Brownfield | IgnoreSilica | 2019 | 0 | 0 | 0 | 0 |  |  |  |  | 15 |  | 30.4881 | [19 empty] | 13335.2143 | 0
1 | 2400 | 707 | 0.015 | 15 | 15 | 7 | 1.7783e-11 | 5spot_SharedNeighbor | Water | Porous | Wet | R600a | MinimizeLCOE_Brownfield | IgnoreSilica | 2019 | 0 | 0 | 0 | 0 |  |  |  |  | 15 |  | 27.9775 | [19 empty] | 17782.7941 | 0
1 | 2400 | 707 | 0.015 | 15 | 15 | 7 | 2.3714e-11 | 5spot_SharedNeighbor | Water | Porous | Wet | R600a | MinimizeLCOE_Brownfield | IgnoreSilica | 2019 | 0 | 0 | 0 | 0 |  |  |  |  | 15 |  | 27.4954 | [19 empty] | 23713.7371 | 0
1 | 2400 | 707 | 0.015 | 15 | 15 | 7 | 3.1623e-11 | 5spot_SharedNeighbor | Water | Porous | Wet | R600a | MinimizeLCOE_Brownfield | IgnoreSilica | 2019 | 0 | 0 | 0 | 0 |  |  |  |  | 15 |  | 27.036 | [19 empty] | 31622.7766 | 0
1 | 2400 | 707 | 0.015 | 15 | 15 | 7 | 4.217e-11 | 5spot_SharedNeighbor | Water | Porous | Wet | R600a | MinimizeLCOE_Brownfield | IgnoreSilica | 2019 | 0 | 0 | 0 | 0 |  |  |  |  | 15 |  | 28.073 | [19 empty] | 42169.6503 | 0
1 | 2400 | 707 | 0.015 | 15 | 15 | 7 | 5.6234e-11 | 5spot_SharedNeighbor | Water | Porous | Wet | R600a | MinimizeLCOE_Brownfield | IgnoreSilica | 2019 | 1.6 | 0.048952 | 4.6623e-05 | 4 | 46243527.903 | 113947080.9861 | 942736.8653 | 2322965.3707 | 44.9717 | 0 | 30.7643 | 19703.0758 | 867.2809 | 32484.6959 | 45117.2137 | 0 | 8349.9167 | 0 | 41543.6514 | 108088.0591 | 73772.3213 | 329926.2148 | 961560.8286 | 7332603.3321 | 7332603.3321 | 1478867.319 | 3814762.4027 | 0 | 8624090.3756 | 21250323.4295 | 56234.1325 | 0.00018649 | 46243527.903 | 113947080.9861 | 942736.8653 | 2322965.3707
1 | 2400 | 707 | 0.015 | 15 | 15 | 7 | 7.4989e-11 | 5spot_SharedNeighbor | Water | Porous | Wet | R600a | MinimizeLCOE_Brownfield | IgnoreSilica | 2019 | 3.2151 | 0.11319 | 0.00026227 | 4 | 8463312.7913 | 20498732.1552 | 172536.0787 | 417894.3816 | 47.4353 | 0 | 64.7872 | 37818.0428 | 1719.2225 | 63365.0512 | 70557.4381 | 0 | 15291.0492 | 0 | 73612.8135 | 191525.4406 | 130720.0487 | 584609.1066 | 961560.8286 | 7332603.3321 | 7332603.3321 | 1478867.319 | 3814762.4027 | 0 | 8878773.2674 | 21505006.3213 | 74989.4209 | 0.0010491 | 8463312.7913 | 20498732.1552 | 172536.0787 | 417894.3816
1 | 2400 | 707 | 0.015 | 15 | 15 | 7 | 1e-10 | 5spot_SharedNeighbor | Water | Porous | Wet | R600a | MinimizeLCOE_Brownfield | IgnoreSilica | 2019 | 4.3601 | 0.15931 | 0.00051516 | 4 | 4386242.9044 | 10513536.9157 | 89419.4944 | 214332.6706 | 48.1214 | 0 | 76.0833 | 48766.0224 | 2238.8296 | 83233.3204 | 88684.2174 | 0 | 17408.2455 | 0 | 93728.9478 | 243863.4958 | 166441.8467 | 744364.9257 | 961560.8286 | 7332603.3321 | 7332603.3321 | 1478867.319 | 3814762.4027 | 0 | 9038529.0865 | 21664762.1404 | 100000 | 0.0020607 | 4386242.9044 | 10513536.9157 | 89419.4944 | 214332.6706
1 | 2400 | 707 | 0.015 | 15 | 15 | 7 | 1.3335e-10 | 5spot_SharedNeighbor | Water | Porous | Wet | R600a | MinimizeLCOE_Brownfield | IgnoreSilica | 2019 | 5.7554 | 0.21549 | 0.00085866 | 4 | 2685120.8939 | 6361246.8041 | 54739.8213 | 129682.6203 | 48.5981 | 0 | 95.1292 | 60839.7475 | 2813.9819 | 105938.501 | 110747.4516 | 0 | 19379.457 | 0 | 116890.4642 | 304125.0104 | 207571.5687 | 928306.1824 | 961560.8286 | 7332603.3321 | 7332603.3321 | 1478867.319 | 3814762.4027 | 0 | 9222470.3432 | 21848703.3971 | 133352.1432 | 0.0034347 | 2685120.8939 | 6361246.8041 | 54739.8213 | 129682.6203
1 | 2400 | 707 | 0.015 | 15 | 15 | 7 | 1.7783e-10 | 5spot_SharedNeighbor | Water | Porous | Wet | R600a | MinimizeLCOE_Brownfield | IgnoreSilica | 2019 | 7.4 | 0.28166 | 0.0013019 | 4 | 1810581.1245 | 4235207.0129 | 36911.1452 | 86340.4235 | 48.9237 | 0 | 88.8278 | 73818.6889 | 3433.4788 | 131203.7475 | 136723.3376 | 0 | 21091.1651 | 0 | 142845.463 | 371654.593 | 253661.8965 | 1134432.3704 | 961560.8286 | 7332603.3321 | 7332603.3321 | 1478867.319 | 3814762.4027 | 0 | 9428596.5312 | 22054829.585 | 177827.941 | 0.0052075 | 1810581.1245 | 4235207.0129 | 36911.1452 | 86340.4235
1 | 2400 | 707 | 0.015 | 15 | 15 | 7 | 2.3714e-10 | 5spot_SharedNeighbor | Water | Porous | Wet | R600a | MinimizeLCOE_Brownfield | IgnoreSilica | 2019 | 9.7145 | 0.37538 | 0.0018965 | 4 | 1279979.8928 | 2944372.7078 | 26094.1214 | 60025.0202 | 49.2234 | 0 | 69.999 | 90717.5546 | 4241.9749 | 165050.4173 | 173427.5119 | 0 | 23702.3812 | 0 | 178284.5376 | 463859.7956 | 316593.8419 | 1415878.015 | 961560.8286 | 7332603.3321 | 7332603.3321 | 1478867.319 | 3814762.4027 | 0 | 9710042.1757 | 22336275.2296 | 237137.3706 | 0.0075861 | 1279979.8928 | 2944372.7078 | 26094.1214 | 60025.0202
1 | 2400 | 707 | 0.015 | 15 | 15 | 7 | 3.1623e-10 | 5spot_SharedNeighbor | Water | Porous | Wet | R600a | MinimizeLCOE_Brownfield | IgnoreSilica | 2019 | 12.2601 | 0.47832 | 0.0026187 | 4 | 955240.9022 | 2160649.2122 | 19473.8779 | 44047.7567 | 49.415 | 0 | 87.5205 | 107784.2521 | 5059.2636 | 200323.475 | 213752.5787 | 0 | 25715.9181 | 0 | 215527.8401 | 560759.2291 | 382729.6963 | 1711652.253 | 961560.8286 | 7332603.3321 | 7332603.3321 | 1478867.319 | 3814762.4027 | 0 | 10005816.4138 | 22632049.4676 | 316227.766 | 0.010475 | 955240.9022 | 2160649.2122 | 19473.8779 | 44047.7567
1 | 2400 | 707 | 0.015 | 15 | 15 | 7 | 4.217e-10 | 5spot_SharedNeighbor | Water | Porous | Wet | R600a | MinimizeLCOE_Brownfield | IgnoreSilica | 2019 | 15.0929 | 0.59291 | 0.0034765 | 4 | 742400.9256 | 1650377.6491 | 15134.847 | 33645.1807 | 49.5534 | 0 | 77.2307 | 125486.6202 | 5907.7109 | 237842.6566 | 258632.5454 | 0 | 27416.9728 | 0 | 255561.7373 | 664919.2175 | 453821.0286 | 2029588.4892 | 961560.8286 | 7332603.3321 | 7332603.3321 | 1478867.319 | 3814762.4027 | 0 | 10323752.6499 | 22949985.7038 | 421696.5034 | 0.013906 | 742400.9256 | 1650377.6491 | 15134.847 | 33645.1807
1 | 2400 | 707 | 0.015 | 15 | 15 | 7 | 5.6234e-10 | 5spot_SharedNeighbor | Water | Porous | Wet | R600a | MinimizeLCOE_Brownfield | IgnoreSilica | 2019 | 18.0944 | 0.71435 | 0.0044447 | 4 | 599062.7081 | 1309243.4943 | 12212.7036 | 26690.6995 | 49.6535 | 0 | 83.0261 | 143126.1209 | 6753.632 | 276049.4889 | 306189.5263 | 0 | 28720.3554 | 0 | 296727.2582 | 772023.4587 | 526921.874 | 2356511.7145 | 961560.8286 | 7332603.3321 | 7332603.3321 | 1478867.319 | 3814762.4027 | 0 | 10650675.8752 | 23276908.9291 | 562341.3252 | 0.017779 | 599062.7081 | 1309243.4943 | 12212.7036 | 26690.6995
1 | 2400 | 707 | 0.015 | 15 | 15 | 7 | 7.4989e-10 | 5spot_SharedNeighbor | Water | Porous | Wet | R600a | MinimizeLCOE_Brownfield | IgnoreSilica | 2019 | 21.0808 | 0.83522 | 0.0054751 | 4 | 500797.2316 | 1077328.065 | 10209.4289 | 21962.7898 | 49.7254 | 0 | 90.4919 | 159785.3447 | 7552.8441 | 312799.0095 | 353514.055 | 0 | 29524.9865 | 0 | 336638.7335 | 875864.9304 | 597795.8122 | 2673475.7159 | 961560.8286 | 7332603.3321 | 7332603.3321 | 1478867.319 | 3814762.4027 | 0 | 10967639.8766 | 23593872.9305 | 749894.2093 | 0.0219 | 500797.2316 | 1077328.065 | 10209.4289 | 21962.7898
1 | 2400 | 707 | 0.015 | 15 | 15 | 7 | 1e-09 | 5spot_SharedNeighbor | Water | Porous | Wet | R600a | MinimizeLCOE_Brownfield | IgnoreSilica | 2019 | 23.8607 | 0.94775 | 0.0065058 | 4 | 432541.4124 | 917730.7883 | 8817.9417 | 18709.1834 | 49.7766 | 0 | 74.7915 | 174642.1269 | 8265.7541 | 346064.5109 | 397570.5453 | 0 | 29786.4611 | 0 | 372968.4653 | 970387.4405 | 662309.3676 | 2961994.6717 | 961560.8286 | 7332603.3321 | 7332603.3321 | 1478867.319 | 3814762.4027 | 0 | 11256158.8324 | 23882391.8863 | 1000000 | 0.026023 | 432541.4124 | 917730.7883 | 8817.9417 | 18709.1834
1 | 2400 | 707 | 0.015 | 15 | 15 | 7 | 1.3335e-09 | 5spot_SharedNeighbor | Water | Porous | Wet | R600a | MinimizeLCOE_Brownfield | IgnoreSilica | 2019 | 26.3038 | 1.0467 | 0.0074786 | 4 | 384597.3887 | 806678.4944 | 7840.538 | 16445.2322 | 49.813 | 0 | 94.2769 | 187261.3664 | 8871.3807 | 374654.7411 | 436292.7644 | 0 | 29571.1222 | 0 | 404294.0362 | 1051890.15 | 717936.6416 | 3210772.2026 | 961560.8286 | 7332603.3321 | 7332603.3321 | 1478867.319 | 3814762.4027 | 0 | 11504936.3634 | 24131169.4172 | 1333521.4322 | 0.029914 | 384597.3887 | 806678.4944 | 7840.538 | 16445.2322
1 | 2400 | 707 | 0.015 | 15 | 15 | 7 | 1.7783e-09 | 5spot_SharedNeighbor | Water | Porous | Wet | R600a | MinimizeLCOE_Brownfield | IgnoreSilica | 2019 | 28.389 | 1.1311 | 0.0083536 | 4 | 350569.8942 | 728437.0614 | 7146.8415 | 14850.1748 | 49.8393 | 0 | 102.6994 | 197748.7883 | 9374.7386 | 398633.7457 | 469345.0444 | 0 | 29083.9355 | 0 | 430632.6385 | 1120417.7904 | 764708.1643 | 3419944.8457 | 961560.8286 | 7332603.3321 | 7332603.3321 | 1478867.319 | 3814762.4027 | 0 | 11714109.0064 | 24340342.0603 | 1778279.41 | 0.033414 | 350569.8942 | 728437.0614 | 7146.8415 | 14850.1748
1 | 2400 | 707 | 0.015 | 15 | 15 | 7 | 2.3714e-09 | 5spot_SharedNeighbor | Water | Porous | Wet | R600a | MinimizeLCOE_Brownfield | IgnoreSilica | 2019 | 30.1017 | 1.2004 | 0.0091081 | 4 | 326184.8529 | 672749.3232 | 6649.7194 | 13714.9049 | 49.8583 | 0 | 90.3136 | 206187.2593 | 9779.774 | 418064.5572 | 496495.4471 | 0 | 28431.0571 | 0 | 451993.6569 | 1175994.7786 | 802640.6007 | 3589587.1307 | 961560.8286 | 7332603.3321 | 7332603.3321 | 1478867.319 | 3814762.4027 | 0 | 11883751.2915 | 24509984.3454 | 2371373.7057 | 0.036433 | 326184.8529 | 672749.3232 | 6649.7194 | 13714.9049
1 | 2400 | 707 | 0.015 | 15 | 15 | 7 | 3.1623e-09 | 5spot_SharedNeighbor | Water | Porous | Wet | R600a | MinimizeLCOE_Brownfield | IgnoreSilica | 2019 | 31.4855 | 1.2565 | 0.0097421 | 4 | 308440.7075 | 632453.8463 | 6287.981 | 12893.4271 | 49.8723 | 0 | 67.7742 | 212898.3593 | 10101.9067 | 433601.3239 | 518432.8161 | 0 | 27720.871 | 0 | 469074.558 | 1220435.7796 | 832972.497 | 3725238.1116 | 961560.8286 | 7332603.3321 | 7332603.3321 | 1478867.319 | 3814762.4027 | 0 | 12019402.2723 | 24645635.3262 | 3162277.6602 | 0.038968 | 308440.7075 | 632453.8463 | 6287.981 | 12893.4271
1 | 2400 | 707 | 0.015 | 15 | 15 | 7 | 4.217e-09 | 5spot_SharedNeighbor | Water | Porous | Wet | R600a | MinimizeLCOE_Brownfield | IgnoreSilica | 2019 | 32.5649 | 1.3002 | 0.010253 | 4 | 295616.3707 | 603470.7382 | 6026.5396 | 12302.5673 | 49.8824 | 0 | 91.2119 | 218071.2323 | 10350.2084 | 445625.8802 | 535546.3556 | 0 | 27032.1873 | 0 | 482284.0868 | 1254804.2639 | 856429.6938 | 3830143.9082 | 961560.8286 | 7332603.3321 | 7332603.3321 | 1478867.319 | 3814762.4027 | 0 | 12124308.069 | 24750541.1229 | 4216965.0343 | 0.041014 | 295616.3707 | 603470.7382 | 6026.5396 | 12302.5673
1 | 2400 | 707 | 0.015 | 15 | 15 | 7 | 5.6234e-09 | 5spot_SharedNeighbor | Water | Porous | Wet | R600a | MinimizeLCOE_Brownfield | IgnoreSilica | 2019 | 31.705 | 1.2654 | 0.010836 | 4 | 277200.6952 | 568514.4357 | 5651.1111 | 11589.9357 | 49.8744 | 0 | 257.0288 | 213954.4846 | 10152.6012 | 436052.9235 | 521912.4977 | 0 | 19112.8956 | 0 | 468462.307 | 1218842.828 | 831885.2748 | 3720375.8124 | 961560.8286 | 7332603.3321 | 7332603.3321 | 1478867.319 | 3814762.4027 | 0 | 12014539.9731 | 24640773.027 | 5623413.2519 | 0.043342 | 277200.6952 | 568514.4357 | 5651.1111 | 11589.9357
1 | 2400 | 707 | 0.015 | 15 | 15 | 7 | 7.4989e-09 | 5spot_SharedNeighbor | Water | Porous | Wet | R600a | MinimizeLCOE_Brownfield | IgnoreSilica | 2019 | 34.0506 | 1.3604 | 0.011368 | 4 | 269571.1902 | 547250.1946 | 5495.5733 | 11156.4354 | 49.8954 | 0 | 90.6466 | 225106.3087 | 10687.9004 | 462045.686 | 559101.2275 | 0 | 22709.2273 | 0 | 499063.6365 | 1298461.2101 | 886226.4566 | 3963401.6531 | 961560.8286 | 7332603.3321 | 7332603.3321 | 1478867.319 | 3814762.4027 | 0 | 12257565.8139 | 24883798.8678 | 7498942.0933 | 0.045471 | 269571.1902 | 547250.1946 | 5495.5733 | 11156.4354
1 | 2400 | 707 | 0.015 | 15 | 15 | 7 | 1e-08 | 5spot_SharedNeighbor | Water | Porous | Wet | R600a | MinimizeLCOE_Brownfield | IgnoreSilica | 2019 | 34.8159 | 1.3914 | 0.011651 | 4 | 264637.861 | 535564.5134 | 5395.0007 | 10918.207 | 49.9017 | 0 | 76.9602 | 228693.8945 | 10860.1097 | 470447.8818 | 571235.8474 | 0 | 22816.5469 | 0 | 508581.1694 | 1323223.8783 | 903127.4865 | 4038986.8146 | 961560.8286 | 7332603.3321 | 7332603.3321 | 1478867.319 | 3814762.4027 | 0 | 12333150.9753 | 24959384.0292 | 10000000 | 0.046604 | 264637.861 | 535564.5134 | 5395.0007 | 10918.207
1 | 2500 | 707 | 0.015 | 15 | 15 | 7 | 1e-13 | 5spot_SharedNeighbor | Water | Porous | Wet | R600a | MinimizeLCOE_Brownfield | IgnoreSilica | 2019 | 0 | 0 | 0 | 0 |  |  |  |  | 15 |  | 15.2838 | [19 empty] | 100 | 0
1 | 2500 | 707 | 0.015 | 15 | 15 | 7 | 1.3335e-13 | 5spot_SharedNeighbor | Water | Porous | Wet | R600a | MinimizeLCOE_Brownfield | IgnoreSilica | 2019 | 0 | 0 | 0 | 0 |  |  |  |  | 15 |  | 16.9306 | [19 empty] | 133.3521 | 0
1 | 2500 | 707 | 0.015 | 15 | 15 | 7 | 1.7783e-13 | 5spot_SharedNeighbor | Water | Porous | Wet | R600a | MinimizeLCOE_Brownfield | IgnoreSilica | 2019 | 0 | 0 | 0 | 0 |  |  |  |  | 15 |  | 17.7742 | [19 empty] | 177.8279 | 0
1 | 2500 | 707 | 0.015 | 15 | 15 | 7 | 2.3714e-13 | 5spot_SharedNeighbor | Water | Porous | Wet | R600a | MinimizeLCOE_Brownfield | IgnoreSilica | 2019 | 0 | 0 | 0 | 0 |  |  |  |  | 15 |  | 20.404 | [19 empty] | 237.1374 | 0
1 | 2500 | 707 | 0.015 | 15 | 15 | 7 | 3.1623e-13 | 5spot_SharedNeighbor | Water | Porous | Wet | R600a | MinimizeLCOE_Brownfield | IgnoreSilica | 2019 | 0 | 0 | 0 | 0 |  |  |  |  | 15 |  | 20.1142 | [19 empty] | 316.2278 | 0
1 | 2500 | 707 | 0.015 | 15 | 15 | 7 | 4.217e-13 | 5spot_SharedNeighbor | Water | Porous | Wet | R600a | MinimizeLCOE_Brownfield | IgnoreSilica | 2019 | 0 | 0 | 0 | 0 |  |  |  |  | 15 |  | 20.5531 | [19 empty] | 421.6965 | 0
1 | 2500 | 707 | 0.015 | 15 | 15 | 7 | 5.6234e-13 | 5spot_SharedNeighbor | Water | Porous | Wet | R600a | MinimizeLCOE_Brownfield | IgnoreSilica | 2019 | 0 | 0 | 0 | 0 |  |  |  |  | 15 |  | 22.3075 | [19 empty] | 562.3413 | 0
1 | 2500 | 707 | 0.015 | 15 | 15 | 7 | 7.4989e-13 | 5spot_SharedNeighbor | Water | Porous | Wet | R600a | MinimizeLCOE_Brownfield | IgnoreSilica | 2019 | 0 | 0 | 0 | 0 |  |  |  |  | 15 |  | 24.0908 | [19 empty] | 749.8942 | 0
1 | 2500 | 707 | 0.015 | 15 | 15 | 7 | 1e-12 | 5spot_SharedNeighbor | Water | Porous | Wet | R600a | MinimizeLCOE_Brownfield | IgnoreSilica | 2019 | 0 | 0 | 0 | 0 |  |  |  |  | 15 |  | 24.0795 | [19 empty] | 1000 | 0
1 | 2500 | 707 | 0.015 | 15 | 15 | 7 | 1.3335e-12 | 5spot_SharedNeighbor | Water | Porous | Wet | R600a | MinimizeLCOE_Brownfield | IgnoreSilica | 2019 | 0 | 0 | 0 | 0 |  |  |  |  | 15 |  | 26.0084 | [19 empty] | 1333.5214 | 0
1 | 2500 | 707 | 0.015 | 15 | 15 | 7 | 1.7783e-12 | 5spot_SharedNeighbor | Water | Porous | Wet | R600a | MinimizeLCOE_Brownfield | IgnoreSilica | 2019 | 0 | 0 | 0 | 0 |  |  |  |  | 15 |  | 29.4562 | [19 empty] | 1778.2794 | 0
1 | 2500 | 707 | 0.015 | 15 | 15 | 7 | 2.3714e-12 | 5spot_SharedNeighbor | Water | Porous | Wet | R600a | MinimizeLCOE_Brownfield | IgnoreSilica | 2019 | 0 | 0 | 0 | 0 |  |  |  |  | 15 |  | 31.3693 | [19 empty] | 2371.3737 | 0
1 | 2500 | 707 | 0.015 | 15 | 15 | 7 | 3.1623e-12 | 5spot_SharedNeighbor | Water | Porous | Wet | R600a | MinimizeLCOE_Brownfield | IgnoreSilica | 2019 | 0 | 0 | 0 | 0 |  |  |  |  | 15 |  | 32.3739 | [19 empty] | 3162.2777 | 0
1 | 2500 | 707 | 0.015 | 15 | 15 | 7 | 4.217e-12 | 5spot_SharedNeighbor | Water | Porous | Wet | R600a | MinimizeLCOE_Brownfield | IgnoreSilica | 2019 | 0 | 0 | 0 | 0 |  |  |  |  | 15 |  | 33.8913 | [19 empty] | 4216.965 | 0
1 | 2500 | 707 | 0.015 | 15 | 15 | 7 | 5.6234e-12 | 5spot_SharedNeighbor | Water | Porous | Wet | R600a | MinimizeLCOE_Brownfield | IgnoreSilica | 2019 | 0 | 0 | 0 | 0 |  |  |  |  | 15 |  | 33.638 | [19 empty] | 5623.4133 | 0
1 | 2500 | 707 | 0.015 | 15 | 15 | 7 | 7.4989e-12 | 5spot_SharedNeighbor | Water | Porous | Wet | R600a | MinimizeLCOE_Brownfield | IgnoreSilica | 2019 | 0 | 0 | 0 | 0 |  |  |  |  | 15 |  | 32.4948 | [19 empty] | 7498.9421 | 0
1 | 2500 | 707 | 0.015 | 15 | 15 | 7 | 1e-11 | 5spot_SharedNeighbor | Water | Porous | Wet | R600a | MinimizeLCOE_Brownfield | IgnoreSilica | 2019 | 0 | 0 | 0 | 0 |  |  |  |  | 15 |  | 31.8132 | [19 empty] | 10000 | 0
1 | 2500 | 707 | 0.015 | 15 | 15 | 7 | 1.3335e-11 | 5spot_SharedNeighbor | Water | Porous | Wet | R600a | MinimizeLCOE_Brownfield | IgnoreSilica | 2019 | 0 | 0 | 0 | 0 |  |  |  |  | 15 |  | 28.8482 | [19 empty] | 13335.2143 | 0
1 | 2500 | 707 | 0.015 | 15 | 15 | 7 | 1.7783e-11 | 5spot_SharedNeighbor | Water | Porous | Wet | R600a | MinimizeLCOE_Brownfield | IgnoreSilica | 2019 | 0 | 0 | 0 | 0 |  |  |  |  | 15 |  | 30.5213 | [19 empty] | 17782.7941 | 0
1 | 2500 | 707 | 0.015 | 15 | 15 | 7 | 2.3714e-11 | 5spot_SharedNeighbor | Water | Porous | Wet | R600a | MinimizeLCOE_Brownfield | IgnoreSilica | 2019 | 0 | 0 | 0 | 0 |  |  |  |  | 15 |  | 28.3751 | [19 empty] | 23713.7371 | 0
1 | 2500 | 707 | 0.015 | 15 | 15 | 7 | 3.1623e-11 | 5spot_SharedNeighbor | Water | Porous | Wet | R600a | MinimizeLCOE_Brownfield | IgnoreSilica | 2019 | 0 | 0 | 0 | 0 |  |  |  |  | 15 |  | 28.7338 | [19 empty] | 31622.7766 | 0
1 | 2500 | 707 | 0.015 | 15 | 15 | 7 | 4.217e-11 | 5spot_SharedNeighbor | Water | Porous | Wet | R600a | MinimizeLCOE_Brownfield | IgnoreSilica | 2019 | 1.6 | 0.051997 | 8.2628e-05 | 4 | 27196640.6147 | 66867359.8885 | 554440.3051 | 1363181.5761 | 46.0015 | 0 | 31.5866 | 21262.4038 | 943.8315 | 34056.4275 | 45998.4236 | 0 | 10072.2257 | 0 | 43809.9917 | 113984.6118 | 77796.8397 | 347924.7554 | 961560.8286 | 7679370.0231 | 7679370.0231 | 1478867.319 | 3953469.0791 | 0 | 8988855.6072 | 22100562.0285 | 42169.6503 | 0.00033051 | 27196640.6147 | 66867359.8885 | 554440.3051 | 1363181.5761
1 | 2500 | 707 | 0.015 | 15 | 15 | 7 | 5.6234e-11 | 5spot_SharedNeighbor | Water | Porous | Wet | R600a | MinimizeLCOE_Brownfield | IgnoreSilica | 2019 | 3.1251 | 0.11687 | 0.0003431 | 4 | 6735936.7642 | 16289674.7797 | 137321.182 | 332087.0538 | 48.5753 | 0 | 48.2971 | 39979.4401 | 1832.1587 | 64936.1851 | 71101.2729 | 0 | 17026.4976 | 0 | 76001.4662 | 197740.2251 | 134961.7668 | 603579.0126 | 961560.8286 | 7679370.0231 | 7679370.0231 | 1478867.319 | 3953469.0791 | 0 | 9244509.8643 | 22356216.2856 | 56234.1325 | 0.0013724 | 6735936.7642 | 16289674.7797 | 137321.182 | 332087.0538
1 | 2500 | 707 | 0.015 | 15 | 15 | 7 | 7.4989e-11 | 5spot_SharedNeighbor | Water | Porous | Wet | R600a | MinimizeLCOE_Brownfield | IgnoreSilica | 2019 | 4.2286 | 0.16428 | 0.00065749 | 4 | 3577474.6142 | 8562988.8009 | 72931.6589 | 174568.109 | 49.3307 | 0 | 74.8597 | 51570.5054 | 2387.5264 | 85204.9301 | 89317.2704 | 0 | 19380.2652 | 0 | 96665.594 | 251504.0468 | 171656.6798 | 767686.8182 | 961560.8286 | 7679370.0231 | 7679370.0231 | 1478867.319 | 3953469.0791 | 0 | 9408617.67 | 22520324.0912 | 74989.4209 | 0.00263 | 3577474.6142 | 8562988.8009 | 72931.6589 | 174568.109
1 | 2500 | 707 | 0.015 | 15 | 15 | 7 | 1e-10 | 5spot_SharedNeighbor | Water | Porous | Wet | R600a | MinimizeLCOE_Brownfield | IgnoreSilica | 2019 | 5.6265 | 0.22456 | 0.0010843 | 4 | 2214676.9815 | 5237699.647 | 45149.1858 | 106777.5918 | 49.8747 | 0 | 74.7545 | 64865.2069 | 3026.6706 | 109353.8277 | 112426.1282 | 0 | 21814.1705 | 0 | 121479.5415 | 316064.8481 | 215720.7533 | 964751.1467 | 961560.8286 | 7679370.0231 | 7679370.0231 | 1478867.319 | 3953469.0791 | 0 | 9605681.9985 | 22717388.4198 | 100000 | 0.0043373 | 2214676.9815 | 5237699.647 | 45149.1858 | 106777.5918
1 | 2500 | 707 | 0.015 | 15 | 15 | 7 | 1.3335e-10 | 5spot_SharedNeighbor | Water | Porous | Wet | R600a | MinimizeLCOE_Brownfield | IgnoreSilica | 2019 | 7.2707 | 0.29547 | 0.00164 | 4 | 1497795.9289 | 3496519.1042 | 30534.5959 | 71281.2713 | 50.2432 | 0 | 85.4225 | 79105.3906 | 3712.5992 | 136151.497 | 139592.4801 | 0 | 23929.2131 | 0 | 149171.5602 | 388113.8004 | 264895.6437 | 1184672.1845 | 961560.8286 | 7679370.0231 | 7679370.0231 | 1478867.319 | 3953469.0791 | 0 | 9825603.0363 | 22937309.4576 | 133352.1432 | 0.00656 | 1497795.9289 | 3496519.1042 | 30534.5959 | 71281.2713
1 | 2500 | 707 | 0.015 | 15 | 15 | 7 | 1.7783e-10 | 5spot_SharedNeighbor | Water | Porous | Wet | R600a | MinimizeLCOE_Brownfield | IgnoreSilica | 2019 | 9.607 | 0.3968 | 0.0023879 | 4 | 1060343.5661 | 2433053.4796 | 21616.5378 | 49601.0861 | 50.5771 | 0 | 89.5447 | 97765.2878 | 4613.4609 | 172314.6124 | 178324.123 | 0 | 27132.8951 | 0 | 187258.6479 | 487208.5898 | 332529.8737 | 1487147.4906 | 961560.8286 | 7679370.0231 | 7679370.0231 | 1478867.319 | 3953469.0791 | 0 | 10128078.3424 | 23239784.7637 | 177827.941 | 0.0095517 | 1060343.5661 | 2433053.4796 | 21616.5378 | 49601.0861
1 | 2500 | 707 | 0.015 | 15 | 15 | 7 | 2.3714e-10 | 5spot_SharedNeighbor | Water | Porous | Wet | R600a | MinimizeLCOE_Brownfield | IgnoreSilica | 2019 | 12.1628 | 0.50751 | 0.0033111 | 4 | 788524.7445 | 1778513.7743 | 16075.1435 | 36257.4089 | 50.7895 | 0 | 74.73 | 116491.064 | 5518.323 | 209764.9512 | 220652.2992 | 0 | 29548.0548 | 0 | 226970.13 | 590529.7202 | 403048.6682 | 1802523.2106 | 961560.8286 | 7679370.0231 | 7679370.0231 | 1478867.319 | 3953469.0791 | 0 | 10443454.0624 | 23555160.4837 | 237137.3706 | 0.013244 | 788524.7445 | 1778513.7743 | 16075.1435 | 36257.4089
1 | 2500 | 707 | 0.015 | 15 | 15 | 7 | 3.1623e-10 | 5spot_SharedNeighbor | Water | Porous | Wet | R600a | MinimizeLCOE_Brownfield | IgnoreSilica | 2019 | 15.1512 | 0.637 | 0.0044323 | 4 | 609149.3432 | 1348710.3122 | 12418.3333 | 27495.284 | 50.9482 | 0 | 88.9973 | 136848.4566 | 6502.771 | 251550.6088 | 270150.5056 | 0 | 31920.7976 | 0 | 271819.5245 | 707218.6448 | 482691.2569 | 2158702.5658 | 961560.8286 | 7679370.0231 | 7679370.0231 | 1478867.319 | 3953469.0791 | 0 | 10799633.4176 | 23911339.8388 | 316227.766 | 0.017729 | 609149.3432 | 1348710.3122 | 12418.3333 | 27495.284
1 | 2500 | 707 | 0.015 | 15 | 15 | 7 | 4.217e-10 | 5spot_SharedNeighbor | Water | Porous | Wet | R600a | MinimizeLCOE_Brownfield | IgnoreSilica | 2019 | 18.387 | 0.77731 | 0.0057281 | 4 | 487646.2792 | 1059900.2825 | 9941.329 | 21607.5009 | 51.0629 | 0 | 102.5991 | 157504.2668 | 7502.1038 | 294943.1029 | 323764.9135 | 0 | 33852.0105 | 0 | 318850.895 | 829584.6236 | 566208.5519 | 2532210.468 | 961560.8286 | 7679370.0231 | 7679370.0231 | 1478867.319 | 3953469.0791 | 0 | 11173141.3198 | 24284847.7411 | 421696.5034 | 0.022912 | 487646.2792 | 1059900.2825 | 9941.329 | 21607.5009
1 | 2500 | 707 | 0.015 | 15 | 15 | 7 | 5.6234e-10 | 5spot_SharedNeighbor | Water | Porous | Wet | R600a | MinimizeLCOE_Brownfield | IgnoreSilica | 2019 | 21.6876 | 0.92049 | 0.0071444 | 4 | 403942.7147 | 862755.5454 | 8234.9186 | 17588.4388 | 51.1453 | 0 | 86.4547 | 177430.0796 | 8466.3803 | 337633.5427 | 378468.773 | 0 | 35195.0321 | 0 | 365505.585 | 950970.5566 | 649056.9454 | 2902726.8946 | 961560.8286 | 7679370.0231 | 7679370.0231 | 1478867.319 | 3953469.0791 | 0 | 11543657.7463 | 24655364.1676 | 562341.3252 | 0.028577 | 403942.7147 | 862755.5454 | 8234.9186 | 17588.4388
1 | 2500 | 707 | 0.015 | 15 | 15 | 7 | 7.4989e-10 | 5spot_SharedNeighbor | Water | Porous | Wet | R600a | MinimizeLCOE_Brownfield | IgnoreSilica | 2019 | 24.854 | 1.0579 | 0.0086017 | 4 | 345592.2185 | 726672.6034 | 7045.3648 | 14814.2039 | 51.2044 | 0 | 99.2461 | 195675.8073 | 9349.4986 | 377360.0655 | 430954.8297 | 0 | 35894.5147 | 0 | 409201.5392 | 1064658.4662 | 726651.2797 | 3249746.0009 | 961560.8286 | 7679370.0231 | 7679370.0231 | 1478867.319 | 3953469.0791 | 0 | 11890676.8527 | 25002383.2739 | 749894.2093 | 0.034407 | 345592.2185 | 726672.6034 | 7045.3648 | 14814.2039
1 | 2500 | 707 | 0.015 | 15 | 15 | 7 | 1e-09 | 5spot_SharedNeighbor | Water | Porous | Wet | R600a | MinimizeLCOE_Brownfield | IgnoreSilica | 2019 | 27.7387 | 1.1831 | 0.010016 | 4 | 304529.1632 | 631800.2671 | 6208.2389 | 12880.103 | 51.2469 | 0 | 103.7591 | 211682.4507 | 10124.304 | 412667.1908 | 478778.2097 | 0 | 36039.6671 | 0 | 448223.8107 | 1166186.4121 | 795946.189 | 3559648.234 | 961560.8286 | 7679370.0231 | 7679370.0231 | 1478867.319 | 3953469.0791 | 0 | 12200579.0857 | 25312285.507 | 1000000 | 0.040064 | 304529.1632 | 631800.2671 | 6208.2389 | 12880.103
1 | 2500 | 707 | 0.015 | 15 | 15 | 7 | 1.3335e-09 | 5spot_SharedNeighbor | Water | Porous | Wet | R600a | MinimizeLCOE_Brownfield | IgnoreSilica | 2019 | 30.2138 | 1.2905 | 0.011314 | 4 | 275373.0123 | 565105.4272 | 5613.8513 | 11520.4385 | 51.2772 | 0 | 90.6513 | 225012.4514 | 10769.5646 | 442371.6569 | 519814.3056 | 0 | 35688.6543 | 0 | 481126.0868 | 1251791.3853 | 854373.3422 | 3820947.447 | 961560.8286 | 7679370.0231 | 7679370.0231 | 1478867.319 | 3953469.0791 | 0 | 12461878.2988 | 25573584.7201 | 1333521.4322 | 0.045255 | 275373.0123 | 565105.4272 | 5613.8513 | 11520.4385
1 | 2500 | 707 | 0.015 | 15 | 15 | 7 | 1.7783e-09 | 5spot_SharedNeighbor | Water | Porous | Wet | R600a | MinimizeLCOE_Brownfield | IgnoreSilica | 2019 | 32.2749 | 1.38 | 0.012453 | 4 | 254490.3915 | 517718.651 | 5188.1309 | 10554.395 | 51.2991 | 0 | 80.6082 | 235860.1518 | 11294.6666 | 466735.0338 | 553990.2341 | 0 | 35058.8082 | 0 | 508146.1689 | 1322092.0963 | 902355.022 | 4035532.1816 | 961560.8286 | 7679370.0231 | 7679370.0231 | 1478867.319 | 3953469.0791 | 0 | 12676463.0333 | 25788169.4546 | 1778279.41 | 0.049811 | 254490.3915 | 517718.651 | 5188.1309 | 10554.395
1 | 2500 | 707 | 0.015 | 15 | 15 | 7 | 2.3714e-09 | 5spot_SharedNeighbor | Water | Porous | Wet | R600a | MinimizeLCOE_Brownfield | IgnoreSilica | 2019 | 31.369 | 1.3407 | 0.013399 | 4 | 234216.315 | 478858.6314 | 4774.8164 | 9762.1809 | 51.2898 | 0 | 446.5065 | 231119.1268 | 11065.1694 | 456066.4815 | 538968.7327 | 0 | 25831.6319 | 0 | 492589.9455 | 1281617.994 | 874730.6155 | 3911989.6973 | 961560.8286 | 7679370.0231 | 7679370.0231 | 1478867.319 | 3953469.0791 | 0 | 12552920.549 | 25664626.9703 | 2371373.7057 | 0.053595 | 234216.315 | 478858.6314 | 4774.8164 | 9762.1809
1 | 2500 | 707 | 0.015 | 15 | 15 | 7 | 3.1623e-09 | 5spot_SharedNeighbor | Water | Porous | Wet | R600a | MinimizeLCOE_Brownfield | IgnoreSilica | 2019 | 35.2368 | 1.5086 | 0.014604 | 4 | 222058.8628 | 446507.7641 | 4526.9703 | 9102.6647 | 51.3264 | 0 | 116.1797 | 251087.6158 | 12031.7661 | 501208.1319 | 603107.8286 | 0 | 30950.6002 | 0 | 545370.5176 | 1418942.216 | 968457.2187 | 4331155.895 | 961560.8286 | 7679370.0231 | 7679370.0231 | 1478867.319 | 3953469.0791 | 0 | 12972086.7467 | 26083793.168 | 3162277.6602 | 0.058417 | 222058.8628 | 446507.7641 | 4526.9703 | 9102.6647
1 | 2500 | 707 | 0.015 | 15 | 15 | 7 | 4.217e-09 | 5spot_SharedNeighbor | Water | Porous | Wet | R600a | MinimizeLCOE_Brownfield | IgnoreSilica | 2019 | 36.5324 | 1.5649 | 0.015291 | 4 | 214267.3556 | 428640.5396 | 4368.1299 | 8738.4172 | 51.3371 | 0 | 106.4175 | 257625.5502 | 12348.2326 | 516102.9216 | 624595.2248 | 0 | 30702.7085 | 0 | 562136.1087 | 1462562.8448 | 998229.1943 | 4464302.7854 | 961560.8286 | 7679370.0231 | 7679370.0231 | 1478867.319 | 3953469.0791 | 0 | 13105233.6372 | 26216940.0585 | 4216965.0343 | 0.061163 | 214267.3556 | 428640.5396 | 4368.1299 | 8738.4172
1 | 2500 | 707 | 0.015 | 15 | 15 | 7 | 5.6234e-09 | 5spot_SharedNeighbor | Water | Porous | Wet | R600a | MinimizeLCOE_Brownfield | IgnoreSilica | 2019 | 37.3439 | 1.6001 | 0.015812 | 4 | 208482.8328 | 415783.7997 | 4250.2045 | 8476.3151 | 51.3434 | 0 | 91.1224 | 261684.4873 | 12544.7008 | 525377.4574 | 638053.2724 | 0 | 29939.6772 | 0 | 572363.8421 | 1489173.3093 | 1016391.383 | 4545528.1296 | 961560.8286 | 7679370.0231 | 7679370.0231 | 1478867.319 | 3953469.0791 | 0 | 13186458.9814 | 26298165.4027 | 5623413.2519 | 0.06325 | 208482.8328 | 415783.7997 | 4250.2045 | 8476.3151
1 | 2500 | 707 | 0.015 | 15 | 15 | 7 | 7.4989e-09 | 5spot_SharedNeighbor | Water | Porous | Wet | R600a | MinimizeLCOE_Brownfield | IgnoreSilica | 2019 | 37.9628 | 1.627 | 0.016215 | 4 | 204253.994 | 406404.5488 | 4163.9939 | 8285.1064 | 51.3481 | 0 | 92.1894 | 264762.8392 | 12693.7029 | 532425.1702 | 648319.7141 | 0 | 29312.2016 | 0 | 580130.3149 | 1509380.0783 | 1030182.9181 | 4607206.9394 | 961560.8286 | 7679370.0231 | 7679370.0231 | 1478867.319 | 3953469.0791 | 0 | 13248137.7912 | 26359844.2125 | 7498942.0933 | 0.064861 | 204253.994 | 406404.5488 | 4163.9939 | 8285.1064
1 | 2500 | 707 | 0.015 | 15 | 15 | 7 | 1e-08 | 5spot_SharedNeighbor | Water | Porous | Wet | R600a | MinimizeLCOE_Brownfield | IgnoreSilica | 2019 | 38.4427 | 1.6479 | 0.016528 | 4 | 201117.0706 | 399448.7185 | 4100.0435 | 8143.3024 | 51.3516 | 0 | 99.0317 | 267139.0303 | 12808.717 | 537873.3655 | 656279.3744 | 0 | 28818.0615 | 0 | 586138.234 | 1525011.4513 | 1040851.6514 | 4654919.8853 | 961560.8286 | 7679370.0231 | 7679370.0231 | 1478867.319 | 3953469.0791 | 0 | 13295850.737 | 26407557.1583 | 10000000 | 0.06611 | 201117.0706 | 399448.7185 | 4100.0435 | 8143.3024
1 | 2600 | 707 | 0.015 | 15 | 15 | 7 | 1e-13 | 5spot_SharedNeighbor | Water | Porous | Wet | R600a | MinimizeLCOE_Brownfield | IgnoreSilica | 2019 | 0 | 0 | 0 | 0 |  |  |  |  | 15 |  | 14.8302 | [19 empty] | 100 | 0
1 | 2600 | 707 | 0.015 | 15 | 15 | 7 | 1.3335e-13 | 5spot_SharedNeighbor | Water | Porous | Wet | R600a | MinimizeLCOE_Brownfield | IgnoreSilica | 2019 | 0 | 0 | 0 | 0 |  |  |  |  | 15 |  | 16.6563 | [19 empty] | 133.3521 | 0
1 | 2600 | 707 | 0.015 | 15 | 15 | 7 | 1.7783e-13 | 5spot_SharedNeighbor | Water | Porous | Wet | R600a | MinimizeLCOE_Brownfield | IgnoreSilica | 2019 | 0 | 0 | 0 | 0 |  |  |  |  | 15 |  | 18.239 | [19 empty] | 177.8279 | 0
1 | 2600 | 707 | 0.015 | 15 | 15 | 7 | 2.3714e-13 | 5spot_SharedNeighbor | Water | Porous | Wet | R600a | MinimizeLCOE_Brownfield | IgnoreSilica | 2019 | 0 | 0 | 0 | 0 |  |  |  |  | 15 |  | 20.0567 | [19 empty] | 237.1374 | 0
1 | 2600 | 707 | 0.015 | 15 | 15 | 7 | 3.1623e-13 | 5spot_SharedNeighbor | Water | Porous | Wet | R600a | MinimizeLCOE_Brownfield | IgnoreSilica | 2019 | 0 | 0 | 0 | 0 |  |  |  |  | 15 |  | 21.012 | [19 empty] | 316.2278 | 0
1 | 2600 | 707 | 0.015 | 15 | 15 | 7 | 4.217e-13 | 5spot_SharedNeighbor | Water | Porous | Wet | R600a | MinimizeLCOE_Brownfield | IgnoreSilica | 2019 | 0 | 0 | 0 | 0 |  |  |  |  | 15 |  | 21.7356 | [19 empty] | 421.6965 | 0
1 | 2600 | 707 | 0.015 | 15 | 15 | 7 | 5.6234e-13 | 5spot_SharedNeighbor | Water | Porous | Wet | R600a | MinimizeLCOE_Brownfield | IgnoreSilica | 2019 | 0 | 0 | 0 | 0 |  |  |  |  | 15 |  | 23.2384 | [19 empty] | 562.3413 | 0
1 | 2600 | 707 | 0.015 | 15 | 15 | 7 | 7.4989e-13 | 5spot_SharedNeighbor | Water | Porous | Wet | R600a | MinimizeLCOE_Brownfield | IgnoreSilica | 2019 | 0 | 0 | 0 | 0 |  |  |  |  | 15 |  | 24.1096 | [19 empty] | 749.8942 | 0
1 | 2600 | 707 | 0.015 | 15 | 15 | 7 | 1e-12 | 5spot_SharedNeighbor | Water | Porous | Wet | R600a | MinimizeLCOE_Brownfield | IgnoreSilica | 2019 | 0 | 0 | 0 | 0 |  |  |  |  | 15 |  | 23.8266 | [19 empty] | 1000 | 0
1 | 2600 | 707 | 0.015 | 15 | 15 | 7 | 1.3335e-12 | 5spot_SharedNeighbor | Water | Porous | Wet | R600a | MinimizeLCOE_Brownfield | IgnoreSilica | 2019 | 0 | 0 | 0 | 0 |  |  |  |  | 15 |  | 24.9135 | [19 empty] | 1333.5214 | 0
1 | 2600 | 707 | 0.015 | 15 | 15 | 7 | 1.7783e-12 | 5spot_SharedNeighbor | Water | Porous | Wet | R600a | MinimizeLCOE_Brownfield | IgnoreSilica | 2019 | 0 | 0 | 0 | 0 |  |  |  |  | 15 |  | 28.855 | [19 empty] | 1778.2794 | 0
1 | 2600 | 707 | 0.015 | 15 | 15 | 7 | 2.3714e-12 | 5spot_SharedNeighbor | Water | Porous | Wet | R600a | MinimizeLCOE_Brownfield | IgnoreSilica | 2019 | 0 | 0 | 0 | 0 |  |  |  |  | 15 |  | 30.5073 | [19 empty] | 2371.3737 | 0
1 | 2600 | 707 | 0.015 | 15 | 15 | 7 | 3.1623e-12 | 5spot_SharedNeighbor | Water | Porous | Wet | R600a | MinimizeLCOE_Brownfield | IgnoreSilica | 2019 | 0 | 0 | 0 | 0 |  |  |  |  | 15 |  | 32.635 | [19 empty] | 3162.2777 | 0
1 | 2600 | 707 | 0.015 | 15 | 15 | 7 | 4.217e-12 | 5spot_SharedNeighbor | Water | Porous | Wet | R600a | MinimizeLCOE_Brownfield | IgnoreSilica | 2019 | 0 | 0 | 0 | 0 |  |  |  |  | 15 |  | 33.2034 | [19 empty] | 4216.965 | 0
1 | 2600 | 707 | 0.015 | 15 | 15 | 7 | 5.6234e-12 | 5spot_SharedNeighbor | Water | Porous | Wet | R600a | MinimizeLCOE_Brownfield | IgnoreSilica | 2019 | 0 | 0 | 0 | 0 |  |  |  |  | 15 |  | 34.0444 | [19 empty] | 5623.4133 | 0
1 | 2600 | 707 | 0.015 | 15 | 15 | 7 | 7.4989e-12 | 5spot_SharedNeighbor | Water | Porous | Wet | R600a | MinimizeLCOE_Brownfield | IgnoreSilica | 2019 | 0 | 0 | 0 | 0 |  |  |  |  | 15 |  | 33.08 | [19 empty] | 7498.9421 | 0
1 | 2600 | 707 | 0.015 | 15 | 15 | 7 | 1e-11 | 5spot_SharedNeighbor | Water | Porous | Wet | R600a | MinimizeLCOE_Brownfield | IgnoreSilica | 2019 | 0 | 0 | 0 | 0 |  |  |  |  | 15 |  | 31.1717 | [19 empty] | 10000 | 0
1 | 2600 | 707 | 0.015 | 15 | 15 | 7 | 1.3335e-11 | 5spot_SharedNeighbor | Water | Porous | Wet | R600a | MinimizeLCOE_Brownfield | IgnoreSilica | 2019 | 0 | 0 | 0 | 0 |  |  |  |  | 15 |  | 30.0909 | [19 empty] | 13335.2143 | 0
1 | 2600 | 707 | 0.015 | 15 | 15 | 7 | 1.7783e-11 | 5spot_SharedNeighbor | Water | Porous | Wet | R600a | MinimizeLCOE_Brownfield | IgnoreSilica | 2019 | 0 | 0 | 0 | 0 |  |  |  |  | 15 |  | 28.4901 | [19 empty] | 17782.7941 | 0
1 | 2600 | 707 | 0.015 | 15 | 15 | 7 | 2.3714e-11 | 5spot_SharedNeighbor | Water | Porous | Wet | R600a | MinimizeLCOE_Brownfield | IgnoreSilica | 2019 | 0 | 0 | 0 | 0 |  |  |  |  | 15 |  | 28.4865 | [19 empty] | 23713.7371 | 0
1 | 2600 | 707 | 0.015 | 15 | 15 | 7 | 3.1623e-11 | 5spot_SharedNeighbor | Water | Porous | Wet | R600a | MinimizeLCOE_Brownfield | IgnoreSilica | 2019 | 1.6 | 0.055028 | 0.00010461 | 4 | 22368058.2835 | 54883572.813 | 456003.1231 | 1118875.8673 | 47.0162 | 0 | 30.1357 | 22831.6626 | 1021.755 | 35599.5324 | 46849.6454 | 0 | 11818.8315 | 0 | 46067.3565 | 119857.8118 | 81805.4194 | 365852.0145 | 961560.8286 | 8031996.805 | 8031996.805 | 1478867.319 | 4094519.7919 | 0 | 9359409.6481 | 22964793.564 | 31622.7766 | 0.00041843 | 22368058.2835 | 54883572.813 | 456003.1231 | 1118875.8673
1 | 2600 | 707 | 0.015 | 15 | 15 | 7 | 4.217e-11 | 5spot_SharedNeighbor | Water | Porous | Wet | R600a | MinimizeLCOE_Brownfield | IgnoreSilica | 2019 | 2.9445 | 0.11589 | 0.00038833 | 4 | 6179717.381 | 14938606.7252 | 125981.8975 | 304543.7041 | 49.592 | 0 | 69.3027 | 40903.7314 | 1886.8392 | 64435.837 | 69893.8151 | 0 | 18388.2291 | 0 | 76248.2962 | 198382.426 | 135400.0821 | 605539.2561 | 961560.8286 | 8031996.805 | 8031996.805 | 1478867.319 | 4094519.7919 | 0 | 9599096.8897 | 23204480.8056 | 42169.6503 | 0.0015533 | 6179717.381 | 14938606.7252 | 125981.8975 | 304543.7041
1 | 2600 | 707 | 0.015 | 15 | 15 | 7 | 5.6234e-11 | 5spot_SharedNeighbor | Water | Porous | Wet | R600a | MinimizeLCOE_Brownfield | IgnoreSilica | 2019 | 3.9922 | 0.16392 | 0.0007512 | 4 | 3250167.9022 | 7778029.2082 | 66259.0689 | 158565.646 | 50.4547 | 0 | 70.2276 | 53073.2122 | 2474.841 | 84961.2864 | 87929.9646 | 0 | 21005.7023 | 0 | 97283.5525 | 253111.8479 | 172754.0371 | 772594.4439 | 961560.8286 | 8031996.805 | 8031996.805 | 1478867.319 | 4094519.7919 | 0 | 9766152.0775 | 23371535.9934 | 56234.1325 | 0.0030048 | 3250167.9022 | 7778029.2082 | 66259.0689 | 158565.646
1 | 2600 | 707 | 0.015 | 15 | 15 | 7 | 7.4989e-11 | 5spot_SharedNeighbor | Water | Porous | Wet | R600a | MinimizeLCOE_Brownfield | IgnoreSilica | 2019 | 5.3151 | 0.22482 | 0.0012477 | 4 | 1996823.6924 | 4722913.6316 | 40707.9519 | 96282.9826 | 51.0747 | 0 | 61.5738 | 66981.8605 | 3149.298 | 109327.4699 | 110738.6448 | 0 | 23693.8744 | 0 | 122417.5475 | 318505.3474 | 217386.4442 | 972200.4867 | 961560.8286 | 8031996.805 | 8031996.805 | 1478867.319 | 4094519.7919 | 0 | 9965758.1203 | 23571142.0362 | 74989.4209 | 0.0049908 | 1996823.6924 | 4722913.6316 | 40707.9519 | 96282.9826
1 | 2600 | 707 | 0.015 | 15 | 15 | 7 | 1e-10 | 5spot_SharedNeighbor | Water | Porous | Wet | R600a | MinimizeLCOE_Brownfield | IgnoreSilica | 2019 | 6.9345 | 0.29953 | 0.0019027 | 4 | 1339948.0585 | 3127618.9031 | 27316.6536 | 63760.7418 | 51.5123 | 0 | 81.8403 | 82479.5994 | 3902.3201 | 137478.1602 | 138680.2731 | 0 | 26305.1516 | 0 | 151649.7467 | 394561.5334 | 269296.3539 | 1204353.1385 | 961560.8286 | 8031996.805 | 8031996.805 | 1478867.319 | 4094519.7919 | 0 | 10197910.7721 | 23803294.688 | 100000 | 0.0076107 | 1339948.0585 | 3127618.9031 | 27316.6536 | 63760.7418
1 | 2600 | 707 | 0.015 | 15 | 15 | 7 | 1.3335e-10 | 5spot_SharedNeighbor | Water | Porous | Wet | R600a | MinimizeLCOE_Brownfield | IgnoreSilica | 2019 | 9.3977 | 0.41362 | 0.0027861 | 4 | 945668.84 | 2166508.0083 | 19278.7384 | 44167.1962 | 51.9106 | 0 | 85.168 | 104019.5784 | 4951.1652 | 177907.1967 | 181271.0603 | 0 | 30760.3412 | 0 | 194574.6433 | 506243.3091 | 345521.4607 | 1545248.7548 | 961560.8286 | 8031996.805 | 8031996.805 | 1478867.319 | 4094519.7919 | 0 | 10538806.3885 | 24144190.3044 | 133352.1432 | 0.011144 | 945668.84 | 2166508.0083 | 19278.7384 | 44167.1962
1 | 2600 | 707 | 0.015 | 15 | 15 | 7 | 1.7783e-10 | 5spot_SharedNeighbor | Water | Porous | Wet | R600a | MinimizeLCOE_Brownfield | IgnoreSilica | 2019 | 11.7413 | 0.52203 | 0.0038922 | 4 | 696575.5741 | 1570474.154 | 14200.6353 | 32016.2399 | 52.1349 | 0 | 69.9438 | 122822.8176 | 5867.8869 | 214279.4109 | 221751.1771 | 0 | 32954.6677 | 0 | 233093.6244 | 606461.7967 | 413922.6378 | 1851154.0191 | 961560.8286 | 8031996.805 | 8031996.805 | 1478867.319 | 4094519.7919 | 0 | 10844711.6527 | 24450095.5686 | 177827.941 | 0.015569 | 696575.5741 | 1570474.154 | 14200.6353 | 32016.2399
1 | 2600 | 707 | 0.015 | 15 | 15 | 7 | 2.3714e-10 | 5spot_SharedNeighbor | Water | Porous | Wet | R600a | MinimizeLCOE_Brownfield | IgnoreSilica | 2019 | 14.7614 | 0.66165 | 0.0052656 | 4 | 533036.3163 | 1178996.7018 | 10866.6663 | 24035.4425 | 52.3188 | 0 | 95.1106 | 145340.0938 | 6966.4543 | 258968.004 | 273885.4105 | 0 | 35927.4125 | 0 | 281224.0763 | 731687.3595 | 499391.6575 | 2233390.4683 | 961560.8286 | 8031996.805 | 8031996.805 | 1478867.319 | 4094519.7919 | 0 | 11226948.102 | 24832332.0179 | 237137.3706 | 0.021062 | 533036.3163 | 1178996.7018 | 10866.6663 | 24035.4425
1 | 2600 | 707 | 0.015 | 15 | 15 | 7 | 3.1623e-10 | 5spot_SharedNeighbor | Water | Porous | Wet | R600a | MinimizeLCOE_Brownfield | IgnoreSilica | 2019 | 18.1527 | 0.81848 | 0.0068953 | 4 | 422096.8092 | 915383.1338 | 8605.0144 | 18661.3233 | 52.4536 | 0 | 91.5176 | 168946.59 | 8118.6588 | 306967.7266 | 332436.5422 | 0 | 38591.3966 | 0 | 333473.7565 | 867630.3096 | 592175.5143 | 2648340.4945 | 961560.8286 | 8031996.805 | 8031996.805 | 1478867.319 | 4094519.7919 | 0 | 11641898.1282 | 25247282.0441 | 316227.766 | 0.027581 | 422096.8092 | 915383.1338 | 8605.0144 | 18661.3233
1 | 2600 | 707 | 0.015 | 15 | 15 | 7 | 4.217e-10 | 5spot_SharedNeighbor | Water | Porous | Wet | R600a | MinimizeLCOE_Brownfield | IgnoreSilica | 2019 | 21.7265 | 0.98379 | 0.0087304 | 4 | 345520.4809 | 735117.6198 | 7043.9024 | 14986.367 | 52.551 | 0 | 88.4485 | 192368.6739 | 9262.126 | 355604.2609 | 394145.2635 | 0 | 40658.4424 | 0 | 386895.119 | 1006621.7367 | 687040.0193 | 3072595.6418 | 961560.8286 | 8031996.805 | 8031996.805 | 1478867.319 | 4094519.7919 | 0 | 12066153.2754 | 25671537.1913 | 421696.5034 | 0.034922 | 345520.4809 | 735117.6198 | 7043.9024 | 14986.367
1 | 2600 | 707 | 0.015 | 15 | 15 | 7 | 5.6234e-10 | 5spot_SharedNeighbor | Water | Porous | Wet | R600a | MinimizeLCOE_Brownfield | IgnoreSilica | 2019 | 25.2561 | 1.1471 | 0.010678 | 4 | 292061.7701 | 610606.2916 | 5954.0742 | 12448.0352 | 52.6208 | 0 | 90.2411 | 214351.4712 | 10335.4287 | 402063.782 | 455098.7403 | 0 | 41958.8077 | 0 | 438285.2097 | 1140328.2109 | 778297.4353 | 3480719.0857 | 961560.8286 | 8031996.805 | 8031996.805 | 1478867.319 | 4094519.7919 | 0 | 12474276.7193 | 26079660.6352 | 562341.3252 | 0.042711 | 292061.7701 | 610606.2916 | 5954.0742 | 12448.0352
1 | 2600 | 707 | 0.015 | 15 | 15 | 7 | 7.4989e-10 | 5spot_SharedNeighbor | Water | Porous | Wet | R600a | MinimizeLCOE_Brownfield | IgnoreSilica | 2019 | 28.5593 | 1.3 | 0.012625 | 4 | 254420.5392 | 523841.5794 | 5186.7068 | 10679.2191 | 52.6711 | 0 | 94.8261 | 234080.0959 | 11298.6838 | 444362.8147 | 512149.4106 | 0 | 42541.1784 | 0 | 485328.5515 | 1262725.3364 | 861835.9885 | 3854322.0597 | 961560.8286 | 8031996.805 | 8031996.805 | 1478867.319 | 4094519.7919 | 0 | 12847879.6933 | 26453263.6092 | 749894.2093 | 0.050499 | 254420.5392 | 523841.5794 | 5186.7068 | 10679.2191
1 | 2600 | 707 | 0.015 | 15 | 15 | 7 | 1e-09 | 5spot_SharedNeighbor | Water | Porous | Wet | R600a | MinimizeLCOE_Brownfield | IgnoreSilica | 2019 | 31.4707 | 1.4347 | 0.01446 | 4 | 227707.9136 | 462926.09 | 4642.1338 | 9437.3745 | 52.7071 | 0 | 80.9726 | 250896.1656 | 12119.7066 | 480831.3429 | 562440.2265 | 0 | 42462.6395 | 0 | 526012.5316 | 1368576.7073 | 934081.7242 | 4177421.0442 | 961560.8286 | 8031996.805 | 8031996.805 | 1478867.319 | 4094519.7919 | 0 | 13170978.6778 | 26776362.5937 | 1000000 | 0.057842 | 227707.9136 | 462926.09 | 4642.1338 | 9437.3745
1 | 2600 | 707 | 0.015 | 15 | 15 | 7 | 1.3335e-09 | 5spot_SharedNeighbor | Water | Porous | Wet | R600a | MinimizeLCOE_Brownfield | IgnoreSilica | 2019 | 33.9332 | 1.5487 | 0.016107 | 4 | 208601.5784 | 419770.0487 | 4252.6253 | 8557.5802 | 52.7331 | 0 | 100.1965 | 264752.5368 | 12796.192 | 511148.9683 | 604981.7552 | 0 | 41929.1397 | 0 | 559887.3509 | 1456712.0383 | 994235.8986 | 4446443.8798 | 961560.8286 | 8031996.805 | 8031996.805 | 1478867.319 | 4094519.7919 | 0 | 13440001.5135 | 27045385.4294 | 1333521.4322 | 0.064429 | 208601.5784 | 419770.0487 | 4252.6253 | 8557.5802
1 | 2600 | 707 | 0.015 | 15 | 15 | 7 | 1.7783e-09 | 5spot_SharedNeighbor | Water | Porous | Wet | R600a | MinimizeLCOE_Brownfield | IgnoreSilica | 2019 | 33.6775 | 1.5369 | 0.017497 | 4 | 191253.5968 | 385646.7626 | 3898.9633 | 7861.9309 | 52.7306 | 0 | 92.6371 | 263327.8621 | 12726.6394 | 508021.0358 | 600562.8703 | 0 | 33421.4453 | 0 | 553043.3426 | 1438905.3327 | 982082.4561 | 4392090.9843 | 961560.8286 | 8031996.805 | 8031996.805 | 1478867.319 | 4094519.7919 | 0 | 13385648.6179 | 26991032.5338 | 1778279.41 | 0.069989 | 191253.5968 | 385646.7626 | 3898.9633 | 7861.9309
1 | 2600 | 707 | 0.015 | 15 | 15 | 7 | 2.3714e-09 | 5spot_SharedNeighbor | Water | Porous | Wet | R600a | MinimizeLCOE_Brownfield | IgnoreSilica | 2019 | 37.7628 | 1.7261 | 0.019164 | 4 | 180624.4239 | 358113.0106 | 3682.2732 | 7300.6181 | 52.7672 | 0 | 110.3241 | 285711.4721 | 13819.3516 | 557438.2353 | 671147.0691 | 0 | 38498.8298 | 0 | 610979.8335 | 1589644.1976 | 1084964.8288 | 4852203.8178 | 961560.8286 | 8031996.805 | 8031996.805 | 1478867.319 | 4094519.7919 | 0 | 13845761.4514 | 27451145.3673 | 2371373.7057 | 0.076655 | 180624.4239 | 358113.0106 | 3682.2732 | 7300.6181
1 | 2600 | 707 | 0.015 | 15 | 15 | 7 | 3.1623e-09 | 5spot_SharedNeighbor | Water | Porous | Wet | R600a | MinimizeLCOE_Brownfield | IgnoreSilica | 2019 | 39.0345 | 1.7849 | 0.020145 | 4 | 173493.1574 | 342339.6242 | 3536.8927 | 6979.0563 | 52.7771 | 0 | 93.943 | 292527.2496 | 14152.054 | 572597.9978 | 693121.2203 | 0 | 37495.2691 | 0 | 627858.5784 | 1633559.2295 | 1114937.7404 | 4986249.3391 | 961560.8286 | 8031996.805 | 8031996.805 | 1478867.319 | 4094519.7919 | 0 | 13979806.9727 | 27585190.8886 | 3162277.6602 | 0.080578 | 173493.1574 | 342339.6242 | 3536.8927 | 6979.0563
1 | 2600 | 707 | 0.015 | 15 | 15 | 7 | 4.217e-09 | 5spot_SharedNeighbor | Water | Porous | Wet | R600a | MinimizeLCOE_Brownfield | IgnoreSilica | 2019 | 40.024 | 1.8308 | 0.020926 | 4 | 168251.8592 | 330793.2375 | 3430.0417 | 6743.6676 | 52.7845 | 0 | 102.297 | 297783.8196 | 14408.636 | 584324.2456 | 710218.3504 | 0 | 36597.3168 | 0 | 640899.6237 | 1667489.3542 | 1138095.7477 | 5089817.0939 | 961560.8286 | 8031996.805 | 8031996.805 | 1478867.319 | 4094519.7919 | 0 | 14083374.7275 | 27688758.6434 | 4216965.0343 | 0.083704 | 168251.8592 | 330793.2375 | 3430.0417 | 6743.6676
1 | 2600 | 707 | 0.015 | 15 | 15 | 7 | 5.6234e-09 | 5spot_SharedNeighbor | Water | Porous | Wet | R600a | MinimizeLCOE_Brownfield | IgnoreSilica | 2019 | 40.7861 | 1.8661 | 0.021539 | 4 | 164382.3029 | 322295.8919 | 3351.1556 | 6570.4377 | 52.7899 | 0 | 84.5573 | 301806.3846 | 14604.978 | 593317.6642 | 723389.0838 | 0 | 35828.9216 | 0 | 650889.3426 | 1693480.5536 | 1155835.2754 | 5169152.2038 | 961560.8286 | 8031996.805 | 8031996.805 | 1478867.319 | 4094519.7919 | 0 | 14162709.8374 | 27768093.7533 | 5623413.2519 | 0.086157 | 164382.3029 | 322295.8919 | 3351.1556 | 6570.4377
1 | 2600 | 707 | 0.015 | 15 | 15 | 7 | 7.4989e-09 | 5spot_SharedNeighbor | Water | Porous | Wet | R600a | MinimizeLCOE_Brownfield | IgnoreSilica | 2019 | 41.3586 | 1.8926 | 0.022013 | 4 | 161515.1736 | 316028.5097 | 3292.7053 | 6442.6686 | 52.7939 | 0 | 87.6986 | 304812.9873 | 14751.7272 | 600050.8209 | 733282.3491 | 0 | 35165.3859 | 0 | 658344.6754 | 1712877.8004 | 1169074.2949 | 5228360.0411 | 961560.8286 | 8031996.805 | 8031996.805 | 1478867.319 | 4094519.7919 | 0 | 14221917.6747 | 27827301.5906 | 7498942.0933 | 0.088053 | 161515.1736 | 316028.5097 | 3292.7053 | 6442.6686
1 | 2600 | 707 | 0.015 | 15 | 15 | 7 | 1e-08 | 5spot_SharedNeighbor | Water | Porous | Wet | R600a | MinimizeLCOE_Brownfield | IgnoreSilica | 2019 | 41.7996 | 1.913 | 0.022379 | 4 | 159384.7583 | 311373.6777 | 3249.2739 | 6347.7736 | 52.7968 | 0 | 91.3059 | 307120.4059 | 14864.3477 | 605224.6072 | 740903.2102 | 0 | 34644.177 | 0 | 664075.1317 | 1727787.2722 | 1179250.3158 | 5273869.4677 | 961560.8286 | 8031996.805 | 8031996.805 | 1478867.319 | 4094519.7919 | 0 | 14267427.1013 | 27872811.0172 | 10000000 | 0.089516 | 159384.7583 | 311373.6777 | 3249.2739 | 6347.7736
1 | 2700 | 707 | 0.015 | 15 | 15 | 7 | 1e-13 | 5spot_SharedNeighbor | Water | Porous | Wet | R600a | MinimizeLCOE_Brownfield | IgnoreSilica | 2019 | 0 | 0 | 0 | 0 |  |  |  |  | 15 |  | 14.1348 | [19 empty] | 100 | 0
1 | 2700 | 707 | 0.015 | 15 | 15 | 7 | 1.3335e-13 | 5spot_SharedNeighbor | Water | Porous | Wet | R600a | MinimizeLCOE_Brownfield | IgnoreSilica | 2019 | 0 | 0 | 0 | 0 |  |  |  |  | 15 |  | 15.2737 | [19 empty] | 133.3521 | 0
1 | 2700 | 707 | 0.015 | 15 | 15 | 7 | 1.7783e-13 | 5spot_SharedNeighbor | Water | Porous | Wet | R600a | MinimizeLCOE_Brownfield | IgnoreSilica | 2019 | 0 | 0 | 0 | 0 |  |  |  |  | 15 |  | 17.9267 | [19 empty] | 177.8279 | 0
1 | 2700 | 707 | 0.015 | 15 | 15 | 7 | 2.3714e-13 | 5spot_SharedNeighbor | Water | Porous | Wet | R600a | MinimizeLCOE_Brownfield | IgnoreSilica | 2019 | 0 | 0 | 0 | 0 |  |  |  |  | 15 |  | 22.4725 | [19 empty] | 237.1374 | 0
1 | 2700 | 707 | 0.015 | 15 | 15 | 7 | 3.1623e-13 | 5spot_SharedNeighbor | Water | Porous | Wet | R600a | MinimizeLCOE_Brownfield | IgnoreSilica | 2019 | 0 | 0 | 0 | 0 |  |  |  |  | 15 |  | 21.0037 | [19 empty] | 316.2278 | 0
1 | 2700 | 707 | 0.015 | 15 | 15 | 7 | 4.217e-13 | 5spot_SharedNeighbor | Water | Porous | Wet | R600a | MinimizeLCOE_Brownfield | IgnoreSilica | 2019 | 0 | 0 | 0 | 0 |  |  |  |  | 15 |  | 20.8965 | [19 empty] | 421.6965 | 0
1 | 2700 | 707 | 0.015 | 15 | 15 | 7 | 5.6234e-13 | 5spot_SharedNeighbor | Water | Porous | Wet | R600a | MinimizeLCOE_Brownfield | IgnoreSilica | 2019 | 0 | 0 | 0 | 0 |  |  |  |  | 15 |  | 21.9908 | [19 empty] | 562.3413 | 0
1 | 2700 | 707 | 0.015 | 15 | 15 | 7 | 7.4989e-13 | 5spot_SharedNeighbor | Water | Porous | Wet | R600a | MinimizeLCOE_Brownfield | IgnoreSilica | 2019 | 0 | 0 | 0 | 0 |  |  |  |  | 15 |  | 23.6476 | [19 empty] | 749.8942 | 0
1 | 2700 | 707 | 0.015 | 15 | 15 | 7 | 1e-12 | 5spot_SharedNeighbor | Water | Porous | Wet | R600a | MinimizeLCOE_Brownfield | IgnoreSilica | 2019 | 0 | 0 | 0 | 0 |  |  |  |  | 15 |  | 24.8126 | [19 empty] | 1000 | 0
1 | 2700 | 707 | 0.015 | 15 | 15 | 7 | 1.3335e-12 | 5spot_SharedNeighbor | Water | Porous | Wet | R600a | MinimizeLCOE_Brownfield | IgnoreSilica | 2019 | 0 | 0 | 0 | 0 |  |  |  |  | 15 |  | 25.7223 | [19 empty] | 1333.5214 | 0
1 | 2700 | 707 | 0.015 | 15 | 15 | 7 | 1.7783e-12 | 5spot_SharedNeighbor | Water | Porous | Wet | R600a | MinimizeLCOE_Brownfield | IgnoreSilica | 2019 | 0 | 0 | 0 | 0 |  |  |  |  | 15 |  | 27.7405 | [19 empty] | 1778.2794 | 0
1 | 2700 | 707 | 0.015 | 15 | 15 | 7 | 2.3714e-12 | 5spot_SharedNeighbor | Water | Porous | Wet | R600a | MinimizeLCOE_Brownfield | IgnoreSilica | 2019 | 0 | 0 | 0 | 0 |  |  |  |  | 15 |  | 28.9713 | [19 empty] | 2371.3737 | 0
1 | 2700 | 707 | 0.015 | 15 | 15 | 7 | 3.1623e-12 | 5spot_SharedNeighbor | Water | Porous | Wet | R600a | MinimizeLCOE_Brownfield | IgnoreSilica | 2019 | 0 | 0 | 0 | 0 |  |  |  |  | 15 |  | 30.4914 | [19 empty] | 3162.2777 | 0
1 | 2700 | 707 | 0.015 | 15 | 15 | 7 | 4.217e-12 | 5spot_SharedNeighbor | Water | Porous | Wet | R600a | MinimizeLCOE_Brownfield | IgnoreSilica | 2019 | 0 | 0 | 0 | 0 |  |  |  |  | 15 |  | 31.0344 | [19 empty] | 4216.965 | 0
1 | 2700 | 707 | 0.015 | 15 | 15 | 7 | 5.6234e-12 | 5spot_SharedNeighbor | Water | Porous | Wet | R600a | MinimizeLCOE_Brownfield | IgnoreSilica | 2019 | 0 | 0 | 0 | 0 |  |  |  |  | 15 |  | 32.2459 | [19 empty] | 5623.4133 | 0
1 | 2700 | 707 | 0.015 | 15 | 15 | 7 | 7.4989e-12 | 5spot_SharedNeighbor | Water | Porous | Wet | R600a | MinimizeLCOE_Brownfield | IgnoreSilica | 2019 | 0 | 0 | 0 | 0 |  |  |  |  | 15 |  | 31.4821 | [19 empty] | 7498.9421 | 0
1 | 2700 | 707 | 0.015 | 15 | 15 | 7 | 1e-11 | 5spot_SharedNeighbor | Water | Porous | Wet | R600a | MinimizeLCOE_Brownfield | IgnoreSilica | 2019 | 0 | 0 | 0 | 0 |  |  |  |  | 15 |  | 29.9548 | [19 empty] | 10000 | 0
1 | 2700 | 707 | 0.015 | 15 | 15 | 7 | 1.3335e-11 | 5spot_SharedNeighbor | Water | Porous | Wet | R600a | MinimizeLCOE_Brownfield | IgnoreSilica | 2019 | 0 | 0 | 0 | 0 |  |  |  |  | 15 |  | 30.2238 | [19 empty] | 13335.2143 | 0
1 | 2700 | 707 | 0.015 | 15 | 15 | 7 | 1.7783e-11 | 5spot_SharedNeighbor | Water | Porous | Wet | R600a | MinimizeLCOE_Brownfield | IgnoreSilica | 2019 | 0 | 0 | 0 | 0 |  |  |  |  | 15 |  | 28.4462 | [19 empty] | 17782.7941 | 0
1 | 2700 | 707 | 0.015 | 15 | 15 | 7 | 2.3714e-11 | 5spot_SharedNeighbor | Water | Porous | Wet | R600a | MinimizeLCOE_Brownfield | IgnoreSilica | 2019 | 1.6 | 0.05814 | 0.0001039 | 4 | 23428085.4061 | 57373695.5079 | 477613.2098 | 1169640.3866 | 48.0158 | 0 | 29.6287 | 24420.386 | 1101.3358 | 37165.3394 | 47699.7902 | 0 | 13691.4568 | 0 | 48390.5402 | 125902.2593 | 85930.879 | 384301.9866 | 961560.8286 | 8390483.6777 | 8390483.6777 | 1478867.319 | 4237914.541 | 0 | 9736346.4929 | 23843612.0306 | 23713.7371 | 0.00041558 | 23428085.4061 | 57373695.5079 | 477613.2098 | 1169640.3866
1 | 2700 | 707 | 0.015 | 15 | 15 | 7 | 3.1623e-11 | 5spot_SharedNeighbor | Water | Porous | Wet | R600a | MinimizeLCOE_Brownfield | IgnoreSilica | 2019 | 2.6692 | 0.1094 | 0.00039142 | 4 | 6347834.3097 | 15358194.167 | 129409.1885 | 313097.5616 | 50.4179 | 0 | 55.69 | 40198.4955 | 1862.5401 | 61482.8074 | 66720.2344 | 0 | 19123.0947 | 0 | 73860.9971 | 192171.1636 | 131160.7679 | 586580.1008 | 961560.8286 | 8390483.6777 | 8390483.6777 | 1478867.319 | 4237914.541 | 0 | 9938624.6071 | 24045890.1448 | 31622.7766 | 0.0015657 | 6347834.3097 | 15358194.167 | 129409.1885 | 313097.5616
1 | 2700 | 707 | 0.015 | 15 | 15 | 7 | 4.217e-11 | 5spot_SharedNeighbor | Water | Porous | Wet | R600a | MinimizeLCOE_Brownfield | IgnoreSilica | 2019 | 3.6561 | 0.1575 | 0.00078843 | 4 | 3205154.9524 | 7678342.4278 | 65341.419 | 156533.3961 | 51.4563 | 0 | 64.6127 | 52965.9212 | 2484.0796 | 82211.2632 | 84395.7571 | 0 | 22087.4955 | 0 | 95216.3615 | 247733.441 | 169083.1639 | 756177.4831 | 961560.8286 | 8390483.6777 | 8390483.6777 | 1478867.319 | 4237914.541 | 0 | 10108221.9894 | 24215487.5271 | 42169.6503 | 0.0031537 | 3205154.9524 | 7678342.4278 | 65341.419 | 156533.3961
1 | 2700 | 707 | 0.015 | 15 | 15 | 7 | 5.6234e-11 | 5spot_SharedNeighbor | Water | Porous | Wet | R600a | MinimizeLCOE_Brownfield | IgnoreSilica | 2019 | 4.9324 | 0.22001 | 0.0013389 | 4 | 1926102.467 | 4560265.758 | 39266.204 | 92967.1857 | 52.2076 | 0 | 66.2942 | 67854.7832 | 3212.0337 | 107334.6018 | 107288.6601 | 0 | 25295.1775 | 0 | 121284.25 | 315556.7396 | 215373.9588 | 963200.2047 | 961560.8286 | 8390483.6777 | 8390483.6777 | 1478867.319 | 4237914.541 | 0 | 10315244.711 | 24422510.2487 | 56234.1325 | 0.0053555 | 1926102.467 | 4560265.758 | 39266.204 | 92967.1857
1 | 2700 | 707 | 0.015 | 15 | 15 | 7 | 7.4989e-11 | 5spot_SharedNeighbor | Water | Porous | Wet | R600a | MinimizeLCOE_Brownfield | IgnoreSilica | 2019 | 6.4935 | 0.29635 | 0.0020777 | 4 | 1269954.8163 | 2967428.3483 | 25889.7467 | 60495.0406 | 52.7318 | 0 | 73.4288 | 84353.931 | 4021.1061 | 136148.4743 | 135236.0274 | 0 | 28398.229 | 0 | 151381.5294 | 393863.6869 | 268820.0594 | 1202223.0434 | 961560.8286 | 8390483.6777 | 8390483.6777 | 1478867.319 | 4237914.541 | 0 | 10554267.5498 | 24661533.0875 | 74989.4209 | 0.0083107 | 1269954.8163 | 2967428.3483 | 25889.7467 | 60495.0406
1 | 2700 | 707 | 0.015 | 15 | 15 | 7 | 1e-10 | 5spot_SharedNeighbor | Water | Porous | Wet | R600a | MinimizeLCOE_Brownfield | IgnoreSilica | 2019 | 8.282 | 0.38357 | 0.0030192 | 4 | 895386.7177 | 2063502.6915 | 18253.6693 | 42067.2935 | 53.0706 | 0 | 75.5222 | 101577.7097 | 4866.4046 | 167300.6722 | 167181.6952 | 0 | 30938.7865 | 0 | 184027.4546 | 478801.6878 | 326791.9903 | 1461486.401 | 961560.8286 | 8390483.6777 | 8390483.6777 | 1478867.319 | 4237914.541 | 0 | 10813530.9074 | 24920796.4451 | 100000 | 0.012077 | 895386.7177 | 2063502.6915 | 18253.6693 | 42067.2935
1 | 2700 | 707 | 0.015 | 15 | 15 | 7 | 1.3335e-10 | 5spot_SharedNeighbor | Water | Porous | Wet | R600a | MinimizeLCOE_Brownfield | IgnoreSilica | 2019 | 11.0297 | 0.51924 | 0.0043331 | 4 | 646389.1857 | 1460307.8273 | 13177.5179 | 29770.3503 | 53.4429 | 0 | 74.3085 | 126270.6219 | 6081.4603 | 213093.5376 | 216647.9643 | 0 | 35698.1108 | 0 | 233138.761 | 606579.2327 | 414002.7903 | 1851512.4788 | 961560.8286 | 8390483.6777 | 8390483.6777 | 1478867.319 | 4237914.541 | 0 | 11203556.9852 | 25310822.5229 | 133352.1432 | 0.017333 | 646389.1857 | 1460307.8273 | 13177.5179 | 29770.3503
1 | 2700 | 707 | 0.015 | 15 | 15 | 7 | 1.7783e-10 | 5spot_SharedNeighbor | Water | Porous | Wet | R600a | MinimizeLCOE_Brownfield | IgnoreSilica | 2019 | 14.0117 | 0.66593 | 0.0059288 | 4 | 489355.7579 | 1084213.1854 | 9976.179 | 22103.1523 | 53.6616 | 0 | 78.5233 | 150717.8207 | 7284.4516 | 259971.6387 | 270189.4256 | 0 | 39322.9848 | 0 | 283719.6653 | 738180.3703 | 503823.2708 | 2253209.6279 | 961560.8286 | 8390483.6777 | 8390483.6777 | 1478867.319 | 4237914.541 | 0 | 11605254.1342 | 25712519.672 | 177827.941 | 0.023715 | 489355.7579 | 1084213.1854 | 9976.179 | 22103.1523
1 | 2700 | 707 | 0.015 | 15 | 15 | 7 | 2.3714e-10 | 5spot_SharedNeighbor | Water | Porous | Wet | R600a | MinimizeLCOE_Brownfield | IgnoreSilica | 2019 | 17.4487 | 0.83506 | 0.0078677 | 4 | 382953.5512 | 831220.8988 | 7807.0261 | 16945.5623 | 53.8224 | 0 | 85.7922 | 176923.787 | 8574.5017 | 311524.0887 | 331909.321 | 0 | 42728.6979 | 0 | 339947.5545 | 884473.8041 | 603671.5454 | 2699753.3002 | 961560.8286 | 8390483.6777 | 8390483.6777 | 1478867.319 | 4237914.541 | 0 | 12051797.8066 | 26159063.3443 | 237137.3706 | 0.031471 | 382953.5512 | 831220.8988 | 7807.0261 | 16945.5623
1 | 2700 | 707 | 0.015 | 15 | 15 | 7 | 3.1623e-10 | 5spot_SharedNeighbor | Water | Porous | Wet | R600a | MinimizeLCOE_Brownfield | IgnoreSilica | 2019 | 21.1929 | 1.0194 | 0.010116 | 4 | 309464.8927 | 658088.4581 | 6308.8604 | 13416.0233 | 53.9394 | 0 | 91.4349 | 203685.6878 | 9892.1589 | 365369.6533 | 399154.7914 | 0 | 45592.1909 | 0 | 399240.8481 | 1038742.7913 | 708963.2991 | 3170641.4208 | 961560.8286 | 8390483.6777 | 8390483.6777 | 1478867.319 | 4237914.541 | 0 | 12522685.9272 | 26629951.4649 | 316227.766 | 0.040466 | 309464.8927 | 658088.4581 | 6308.8604 | 13416.0233
1 | 2700 | 707 | 0.015 | 15 | 15 | 7 | 4.217e-10 | 5spot_SharedNeighbor | Water | Porous | Wet | R600a | MinimizeLCOE_Brownfield | IgnoreSilica | 2019 | 25.0346 | 1.2085 | 0.012584 | 4 | 258102.3689 | 538354.9074 | 5261.7659 | 10975.093 | 54.0239 | 0 | 91.1797 | 229655.4772 | 11170.8508 | 418639.3753 | 468163.8244 | 0 | 47680.3177 | 0 | 458370.8397 | 1192586.9 | 813965.0645 | 3640232.6495 | 961560.8286 | 8390483.6777 | 8390483.6777 | 1478867.319 | 4237914.541 | 0 | 12992277.1558 | 27099542.6935 | 421696.5034 | 0.050338 | 258102.3689 | 538354.9074 | 5261.7659 | 10975.093
1 | 2700 | 707 | 0.015 | 15 | 15 | 7 | 5.6234e-10 | 5spot_SharedNeighbor | Water | Porous | Wet | R600a | MinimizeLCOE_Brownfield | IgnoreSilica | 2019 | 28.725 | 1.3903 | 0.015133 | 4 | 221912.4098 | 454974.451 | 4523.9846 | 9275.2696 | 54.0845 | 0 | 87.2027 | 253468.9379 | 12343.2885 | 468275.1529 | 534471.6599 | 0 | 48844.5072 | 0 | 513787.3831 | 1336769.3785 | 912372.5687 | 4080332.8767 | 961560.8286 | 8390483.6777 | 8390483.6777 | 1478867.319 | 4237914.541 | 0 | 13432377.3831 | 27539642.9208 | 562341.3252 | 0.06053 | 221912.4098 | 454974.451 | 4523.9846 | 9275.2696
1 | 2700 | 707 | 0.015 | 15 | 15 | 7 | 7.4989e-10 | 5spot_SharedNeighbor | Water | Porous | Wet | R600a | MinimizeLCOE_Brownfield | IgnoreSilica | 2019 | 32.0897 | 1.5561 | 0.017613 | 4 | 196234.8072 | 396470.5049 | 4000.512 | 8082.5875 | 54.1282 | 0 | 85.3291 | 274375.3196 | 13372.5033 | 512414.7245 | 594934.0258 | 0 | 49197.5224 | 0 | 563274.6973 | 1465525.2188 | 1000251.0754 | 4473345.087 | 961560.8286 | 8390483.6777 | 8390483.6777 | 1478867.319 | 4237914.541 | 0 | 13825389.5934 | 27932655.1311 | 749894.2093 | 0.070453 | 196234.8072 | 396470.5049 | 4000.512 | 8082.5875
1 | 2700 | 707 | 0.015 | 15 | 15 | 7 | 1e-09 | 5spot_SharedNeighbor | Water | Porous | Wet | R600a | MinimizeLCOE_Brownfield | IgnoreSilica | 2019 | 35.0197 | 1.7005 | 0.019902 | 4 | 177890.8788 | 355096.6181 | 3626.5462 | 7239.1249 | 54.1599 | 0 | 93.448 | 292043.4083 | 14242.205 | 550097.5705 | 647593.5198 | 0 | 48936.0639 | 0 | 605635.9793 | 1575740.5851 | 1075475.3276 | 4809764.6594 | 961560.8286 | 8390483.6777 | 8390483.6777 | 1478867.319 | 4237914.541 | 0 | 14161809.1658 | 28269074.7035 | 1000000 | 0.07961 | 177890.8788 | 355096.6181 | 3626.5462 | 7239.1249
1 | 2700 | 707 | 0.015 | 15 | 15 | 7 | 1.3335e-09 | 5spot_SharedNeighbor | Water | Porous | Wet | R600a | MinimizeLCOE_Brownfield | IgnoreSilica | 2019 | 37.4487 | 1.8202 | 0.021914 | 4 | 164692.9779 | 325629.572 | 3357.4891 | 6638.3993 | 54.1826 | 0 | 93.4881 | 306352.4972 | 14946.4881 | 580856.7295 | 691251.5344 | 0 | 48206.9389 | 0 | 640229.5333 | 1665745.9166 | 1136905.8157 | 5084495.4538 | 961560.8286 | 8390483.6777 | 8390483.6777 | 1478867.319 | 4237914.541 | 0 | 14436539.9601 | 28543805.4978 | 1333521.4322 | 0.087657 | 164692.9779 | 325629.572 | 3357.4891 | 6638.3993
1 | 2700 | 707 | 0.015 | 15 | 15 | 7 | 1.7783e-09 | 5spot_SharedNeighbor | Water | Porous | Wet | R600a | MinimizeLCOE_Brownfield | IgnoreSilica | 2019 | 38.828 | 1.8882 | 0.023936 | 4 | 152265.3397 | 299606.4162 | 3104.1349 | 6107.882 | 54.1944 | 0 | 118.045 | 314353.0193 | 15340.2363 | 598144.7695 | 716045.2283 | 0 | 43643.3242 | 0 | 658135.3652 | 1712333.2182 | 1168702.6064 | 5226697.7674 | 961560.8286 | 8390483.6777 | 8390483.6777 | 1478867.319 | 4237914.541 | 0 | 14578742.2737 | 28686007.8114 | 1778279.41 | 0.095746 | 152265.3397 | 299606.4162 | 3104.1349 | 6107.882
1 | 2700 | 707 | 0.015 | 15 | 15 | 7 | 2.3714e-09 | 5spot_SharedNeighbor | Water | Porous | Wet | R600a | MinimizeLCOE_Brownfield | IgnoreSilica | 2019 | 41.1151 | 2.001 | 0.025519 | 4 | 145371.8947 | 283575.6764 | 2963.6027 | 5781.0737 | 54.2123 | 0 | 92.4483 | 327432.7073 | 15983.9035 | 626542.3557 | 757158.7152 | 0 | 44423.4342 | 0 | 690901.0352 | 1797582.7703 | 1226887.1773 | 5486912.0987 | 961560.8286 | 8390483.6777 | 8390483.6777 | 1478867.319 | 4237914.541 | 0 | 14838956.605 | 28946222.1427 | 2371373.7057 | 0.10208 | 145371.8947 | 283575.6764 | 2963.6027 | 5781.0737
1 | 2700 | 707 | 0.015 | 15 | 15 | 7 | 3.1623e-09 | 5spot_SharedNeighbor | Water | Porous | Wet | R600a | MinimizeLCOE_Brownfield | IgnoreSilica | 2019 | 42.3527 | 2.062 | 0.026673 | 4 | 140351.7013 | 272574.3311 | 2861.2593 | 5556.7964 | 54.2212 | 0 | 103.4808 | 334418.8195 | 16327.6694 | 641776.5162 | 779407.9083 | 0 | 43399.386 | 0 | 707978.8168 | 1842015.6548 | 1257213.534 | 5622538.3049 | 961560.8286 | 8390483.6777 | 8390483.6777 | 1478867.319 | 4237914.541 | 0 | 14974582.8112 | 29081848.3489 | 3162277.6602 | 0.10669 | 140351.7013 | 272574.3311 | 2861.2593 | 5556.7964
1 | 2700 | 707 | 0.015 | 15 | 15 | 7 | 4.217e-09 | 5spot_SharedNeighbor | Water | Porous | Wet | R600a | MinimizeLCOE_Brownfield | IgnoreSilica | 2019 | 43.2876 | 2.1081 | 0.027581 | 4 | 136651.6046 | 264521.3575 | 2785.8278 | 5392.6257 | 54.2276 | 0 | 114.5075 | 339655.2364 | 16585.324 | 653224.9136 | 796215.0919 | 0 | 42434.5563 | 0 | 720764.8977 | 1875282.4145 | 1279918.7811 | 5724081.2156 | 961560.8286 | 8390483.6777 | 8390483.6777 | 1478867.319 | 4237914.541 | 0 | 15076125.7219 | 29183391.2596 | 4216965.0343 | 0.11033 | 136651.6046 | 264521.3575 | 2785.8278 | 5392.6257
1 | 2700 | 707 | 0.015 | 15 | 15 | 7 | 5.6234e-09 | 5spot_SharedNeighbor | Water | Porous | Wet | R600a | MinimizeLCOE_Brownfield | IgnoreSilica | 2019 | 44.0038 | 2.1434 | 0.02829 | 4 | 133913.8211 | 258581.8548 | 2730.0144 | 5271.5409 | 54.2323 | 0 | 133.8559 | 343643.8509 | 16781.5728 | 661962.0732 | 809091.5329 | 0 | 41619.7023 | 0 | 730508.5055 | 1900633.2834 | 1297221.27 | 5801461.7909 | 961560.8286 | 8390483.6777 | 8390483.6777 | 1478867.319 | 4237914.541 | 0 | 15153506.2973 | 29260771.835 | 5623413.2519 | 0.11316 | 133913.8211 | 258581.8548 | 2730.0144 | 5271.5409
1 | 2700 | 707 | 0.015 | 15 | 15 | 7 | 7.4989e-09 | 5spot_SharedNeighbor | Water | Porous | Wet | R600a | MinimizeLCOE_Brownfield | IgnoreSilica | 2019 | 44.5593 | 2.1708 | 0.028839 | 4 | 131881.7555 | 254174.754 | 2688.588 | 5181.6962 | 54.2359 | 0 | 94.2634 | 346723.8089 | 16933.1086 | 668718.663 | 819078.2337 | 0 | 40979.0105 | 0 | 738048.8016 | 1920251.5873 | 1310611.1655 | 5861344.3792 | 961560.8286 | 8390483.6777 | 8390483.6777 | 1478867.319 | 4237914.541 | 0 | 15213388.8855 | 29320654.4232 | 7498942.0933 | 0.11536 | 131881.7555 | 254174.754 | 2688.588 | 5181.6962
1 | 2700 | 707 | 0.015 | 15 | 15 | 7 | 1e-08 | 5spot_SharedNeighbor | Water | Porous | Wet | R600a | MinimizeLCOE_Brownfield | IgnoreSilica | 2019 | 44.9855 | 2.1918 | 0.029261 | 4 | 130369.8252 | 250897.5585 | 2657.7652 | 5114.8861 | 54.2386 | 0 | 116.8388 | 349078.9647 | 17048.9805 | 673890.9916 | 826740.3322 | 0 | 40477.7055 | 0 | 743822.4201 | 1935273.3581 | 1320863.8328 | 5907196.5855 | 961560.8286 | 8390483.6777 | 8390483.6777 | 1478867.319 | 4237914.541 | 0 | 15259241.0919 | 29366506.6296 | 10000000 | 0.11705 | 130369.8252 | 250897.5585 | 2657.7652 | 5114.8861
1 | 2800 | 707 | 0.015 | 15 | 15 | 7 | 1e-13 | 5spot_SharedNeighbor | Water | Porous | Wet | R600a | MinimizeLCOE_Brownfield | IgnoreSilica | 2019 | 0 | 0 | 0 | 0 |  |  |  |  | 15 |  | 16.026 | [19 empty] | 100 | 0
1 | 2800 | 707 | 0.015 | 15 | 15 | 7 | 1.3335e-13 | 5spot_SharedNeighbor | Water | Porous | Wet | R600a | MinimizeLCOE_Brownfield | IgnoreSilica | 2019 | 0 | 0 | 0 | 0 |  |  |  |  | 15 |  | 18.0099 | [19 empty] | 133.3521 | 0
1 | 2800 | 707 | 0.015 | 15 | 15 | 7 | 1.7783e-13 | 5spot_SharedNeighbor | Water | Porous | Wet | R600a | MinimizeLCOE_Brownfield | IgnoreSilica | 2019 | 0 | 0 | 0 | 0 |  |  |  |  | 15 |  | 19.2995 | [19 empty] | 177.8279 | 0
1 | 2800 | 707 | 0.015 | 15 | 15 | 7 | 2.3714e-13 | 5spot_SharedNeighbor | Water | Porous | Wet | R600a | MinimizeLCOE_Brownfield | IgnoreSilica | 2019 | 0 | 0 | 0 | 0 |  |  |  |  | 15 |  | 22.4071 | [19 empty] | 237.1374 | 0
1 | 2800 | 707 | 0.015 | 15 | 15 | 7 | 3.1623e-13 | 5spot_SharedNeighbor | Water | Porous | Wet | R600a | MinimizeLCOE_Brownfield | IgnoreSilica | 2019 | 0 | 0 | 0 | 0 |  |  |  |  | 15 |  | 23.8372 | [19 empty] | 316.2278 | 0
1 | 2800 | 707 | 0.015 | 15 | 15 | 7 | 4.217e-13 | 5spot_SharedNeighbor | Water | Porous | Wet | R600a | MinimizeLCOE_Brownfield | IgnoreSilica | 2019 | 0 | 0 | 0 | 0 |  |  |  |  | 15 |  | 22.4668 | [19 empty] | 421.6965 | 0
1 | 2800 | 707 | 0.015 | 15 | 15 | 7 | 5.6234e-13 | 5spot_SharedNeighbor | Water | Porous | Wet | R600a | MinimizeLCOE_Brownfield | IgnoreSilica | 2019 | 0 | 0 | 0 | 0 |  |  |  |  | 15 |  | 24.2428 | [19 empty] | 562.3413 | 0
1 | 2800 | 707 | 0.015 | 15 | 15 | 7 | 7.4989e-13 | 5spot_SharedNeighbor | Water | Porous | Wet | R600a | MinimizeLCOE_Brownfield | IgnoreSilica | 2019 | 0 | 0 | 0 | 0 |  |  |  |  | 15 |  | 25.2747 | [19 empty] | 749.8942 | 0
1 | 2800 | 707 | 0.015 | 15 | 15 | 7 | 1e-12 | 5spot_SharedNeighbor | Water | Porous | Wet | R600a | MinimizeLCOE_Brownfield | IgnoreSilica | 2019 | 0 | 0 | 0 | 0 |  |  |  |  | 15 |  | 25.5078 | [19 empty] | 1000 | 0
1 | 2800 | 707 | 0.015 | 15 | 15 | 7 | 1.3335e-12 | 5spot_SharedNeighbor | Water | Porous | Wet | R600a | MinimizeLCOE_Brownfield | IgnoreSilica | 2019 | 0 | 0 | 0 | 0 |  |  |  |  | 15 |  | 27.6861 | [19 empty] | 1333.5214 | 0
1 | 2800 | 707 | 0.015 | 15 | 15 | 7 | 1.7783e-12 | 5spot_SharedNeighbor | Water | Porous | Wet | R600a | MinimizeLCOE_Brownfield | IgnoreSilica | 2019 | 0 | 0 | 0 | 0 |  |  |  |  | 15 |  | 30.4189 | [19 empty] | 1778.2794 | 0
1 | 2800 | 707 | 0.015 | 15 | 15 | 7 | 2.3714e-12 | 5spot_SharedNeighbor | Water | Porous | Wet | R600a | MinimizeLCOE_Brownfield | IgnoreSilica | 2019 | 0 | 0 | 0 | 0 |  |  |  |  | 15 |  | 31.9229 | [19 empty] | 2371.3737 | 0
1 | 2800 | 707 | 0.015 | 15 | 15 | 7 | 3.1623e-12 | 5spot_SharedNeighbor | Water | Porous | Wet | R600a | MinimizeLCOE_Brownfield | IgnoreSilica | 2019 | 0 | 0 | 0 | 0 |  |  |  |  | 15 |  | 32.3504 | [19 empty] | 3162.2777 | 0
1 | 2800 | 707 | 0.015 | 15 | 15 | 7 | 4.217e-12 | 5spot_SharedNeighbor | Water | Porous | Wet | R600a | MinimizeLCOE_Brownfield | IgnoreSilica | 2019 | 0 | 0 | 0 | 0 |  |  |  |  | 15 |  | 34.5932 | [19 empty] | 4216.965 | 0
1 | 2800 | 707 | 0.015 | 15 | 15 | 7 | 5.6234e-12 | 5spot_SharedNeighbor | Water | Porous | Wet | R600a | MinimizeLCOE_Brownfield | IgnoreSilica | 2019 | 0 | 0 | 0 | 0 |  |  |  |  | 15 |  | 35.2092 | [19 empty] | 5623.4133 | 0
1 | 2800 | 707 | 0.015 | 15 | 15 | 7 | 7.4989e-12 | 5spot_SharedNeighbor | Water | Porous | Wet | R600a | MinimizeLCOE_Brownfield | IgnoreSilica | 2019 | 0 | 0 | 0 | 0 |  |  |  |  | 15 |  | 33.5599 | [19 empty] | 7498.9421 | 0
1 | 2800 | 707 | 0.015 | 15 | 15 | 7 | 1e-11 | 5spot_SharedNeighbor | Water | Porous | Wet | R600a | MinimizeLCOE_Brownfield | IgnoreSilica | 2019 | 0 | 0 | 0 | 0 |  |  |  |  | 15 |  | 31.2337 | [19 empty] | 10000 | 0
1 | 2800 | 707 | 0.015 | 15 | 15 | 7 | 1.3335e-11 | 5spot_SharedNeighbor | Water | Porous | Wet | R600a | MinimizeLCOE_Brownfield | IgnoreSilica | 2019 | 0 | 0 | 0 | 0 |  |  |  |  | 15 |  | 30.4582 | [19 empty] | 13335.2143 | 0
1 | 2800 | 707 | 0.015 | 15 | 15 | 7 | 1.7783e-11 | 5spot_SharedNeighbor | Water | Porous | Wet | R600a | MinimizeLCOE_Brownfield | IgnoreSilica | 2019 | 1.6 | 0.061135 | 7.3099e-05 | 4 | 34608431.808 | 84600232.5494 | 705539.6938 | 1724690.1708 | 49.0008 | 0 | 32.925 | 26003.3926 | 1181.688 | 38651.2069 | 48494.691 | 0 | 15764.9409 | 0 | 50737.4086 | 132008.3295 | 90098.3974 | 402940.0548 | 961560.8286 | 8754830.6413 | 8754830.6413 | 1478867.319 | 4383653.3264 | 0 | 10119331.5248 | 24736682.8115 | 17782.7941 | 0.00029239 | 34608431.808 | 84600232.5494 | 705539.6938 | 1724690.1708
1 | 2800 | 707 | 0.015 | 15 | 15 | 7 | 2.3714e-11 | 5spot_SharedNeighbor | Water | Porous | Wet | R600a | MinimizeLCOE_Brownfield | IgnoreSilica | 2019 | 1.6 | 0.061135 | 0.00025195 | 4 | 10032552.4776 | 24537025.3681 | 204527.1523 | 500220.4509 | 49.0009 | 0 | 31.7054 | 26003.5842 | 1181.6978 | 38651.3873 | 48494.7869 | 0 | 12954.6998 | 0 | 49641.6008 | 129157.2624 | 88152.4855 | 394237.5046 | 961560.8286 | 8754830.6413 | 8754830.6413 | 1478867.319 | 4383653.3264 | 0 | 10110628.9746 | 24727980.2613 | 23713.7371 | 0.0010078 | 10032552.4776 | 24537025.3681 | 204527.1523 | 500220.4509
1 | 2800 | 707 | 0.015 | 15 | 15 | 7 | 3.1623e-11 | 5spot_SharedNeighbor | Water | Porous | Wet | R600a | MinimizeLCOE_Brownfield | IgnoreSilica | 2019 | 3.3077 | 0.14849 | 0.00076971 | 4 | 3393167.2697 | 8140863.1542 | 69174.3044 | 165962.5067 | 52.3538 | 0 | 64.5167 | 51995.4548 | 2450.3527 | 78358.107 | 80108.3707 | 0 | 22972.7235 | 0 | 91995.1534 | 239352.5183 | 163363.0119 | 730595.6923 | 961560.8286 | 8754830.6413 | 8754830.6413 | 1478867.319 | 4383653.3264 | 0 | 10446987.1622 | 25064338.449 | 31622.7766 | 0.0030788 | 3393167.2697 | 8140863.1542 | 69174.3044 | 165962.5067
1 | 2800 | 707 | 0.015 | 15 | 15 | 7 | 4.217e-11 | 5spot_SharedNeighbor | Water | Porous | Wet | R600a | MinimizeLCOE_Brownfield | IgnoreSilica | 2019 | 4.4481 | 0.20742 | 0.0013557 | 4 | 1962922.9616 | 4658395.041 | 40016.8396 | 94967.6839 | 53.2263 | 0 | 57.3137 | 66777.2937 | 3179.1097 | 102293.584 | 101271.1463 | 0 | 26227.8502 | 0 | 116902.1038 | 304155.294 | 207592.2379 | 928398.6197 | 961560.8286 | 8754830.6413 | 8754830.6413 | 1478867.319 | 4383653.3264 | 0 | 10644790.0897 | 25262141.3764 | 42169.6503 | 0.0054229 | 1962922.9616 | 4658395.041 | 40016.8396 | 94967.6839
1 | 2800 | 707 | 0.015 | 15 | 15 | 7 | 5.6234e-11 | 5spot_SharedNeighbor | Water | Porous | Wet | R600a | MinimizeLCOE_Brownfield | IgnoreSilica | 2019 | 5.9166 | 0.28372 | 0.0021498 | 4 | 1265966.9782 | 2965779.9265 | 25808.4492 | 60461.4353 | 53.869 | 0 | 85.8381 | 84048.2767 | 4032.8653 | 131345.3987 | 128590.3315 | 0 | 29785.5566 | 0 | 147342.9472 | 383356.1245 | 261648.4321 | 1170149.9326 | 961560.8286 | 8754830.6413 | 8754830.6413 | 1478867.319 | 4383653.3264 | 0 | 10886541.4025 | 25503892.6892 | 56234.1325 | 0.0085994 | 1265966.9782 | 2965779.9265 | 25808.4492 | 60461.4353
1 | 2800 | 707 | 0.015 | 15 | 15 | 7 | 7.4989e-11 | 5spot_SharedNeighbor | Water | Porous | Wet | R600a | MinimizeLCOE_Brownfield | IgnoreSilica | 2019 | 7.6534 | 0.37391 | 0.0031852 | 4 | 875703.2955 | 2022993.8566 | 17852.3962 | 41241.4661 | 54.3022 | 0 | 77.0892 | 102632.6373 | 4952.7752 | 163732.317 | 160868.5958 | 0 | 32978.1081 | 0 | 181414.129 | 472002.3505 | 322151.3029 | 1440732.2158 | 961560.8286 | 8754830.6413 | 8754830.6413 | 1478867.319 | 4383653.3264 | 0 | 11157123.6858 | 25774474.9725 | 74989.4209 | 0.012741 | 875703.2955 | 2022993.8566 | 17852.3962 | 41241.4661
1 | 2800 | 707 | 0.015 | 15 | 15 | 7 | 1e-10 | 5spot_SharedNeighbor | Water | Porous | Wet | R600a | MinimizeLCOE_Brownfield | IgnoreSilica | 2019 | 10.1601 | 0.50507 | 0.004601 | 4 | 626790.2693 | 1421032.4763 | 12777.9674 | 28969.6691 | 54.7107 | 0 | 88.9847 | 127431.1414 | 6183.0202 | 208178.6284 | 207667.8964 | 0 | 37882.0932 | 0 | 229063.684 | 595976.7184 | 406766.3564 | 1819149.5385 | 961560.8286 | 8754830.6413 | 8754830.6413 | 1478867.319 | 4383653.3264 | 0 | 11535541.0084 | 26152892.2951 | 100000 | 0.018404 | 626790.2693 | 1421032.4763 | 12777.9674 | 28969.6691
1 | 2800 | 707 | 0.015 | 15 | 15 | 7 | 1.3335e-10 | 5spot_SharedNeighbor | Water | Porous | Wet | R600a | MinimizeLCOE_Brownfield | IgnoreSilica | 2019 | 13.0176 | 0.65429 | 0.0063738 | 4 | 468545.4218 | 1041883.8081 | 9551.9322 | 21240.2107 | 54.9726 | 0 | 72.5282 | 153264.3267 | 7464.982 | 256013.4716 | 260935.7574 | 0 | 42071.0159 | 0 | 280702.3259 | 730329.872 | 498465.1444 | 2229246.896 | 961560.8286 | 8754830.6413 | 8754830.6413 | 1478867.319 | 4383653.3264 | 0 | 11945638.3659 | 26562989.6527 | 133352.1432 | 0.025495 | 468545.4218 | 1041883.8081 | 9551.9322 | 21240.2107
1 | 2800 | 707 | 0.015 | 15 | 15 | 7 | 1.7783e-10 | 5spot_SharedNeighbor | Water | Porous | Wet | R600a | MinimizeLCOE_Brownfield | IgnoreSilica | 2019 | 16.4157 | 0.83162 | 0.0085776 | 4 | 361835.8182 | 787868.4238 | 7376.5126 | 16061.7635 | 55.1673 | 0 | 91.8734 | 181718.7349 | 8877.7937 | 310102.6688 | 324244.5114 | 0 | 46261.0355 | 0 | 339769.8503 | 884011.4541 | 603355.982 | 2698342.0307 | 961560.8286 | 8754830.6413 | 8754830.6413 | 1478867.319 | 4383653.3264 | 0 | 12414733.5006 | 27032084.7873 | 177827.941 | 0.03431 | 361835.8182 | 787868.4238 | 7376.5126 | 16061.7635
1 | 2800 | 707 | 0.015 | 15 | 15 | 7 | 2.3714e-10 | 5spot_SharedNeighbor | Water | Porous | Wet | R600a | MinimizeLCOE_Brownfield | IgnoreSilica | 2019 | 20.2138 | 1.0299 | 0.011204 | 4 | 288312.4606 | 614480.9525 | 5877.6395 | 12527.0254 | 55.3089 | 0 | 85.2628 | 211403.1715 | 10351.9153 | 367899.4229 | 395008.5661 | 0 | 49940.2794 | 0 | 403495.3085 | 1049812.0244 | 716518.2781 | 3204428.9662 | 961560.8286 | 8754830.6413 | 8754830.6413 | 1478867.319 | 4383653.3264 | 0 | 12920820.4361 | 27538171.7228 | 237137.3706 | 0.044815 | 288312.4606 | 614480.9525 | 5877.6395 | 12527.0254
1 | 2800 | 707 | 0.015 | 15 | 15 | 7 | 3.1623e-10 | 5spot_SharedNeighbor | Water | Porous | Wet | R600a | MinimizeLCOE_Brownfield | IgnoreSilica | 2019 | 24.2692 | 1.2416 | 0.014185 | 4 | 236951.4702 | 494566.7716 | 4830.5762 | 10082.4126 | 55.4122 | 0 | 85.7063 | 241237.4597 | 11833.4461 | 427215.6512 | 470578.5579 | 0 | 52934.682 | 0 | 469481.9208 | 1221495.6539 | 833695.883 | 3728473.2545 | 961560.8286 | 8754830.6413 | 8754830.6413 | 1478867.319 | 4383653.3264 | 0 | 13444864.7244 | 28062216.0111 | 316227.766 | 0.056741 | 236951.4702 | 494566.7716 | 4830.5762 | 10082.4126
1 | 2800 | 707 | 0.015 | 15 | 15 | 7 | 4.217e-10 | 5spot_SharedNeighbor | Water | Porous | Wet | R600a | MinimizeLCOE_Brownfield | IgnoreSilica | 2019 | 28.3307 | 1.4537 | 0.017379 | 4 | 200758.1949 | 411034.3714 | 4092.7273 | 8379.4916 | 55.4869 | 0 | 94.6111 | 269608.8386 | 13242.166 | 484631.5185 | 546271.2132 | 0 | 54980.5511 | 0 | 533806.3721 | 1388854.6815 | 947921.8582 | 4239317.1992 | 961560.8286 | 8754830.6413 | 8754830.6413 | 1478867.319 | 4383653.3264 | 0 | 13955708.6692 | 28573059.9559 | 421696.5034 | 0.069515 | 200758.1949 | 411034.3714 | 4092.7273 | 8379.4916
1 | 2800 | 707 | 0.015 | 15 | 15 | 7 | 5.6234e-10 | 5spot_SharedNeighbor | Water | Porous | Wet | R600a | MinimizeLCOE_Brownfield | IgnoreSilica | 2019 | 32.146 | 1.653 | 0.020596 | 4 | 175089.5754 | 352519.8152 | 3569.4378 | 7186.5933 | 55.5407 | 0 | 95.5612 | 295145.6583 | 14509.9368 | 537066.8172 | 617387.5782 | 0 | 55987.4676 | 0 | 592838.0086 | 1542442.8907 | 1052748.9669 | 4708127.3243 | 961560.8286 | 8754830.6413 | 8754830.6413 | 1478867.319 | 4383653.3264 | 0 | 14424518.7943 | 29041870.081 | 562341.3252 | 0.082384 | 175089.5754 | 352519.8152 | 3569.4378 | 7186.5933
1 | 2800 | 707 | 0.015 | 15 | 15 | 7 | 7.4989e-10 | 5spot_SharedNeighbor | Water | Porous | Wet | R600a | MinimizeLCOE_Brownfield | IgnoreSilica | 2019 | 35.5339 | 1.83 | 0.023653 | 4 | 156775.813 | 311276.4167 | 3196.087 | 6345.7908 | 55.5794 | 0 | 88.2601 | 317058.2106 | 15597.5941 | 582583.5109 | 680545.9507 | 0 | 56071.1087 | 0 | 644223.9863 | 1676138.6638 | 1143999.0792 | 5116218.1043 | 961560.8286 | 8754830.6413 | 8754830.6413 | 1478867.319 | 4383653.3264 | 0 | 14832609.5743 | 29449960.861 | 749894.2093 | 0.09461 | 156775.813 | 311276.4167 | 3196.087 | 6345.7908
1 | 2800 | 707 | 0.015 | 15 | 15 | 7 | 1e-09 | 5spot_SharedNeighbor | Water | Porous | Wet | R600a | MinimizeLCOE_Brownfield | IgnoreSilica | 2019 | 38.4233 | 1.981 | 0.026414 | 4 | 143626.6092 | 281975.2463 | 2928.0227 | 5748.4468 | 55.6073 | 0 | 94.0193 | 335250.9218 | 16500.4648 | 620716.0929 | 734417.1478 | 0 | 55518.2816 | 0 | 687337.1345 | 1788310.2317 | 1220558.4793 | 5458608.7545 | 961560.8286 | 8754830.6413 | 8754830.6413 | 1478867.319 | 4383653.3264 | 0 | 15175000.2244 | 29792351.5112 | 1000000 | 0.10566 | 143626.6092 | 281975.2463 | 2928.0227 | 5748.4468
1 | 2800 | 707 | 0.015 | 15 | 15 | 7 | 1.3335e-09 | 5spot_SharedNeighbor | Water | Porous | Wet | R600a | MinimizeLCOE_Brownfield | IgnoreSilica | 2019 | 40.801 | 2.1053 | 0.028804 | 4 | 134123.1258 | 260993.8983 | 2734.2813 | 5320.7136 | 55.6275 | 0 | 83.9707 | 349913.5072 | 17228.0356 | 651664.1504 | 778751.1622 | 0 | 54579.5016 | 0 | 722333.1793 | 1879362.7615 | 1282703.7018 | 5736535.9996 | 961560.8286 | 8754830.6413 | 8754830.6413 | 1478867.319 | 4383653.3264 | 0 | 15452927.4696 | 30070278.7563 | 1333521.4322 | 0.11521 | 134123.1258 | 260993.8983 | 2734.2813 | 5320.7136
1 | 2800 | 707 | 0.015 | 15 | 15 | 7 | 1.7783e-09 | 5spot_SharedNeighbor | Water | Porous | Wet | R600a | MinimizeLCOE_Brownfield | IgnoreSilica | 2019 | 42.8207 | 2.2109 | 0.03131 | 4 | 125208.2042 | 241921.977 | 2552.5386 | 4931.9067 | 55.6431 | 0 | 112.1035 | 362167.6529 | 17836.0191 | 677670.1068 | 816414.4133 | 0 | 51750.561 | 0 | 751077.1138 | 1954148.5829 | 1333746.5616 | 5964811.0115 | 961560.8286 | 8754830.6413 | 8754830.6413 | 1478867.319 | 4383653.3264 | 0 | 15681202.4814 | 30298553.7681 | 1778279.41 | 0.12524 | 125208.2042 | 241921.977 | 2552.5386 | 4931.9067
1 | 2800 | 707 | 0.015 | 15 | 15 | 7 | 2.3714e-09 | 5spot_SharedNeighbor | Water | Porous | Wet | R600a | MinimizeLCOE_Brownfield | IgnoreSilica | 2019 | 44.3204 | 2.2893 | 0.032965 | 4 | 120220.6476 | 231074.8119 | 2450.8605 | 4710.7726 | 55.6537 | 0 | 109.0013 | 371153.3811 | 18281.7937 | 696819.2323 | 844379.3287 | 0 | 50487.3935 | 0 | 772637.2404 | 2010243.6098 | 1372032.5701 | 6136034.5495 | 961560.8286 | 8754830.6413 | 8754830.6413 | 1478867.319 | 4383653.3264 | 0 | 15852426.0194 | 30469777.3062 | 2371373.7057 | 0.13186 | 120220.6476 | 231074.8119 | 2450.8605 | 4710.7726
1 | 2800 | 707 | 0.015 | 15 | 15 | 7 | 3.1623e-09 | 5spot_SharedNeighbor | Water | Porous | Wet | R600a | MinimizeLCOE_Brownfield | IgnoreSilica | 2019 | 45.4996 | 2.3509 | 0.03429 | 4 | 116552.1493 | 223124.2065 | 2376.0732 | 4548.6887 | 55.6617 | 0 | 108.5245 | 378155.177 | 18629.1175 | 711786.1118 | 866370.7651 | 0 | 49375.6291 | 0 | 789483.5522 | 2054074.2575 | 1401947.8877 | 6269822.4979 | 961560.8286 | 8754830.6413 | 8754830.6413 | 1478867.319 | 4383653.3264 | 0 | 15986213.9679 | 30603565.2546 | 3162277.6602 | 0.13716 | 116552.1493 | 223124.2065 | 2376.0732 | 4548.6887
1 | 2800 | 707 | 0.015 | 15 | 15 | 7 | 4.217e-09 | 5spot_SharedNeighbor | Water | Porous | Wet | R600a | MinimizeLCOE_Brownfield | IgnoreSilica | 2019 | 46.4035 | 2.3982 | 0.03533 | 4 | 113842.3746 | 217277.5215 | 2320.8308 | 4429.4962 | 55.6675 | 0 | 79.3558 | 383484.695 | 18893.4699 | 723204.7608 | 883226.5871 | 0 | 48399.7526 | 0 | 802311.6135 | 2087450.2416 | 1424727.6827 | 6371698.8033 | 961560.8286 | 8754830.6413 | 8754830.6413 | 1478867.319 | 4383653.3264 | 0 | 16088090.2732 | 30705441.5599 | 4216965.0343 | 0.14132 | 113842.3746 | 217277.5215 | 2320.8308 | 4429.4962
1 | 2800 | 707 | 0.015 | 15 | 15 | 7 | 5.6234e-09 | 5spot_SharedNeighbor | Water | Porous | Wet | R600a | MinimizeLCOE_Brownfield | IgnoreSilica | 2019 | 47.0855 | 2.4338 | 0.036135 | 4 | 111833.8659 | 212963.9758 | 2279.8846 | 4341.5587 | 55.6717 | 0 | 110.9584 | 387484.9547 | 19091.8786 | 731790.2601 | 895944.1249 | 0 | 47559.3972 | 0 | 811929.54 | 2112474.1134 | 1441806.9894 | 6448081.2582 | 961560.8286 | 8754830.6413 | 8754830.6413 | 1478867.319 | 4383653.3264 | 0 | 16164472.7282 | 30781824.0149 | 5623413.2519 | 0.14454 | 111833.8659 | 212963.9758 | 2279.8846 | 4341.5587
1 | 2800 | 707 | 0.015 | 15 | 15 | 7 | 7.4989e-09 | 5spot_SharedNeighbor | Water | Porous | Wet | R600a | MinimizeLCOE_Brownfield | IgnoreSilica | 2019 | 47.5996 | 2.4607 | 0.036754 | 4 | 110341.083 | 209768.7701 | 2249.4522 | 4276.4201 | 55.6748 | 0 | 109.6389 | 390489.3217 | 19240.8859 | 738246.6331 | 905532.4466 | 0 | 46864.9271 | 0 | 819145.9436 | 2131249.7153 | 1454621.7235 | 6505391.5969 | 961560.8286 | 8754830.6413 | 8754830.6413 | 1478867.319 | 4383653.3264 | 0 | 16221783.0668 | 30839134.3535 | 7498942.0933 | 0.14701 | 110341.083 | 209768.7701 | 2249.4522 | 4276.4201
1 | 2800 | 707 | 0.015 | 15 | 15 | 7 | 1e-08 | 5spot_SharedNeighbor | Water | Porous | Wet | R600a | MinimizeLCOE_Brownfield | IgnoreSilica | 2019 | 48.0017 | 2.4817 | 0.037231 | 4 | 109229.2345 | 207383.6454 | 2226.7857 | 4227.7961 | 55.6772 | 0 | 105.2502 | 392832.0488 | 19357.0743 | 743286.0526 | 913031.0501 | 0 | 46349.5638 | 0 | 824793.7579 | 2145944.1697 | 1464650.9905 | 6550244.7077 | 961560.8286 | 8754830.6413 | 8754830.6413 | 1478867.319 | 4383653.3264 | 0 | 16266636.1777 | 30883987.4644 | 10000000 | 0.14892 | 109229.2345 | 207383.6454 | 2226.7857 | 4227.7961
1 | 2900 | 707 | 0.015 | 15 | 15 | 7 | 1e-13 | 5spot_SharedNeighbor | Water | Porous | Wet | R600a | MinimizeLCOE_Brownfield | IgnoreSilica | 2019 | 0 | 0 | 0 | 0 |  |  |  |  | 15 |  | 15.7743 | [19 empty] | 100 | 0
1 | 2900 | 707 | 0.015 | 15 | 15 | 7 | 1.3335e-13 | 5spot_SharedNeighbor | Water | Porous | Wet | R600a | MinimizeLCOE_Brownfield | IgnoreSilica | 2019 | 0 | 0 | 0 | 0 |  |  |  |  | 15 |  | 18.0818 | [19 empty] | 133.3521 | 0
1 | 2900 | 707 | 0.015 | 15 | 15 | 7 | 1.7783e-13 | 5spot_SharedNeighbor | Water | Porous | Wet | R600a | MinimizeLCOE_Brownfield | IgnoreSilica | 2019 | 0 | 0 | 0 | 0 |  |  |  |  | 15 |  | 19.9511 | [19 empty] | 177.8279 | 0
1 | 2900 | 707 | 0.015 | 15 | 15 | 7 | 2.3714e-13 | 5spot_SharedNeighbor | Water | Porous | Wet | R600a | MinimizeLCOE_Brownfield | IgnoreSilica | 2019 | 0 | 0 | 0 | 0 |  |  |  |  | 15 |  | 23.5057 | [19 empty] | 237.1374 | 0
1 | 2900 | 707 | 0.015 | 15 | 15 | 7 | 3.1623e-13 | 5spot_SharedNeighbor | Water | Porous | Wet | R600a | MinimizeLCOE_Brownfield | IgnoreSilica | 2019 | 0 | 0 | 0 | 0 |  |  |  |  | 15 |  | 22.989 | [19 empty] | 316.2278 | 0
1 | 2900 | 707 | 0.015 | 15 | 15 | 7 | 4.217e-13 | 5spot_SharedNeighbor | Water | Porous | Wet | R600a | MinimizeLCOE_Brownfield | IgnoreSilica | 2019 | 0 | 0 | 0 | 0 |  |  |  |  | 15 |  | 23.4186 | [19 empty] | 421.6965 | 0
1 | 2900 | 707 | 0.015 | 15 | 15 | 7 | 5.6234e-13 | 5spot_SharedNeighbor | Water | Porous | Wet | R600a | MinimizeLCOE_Brownfield | IgnoreSilica | 2019 | 0 | 0 | 0 | 0 |  |  |  |  | 15 |  | 24.6992 | [19 empty] | 562.3413 | 0
1 | 2900 | 707 | 0.015 | 15 | 15 | 7 | 7.4989e-13 | 5spot_SharedNeighbor | Water | Porous | Wet | R600a | MinimizeLCOE_Brownfield | IgnoreSilica | 2019 | 0 | 0 | 0 | 0 |  |  |  |  | 15 |  | 25.6891 | [19 empty] | 749.8942 | 0
1 | 2900 | 707 | 0.015 | 15 | 15 | 7 | 1e-12 | 5spot_SharedNeighbor | Water | Porous | Wet | R600a | MinimizeLCOE_Brownfield | IgnoreSilica | 2019 | 0 | 0 | 0 | 0 |  |  |  |  | 15 |  | 26.4778 | [19 empty] | 1000 | 0
1 | 2900 | 707 | 0.015 | 15 | 15 | 7 | 1.3335e-12 | 5spot_SharedNeighbor | Water | Porous | Wet | R600a | MinimizeLCOE_Brownfield | IgnoreSilica | 2019 | 0 | 0 | 0 | 0 |  |  |  |  | 15 |  | 28.6101 | [19 empty] | 1333.5214 | 0
1 | 2900 | 707 | 0.015 | 15 | 15 | 7 | 1.7783e-12 | 5spot_SharedNeighbor | Water | Porous | Wet | R600a | MinimizeLCOE_Brownfield | IgnoreSilica | 2019 | 0 | 0 | 0 | 0 |  |  |  |  | 15 |  | 30.1867 | [19 empty] | 1778.2794 | 0
1 | 2900 | 707 | 0.015 | 15 | 15 | 7 | 2.3714e-12 | 5spot_SharedNeighbor | Water | Porous | Wet | R600a | MinimizeLCOE_Brownfield | IgnoreSilica | 2019 | 0 | 0 | 0 | 0 |  |  |  |  | 15 |  | 32.2895 | [19 empty] | 2371.3737 | 0
1 | 2900 | 707 | 0.015 | 15 | 15 | 7 | 3.1623e-12 | 5spot_SharedNeighbor | Water | Porous | Wet | R600a | MinimizeLCOE_Brownfield | IgnoreSilica | 2019 | 0 | 0 | 0 | 0 |  |  |  |  | 15 |  | 33.3021 | [19 empty] | 3162.2777 | 0
1 | 2900 | 707 | 0.015 | 15 | 15 | 7 | 4.217e-12 | 5spot_SharedNeighbor | Water | Porous | Wet | R600a | MinimizeLCOE_Brownfield | IgnoreSilica | 2019 | 0 | 0 | 0 | 0 |  |  |  |  | 15 |  | 34.0793 | [19 empty] | 4216.965 | 0
1 | 2900 | 707 | 0.015 | 15 | 15 | 7 | 5.6234e-12 | 5spot_SharedNeighbor | Water | Porous | Wet | R600a | MinimizeLCOE_Brownfield | IgnoreSilica | 2019 | 0 | 0 | 0 | 0 |  |  |  |  | 15 |  | 35.2001 | [19 empty] | 5623.4133 | 0
1 | 2900 | 707 | 0.015 | 15 | 15 | 7 | 7.4989e-12 | 5spot_SharedNeighbor | Water | Porous | Wet | R600a | MinimizeLCOE_Brownfield | IgnoreSilica | 2019 | 0 | 0 | 0 | 0 |  |  |  |  | 15 |  | 34.1954 | [19 empty] | 7498.9421 | 0
1 | 2900 | 707 | 0.015 | 15 | 15 | 7 | 1e-11 | 5spot_SharedNeighbor | Water | Porous | Wet | R600a | MinimizeLCOE_Brownfield | IgnoreSilica | 2019 | 0 | 0 | 0 | 0 |  |  |  |  | 15 |  | 33.372 | [19 empty] | 10000 | 0
1 | 2900 | 707 | 0.015 | 15 | 15 | 7 | 1.3335e-11 | 5spot_SharedNeighbor | Water | Porous | Wet | R600a | MinimizeLCOE_Brownfield | IgnoreSilica | 2019 | 0 | 0 | 0 | 0 |  |  |  |  | 15 |  | 31.3244 | [19 empty] | 13335.2143 | 0
1 | 2900 | 707 | 0.015 | 15 | 15 | 7 | 1.7783e-11 | 5spot_SharedNeighbor | Water | Porous | Wet | R600a | MinimizeLCOE_Brownfield | IgnoreSilica | 2019 | 1.6 | 0.064161 | 0.00023181 | 4 | 11323431.8841 | 27646499.0673 | 230843.475 | 563611.2781 | 49.9713 | 0 | 32.8376 | 27597.1424 | 1263.3351 | 40136.4296 | 49278.0697 | 0 | 15103.5708 | 0 | 52017.6336 | 135339.2124 | 92371.7934 | 413107.1871 | 961560.8286 | 9125037.6958 | 9125037.6958 | 1478867.319 | 4531736.1482 | 0 | 10499705.7114 | 25635346.8744 | 17782.7941 | 0.00092725 | 11323431.8841 | 27646499.0673 | 230843.475 | 563611.2781
1 | 2900 | 707 | 0.015 | 15 | 15 | 7 | 2.3714e-11 | 5spot_SharedNeighbor | Water | Porous | Wet | R600a | MinimizeLCOE_Brownfield | IgnoreSilica | 2019 | 2.9056 | 0.13445 | 0.00069731 | 4 | 3862213.0494 | 9288621.6387 | 78736.437 | 189361.1159 | 53.0516 | 0 | 69.8062 | 49396.7578 | 2334.9522 | 72325.5078 | 74255.7359 | 0 | 23206.2953 | 0 | 86392.5071 | 224775.5819 | 153413.9533 | 686101.2914 | 961560.8286 | 9125037.6958 | 9125037.6958 | 1478867.319 | 4531736.1482 | 0 | 10772699.8157 | 25908340.9787 | 23713.7371 | 0.0027893 | 3862213.0494 | 9288621.6387 | 78736.437 | 189361.1159
1 | 2900 | 707 | 0.015 | 15 | 15 | 7 | 3.1623e-11 | 5spot_SharedNeighbor | Water | Porous | Wet | R600a | MinimizeLCOE_Brownfield | IgnoreSilica | 2019 | 3.9682 | 0.19255 | 0.0012968 | 4 | 2115237.1804 | 5033218.6343 | 43121.971 | 102608.9698 | 54.1437 | 0 | 65.4173 | 64779.5989 | 3098.5752 | 96300.0562 | 94698.1769 | 0 | 26921.456 | 0 | 111461.1667 | 289999.0918 | 197930.3391 | 885188.4608 | 961560.8286 | 9125037.6958 | 9125037.6958 | 1478867.319 | 4531736.1482 | 0 | 10971786.9852 | 26107428.1481 | 31622.7766 | 0.005187 | 2115237.1804 | 5033218.6343 | 43121.971 | 102608.9698
1 | 2900 | 707 | 0.015 | 15 | 15 | 7 | 4.217e-11 | 5spot_SharedNeighbor | Water | Porous | Wet | R600a | MinimizeLCOE_Brownfield | IgnoreSilica | 2019 | 5.3003 | 0.26579 | 0.0021203 | 4 | 1321414.2899 | 3106017.6053 | 26938.8176 | 63320.3701 | 54.9181 | 0 | 83.0099 | 82221.4675 | 3967.5303 | 124538.5918 | 120378.3176 | 0 | 30707.3419 | 0 | 141107.1671 | 367131.9039 | 250575.0682 | 1120627.3883 | 961560.8286 | 9125037.6958 | 9125037.6958 | 1478867.319 | 4531736.1482 | 0 | 11207225.9127 | 26342867.0756 | 42169.6503 | 0.0084812 | 1321414.2899 | 3106017.6053 | 26938.8176 | 63320.3701
1 | 2900 | 707 | 0.015 | 15 | 15 | 7 | 5.6234e-11 | 5spot_SharedNeighbor | Water | Porous | Wet | R600a | MinimizeLCOE_Brownfield | IgnoreSilica | 2019 | 6.954 | 0.35657 | 0.0032185 | 4 | 891988.9077 | 2067655.7535 | 18184.4004 | 42151.9592 | 55.4696 | 0 | 89.0067 | 101876.836 | 4949.0684 | 157456.193 | 152198.1258 | 0 | 34547.5003 | 0 | 175900.8122 | 457657.831 | 312360.8736 | 1396947.2403 | 961560.8286 | 9125037.6958 | 9125037.6958 | 1478867.319 | 4531736.1482 | 0 | 11483545.7647 | 26619186.9277 | 56234.1325 | 0.012874 | 891988.9077 | 2067655.7535 | 18184.4004 | 42151.9592
1 | 2900 | 707 | 0.015 | 15 | 15 | 7 | 7.4989e-11 | 5spot_SharedNeighbor | Water | Porous | Wet | R600a | MinimizeLCOE_Brownfield | IgnoreSilica | 2019 | 9.4024 | 0.49149 | 0.0047086 | 4 | 630619.0641 | 1434240.0242 | 12856.0226 | 29238.9228 | 55.9567 | 0 | 93.1445 | 128462.282 | 6279.2431 | 203446.8016 | 199401.1703 | 0 | 40558.9641 | 0 | 225477.8998 | 586647.2434 | 400398.798 | 1790672.4022 | 961560.8286 | 9125037.6958 | 9125037.6958 | 1478867.319 | 4531736.1482 | 0 | 11877270.9266 | 27012912.0896 | 74989.4209 | 0.018834 | 630619.0641 | 1434240.0242 | 12856.0226 | 29238.9228
1 | 2900 | 707 | 0.015 | 15 | 15 | 7 | 1e-10 | 5spot_SharedNeighbor | Water | Porous | Wet | R600a | MinimizeLCOE_Brownfield | IgnoreSilica | 2019 | 11.8922 | 0.62886 | 0.0066019 | 4 | 464078.8344 | 1037233.057 | 9460.8748 | 21145.3988 | 56.2472 | 0 | 82.8295 | 153249.1236 | 7520.1175 | 247720.5399 | 247429.1113 | 0 | 44256.5175 | 0 | 273068.4098 | 710467.9883 | 484909.0007 | 2168620.8087 | 961560.8286 | 9125037.6958 | 9125037.6958 | 1478867.319 | 4531736.1482 | 0 | 12255219.3331 | 27390860.496 | 100000 | 0.026408 | 464078.8344 | 1037233.057 | 9460.8748 | 21145.3988
1 | 2900 | 707 | 0.015 | 15 | 15 | 7 | 1.3335e-10 | 5spot_SharedNeighbor | Water | Porous | Wet | R600a | MinimizeLCOE_Brownfield | IgnoreSilica | 2019 | 15.1318 | 0.80764 | 0.0090045 | 4 | 353449.4023 | 773673.4496 | 7205.5441 | 15772.3797 | 56.4823 | 0 | 89.3803 | 183118.4684 | 9015.8513 | 302549.4129 | 309919.9662 | 0 | 49040.2059 | 0 | 332921.1228 | 866192.4701 | 591194.1593 | 2643951.6569 | 961560.8286 | 9125037.6958 | 9125037.6958 | 1478867.319 | 4531736.1482 | 0 | 12730550.1813 | 27866191.3443 | 133352.1432 | 0.036018 | 353449.4023 | 773673.4496 | 7205.5441 | 15772.3797
1 | 2900 | 707 | 0.015 | 15 | 15 | 7 | 1.7783e-10 | 5spot_SharedNeighbor | Water | Porous | Wet | R600a | MinimizeLCOE_Brownfield | IgnoreSilica | 2019 | 18.8908 | 1.0152 | 0.011943 | 4 | 277600.5483 | 594419.6241 | 5659.2627 | 12118.048 | 56.6559 | 0 | 77.6374 | 215343.7806 | 10629.7564 | 363229.3122 | 382442.42 | 0 | 53593.9261 | 0 | 399843.2862 | 1040310.2114 | 710033.0955 | 3175425.7884 | 961560.8286 | 9125037.6958 | 9125037.6958 | 1478867.319 | 4531736.1482 | 0 | 13262024.3128 | 28397665.4758 | 177827.941 | 0.047774 | 277600.5483 | 594419.6241 | 5659.2627 | 12118.048
1 | 2900 | 707 | 0.015 | 15 | 15 | 7 | 2.3714e-10 | 5spot_SharedNeighbor | Water | Porous | Wet | R600a | MinimizeLCOE_Brownfield | IgnoreSilica | 2019 | 23.0519 | 1.245 | 0.015388 | 4 | 224710.9495 | 470616.1018 | 4581.0366 | 9594.1458 | 56.7833 | 0 | 64.7261 | 248757.8763 | 12303.0921 | 427587.2962 | 462734.5487 | 0 | 57599.2405 | 0 | 471503.001 | 1226754.09 | 837284.8737 | 3744524.0185 | 961560.8286 | 9125037.6958 | 9125037.6958 | 1478867.319 | 4531736.1482 | 0 | 13831122.5429 | 28966763.7058 | 237137.3706 | 0.061551 | 224710.9495 | 470616.1018 | 4581.0366 | 9594.1458
1 | 2900 | 707 | 0.015 | 15 | 15 | 7 | 3.1623e-10 | 5spot_SharedNeighbor | Water | Porous | Wet | R600a | MinimizeLCOE_Brownfield | IgnoreSilica | 2019 | 27.3755 | 1.4838 | 0.019212 | 4 | 187451.8846 | 384409.5212 | 3821.4602 | 7836.708 | 56.8758 | 0 | 95.5339 | 281553.122 | 13945.1479 | 491998.4791 | 546175.3745 | 0 | 60644.5356 | 0 | 543783.4971 | 1414813.1141 | 965639.0219 | 4318552.2922 | 961560.8286 | 9125037.6958 | 9125037.6958 | 1478867.319 | 4531736.1482 | 0 | 14405150.8166 | 29540791.9796 | 316227.766 | 0.076847 | 187451.8846 | 384409.5212 | 3821.4602 | 7836.708
1 | 2900 | 707 | 0.015 | 15 | 15 | 7 | 4.217e-10 | 5spot_SharedNeighbor | Water | Porous | Wet | R600a | MinimizeLCOE_Brownfield | IgnoreSilica | 2019 | 31.5903 | 1.7167 | 0.02321 | 4 | 161030.9974 | 324056.8677 | 3282.8347 | 6606.3376 | 56.9425 | 0 | 89.7347 | 312025.3859 | 15470.5414 | 552830.1158 | 627529.6162 | 0 | 62514.5317 | 0 | 612444.3745 | 1593454.6328 | 1087565.5291 | 4863834.7275 | 961560.8286 | 9125037.6958 | 9125037.6958 | 1478867.319 | 4531736.1482 | 0 | 14950433.2519 | 30086074.4149 | 421696.5034 | 0.092842 | 161030.9974 | 324056.8677 | 3282.8347 | 6606.3376
1 | 2900 | 707 | 0.015 | 15 | 15 | 7 | 5.6234e-10 | 5spot_SharedNeighbor | Water | Porous | Wet | R600a | MinimizeLCOE_Brownfield | IgnoreSilica | 2019 | 35.4607 | 1.9306 | 0.027146 | 4 | 142195.758 | 281587.0214 | 2898.8529 | 5740.5323 | 56.9906 | 0 | 91.3841 | 338933.8381 | 16817.2103 | 607260.6488 | 702247.7265 | 0 | 63228.5127 | 0 | 674110.2952 | 1753896.7091 | 1197070.5429 | 5353565.4837 | 961560.8286 | 9125037.6958 | 9125037.6958 | 1478867.319 | 4531736.1482 | 0 | 15440164.0081 | 30575805.1711 | 562341.3252 | 0.10858 | 142195.758 | 281587.0214 | 2898.8529 | 5740.5323
1 | 2900 | 707 | 0.015 | 15 | 15 | 7 | 7.4989e-10 | 5spot_SharedNeighbor | Water | Porous | Wet | R600a | MinimizeLCOE_Brownfield | IgnoreSilica | 2019 | 38.8519 | 2.1182 | 0.030812 | 4 | 128696.4313 | 251503.7233 | 2623.6508 | 5127.2436 | 57.0253 | 0 | 73.7477 | 361789.4045 | 17960.7424 | 653984.8214 | 767732.4481 | 0 | 63043.0984 | 0 | 727159.1008 | 1891918.8194 | 1291273.4693 | 5774861.9042 | 961560.8286 | 9125037.6958 | 9125037.6958 | 1478867.319 | 4531736.1482 | 0 | 15861460.4286 | 30997101.5916 | 749894.2093 | 0.12325 | 128696.4313 | 251503.7233 | 2623.6508 | 5127.2436
1 | 2900 | 707 | 0.015 | 15 | 15 | 7 | 1e-09 | 5spot_SharedNeighbor | Water | Porous | Wet | R600a | MinimizeLCOE_Brownfield | IgnoreSilica | 2019 | 41.6876 | 2.275 | 0.034061 | 4 | 118962.8276 | 230053.4037 | 2425.2182 | 4689.9498 | 57.0503 | 0 | 92.3811 | 380442.6457 | 18893.8155 | 692430.9079 | 822498.7221 | 0 | 62196.2308 | 0 | 770820.3056 | 2005516.3181 | 1368806.0964 | 6121605.0421 | 961560.8286 | 9125037.6958 | 9125037.6958 | 1478867.319 | 4531736.1482 | 0 | 16208203.5665 | 31343844.7295 | 1000000 | 0.13625 | 118962.8276 | 230053.4037 | 2425.2182 | 4689.9498
1 | 2900 | 707 | 0.015 | 15 | 15 | 7 | 1.3335e-09 | 5spot_SharedNeighbor | Water | Porous | Wet | R600a | MinimizeLCOE_Brownfield | IgnoreSilica | 2019 | 41.205 | 2.2483 | 0.03634 | 4 | 110854.6528 | 214979.3953 | 2259.922 | 4382.6458 | 57.0463 | 0 | 483.316 | 377295.8993 | 18736.4216 | 685926.1602 | 813178.2162 | 0 | 50879.8745 | 0 | 758946.463 | 1974623.0154 | 1347720.7824 | 6027306.8325 | 961560.8286 | 9125037.6958 | 9125037.6958 | 1478867.319 | 4531736.1482 | 0 | 16113905.3569 | 31249546.5199 | 1333521.4322 | 0.14536 | 110854.6528 | 214979.3953 | 2259.922 | 4382.6458
1 | 2900 | 707 | 0.015 | 15 | 15 | 7 | 1.7783e-09 | 5spot_SharedNeighbor | Water | Porous | Wet | R600a | MinimizeLCOE_Brownfield | IgnoreSilica | 2019 | 45.9212 | 2.5092 | 0.039668 | 4 | 105320.6201 | 200709.7538 | 2147.1033 | 4091.7398 | 57.0822 | 0 | 108.8801 | 407595.8107 | 20251.7369 | 748869.5934 | 904269.957 | 0 | 57971.5432 | 0 | 834193.87 | 2170401.3332 | 1481343.5072 | 6624897.3515 | 961560.8286 | 9125037.6958 | 9125037.6958 | 1478867.319 | 4531736.1482 | 0 | 16711495.8759 | 31847137.0389 | 1778279.41 | 0.15867 | 105320.6201 | 200709.7538 | 2147.1033 | 4091.7398
1 | 2900 | 707 | 0.015 | 15 | 15 | 7 | 2.3714e-09 | 5spot_SharedNeighbor | Water | Porous | Wet | R600a | MinimizeLCOE_Brownfield | IgnoreSilica | 2019 | 47.3755 | 2.5897 | 0.041553 | 4 | 101577.5285 | 192639.7187 | 2070.7953 | 3927.2212 | 57.0919 | 0 | 106.435 | 416746.5259 | 20709.2652 | 768011.343 | 932360.7995 | 0 | 56638.6325 | 0 | 855841.9608 | 2226725.2247 | 1519785.7205 | 6796819.4722 | 961560.8286 | 9125037.6958 | 9125037.6958 | 1478867.319 | 4531736.1482 | 0 | 16883417.9965 | 32019059.1595 | 2371373.7057 | 0.16621 | 101577.5285 | 192639.7187 | 2070.7953 | 3927.2212
1 | 2900 | 707 | 0.015 | 15 | 15 | 7 | 3.1623e-09 | 5spot_SharedNeighbor | Water | Porous | Wet | R600a | MinimizeLCOE_Brownfield | IgnoreSilica | 2019 | 48.4887 | 2.6512 | 0.043044 | 4 | 98818.0929 | 186726.9946 | 2014.5405 | 3806.6824 | 57.0989 | 0 | 90.7894 | 423693.1832 | 21056.5579 | 782582.4463 | 953862.02 | 0 | 55407.7444 | 0 | 872274.7612 | 2269480.0005 | 1548966.7335 | 6927323.4469 | 961560.8286 | 9125037.6958 | 9125037.6958 | 1478867.319 | 4531736.1482 | 0 | 17013921.9713 | 32149563.1343 | 3162277.6602 | 0.17217 | 98818.0929 | 186726.9946 | 2014.5405 | 3806.6824
1 | 2900 | 707 | 0.015 | 15 | 15 | 7 | 4.217e-09 | 5spot_SharedNeighbor | Water | Porous | Wet | R600a | MinimizeLCOE_Brownfield | IgnoreSilica | 2019 | 49.3512 | 2.699 | 0.044212 | 4 | 96776.0827 | 182362.0711 | 1972.9113 | 3717.6975 | 57.1041 | 0 | 95.7732 | 429042.5641 | 21323.9753 | 793826.3176 | 970522.2634 | 0 | 54385.2562 | 0 | 884949.1469 | 2302456.1522 | 1571473.6346 | 7027979.3103 | 961560.8286 | 9125037.6958 | 9125037.6958 | 1478867.319 | 4531736.1482 | 0 | 17114577.8346 | 32250218.9976 | 4216965.0343 | 0.17685 | 96776.0827 | 182362.0711 | 1972.9113 | 3717.6975
1 | 2900 | 707 | 0.015 | 15 | 15 | 7 | 5.6234e-09 | 5spot_SharedNeighbor | Water | Porous | Wet | R600a | MinimizeLCOE_Brownfield | IgnoreSilica | 2019 | 50 | 2.7349 | 0.045113 | 4 | 95260.3542 | 179137.1057 | 1942.0112 | 3651.9522 | 57.1079 | 0 | 101.9522 | 433047.2501 | 21524.1587 | 802256.8512 | 983052.8018 | 0 | 53513.566 | 0 | 894423.9048 | 2327107.5288 | 1588298.7057 | 7103224.7671 | 961560.8286 | 9125037.6958 | 9125037.6958 | 1478867.319 | 4531736.1482 | 0 | 17189823.2915 | 32325464.4544 | 5623413.2519 | 0.18045 | 95260.3542 | 179137.1057 | 1942.0112 | 3651.9522
1 | 2900 | 707 | 0.015 | 15 | 15 | 7 | 7.4989e-09 | 5spot_SharedNeighbor | Water | Porous | Wet | R600a | MinimizeLCOE_Brownfield | IgnoreSilica | 2019 | 50.489 | 2.7619 | 0.045803 | 4 | 94132.5636 | 176744.9063 | 1919.0196 | 3603.184 | 57.1107 | 0 | 113.6377 | 436055.5122 | 21674.5265 | 808597.0644 | 992498.2186 | 0 | 52801.6372 | 0 | 901534.514 | 2345607.8752 | 1600925.5722 | 7159694.9202 | 961560.8286 | 9125037.6958 | 9125037.6958 | 1478867.319 | 4531736.1482 | 0 | 17246293.4446 | 32381934.6076 | 7498942.0933 | 0.18321 | 94132.5636 | 176744.9063 | 1919.0196 | 3603.184
1 | 2900 | 707 | 0.015 | 15 | 15 | 7 | 1e-08 | 5spot_SharedNeighbor | Water | Porous | Wet | R600a | MinimizeLCOE_Brownfield | IgnoreSilica | 2019 | 50.8787 | 2.7835 | 0.046337 | 4 | 93291.8497 | 174952.5554 | 1901.8805 | 3566.6445 | 57.1129 | 0 | 85.5565 | 438446.4723 | 21794.0343 | 813640.7091 | 1000025.3328 | 0 | 52299.7717 | 0 | 907220.4649 | 2360401.5531 | 1611022.5614 | 7204850.8997 | 961560.8286 | 9125037.6958 | 9125037.6958 | 1478867.319 | 4531736.1482 | 0 | 17291449.4241 | 32427090.587 | 10000000 | 0.18535 | 93291.8497 | 174952.5554 | 1901.8805 | 3566.6445
1 | 3000 | 707 | 0.015 | 15 | 15 | 7 | 1e-13 | 5spot_SharedNeighbor | Water | Porous | Wet | R600a | MinimizeLCOE_Brownfield | IgnoreSilica | 2019 | 0 | 0 | 0 | 0 |  |  |  |  | 15 |  | 15.6749 | [19 empty] | 100 | 0
1 | 3000 | 707 | 0.015 | 15 | 15 | 7 | 1.3335e-13 | 5spot_SharedNeighbor | Water | Porous | Wet | R600a | MinimizeLCOE_Brownfield | IgnoreSilica | 2019 | 0 | 0 | 0 | 0 |  |  |  |  | 15 |  | 17.4968 | [19 empty] | 133.3521 | 0
1 | 3000 | 707 | 0.015 | 15 | 15 | 7 | 1.7783e-13 | 5spot_SharedNeighbor | Water | Porous | Wet | R600a | MinimizeLCOE_Brownfield | IgnoreSilica | 2019 | 0 | 0 | 0 | 0 |  |  |  |  | 15 |  | 21.029 | [19 empty] | 177.8279 | 0
1 | 3000 | 707 | 0.015 | 15 | 15 | 7 | 2.3714e-13 | 5spot_SharedNeighbor | Water | Porous | Wet | R600a | MinimizeLCOE_Brownfield | IgnoreSilica | 2019 | 0 | 0 | 0 | 0 |  |  |  |  | 15 |  | 22.5903 | [19 empty] | 237.1374 | 0
1 | 3000 | 707 | 0.015 | 15 | 15 | 7 | 3.1623e-13 | 5spot_SharedNeighbor | Water | Porous | Wet | R600a | MinimizeLCOE_Brownfield | IgnoreSilica | 2019 | 0 | 0 | 0 | 0 |  |  |  |  | 15 |  | 21.3817 | [19 empty] | 316.2278 | 0
1 | 3000 | 707 | 0.015 | 15 | 15 | 7 | 4.217e-13 | 5spot_SharedNeighbor | Water | Porous | Wet | R600a | MinimizeLCOE_Brownfield | IgnoreSilica | 2019 | 0 | 0 | 0 | 0 |  |  |  |  | 15 |  | 21.5538 | [19 empty] | 421.6965 | 0
1 | 3000 | 707 | 0.015 | 15 | 15 | 7 | 5.6234e-13 | 5spot_SharedNeighbor | Water | Porous | Wet | R600a | MinimizeLCOE_Brownfield | IgnoreSilica | 2019 | 0 | 0 | 0 | 0 |  |  |  |  | 15 |  | 23.0169 | [19 empty] | 562.3413 | 0
1 | 3000 | 707 | 0.015 | 15 | 15 | 7 | 7.4989e-13 | 5spot_SharedNeighbor | Water | Porous | Wet | R600a | MinimizeLCOE_Brownfield | IgnoreSilica | 2019 | 0 | 0 | 0 | 0 |  |  |  |  | 15 |  | 26.1944 | [19 empty] | 749.8942 | 0
1 | 3000 | 707 | 0.015 | 15 | 15 | 7 | 1e-12 | 5spot_SharedNeighbor | Water | Porous | Wet | R600a | MinimizeLCOE_Brownfield | IgnoreSilica | 2019 | 0 | 0 | 0 | 0 |  |  |  |  | 15 |  | 25.4294 | [19 empty] | 1000 | 0
1 | 3000 | 707 | 0.015 | 15 | 15 | 7 | 1.3335e-12 | 5spot_SharedNeighbor | Water | Porous | Wet | R600a | MinimizeLCOE_Brownfield | IgnoreSilica | 2019 | 0 | 0 | 0 | 0 |  |  |  |  | 15 |  | 26.4926 | [19 empty] | 1333.5214 | 0
1 | 3000 | 707 | 0.015 | 15 | 15 | 7 | 1.7783e-12 | 5spot_SharedNeighbor | Water | Porous | Wet | R600a | MinimizeLCOE_Brownfield | IgnoreSilica | 2019 | 0 | 0 | 0 | 0 |  |  |  |  | 15 |  | 28.1886 | [19 empty] | 1778.2794 | 0
1 | 3000 | 707 | 0.015 | 15 | 15 | 7 | 2.3714e-12 | 5spot_SharedNeighbor | Water | Porous | Wet | R600a | MinimizeLCOE_Brownfield | IgnoreSilica | 2019 | 0 | 0 | 0 | 0 |  |  |  |  | 15 |  | 32.276 | [19 empty] | 2371.3737 | 0
1 | 3000 | 707 | 0.015 | 15 | 15 | 7 | 3.1623e-12 | 5spot_SharedNeighbor | Water | Porous | Wet | R600a | MinimizeLCOE_Brownfield | IgnoreSilica | 2019 | 0 | 0 | 0 | 0 |  |  |  |  | 15 |  | 31.4889 | [19 empty] | 3162.2777 | 0
1 | 3000 | 707 | 0.015 | 15 | 15 | 7 | 4.217e-12 | 5spot_SharedNeighbor | Water | Porous | Wet | R600a | MinimizeLCOE_Brownfield | IgnoreSilica | 2019 | 0 | 0 | 0 | 0 |  |  |  |  | 15 |  | 33.2015 | [19 empty] | 4216.965 | 0
1 | 3000 | 707 | 0.015 | 15 | 15 | 7 | 5.6234e-12 | 5spot_SharedNeighbor | Water | Porous | Wet | R600a | MinimizeLCOE_Brownfield | IgnoreSilica | 2019 | 0 | 0 | 0 | 0 |  |  |  |  | 15 |  | 33.879 | [19 empty] | 5623.4133 | 0
1 | 3000 | 707 | 0.015 | 15 | 15 | 7 | 7.4989e-12 | 5spot_SharedNeighbor | Water | Porous | Wet | R600a | MinimizeLCOE_Brownfield | IgnoreSilica | 2019 | 0 | 0 | 0 | 0 |  |  |  |  | 15 |  | 33.388 | [19 empty] | 7498.9421 | 0
1 | 3000 | 707 | 0.015 | 15 | 15 | 7 | 1e-11 | 5spot_SharedNeighbor | Water | Porous | Wet | R600a | MinimizeLCOE_Brownfield | IgnoreSilica | 2019 | 0 | 0 | 0 | 0 |  |  |  |  | 15 |  | 28.8924 | [19 empty] | 10000 | 0
1 | 3000 | 707 | 0.015 | 15 | 15 | 7 | 1.3335e-11 | 5spot_SharedNeighbor | Water | Porous | Wet | R600a | MinimizeLCOE_Brownfield | IgnoreSilica | 2019 | 1.6 | 0.067202 | 0.00016813 | 4 | 16200992.2235 | 39490112.3962 | 330279.1399 | 805059.3555 | 50.9275 | 0 | 31.5679 | 29198.026 | 1346.1092 | 41612.8935 | 50046.2806 | 0 | 17482.3842 | 0 | 54477.4204 | 141739.0732 | 96739.8299 | 432642.0169 | 961560.8286 | 9501104.8411 | 9501104.8411 | 1478867.319 | 4682163.0063 | 0 | 10895307.6866 | 26557442.853 | 13335.2143 | 0.00067251 | 16200992.2235 | 39490112.3962 | 330279.1399 | 805059.3555
1 | 3000 | 707 | 0.015 | 15 | 15 | 7 | 1.7783e-11 | 5spot_SharedNeighbor | Water | Porous | Wet | R600a | MinimizeLCOE_Brownfield | IgnoreSilica | 2019 | 1.6 | 0.067203 | 0.00039762 | 4 | 6844328.4664 | 16691829.0965 | 139530.8934 | 340285.5135 | 50.9276 | 0 | 31.6162 | 29198.2906 | 1346.123 | 41613.1354 | 50046.4056 | 0 | 14375.1453 | 0 | 53265.849 | 138586.8127 | 94588.3473 | 423020.1088 | 961560.8286 | 9501104.8411 | 9501104.8411 | 1478867.319 | 4682163.0063 | 0 | 10885685.7785 | 26547820.9449 | 17782.7941 | 0.0015905 | 6844328.4664 | 16691829.0965 | 139530.8934 | 340285.5135
1 | 3000 | 707 | 0.015 | 15 | 15 | 7 | 2.3714e-11 | 5spot_SharedNeighbor | Water | Porous | Wet | R600a | MinimizeLCOE_Brownfield | IgnoreSilica | 2019 | 3.4586 | 0.17322 | 0.0011696 | 4 | 2412793.5379 | 5760582.7263 | 49188.0598 | 117437.2706 | 54.8881 | 0 | 65.5077 | 61221.748 | 2937.6714 | 88422.8608 | 86867.8944 | 0 | 26989.4306 | 0 | 103911.4461 | 270356.2675 | 184523.7078 | 825231.0267 | 961560.8286 | 9501104.8411 | 9501104.8411 | 1478867.319 | 4682163.0063 | 0 | 11287896.6964 | 26950031.8628 | 23713.7371 | 0.0046784 | 2412793.5379 | 5760582.7263 | 49188.0598 | 117437.2706
1 | 3000 | 707 | 0.015 | 15 | 15 | 7 | 3.1623e-11 | 5spot_SharedNeighbor | Water | Porous | Wet | R600a | MinimizeLCOE_Brownfield | IgnoreSilica | 2019 | 4.687 | 0.24411 | 0.0020005 | 4 | 1439764.2138 | 3397015.6633 | 29351.5409 | 69252.7591 | 55.8637 | 0 | 79.3011 | 79139.9712 | 3837.5155 | 116237.3256 | 111275.8007 | 0 | 31257.7539 | 0 | 133281.8631 | 346772.068 | 236679.0619 | 1058481.3601 | 961560.8286 | 9501104.8411 | 9501104.8411 | 1478867.319 | 4682163.0063 | 0 | 11521147.0298 | 27183282.1962 | 31622.7766 | 0.0080021 | 1439764.2138 | 3397015.6633 | 29351.5409 | 69252.7591
1 | 3000 | 707 | 0.015 | 15 | 15 | 7 | 4.217e-11 | 5spot_SharedNeighbor | Water | Porous | Wet | R600a | MinimizeLCOE_Brownfield | IgnoreSilica | 2019 | 6.1964 | 0.33157 | 0.003123 | 4 | 943940.2275 | 2197705.3104 | 19243.4983 | 44803.1954 | 56.5473 | 0 | 99.7893 | 99109.6397 | 4842.9041 | 148408.1064 | 141314.7368 | 0 | 35450.6807 | 0 | 167359.1664 | 435434.2209 | 297192.803 | 1329112.258 | 961560.8286 | 9501104.8411 | 9501104.8411 | 1478867.319 | 4682163.0063 | 0 | 11791777.9277 | 27453913.0941 | 42169.6503 | 0.012492 | 943940.2275 | 2197705.3104 | 19243.4983 | 44803.1954
1 | 3000 | 707 | 0.015 | 15 | 15 | 7 | 5.6234e-11 | 5spot_SharedNeighbor | Water | Porous | Wet | R600a | MinimizeLCOE_Brownfield | IgnoreSilica | 2019 | 8.0017 | 0.436 | 0.0045821 | 4 | 660065.4217 | 1514591.7397 | 13456.3264 | 30877.0013 | 57.0112 | 0 | 81.6176 | 120841.9699 | 5937.947 | 184670.0478 | 177183.3265 | 0 | 39352.0315 | 0 | 205914.2759 | 535746.707 | 365658.1361 | 1635304.4418 | 961560.8286 | 9501104.8411 | 9501104.8411 | 1478867.319 | 4682163.0063 | 0 | 12097970.1115 | 27760105.2779 | 56234.1325 | 0.018328 | 660065.4217 | 1514591.7397 | 13456.3264 | 30877.0013
1 | 3000 | 707 | 0.015 | 15 | 15 | 7 | 7.4989e-11 | 5spot_SharedNeighbor | Water | Porous | Wet | R600a | MinimizeLCOE_Brownfield | IgnoreSilica | 2019 | 10.6741 | 0.59226 | 0.0066032 | 4 | 474720.8332 | 1067694.7169 | 9677.8263 | 21766.401 | 57.4733 | 0 | 70.4879 | 150688.8528 | 7445.2218 | 235847.6667 | 230625.1641 | 0 | 45686.4241 | 0 | 261414.3985 | 680146.6414 | 464214.0584 | 2076068.4277 | 961560.8286 | 9501104.8411 | 9501104.8411 | 1478867.319 | 4682163.0063 | 0 | 12538734.0974 | 28200869.2638 | 74989.4209 | 0.026413 | 474720.8332 | 1067694.7169 | 9677.8263 | 21766.401
1 | 3000 | 707 | 0.015 | 15 | 15 | 7 | 1e-10 | 5spot_SharedNeighbor | Water | Porous | Wet | R600a | MinimizeLCOE_Brownfield | IgnoreSilica | 2019 | 13.7144 | 0.76953 | 0.0091338 | 4 | 356206.0527 | 784890.987 | 7261.7422 | 16001.0644 | 57.7618 | 0 | 82.4459 | 181645.7184 | 9008.2747 | 290727.3734 | 291301.9413 | 0 | 51088.8857 | 0 | 321271.1555 | 835881.6447 | 570506.3982 | 2551431.3918 | 961560.8286 | 9501104.8411 | 9501104.8411 | 1478867.319 | 4682163.0063 | 0 | 13014097.0615 | 28676232.2279 | 100000 | 0.036535 | 356206.0527 | 784890.987 | 7261.7422 | 16001.0644
1 | 3000 | 707 | 0.015 | 15 | 15 | 7 | 1.3335e-10 | 5spot_SharedNeighbor | Water | Porous | Wet | R600a | MinimizeLCOE_Brownfield | IgnoreSilica | 2019 | 17.3218 | 0.97996 | 0.012296 | 4 | 275625.2336 | 594068.8625 | 5618.9932 | 12110.8973 | 57.975 | 0 | 98.8013 | 215668.7075 | 10726.3612 | 352685.4731 | 363308.482 | 0 | 56404.2096 | 0 | 389529.361 | 1013475.4939 | 691717.8494 | 3093515.9376 | 961560.8286 | 9501104.8411 | 9501104.8411 | 1478867.319 | 4682163.0063 | 0 | 13556181.6073 | 29218316.7737 | 133352.1432 | 0.049183 | 275625.2336 | 594068.8625 | 5618.9932 | 12110.8973
1 | 3000 | 707 | 0.015 | 15 | 15 | 7 | 1.7783e-10 | 5spot_SharedNeighbor | Water | Porous | Wet | R600a | MinimizeLCOE_Brownfield | IgnoreSilica | 2019 | 21.4512 | 1.2209 | 0.016109 | 4 | 219667.3609 | 462724.8068 | 4478.2163 | 9433.2711 | 58.1326 | 0 | 77.316 | 251986.6352 | 12560.2162 | 420437.7118 | 445741.3116 | 0 | 61381.6273 | 0 | 464921.9258 | 1209631.4824 | 825598.3422 | 3692259.2524 | 961560.8286 | 9501104.8411 | 9501104.8411 | 1478867.319 | 4682163.0063 | 0 | 14154924.9221 | 29817060.0885 | 177827.941 | 0.064438 | 219667.3609 | 462724.8068 | 4478.2163 | 9433.2711
1 | 3000 | 707 | 0.015 | 15 | 15 | 7 | 2.3714e-10 | 5spot_SharedNeighbor | Water | Porous | Wet | R600a | MinimizeLCOE_Brownfield | IgnoreSilica | 2019 | 25.9212 | 1.4818 | 0.020496 | 4 | 180307.4536 | 371343.8252 | 3675.8113 | 7570.3462 | 58.2479 | 0 | 95.8804 | 288929.2041 | 14425.1963 | 490839.5211 | 534984.2491 | 0 | 65560.1006 | 0 | 543947.9258 | 1415240.9238 | 965931.0108 | 4319858.1314 | 961560.8286 | 9501104.8411 | 9501104.8411 | 1478867.319 | 4682163.0063 | 0 | 14782523.8011 | 30444658.9675 | 237137.3706 | 0.081985 | 180307.4536 | 371343.8252 | 3675.8113 | 7570.3462
1 | 3000 | 707 | 0.015 | 15 | 15 | 7 | 3.1623e-10 | 5spot_SharedNeighbor | Water | Porous | Wet | R600a | MinimizeLCOE_Brownfield | IgnoreSilica | 2019 | 30.4501 | 1.7462 | 0.025262 | 4 | 152408.4137 | 307406.4846 | 3107.0517 | 6266.897 | 58.3315 | 0 | 95.534 | 324410.5076 | 16215.8751 | 559696.1264 | 625420.3866 | 0 | 68505.5228 | 0 | 621756.8832 | 1617683.8702 | 1104102.4815 | 4937791.6533 | 961560.8286 | 9501104.8411 | 9501104.8411 | 1478867.319 | 4682163.0063 | 0 | 15400457.323 | 31062592.4894 | 316227.766 | 0.10105 | 152408.4137 | 307406.4846 | 3107.0517 | 6266.897
1 | 3000 | 707 | 0.015 | 15 | 15 | 7 | 4.217e-10 | 5spot_SharedNeighbor | Water | Porous | Wet | R600a | MinimizeLCOE_Brownfield | IgnoreSilica | 2019 | 34.7808 | 1.9991 | 0.030139 | 4 | 132529.8499 | 262447.7719 | 2701.8002 | 5350.3528 | 58.392 | 0 | 109.4709 | 356861.4747 | 17853.1 | 623623.8804 | 711912.3439 | 0 | 70148.4724 | 0 | 694355.7159 | 1806571.1408 | 1233021.9249 | 5514348.0531 | 961560.8286 | 9501104.8411 | 9501104.8411 | 1478867.319 | 4682163.0063 | 0 | 15977013.7228 | 31639148.8891 | 421696.5034 | 0.12055 | 132529.8499 | 262447.7719 | 2701.8002 | 5350.3528
1 | 3000 | 707 | 0.015 | 15 | 15 | 7 | 5.6234e-10 | 5spot_SharedNeighbor | Water | Porous | Wet | R600a | MinimizeLCOE_Brownfield | IgnoreSilica | 2019 | 38.6861 | 2.2273 | 0.03484 | 4 | 118299.6003 | 230686.7504 | 2411.6974 | 4702.8614 | 58.4356 | 0 | 85.7509 | 385089.3166 | 19276.8249 | 679907.5837 | 789921.2299 | 0 | 70567.1024 | 0 | 758457.2024 | 1973350.0597 | 1346851.964 | 6023421.2835 | 961560.8286 | 9501104.8411 | 9501104.8411 | 1478867.319 | 4682163.0063 | 0 | 16486086.9532 | 32148222.1196 | 562341.3252 | 0.13936 | 118299.6003 | 230686.7504 | 2411.6974 | 4702.8614
1 | 3000 | 707 | 0.015 | 15 | 15 | 7 | 7.4989e-10 | 5spot_SharedNeighbor | Water | Porous | Wet | R600a | MinimizeLCOE_Brownfield | IgnoreSilica | 2019 | 42.036 | 2.423 | 0.039133 | 4 | 108060.4028 | 208117.2485 | 2202.9575 | 4242.7516 | 58.467 | 0 | 100.5961 | 408622.8404 | 20463.4548 | 727278.7142 | 856841.9297 | 0 | 70021.0125 | 0 | 812458.9011 | 2113851.4024 | 1442747.0175 | 6452285.2725 | 961560.8286 | 9501104.8411 | 9501104.8411 | 1478867.319 | 4682163.0063 | 0 | 16914950.9422 | 32577086.1086 | 749894.2093 | 0.15653 | 108060.4028 | 208117.2485 | 2202.9575 | 4242.7516
1 | 3000 | 707 | 0.015 | 15 | 15 | 7 | 1e-09 | 5spot_SharedNeighbor | Water | Porous | Wet | R600a | MinimizeLCOE_Brownfield | IgnoreSilica | 2019 | 44.8345 | 2.5865 | 0.042891 | 4 | 100651.0654 | 191940.998 | 2051.9081 | 3912.9769 | 58.4898 | 0 | 102.7398 | 427852.364 | 21432.8287 | 766272.7293 | 912753.1389 | 0 | 68961.3786 | 0 | 856936.2514 | 2229572.3444 | 1521728.9382 | 6805509.9734 | 961560.8286 | 9501104.8411 | 9501104.8411 | 1478867.319 | 4682163.0063 | 0 | 17268175.6431 | 32930310.8095 | 1000000 | 0.17156 | 100651.0654 | 191940.998 | 2051.9081 | 3912.9769
1 | 3000 | 707 | 0.015 | 15 | 15 | 7 | 1.3335e-09 | 5spot_SharedNeighbor | Water | Porous | Wet | R600a | MinimizeLCOE_Brownfield | IgnoreSilica | 2019 | 47.066 | 2.7169 | 0.046049 | 4 | 95258.1634 | 180288.2639 | 1941.9665 | 3675.4201 | 58.5061 | 0 | 101.8556 | 442926.6433 | 22192.5767 | 797014.0756 | 957336.6688 | 0 | 67533.4222 | 0 | 891931.3207 | 2320622.3363 | 1583872.4285 | 7083429.472 | 961560.8286 | 9501104.8411 | 9501104.8411 | 1478867.319 | 4682163.0063 | 0 | 17546095.1417 | 33208230.3081 | 1333521.4322 | 0.1842 | 95258.1634 | 180288.2639 | 1941.9665 | 3675.4201
1 | 3000 | 707 | 0.015 | 15 | 15 | 7 | 1.7783e-09 | 5spot_SharedNeighbor | Water | Porous | Wet | R600a | MinimizeLCOE_Brownfield | IgnoreSilica | 2019 | 48.8908 | 2.8235 | 0.049204 | 4 | 90264.3898 | 169841.4384 | 1840.1617 | 3462.4474 | 58.5183 | 0 | 92.1831 | 455092.9189 | 22805.6546 | 821933.1756 | 993793.9115 | 0 | 64244.7219 | 0 | 919569.4492 | 2392531.0771 | 1632951.6217 | 7302922.5304 | 961560.8286 | 9501104.8411 | 9501104.8411 | 1478867.319 | 4682163.0063 | 0 | 17765588.2 | 33427723.3664 | 1778279.41 | 0.19682 | 90264.3898 | 169841.4384 | 1840.1617 | 3462.4474
1 | 3000 | 707 | 0.015 | 15 | 15 | 7 | 2.3714e-09 | 5spot_SharedNeighbor | Water | Porous | Wet | R600a | MinimizeLCOE_Brownfield | IgnoreSilica | 2019 | 50.2797 | 2.9047 | 0.051312 | 4 | 87382.6452 | 163690.7252 | 1781.4134 | 3337.0568 | 58.527 | 0 | 117.5675 | 464260.8794 | 23267.5771 | 840773.7197 | 1021542.8504 | 0 | 62779.4159 | 0 | 940923.5326 | 2448090.0219 | 1670871.7431 | 7472509.7401 | 961560.8286 | 9501104.8411 | 9501104.8411 | 1478867.319 | 4682163.0063 | 0 | 17935175.4098 | 33597310.5762 | 2371373.7057 | 0.20525 | 87382.6452 | 163690.7252 | 1781.4134 | 3337.0568
1 | 3000 | 707 | 0.015 | 15 | 15 | 7 | 3.1623e-09 | 5spot_SharedNeighbor | Water | Porous | Wet | R600a | MinimizeLCOE_Brownfield | IgnoreSilica | 2019 | 51.3392 | 2.9666 | 0.05297 | 4 | 85254.2098 | 159174.678 | 1738.0224 | 3244.9911 | 58.5333 | 0 | 92.6316 | 471202.218 | 23617.2736 | 855073.7624 | 1042708.8916 | 0 | 61456.565 | 0 | 957082.8971 | 2490133.3736 | 1699567.1946 | 7600842.176 | 961560.8286 | 9501104.8411 | 9501104.8411 | 1478867.319 | 4682163.0063 | 0 | 18063507.8457 | 33725643.0121 | 3162277.6602 | 0.21188 | 85254.2098 | 159174.678 | 1738.0224 | 3244.9911
1 | 3000 | 707 | 0.015 | 15 | 15 | 7 | 4.217e-09 | 5spot_SharedNeighbor | Water | Porous | Wet | R600a | MinimizeLCOE_Brownfield | IgnoreSilica | 2019 | 52.1692 | 3.0151 | 0.054268 | 4 | 83676.7795 | 155828.9883 | 1705.8643 | 3176.7847 | 58.538 | 0 | 103.7065 | 476609.9807 | 23889.6866 | 866235.3195 | 1059291.456 | 0 | 60407.6305 | 0 | 969709.2886 | 2522984.6542 | 1721988.8687 | 7701116.8849 | 961560.8286 | 9501104.8411 | 9501104.8411 | 1478867.319 | 4682163.0063 | 0 | 18163782.5546 | 33825917.721 | 4216965.0343 | 0.21707 | 83676.7795 | 155828.9883 | 1705.8643 | 3176.7847
1 | 3000 | 707 | 0.015 | 15 | 15 | 7 | 5.6234e-09 | 5spot_SharedNeighbor | Water | Porous | Wet | R600a | MinimizeLCOE_Brownfield | IgnoreSilica | 2019 | 52.7929 | 3.0515 | 0.055266 | 4 | 82504.5209 | 153353.7578 | 1681.9663 | 3126.3238 | 58.5414 | 0 | 128.0124 | 480655.4553 | 24093.4612 | 874597.0014 | 1071749.5366 | 0 | 59522.3196 | 0 | 979140.9319 | 2547523.8553 | 1738737.3777 | 7776019.939 | 961560.8286 | 9501104.8411 | 9501104.8411 | 1478867.319 | 4682163.0063 | 0 | 18238685.6087 | 33900820.7751 | 5623413.2519 | 0.22106 | 82504.5209 | 153353.7578 | 1681.9663 | 3126.3238
1 | 3000 | 707 | 0.015 | 15 | 15 | 7 | 7.4989e-09 | 5spot_SharedNeighbor | Water | Porous | Wet | R600a | MinimizeLCOE_Brownfield | IgnoreSilica | 2019 | 53.2487 | 3.0782 | 0.056023 | 4 | 81631.4945 | 151522.8836 | 1664.1684 | 3088.9989 | 58.5439 | 0 | 109.9311 | 483603.106 | 24241.9297 | 880695.9326 | 1080855.2602 | 0 | 58759.3358 | 0 | 985980.6701 | 2565319.4512 | 1750883.2375 | 7830338.9232 | 961560.8286 | 9501104.8411 | 9501104.8411 | 1478867.319 | 4682163.0063 | 0 | 18293004.5929 | 33955139.7593 | 7498942.0933 | 0.22409 | 81631.4945 | 151522.8836 | 1664.1684 | 3088.9989
1 | 3000 | 707 | 0.015 | 15 | 15 | 7 | 1e-08 | 5spot_SharedNeighbor | Water | Porous | Wet | R600a | MinimizeLCOE_Brownfield | IgnoreSilica | 2019 | 53.6165 | 3.0997 | 0.05661 | 4 | 80980.238 | 150147.3707 | 1650.8917 | 3060.9572 | 58.5458 | 0 | 119.9459 | 485976.1595 | 24361.4519 | 885609.8594 | 1088203.319 | 0 | 58236.1293 | 0 | 991530.8984 | 2579760.0067 | 1760739.2134 | 7874417.0375 | 961560.8286 | 9501104.8411 | 9501104.8411 | 1478867.319 | 4682163.0063 | 0 | 18337082.7072 | 33999217.8736 | 10000000 | 0.22644 | 80980.238 | 150147.3707 | 1650.8917 | 3060.9572
1 | 3100 | 707 | 0.015 | 15 | 15 | 7 | 1e-13 | 5spot_SharedNeighbor | Water | Porous | Wet | R600a | MinimizeLCOE_Brownfield | IgnoreSilica | 2019 | 0 | 0 | 0 | 0 |  |  |  |  | 15 |  | 17.0496 | [19 empty] | 100 | 0
1 | 3100 | 707 | 0.015 | 15 | 15 | 7 | 1.3335e-13 | 5spot_SharedNeighbor | Water | Porous | Wet | R600a | MinimizeLCOE_Brownfield | IgnoreSilica | 2019 | 0 | 0 | 0 | 0 |  |  |  |  | 15 |  | 17.0492 | [19 empty] | 133.3521 | 0
1 | 3100 | 707 | 0.015 | 15 | 15 | 7 | 1.7783e-13 | 5spot_SharedNeighbor | Water | Porous | Wet | R600a | MinimizeLCOE_Brownfield | IgnoreSilica | 2019 | 0 | 0 | 0 | 0 |  |  |  |  | 15 |  | 19.7634 | [19 empty] | 177.8279 | 0
1 | 3100 | 707 | 0.015 | 15 | 15 | 7 | 2.3714e-13 | 5spot_SharedNeighbor | Water | Porous | Wet | R600a | MinimizeLCOE_Brownfield | IgnoreSilica | 2019 | 0 | 0 | 0 | 0 |  |  |  |  | 15 |  | 21.5337 | [19 empty] | 237.1374 | 0
1 | 3100 | 707 | 0.015 | 15 | 15 | 7 | 3.1623e-13 | 5spot_SharedNeighbor | Water | Porous | Wet | R600a | MinimizeLCOE_Brownfield | IgnoreSilica | 2019 | 0 | 0 | 0 | 0 |  |  |  |  | 15 |  | 21.5224 | [19 empty] | 316.2278 | 0
1 | 3100 | 707 | 0.015 | 15 | 15 | 7 | 4.217e-13 | 5spot_SharedNeighbor | Water | Porous | Wet | R600a | MinimizeLCOE_Brownfield | IgnoreSilica | 2019 | 0 | 0 | 0 | 0 |  |  |  |  | 15 |  | 21.9964 | [19 empty] | 421.6965 | 0
1 | 3100 | 707 | 0.015 | 15 | 15 | 7 | 5.6234e-13 | 5spot_SharedNeighbor | Water | Porous | Wet | R600a | MinimizeLCOE_Brownfield | IgnoreSilica | 2019 | 0 | 0 | 0 | 0 |  |  |  |  | 15 |  | 21.8721 | [19 empty] | 562.3413 | 0
1 | 3100 | 707 | 0.015 | 15 | 15 | 7 | 7.4989e-13 | 5spot_SharedNeighbor | Water | Porous | Wet | R600a | MinimizeLCOE_Brownfield | IgnoreSilica | 2019 | 0 | 0 | 0 | 0 |  |  |  |  | 15 |  | 25.9403 | [19 empty] | 749.8942 | 0
1 | 3100 | 707 | 0.015 | 15 | 15 | 7 | 1e-12 | 5spot_SharedNeighbor | Water | Porous | Wet | R600a | MinimizeLCOE_Brownfield | IgnoreSilica | 2019 | 0 | 0 | 0 | 0 |  |  |  |  | 15 |  | 26.4647 | [19 empty] | 1000 | 0
1 | 3100 | 707 | 0.015 | 15 | 15 | 7 | 1.3335e-12 | 5spot_SharedNeighbor | Water | Porous | Wet | R600a | MinimizeLCOE_Brownfield | IgnoreSilica | 2019 | 0 | 0 | 0 | 0 |  |  |  |  | 15 |  | 27.1381 | [19 empty] | 1333.5214 | 0
1 | 3100 | 707 | 0.015 | 15 | 15 | 7 | 1.7783e-12 | 5spot_SharedNeighbor | Water | Porous | Wet | R600a | MinimizeLCOE_Brownfield | IgnoreSilica | 2019 | 0 | 0 | 0 | 0 |  |  |  |  | 15 |  | 29.8516 | [19 empty] | 1778.2794 | 0
1 | 3100 | 707 | 0.015 | 15 | 15 | 7 | 2.3714e-12 | 5spot_SharedNeighbor | Water | Porous | Wet | R600a | MinimizeLCOE_Brownfield | IgnoreSilica | 2019 | 0 | 0 | 0 | 0 |  |  |  |  | 15 |  | 32.1058 | [19 empty] | 2371.3737 | 0
1 | 3100 | 707 | 0.015 | 15 | 15 | 7 | 3.1623e-12 | 5spot_SharedNeighbor | Water | Porous | Wet | R600a | MinimizeLCOE_Brownfield | IgnoreSilica | 2019 | 0 | 0 | 0 | 0 |  |  |  |  | 15 |  | 31.5663 | [19 empty] | 3162.2777 | 0
1 | 3100 | 707 | 0.015 | 15 | 15 | 7 | 4.217e-12 | 5spot_SharedNeighbor | Water | Porous | Wet | R600a | MinimizeLCOE_Brownfield | IgnoreSilica | 2019 | 0 | 0 | 0 | 0 |  |  |  |  | 15 |  | 34.3583 | [19 empty] | 4216.965 | 0
1 | 3100 | 707 | 0.015 | 15 | 15 | 7 | 5.6234e-12 | 5spot_SharedNeighbor | Water | Porous | Wet | R600a | MinimizeLCOE_Brownfield | IgnoreSilica | 2019 | 0 | 0 | 0 | 0 |  |  |  |  | 15 |  | 33.6522 | [19 empty] | 5623.4133 | 0
1 | 3100 | 707 | 0.015 | 15 | 15 | 7 | 7.4989e-12 | 5spot_SharedNeighbor | Water | Porous | Wet | R600a | MinimizeLCOE_Brownfield | IgnoreSilica | 2019 | 0 | 0 | 0 | 0 |  |  |  |  | 15 |  | 33.2797 | [19 empty] | 7498.9421 | 0
1 | 3100 | 707 | 0.015 | 15 | 15 | 7 | 1e-11 | 5spot_SharedNeighbor | Water | Porous | Wet | R600a | MinimizeLCOE_Brownfield | IgnoreSilica | 2019 | 1.6 | 0.070284 | 4.451e-05 | 4 | 63456544.2393 | 154430052.4709 | 1293647.4856 | 3148265.5017 | 51.8695 | 0 | 34.8972 | 30808.2428 | 1430.0432 | 43094.2781 | 50806.9384 | 0 | 20166.6886 | 0 | 57059.4146 | 148456.8922 | 101324.8794 | 453147.3773 | 961560.8286 | 9883032.0773 | 9883032.0773 | 1478867.319 | 4834933.9008 | 0 | 11297740.2832 | 27494573.5802 | 10000 | 0.00017804 | 63456544.2393 | 154430052.4709 | 1293647.4856 | 3148265.5017
1 | 3100 | 707 | 0.015 | 15 | 15 | 7 | 1.3335e-11 | 5spot_SharedNeighbor | Water | Porous | Wet | R600a | MinimizeLCOE_Brownfield | IgnoreSilica | 2019 | 1.6 | 0.070285 | 0.00034485 | 4 | 8182819.2092 | 19924760.9017 | 166817.8377 | 406193.2012 | 51.8697 | 0 | 33.4943 | 30808.6028 | 1430.062 | 43094.6068 | 50807.1061 | 0 | 16820.8454 | 0 | 55754.877 | 145062.7531 | 99008.3097 | 442787.163 | 961560.8286 | 9883032.0773 | 9883032.0773 | 1478867.319 | 4834933.9008 | 0 | 11287380.0689 | 27484213.366 | 13335.2143 | 0.0013794 | 8182819.2092 | 19924760.9017 | 166817.8377 | 406193.2012
1 | 3100 | 707 | 0.015 | 15 | 15 | 7 | 1.7783e-11 | 5spot_SharedNeighbor | Water | Porous | Wet | R600a | MinimizeLCOE_Brownfield | IgnoreSilica | 2019 | 2.9936 | 0.1535 | 0.00098755 | 4 | 2938344.6553 | 7038608.0467 | 59902.1302 | 143491.5455 | 55.4701 | 0 | 62.2572 | 57061.1375 | 2743.4865 | 80228.7145 | 79231.4932 | 0 | 26900.5755 | 0 | 96004.5088 | 249784.0387 | 170482.7389 | 762436.6936 | 961560.8286 | 9883032.0773 | 9883032.0773 | 1478867.319 | 4834933.9008 | 0 | 11607029.5995 | 27803862.8965 | 17782.7941 | 0.0039502 | 2938344.6553 | 7038608.0467 | 59902.1302 | 143491.5455
1 | 3100 | 707 | 0.015 | 15 | 15 | 7 | 2.3714e-11 | 5spot_SharedNeighbor | Water | Porous | Wet | R600a | MinimizeLCOE_Brownfield | IgnoreSilica | 2019 | 4.0628 | 0.21831 | 0.001798 | 4 | 1644206.4956 | 3896234.7091 | 33519.3734 | 79430.0146 | 56.653 | 0 | 89.0841 | 74487.9291 | 3624.598 | 106219.4433 | 101144.6572 | 0 | 31165.2182 | 0 | 123490.3198 | 321296.4808 | 219291.4502 | 980720.0965 | 961560.8286 | 9883032.0773 | 9883032.0773 | 1478867.319 | 4834933.9008 | 0 | 11825313.0024 | 28022146.2994 | 23713.7371 | 0.0071921 | 1644206.4956 | 3896234.7091 | 33519.3734 | 79430.0146
1 | 3100 | 707 | 0.015 | 15 | 15 | 7 | 3.1623e-11 | 5spot_SharedNeighbor | Water | Porous | Wet | R600a | MinimizeLCOE_Brownfield | IgnoreSilica | 2019 | 5.4413 | 0.30246 | 0.0029116 | 4 | 1038229.8246 | 2428965.733 | 21165.7193 | 49517.7519 | 57.5194 | 0 | 87.6272 | 94838.6128 | 4656.8414 | 137763.6806 | 129485.6102 | 0 | 35828.907 | 0 | 157003.7242 | 408491.4846 | 278803.8319 | 1246872.6927 | 961560.8286 | 9883032.0773 | 9883032.0773 | 1478867.319 | 4834933.9008 | 0 | 12091465.5986 | 28288298.8956 | 31622.7766 | 0.011646 | 1038229.8246 | 2428965.733 | 21165.7193 | 49517.7519
1 | 3100 | 707 | 0.015 | 15 | 15 | 7 | 4.217e-11 | 5spot_SharedNeighbor | Water | Porous | Wet | R600a | MinimizeLCOE_Brownfield | IgnoreSilica | 2019 | 7.1197 | 0.40508 | 0.0043921 | 4 | 705677.8736 | 1627603.6904 | 14386.198 | 33180.9027 | 58.1232 | 0 | 81.0772 | 117357.2544 | 5800.8979 | 173936.5966 | 163998.1019 | 0 | 40349.198 | 0 | 195562.399 | 508813.2468 | 347275.496 | 1553093.1905 | 961560.8286 | 9883032.0773 | 9883032.0773 | 1478867.319 | 4834933.9008 | 0 | 12397686.0964 | 28594519.3934 | 42169.6503 | 0.017568 | 705677.8736 | 1627603.6904 | 14386.198 | 33180.9027
1 | 3100 | 707 | 0.015 | 15 | 15 | 7 | 5.6234e-11 | 5spot_SharedNeighbor | Water | Porous | Wet | R600a | MinimizeLCOE_Brownfield | IgnoreSilica | 2019 | 9.5144 | 0.55222 | 0.0064066 | 4 | 500184.4556 | 1132216.9477 | 10196.9367 | 23081.7739 | 58.651 | 0 | 100.0673 | 146831.7117 | 7301.1328 | 222761.0146 | 213368.815 | 0 | 46890.739 | 0 | 248489.8311 | 646519.5682 | 441262.8899 | 1973425.7022 | 961560.8286 | 9883032.0773 | 9883032.0773 | 1478867.319 | 4834933.9008 | 0 | 12818018.608 | 29014851.9051 | 56234.1325 | 0.025627 | 500184.4556 | 1132216.9477 | 10196.9367 | 23081.7739
1 | 3100 | 707 | 0.015 | 15 | 15 | 7 | 7.4989e-11 | 5spot_SharedNeighbor | Water | Porous | Wet | R600a | MinimizeLCOE_Brownfield | IgnoreSilica | 2019 | 12.2406 | 0.71967 | 0.0089895 | 4 | 369081.1504 | 819517.5083 | 7524.2185 | 16706.9729 | 58.9967 | 0 | 91.8937 | 177511.1312 | 8863.1926 | 275244.3665 | 269544.9277 | 0 | 52389.3081 | 0 | 305585.6412 | 795071.1542 | 542652.3998 | 2426862.1214 | 961560.8286 | 9883032.0773 | 9883032.0773 | 1478867.319 | 4834933.9008 | 0 | 13271455.0273 | 29468288.3243 | 74989.4209 | 0.035958 | 369081.1504 | 819517.5083 | 7524.2185 | 16706.9729
1 | 3100 | 707 | 0.015 | 15 | 15 | 7 | 1e-10 | 5spot_SharedNeighbor | Water | Porous | Wet | R600a | MinimizeLCOE_Brownfield | IgnoreSilica | 2019 | 15.6387 | 0.92815 | 0.012285 | 4 | 281111.3202 | 610712.5616 | 5730.8345 | 12450.2016 | 59.2611 | 0 | 117.6278 | 212811.336 | 10661.2773 | 337283.1934 | 339499.7419 | 0 | 58468.6823 | 0 | 373902.4501 | 972817.4772 | 663967.9176 | 2969412.0758 | 961560.8286 | 9883032.0773 | 9883032.0773 | 1478867.319 | 4834933.9008 | 0 | 13814004.9817 | 30010838.2787 | 100000 | 0.049141 | 281111.3202 | 610712.5616 | 5730.8345 | 12450.2016
1 | 3100 | 707 | 0.015 | 15 | 15 | 7 | 1.3335e-10 | 5spot_SharedNeighbor | Water | Porous | Wet | R600a | MinimizeLCOE_Brownfield | IgnoreSilica | 2019 | 19.6265 | 1.1729 | 0.016357 | 4 | 220495.4666 | 468045.6956 | 4495.0983 | 9541.7446 | 59.4566 | 0 | 109.7392 | 251279.5125 | 12620.5236 | 406656.4297 | 421606.6533 | 0 | 64373.9557 | 0 | 451049.4592 | 1173538.1699 | 800963.9147 | 3582088.6187 | 961560.8286 | 9883032.0773 | 9883032.0773 | 1478867.319 | 4834933.9008 | 0 | 14426681.5246 | 30623514.8216 | 133352.1432 | 0.065428 | 220495.4666 | 468045.6956 | 4495.0983 | 9541.7446
1 | 3100 | 707 | 0.015 | 15 | 15 | 7 | 1.7783e-10 | 5spot_SharedNeighbor | Water | Porous | Wet | R600a | MinimizeLCOE_Brownfield | IgnoreSilica | 2019 | 24.0964 | 1.4473 | 0.021191 | 4 | 178019.5721 | 369097.1314 | 3629.1698 | 7524.5443 | 59.6004 | 0 | 130.6474 | 291606.2587 | 14673.8676 | 481077.4109 | 513656.442 | 0 | 69674.6449 | 0 | 534568.5634 | 1390837.7469 | 949275.3411 | 4245370.2755 | 961560.8286 | 9883032.0773 | 9883032.0773 | 1478867.319 | 4834933.9008 | 0 | 15089963.1814 | 31286796.4784 | 177827.941 | 0.084766 | 178019.5721 | 369097.1314 | 3629.1698 | 7524.5443
1 | 3100 | 707 | 0.015 | 15 | 15 | 7 | 2.3714e-10 | 5spot_SharedNeighbor | Water | Porous | Wet | R600a | MinimizeLCOE_Brownfield | IgnoreSilica | 2019 | 28.8176 | 1.7373 | 0.026645 | 4 | 147954.6711 | 299923.5336 | 3016.2561 | 6114.3469 | 59.7053 | 0 | 101.7175 | 331766.496 | 16717.9876 | 556691.1451 | 610896.8622 | 0 | 73854.8149 | 0 | 620071.6493 | 1613299.2372 | 1101109.8794 | 4924408.0717 | 961560.8286 | 9883032.0773 | 9883032.0773 | 1478867.319 | 4834933.9008 | 0 | 15769000.9776 | 31965834.2746 | 237137.3706 | 0.10658 | 147954.6711 | 299923.5336 | 3016.2561 | 6114.3469
1 | 3100 | 707 | 0.015 | 15 | 15 | 7 | 3.1623e-10 | 5spot_SharedNeighbor | Water | Porous | Wet | R600a | MinimizeLCOE_Brownfield | IgnoreSilica | 2019 | 33.5239 | 2.0264 | 0.032454 | 4 | 126546.2848 | 251313.6813 | 2579.8172 | 5123.3693 | 59.7816 | 0 | 131.8889 | 369843.4253 | 18655.3016 | 629604.952 | 707846.3222 | 0 | 76669.2494 | 0 | 703021.5077 | 1829117.7535 | 1248410.4514 | 5583168.963 | 961560.8286 | 9883032.0773 | 9883032.0773 | 1478867.319 | 4834933.9008 | 0 | 16427761.8689 | 32624595.166 | 316227.766 | 0.12982 | 126546.2848 | 251313.6813 | 2579.8172 | 5123.3693
1 | 3100 | 707 | 0.015 | 15 | 15 | 7 | 4.217e-10 | 5spot_SharedNeighbor | Water | Porous | Wet | R600a | MinimizeLCOE_Brownfield | IgnoreSilica | 2019 | 37.9286 | 2.2971 | 0.038274 | 4 | 111235.4346 | 217029.4031 | 2267.6848 | 4424.4379 | 59.8368 | 0 | 118.7336 | 404035.4115 | 20394.2801 | 695993.6625 | 798597.7398 | 0 | 78011.8187 | 0 | 778842.8359 | 2026389.2964 | 1383052.3329 | 6185317.3779 | 961560.8286 | 9883032.0773 | 9883032.0773 | 1478867.319 | 4834933.9008 | 0 | 17029910.2838 | 33226743.5808 | 421696.5034 | 0.1531 | 111235.4346 | 217029.4031 | 2267.6848 | 4424.4379
1 | 3100 | 707 | 0.015 | 15 | 15 | 7 | 5.6234e-10 | 5spot_SharedNeighbor | Water | Porous | Wet | R600a | MinimizeLCOE_Brownfield | IgnoreSilica | 2019 | 41.8339 | 2.5371 | 0.043779 | 4 | 100237.9359 | 192730.6728 | 2043.4859 | 3929.0755 | 59.8766 | 0 | 92.2436 | 433359.9336 | 21885.1704 | 753565.812 | 879071.3352 | 0 | 78081.2341 | 0 | 844725.7593 | 2197803.1486 | 1500045.8092 | 6708538.2025 | 961560.8286 | 9883032.0773 | 9883032.0773 | 1478867.319 | 4834933.9008 | 0 | 17553131.1083 | 33749964.4054 | 562341.3252 | 0.17511 | 100237.9359 | 192730.6728 | 2043.4859 | 3929.0755
1 | 3100 | 707 | 0.015 | 15 | 15 | 7 | 7.4989e-10 | 5spot_SharedNeighbor | Water | Porous | Wet | R600a | MinimizeLCOE_Brownfield | IgnoreSilica | 2019 | 45.1512 | 2.7411 | 0.048728 | 4 | 92299.4274 | 175398.3429 | 1881.6487 | 3575.7325 | 59.9053 | 0 | 112.5653 | 457625.8689 | 23118.4838 | 801622.6094 | 947434.0488 | 0 | 77247.6561 | 0 | 899748.9801 | 2340962.2825 | 1597754.8597 | 7145514.7894 | 961560.8286 | 9883032.0773 | 9883032.0773 | 1478867.319 | 4834933.9008 | 0 | 17990107.6953 | 34186940.9923 | 749894.2093 | 0.19491 | 92299.4274 | 175398.3429 | 1881.6487 | 3575.7325
1 | 3100 | 707 | 0.015 | 15 | 15 | 7 | 1e-09 | 5spot_SharedNeighbor | Water | Porous | Wet | R600a | MinimizeLCOE_Brownfield | IgnoreSilica | 2019 | 47.8554 | 2.9073 | 0.052986 | 4 | 86537.6232 | 162958.1837 | 1764.1865 | 3322.123 | 59.9258 | 0 | 127.7728 | 477009.8652 | 24103.4017 | 840269.9092 | 1003161.8708 | 0 | 75820.2142 | 0 | 943942.4518 | 2455944.6305 | 1676232.6749 | 7496485.0184 | 961560.8286 | 9883032.0773 | 9883032.0773 | 1478867.319 | 4834933.9008 | 0 | 18341077.9242 | 34537911.2213 | 1000000 | 0.21194 | 86537.6232 | 162958.1837 | 1764.1865 | 3322.123
1 | 3100 | 707 | 0.015 | 15 | 15 | 7 | 1.3335e-09 | 5spot_SharedNeighbor | Water | Porous | Wet | R600a | MinimizeLCOE_Brownfield | IgnoreSilica | 2019 | 50.0286 | 3.0409 | 0.056539 | 4 | 82332.473 | 153950.5919 | 1678.4588 | 3138.4911 | 59.9407 | 0 | 117.4183 | 492347.4988 | 24882.5393 | 871007.5128 | 1047945.8653 | 0 | 74218.2939 | 0 | 979056.667 | 2547304.6153 | 1738587.7418 | 7775350.7342 | 961560.8286 | 9883032.0773 | 9883032.0773 | 1478867.319 | 4834933.9008 | 0 | 18619943.6401 | 34816776.9371 | 1333521.4322 | 0.22616 | 82332.473 | 153950.5919 | 1678.4588 | 3138.4911
1 | 3100 | 707 | 0.015 | 15 | 15 | 7 | 1.7783e-09 | 5spot_SharedNeighbor | Water | Porous | Wet | R600a | MinimizeLCOE_Brownfield | IgnoreSilica | 2019 | 51.7607 | 3.1474 | 0.060011 | 4 | 78461.8589 | 145936.4924 | 1599.5511 | 2975.1128 | 59.9515 | 0 | 110.467 | 504427.6655 | 25496.0826 | 895312.9185 | 1083640.514 | 0 | 70714.6813 | 0 | 1006040.8261 | 2617511.8623 | 1786505.6305 | 7989650.1808 | 961560.8286 | 9883032.0773 | 9883032.0773 | 1478867.319 | 4834933.9008 | 0 | 18834243.0866 | 35031076.3837 | 1778279.41 | 0.24004 | 78461.8589 | 145936.4924 | 1599.5511 | 2975.1128
1 | 3100 | 707 | 0.015 | 15 | 15 | 7 | 2.3714e-09 | 5spot_SharedNeighbor | Water | Porous | Wet | R600a | MinimizeLCOE_Brownfield | IgnoreSilica | 2019 | 53.0855 | 3.2288 | 0.062339 | 4 | 76199.3003 | 141153.5337 | 1553.4258 | 2877.6057 | 59.9593 | 0 | 111.8183 | 513583.2375 | 25961.015 | 913789.5613 | 1110938.7432 | 0 | 69119.6726 | 0 | 1027022.9695 | 2672103.0954 | 1823765.2688 | 8156283.5633 | 961560.8286 | 9883032.0773 | 9883032.0773 | 1478867.319 | 4834933.9008 | 0 | 19000876.4692 | 35197709.7662 | 2371373.7057 | 0.24936 | 76199.3003 | 141153.5337 | 1553.4258 | 2877.6057
1 | 3100 | 707 | 0.015 | 15 | 15 | 7 | 3.1623e-09 | 5spot_SharedNeighbor | Water | Porous | Wet | R600a | MinimizeLCOE_Brownfield | IgnoreSilica | 2019 | 54.0964 | 3.2909 | 0.064163 | 4 | 74525.5466 | 137633.7788 | 1519.3041 | 2805.8507 | 59.965 | 0 | 153.2593 | 520522.4651 | 26313.3554 | 927824.9972 | 1131768.4473 | 0 | 67718.3098 | 0 | 1042917.5542 | 2713457.5441 | 1851990.5298 | 8282513.2028 | 961560.8286 | 9883032.0773 | 9883032.0773 | 1478867.319 | 4834933.9008 | 0 | 19127106.1087 | 35323939.4057 | 3162277.6602 | 0.25665 | 74525.5466 | 137633.7788 | 1519.3041 | 2805.8507
1 | 3100 | 707 | 0.015 | 15 | 15 | 7 | 4.217e-09 | 5spot_SharedNeighbor | Water | Porous | Wet | R600a | MinimizeLCOE_Brownfield | IgnoreSilica | 2019 | 54.8734 | 3.3387 | 0.06558 | 4 | 73283.5321 | 135028.1802 | 1493.9839 | 2752.7321 | 59.9691 | 0 | 139.9202 | 525828.9294 | 26582.7663 | 938576.1845 | 1147777.8736 | 0 | 66571.694 | 0 | 1055081.6046 | 2745105.9082 | 1873591.1887 | 8379116.1493 | 961560.8286 | 9883032.0773 | 9883032.0773 | 1478867.319 | 4834933.9008 | 0 | 19223709.0552 | 35420542.3522 | 4216965.0343 | 0.26232 | 73283.5321 | 135028.1802 | 1493.9839 | 2752.7321
1 | 3100 | 707 | 0.015 | 15 | 15 | 7 | 5.6234e-09 | 5spot_SharedNeighbor | Water | Porous | Wet | R600a | MinimizeLCOE_Brownfield | IgnoreSilica | 2019 | 55.4756 | 3.3757 | 0.066675 | 4 | 72359.6239 | 133089.7182 | 1475.1488 | 2713.2139 | 59.9723 | 0 | 128.644 | 529925.2426 | 26790.722 | 946886.2765 | 1160184.0359 | 0 | 65682.9466 | 0 | 1064492.9972 | 2769592.4211 | 1890303.7368 | 8453858.3786 | 961560.8286 | 9883032.0773 | 9883032.0773 | 1478867.319 | 4834933.9008 | 0 | 19298451.2844 | 35495284.5815 | 5623413.2519 | 0.2667 | 72359.6239 | 133089.7182 | 1475.1488 | 2713.2139
1 | 3100 | 707 | 0.015 | 15 | 15 | 7 | 7.4989e-09 | 5spot_SharedNeighbor | Water | Porous | Wet | R600a | MinimizeLCOE_Brownfield | IgnoreSilica | 2019 | 55.9212 | 3.4031 | 0.067508 | 4 | 71671.0318 | 131652.3055 | 1461.1109 | 2683.9103 | 59.9745 | 0 | 137.3621 | 532947.9584 | 26944.166 | 953024.3627 | 1169365.2663 | 0 | 64940.2617 | 0 | 1071416.5859 | 2787606.1787 | 1902598.4965 | 8508843.2762 | 961560.8286 | 9883032.0773 | 9883032.0773 | 1478867.319 | 4834933.9008 | 0 | 19353436.1821 | 35550269.4791 | 7498942.0933 | 0.27003 | 71671.0318 | 131652.3055 | 1461.1109 | 2683.9103
1 | 3100 | 707 | 0.015 | 15 | 15 | 7 | 1e-08 | 5spot_SharedNeighbor | Water | Porous | Wet | R600a | MinimizeLCOE_Brownfield | IgnoreSilica | 2019 | 56.265 | 3.4242 | 0.068145 | 4 | 71157.0605 | 130577.9304 | 1450.6329 | 2662.0077 | 59.9762 | 0 | 140.3573 | 535274.5765 | 27062.2685 | 957752.3616 | 1176447.5017 | 0 | 64383.4786 | 0 | 1076758.8729 | 2801505.7136 | 1912085.2147 | 8551269.988 | 961560.8286 | 9883032.0773 | 9883032.0773 | 1478867.319 | 4834933.9008 | 0 | 19395862.8939 | 35592696.191 | 10000000 | 0.27258 | 71157.0605 | 130577.9304 | 1450.6329 | 2662.0077
1 | 3200 | 707 | 0.015 | 15 | 15 | 7 | 1e-13 | 5spot_SharedNeighbor | Water | Porous | Wet | R600a | MinimizeLCOE_Brownfield | IgnoreSilica | 2019 | 0 | 0 | 0 | 0 |  |  |  |  | 15 |  | 16.942 | [19 empty] | 100 | 0
1 | 3200 | 707 | 0.015 | 15 | 15 | 7 | 1.3335e-13 | 5spot_SharedNeighbor | Water | Porous | Wet | R600a | MinimizeLCOE_Brownfield | IgnoreSilica | 2019 | 0 | 0 | 0 | 0 |  |  |  |  | 15 |  | 17.7125 | [19 empty] | 133.3521 | 0
1 | 3200 | 707 | 0.015 | 15 | 15 | 7 | 1.7783e-13 | 5spot_SharedNeighbor | Water | Porous | Wet | R600a | MinimizeLCOE_Brownfield | IgnoreSilica | 2019 | 0 | 0 | 0 | 0 |  |  |  |  | 15 |  | 20.0481 | [19 empty] | 177.8279 | 0
1 | 3200 | 707 | 0.015 | 15 | 15 | 7 | 2.3714e-13 | 5spot_SharedNeighbor | Water | Porous | Wet | R600a | MinimizeLCOE_Brownfield | IgnoreSilica | 2019 | 0 | 0 | 0 | 0 |  |  |  |  | 15 |  | 22.5246 | [19 empty] | 237.1374 | 0
1 | 3200 | 707 | 0.015 | 15 | 15 | 7 | 3.1623e-13 | 5spot_SharedNeighbor | Water | Porous | Wet | R600a | MinimizeLCOE_Brownfield | IgnoreSilica | 2019 | 0 | 0 | 0 | 0 |  |  |  |  | 15 |  | 23.1853 | [19 empty] | 316.2278 | 0
1 | 3200 | 707 | 0.015 | 15 | 15 | 7 | 4.217e-13 | 5spot_SharedNeighbor | Water | Porous | Wet | R600a | MinimizeLCOE_Brownfield | IgnoreSilica | 2019 | 0 | 0 | 0 | 0 |  |  |  |  | 15 |  | 23.4185 | [19 empty] | 421.6965 | 0
1 | 3200 | 707 | 0.015 | 15 | 15 | 7 | 5.6234e-13 | 5spot_SharedNeighbor | Water | Porous | Wet | R600a | MinimizeLCOE_Brownfield | IgnoreSilica | 2019 | 0 | 0 | 0 | 0 |  |  |  |  | 15 |  | 23.0298 | [19 empty] | 562.3413 | 0
1 | 3200 | 707 | 0.015 | 15 | 15 | 7 | 7.4989e-13 | 5spot_SharedNeighbor | Water | Porous | Wet | R600a | MinimizeLCOE_Brownfield | IgnoreSilica | 2019 | 0 | 0 | 0 | 0 |  |  |  |  | 15 |  | 26.1092 | [19 empty] | 749.8942 | 0
1 | 3200 | 707 | 0.015 | 15 | 15 | 7 | 1e-12 | 5spot_SharedNeighbor | Water | Porous | Wet | R600a | MinimizeLCOE_Brownfield | IgnoreSilica | 2019 | 0 | 0 | 0 | 0 |  |  |  |  | 15 |  | 26.687 | [19 empty] | 1000 | 0
1 | 3200 | 707 | 0.015 | 15 | 15 | 7 | 1.3335e-12 | 5spot_SharedNeighbor | Water | Porous | Wet | R600a | MinimizeLCOE_Brownfield | IgnoreSilica | 2019 | 0 | 0 | 0 | 0 |  |  |  |  | 15 |  | 29.9025 | [19 empty] | 1333.5214 | 0
1 | 3200 | 707 | 0.015 | 15 | 15 | 7 | 1.7783e-12 | 5spot_SharedNeighbor | Water | Porous | Wet | R600a | MinimizeLCOE_Brownfield | IgnoreSilica | 2019 | 0 | 0 | 0 | 0 |  |  |  |  | 15 |  | 30.8757 | [19 empty] | 1778.2794 | 0
1 | 3200 | 707 | 0.015 | 15 | 15 | 7 | 2.3714e-12 | 5spot_SharedNeighbor | Water | Porous | Wet | R600a | MinimizeLCOE_Brownfield | IgnoreSilica | 2019 | 0 | 0 | 0 | 0 |  |  |  |  | 15 |  | 33.942 | [19 empty] | 2371.3737 | 0
1 | 3200 | 707 | 0.015 | 15 | 15 | 7 | 3.1623e-12 | 5spot_SharedNeighbor | Water | Porous | Wet | R600a | MinimizeLCOE_Brownfield | IgnoreSilica | 2019 | 0 | 0 | 0 | 0 |  |  |  |  | 15 |  | 34.5725 | [19 empty] | 3162.2777 | 0
1 | 3200 | 707 | 0.015 | 15 | 15 | 7 | 4.217e-12 | 5spot_SharedNeighbor | Water | Porous | Wet | R600a | MinimizeLCOE_Brownfield | IgnoreSilica | 2019 | 0 | 0 | 0 | 0 |  |  |  |  | 15 |  | 34.7058 | [19 empty] | 4216.965 | 0
1 | 3200 | 707 | 0.015 | 15 | 15 | 7 | 5.6234e-12 | 5spot_SharedNeighbor | Water | Porous | Wet | R600a | MinimizeLCOE_Brownfield | IgnoreSilica | 2019 | 0 | 0 | 0 | 0 |  |  |  |  | 15 |  | 33.939 | [19 empty] | 5623.4133 | 0
1 | 3200 | 707 | 0.015 | 15 | 15 | 7 | 7.4989e-12 | 5spot_SharedNeighbor | Water | Porous | Wet | R600a | MinimizeLCOE_Brownfield | IgnoreSilica | 2019 | 0 | 0 | 0 | 0 |  |  |  |  | 15 |  | 32.3545 | [19 empty] | 7498.9421 | 0
1 | 3200 | 707 | 0.015 | 15 | 15 | 7 | 1e-11 | 5spot_SharedNeighbor | Water | Porous | Wet | R600a | MinimizeLCOE_Brownfield | IgnoreSilica | 2019 | 1.6 | 0.073229 | 0.00023462 | 4 | 12461793.7691 | 30298560.5725 | 254050.5218 | 617677.1391 | 52.7979 | 0 | 34.1565 | 32405.0099 | 1514.3849 | 44492.786 | 51516.3837 | 0 | 19547.168 | 0 | 58295.5356 | 151673.0257 | 103519.9566 | 462964.2504 | 961560.8286 | 10270819.4043 | 10270819.4043 | 1478867.319 | 4990048.8316 | 0 | 11695344.4833 | 28435080.0382 | 10000 | 0.0009385 | 12461793.7691 | 30298560.5725 | 254050.5218 | 617677.1391
1 | 3200 | 707 | 0.015 | 15 | 15 | 7 | 1.3335e-11 | 5spot_SharedNeighbor | Water | Porous | Wet | R600a | MinimizeLCOE_Brownfield | IgnoreSilica | 2019 | 1.6 | 0.07323 | 0.00052945 | 4 | 5517368.5729 | 13421664.7911 | 112479.0212 | 273618.7909 | 52.7981 | 0 | 31.6474 | 32405.3711 | 1514.4041 | 44493.098 | 51516.5411 | 0 | 16107.9699 | 0 | 56954.5798 | 148184.1337 | 101138.7161 | 452314.8138 | 961560.8286 | 10270819.4043 | 10270819.4043 | 1478867.319 | 4990048.8316 | 0 | 11684695.0467 | 28424430.6016 | 13335.2143 | 0.0021178 | 5517368.5729 | 13421664.7911 | 112479.0212 | 273618.7909
1 | 3200 | 707 | 0.015 | 15 | 15 | 7 | 1.7783e-11 | 5spot_SharedNeighbor | Water | Porous | Wet | R600a | MinimizeLCOE_Brownfield | IgnoreSilica | 2019 | 3.4781 | 0.19141 | 0.0015302 | 4 | 1981614.6873 | 4716490.1887 | 40397.8957 | 96152.032 | 57.2636 | 0 | 75.9618 | 68881.8638 | 3358.7367 | 95559.7057 | 91038.7264 | 0 | 30696.9446 | 0 | 112919.0311 | 293792.156 | 200519.1833 | 896766.3476 | 961560.8286 | 10270819.4043 | 10270819.4043 | 1478867.319 | 4990048.8316 | 0 | 12129146.5805 | 28868882.1354 | 17782.7941 | 0.0061208 | 1981614.6873 | 4716490.1887 | 40397.8957 | 96152.032
1 | 3200 | 707 | 0.015 | 15 | 15 | 7 | 2.3714e-11 | 5spot_SharedNeighbor | Water | Porous | Wet | R600a | MinimizeLCOE_Brownfield | IgnoreSilica | 2019 | 4.7085 | 0.27026 | 0.0026052 | 4 | 1188510.1702 | 2794913.6815 | 24229.3874 | 56978.0958 | 58.3554 | 0 | 88.3694 | 89174.4648 | 4395.201 | 125802.8984 | 117114.1613 | 0 | 35663.5283 | 0 | 145138.599 | 377620.8626 | 257733.9981 | 1152643.7135 | 961560.8286 | 10270819.4043 | 10270819.4043 | 1478867.319 | 4990048.8316 | 0 | 12385023.9464 | 29124759.5013 | 23713.7371 | 0.010421 | 1188510.1702 | 2794913.6815 | 24229.3874 | 56978.0958
1 | 3200 | 707 | 0.015 | 15 | 15 | 7 | 3.1623e-11 | 5spot_SharedNeighbor | Water | Porous | Wet | R600a | MinimizeLCOE_Brownfield | IgnoreSilica | 2019 | 6.2307 | 0.36803 | 0.0040624 | 4 | 780521.2488 | 1810672.2691 | 15911.9814 | 36913.0033 | 59.1271 | 0 | 102.0927 | 111931.8328 | 5560.8095 | 160940.2155 | 149380.3546 | 0 | 40641.9667 | 0 | 182697.5199 | 475341.4703 | 324430.3207 | 1450924.49 | 961560.8286 | 10270819.4043 | 10270819.4043 | 1478867.319 | 4990048.8316 | 0 | 12683304.7229 | 29423040.2778 | 31622.7766 | 0.01625 | 780521.2488 | 1810672.2691 | 15911.9814 | 36913.0033
1 | 3200 | 707 | 0.015 | 15 | 15 | 7 | 4.217e-11 | 5spot_SharedNeighbor | Water | Porous | Wet | R600a | MinimizeLCOE_Brownfield | IgnoreSilica | 2019 | 8.0749 | 0.48594 | 0.0059653 | 4 | 545831.6153 | 1247379.6406 | 11127.5158 | 25429.5212 | 59.6551 | 0 | 92.1223 | 136968.3156 | 6844.578 | 200912.8413 | 188331.6965 | 0 | 45450.0189 | 0 | 225617.9056 | 587011.5097 | 400647.4173 | 1791784.2828 | 961560.8286 | 10270819.4043 | 10270819.4043 | 1478867.319 | 4990048.8316 | 0 | 13024164.5157 | 29763900.0706 | 42169.6503 | 0.023861 | 545831.6153 | 1247379.6406 | 11127.5158 | 25429.5212
1 | 3200 | 707 | 0.015 | 15 | 15 | 7 | 5.6234e-11 | 5spot_SharedNeighbor | Water | Porous | Wet | R600a | MinimizeLCOE_Brownfield | IgnoreSilica | 2019 | 10.7667 | 0.65989 | 0.0086082 | 4 | 392273.3106 | 878428.9879 | 7997.022 | 17907.9631 | 60.1744 | 0 | 81.253 | 170878.6541 | 8587.4738 | 256508.7767 | 245544.0523 | 0 | 52911.0332 | 0 | 286427.6961 | 745226.1109 | 508632.1336 | 2274715.9307 | 961560.8286 | 10270819.4043 | 10270819.4043 | 1478867.319 | 4990048.8316 | 0 | 13507096.1636 | 30246831.7185 | 56234.1325 | 0.034433 | 392273.3106 | 878428.9879 | 7997.022 | 17907.9631
1 | 3200 | 707 | 0.015 | 15 | 15 | 7 | 7.4989e-11 | 5spot_SharedNeighbor | Water | Porous | Wet | R600a | MinimizeLCOE_Brownfield | IgnoreSilica | 2019 | 13.8996 | 0.86194 | 0.011942 | 4 | 293925.6039 | 644370.6983 | 5992.071 | 13136.3683 | 60.5042 | 0 | 92.1859 | 206839.32 | 10434.4765 | 317523.4046 | 312037.8142 | 0 | 59640.5908 | 0 | 353525.4864 | 919800.7975 | 627782.9443 | 2807584.8343 | 961560.8286 | 10270819.4043 | 10270819.4043 | 1478867.319 | 4990048.8316 | 0 | 14039965.0672 | 30779700.6221 | 74989.4209 | 0.047767 | 293925.6039 | 644370.6983 | 5992.071 | 13136.3683
1 | 3200 | 707 | 0.015 | 15 | 15 | 7 | 1e-10 | 5spot_SharedNeighbor | Water | Porous | Wet | R600a | MinimizeLCOE_Brownfield | IgnoreSilica | 2019 | 17.6339 | 1.1029 | 0.016141 | 4 | 226888.9573 | 486155.3884 | 4625.4383 | 9910.9352 | 60.7468 | 0 | 92.1556 | 246489.6888 | 12470.8296 | 386656.8706 | 391309.8844 | 0 | 66269.1046 | 0 | 430246.5874 | 1119413.3648 | 764022.6231 | 3416878.9534 | 961560.8286 | 10270819.4043 | 10270819.4043 | 1478867.319 | 4990048.8316 | 0 | 14649259.1863 | 31388994.7412 | 100000 | 0.064566 | 226888.9573 | 486155.3884 | 4625.4383 | 9910.9352
1 | 3200 | 707 | 0.015 | 15 | 15 | 7 | 1.3335e-10 | 5spot_SharedNeighbor | Water | Porous | Wet | R600a | MinimizeLCOE_Brownfield | IgnoreSilica | 2019 | 21.9776 | 1.3833 | 0.021272 | 4 | 180194.2071 | 376930.0584 | 3673.5026 | 7684.2291 | 60.9273 | 0 | 95.7871 | 289432.764 | 14675.654 | 463400.786 | 483535.4223 | 0 | 72666.9282 | 0 | 516247.5063 | 1343170.1144 | 916741.2025 | 4099870.3778 | 961560.8286 | 10270819.4043 | 10270819.4043 | 1478867.319 | 4990048.8316 | 0 | 15332250.6107 | 32071986.1656 | 133352.1432 | 0.085087 | 180194.2071 | 376930.0584 | 3673.5026 | 7684.2291
1 | 3200 | 707 | 0.015 | 15 | 15 | 7 | 1.7783e-10 | 5spot_SharedNeighbor | Water | Porous | Wet | R600a | MinimizeLCOE_Brownfield | IgnoreSilica | 2019 | 26.7714 | 1.6929 | 0.027272 | 4 | 147232.3449 | 300685.6017 | 3001.5305 | 6129.8827 | 61.0601 | 0 | 91.0407 | 333877.5455 | 16956.5677 | 544598.9342 | 585343.6731 | 0 | 78261.1037 | 0 | 608024.7515 | 1581955.6803 | 1079717.2578 | 4828735.5139 | 961560.8286 | 10270819.4043 | 10270819.4043 | 1478867.319 | 4990048.8316 | 0 | 16061115.7468 | 32800851.3017 | 177827.941 | 0.10909 | 147232.3449 | 300685.6017 | 3001.5305 | 6129.8827
1 | 3200 | 707 | 0.015 | 15 | 15 | 7 | 2.3714e-10 | 5spot_SharedNeighbor | Water | Porous | Wet | R600a | MinimizeLCOE_Brownfield | IgnoreSilica | 2019 | 31.7265 | 2.0131 | 0.033915 | 4 | 123782.2914 | 247178.7221 | 2523.4694 | 5039.0726 | 61.1566 | 0 | 113.5678 | 377323.9142 | 19185.1325 | 625495.5461 | 690610.3273 | 0 | 82427.1444 | 0 | 700066.4052 | 1821429.1829 | 1243162.844 | 5559700.4966 | 961560.8286 | 10270819.4043 | 10270819.4043 | 1478867.319 | 4990048.8316 | 0 | 16792080.7295 | 33531816.2844 | 237137.3706 | 0.13566 | 123782.2914 | 247178.7221 | 2523.4694 | 5039.0726
1 | 3200 | 707 | 0.015 | 15 | 15 | 7 | 3.1623e-10 | 5spot_SharedNeighbor | Water | Porous | Wet | R600a | MinimizeLCOE_Brownfield | IgnoreSilica | 2019 | 36.5667 | 2.3259 | 0.040852 | 4 | 107019.2616 | 209461.4942 | 2181.7324 | 4270.1559 | 61.2268 | 0 | 97.5014 | 417811.1757 | 21260.9386 | 702081.488 | 793454.9634 | 0 | 85010.3677 | 0 | 787651.384 | 2049307.3316 | 1398694.3629 | 6255272.0119 | 961560.8286 | 10270819.4043 | 10270819.4043 | 1478867.319 | 4990048.8316 | 0 | 17487652.2448 | 34227387.7997 | 316227.766 | 0.16341 | 107019.2616 | 209461.4942 | 2181.7324 | 4270.1559
1 | 3200 | 707 | 0.015 | 15 | 15 | 7 | 4.217e-10 | 5spot_SharedNeighbor | Water | Porous | Wet | R600a | MinimizeLCOE_Brownfield | IgnoreSilica | 2019 | 41.0102 | 2.6133 | 0.047667 | 4 | 94991.4417 | 182786.6035 | 1936.529 | 3726.3521 | 61.2776 | 0 | 96.6118 | 453575.1864 | 23093.7725 | 770607.1895 | 887886.727 | 0 | 85984.3459 | 0 | 866247.4163 | 2253798.0855 | 1538263.5043 | 6879456.2274 | 961560.8286 | 10270819.4043 | 10270819.4043 | 1478867.319 | 4990048.8316 | 0 | 18111836.4603 | 34851572.0152 | 421696.5034 | 0.19067 | 94991.4417 | 182786.6035 | 1936.529 | 3726.3521
1 | 3200 | 707 | 0.015 | 15 | 15 | 7 | 5.6234e-10 | 5spot_SharedNeighbor | Water | Porous | Wet | R600a | MinimizeLCOE_Brownfield | IgnoreSilica | 2019 | 44.8734 | 2.8631 | 0.053993 | 4 | 86325.8806 | 163835.0368 | 1759.8698 | 3339.9988 | 61.3139 | 0 | 126.4691 | 483727.4326 | 24638.3984 | 828972.1396 | 969992.3405 | 0 | 85600.2356 | 0 | 933242.9132 | 2428106.6257 | 1657232.6646 | 7411512.7502 | 961560.8286 | 10270819.4043 | 10270819.4043 | 1478867.319 | 4990048.8316 | 0 | 18643892.9831 | 35383628.538 | 562341.3252 | 0.21597 | 86325.8806 | 163835.0368 | 1759.8698 | 3339.9988
1 | 3200 | 707 | 0.015 | 15 | 15 | 7 | 7.4989e-10 | 5spot_SharedNeighbor | Water | Porous | Wet | R600a | MinimizeLCOE_Brownfield | IgnoreSilica | 2019 | 48.1332 | 3.0739 | 0.059604 | 4 | 80052.5477 | 150264.8212 | 1631.9795 | 3063.3516 | 61.3401 | 0 | 118.2667 | 508564.5064 | 25910.2924 | 877433.83 | 1039276.803 | 0 | 84427.0778 | 0 | 988888.8788 | 2572886.0135 | 1756047.5717 | 7853434.9736 | 961560.8286 | 10270819.4043 | 10270819.4043 | 1478867.319 | 4990048.8316 | 0 | 19085815.2065 | 35825550.7614 | 749894.2093 | 0.23842 | 80052.5477 | 150264.8212 | 1631.9795 | 3063.3516
1 | 3200 | 707 | 0.015 | 15 | 15 | 7 | 1e-09 | 5spot_SharedNeighbor | Water | Porous | Wet | R600a | MinimizeLCOE_Brownfield | IgnoreSilica | 2019 | 50.764 | 3.244 | 0.064373 | 4 | 75487.0055 | 140497.5008 | 1538.9047 | 2864.2316 | 61.3588 | 0 | 135.292 | 528237.752 | 26917.4438 | 916057.7263 | 1095189.1724 | 0 | 82713.0572 | 0 | 1033154.9091 | 2688057.1444 | 1834654.2351 | 8204981.4402 | 961560.8286 | 10270819.4043 | 10270819.4043 | 1478867.319 | 4990048.8316 | 0 | 19437361.6731 | 36177097.228 | 1000000 | 0.25749 | 75487.0055 | 140497.5008 | 1538.9047 | 2864.2316
1 | 3200 | 707 | 0.015 | 15 | 15 | 7 | 1.3335e-09 | 5spot_SharedNeighbor | Water | Porous | Wet | R600a | MinimizeLCOE_Brownfield | IgnoreSilica | 2019 | 52.8466 | 3.3787 | 0.068307 | 4 | 72146.8459 | 133413.7869 | 1470.811 | 2719.8205 | 61.3721 | 0 | 125.5907 | 543591.5005 | 27703.2646 | 946343.5582 | 1139448.2495 | 0 | 80832.8345 | 0 | 1067788.5689 | 2778166.8227 | 1896155.9421 | 8480030.741 | 961560.8286 | 10270819.4043 | 10270819.4043 | 1478867.319 | 4990048.8316 | 0 | 19712410.9739 | 36452146.5288 | 1333521.4322 | 0.27323 | 72146.8459 | 133413.7869 | 1470.811 | 2719.8205
1 | 3200 | 707 | 0.015 | 15 | 15 | 7 | 1.7783e-09 | 5spot_SharedNeighbor | Water | Porous | Wet | R600a | MinimizeLCOE_Brownfield | IgnoreSilica | 2019 | 54.5011 | 3.4857 | 0.072092 | 4 | 69089.724 | 127139.8471 | 1408.4875 | 2591.9178 | 61.3819 | 0 | 117.1189 | 555657.4358 | 28320.6845 | 970229.9537 | 1174608.035 | 0 | 77157.2586 | 0 | 1094329.6134 | 2847221.1761 | 1943286.9572 | 8690811.1144 | 961560.8286 | 10270819.4043 | 10270819.4043 | 1478867.319 | 4990048.8316 | 0 | 19923191.3473 | 36662926.9022 | 1778279.41 | 0.28837 | 69089.724 | 127139.8471 | 1408.4875 | 2591.9178
1 | 3200 | 707 | 0.015 | 15 | 15 | 7 | 2.3714e-09 | 5spot_SharedNeighbor | Water | Porous | Wet | R600a | MinimizeLCOE_Brownfield | IgnoreSilica | 2019 | 55.7554 | 3.5667 | 0.074632 | 4 | 67281.7806 | 123355.7227 | 1371.6301 | 2514.7733 | 61.3888 | 0 | 140.9946 | 564729.1409 | 28784.8109 | 988238.0689 | 1201260.1965 | 0 | 75400.0465 | 0 | 1114780.7828 | 2900430.9239 | 1979603.7034 | 8853227.6738 | 961560.8286 | 10270819.4043 | 10270819.4043 | 1478867.319 | 4990048.8316 | 0 | 20085607.9067 | 36825343.4616 | 2371373.7057 | 0.29853 | 67281.7806 | 123355.7227 | 1371.6301 | 2514.7733
1 | 3200 | 707 | 0.015 | 15 | 15 | 7 | 3.1623e-09 | 5spot_SharedNeighbor | Water | Porous | Wet | R600a | MinimizeLCOE_Brownfield | IgnoreSilica | 2019 | 56.7371 | 3.6302 | 0.076628 | 4 | 65942.4849 | 120555.8793 | 1344.3267 | 2457.6947 | 61.3939 | 0 | 120.6027 | 571784.9465 | 29145.7528 | 1002273.3991 | 1222117.9207 | 0 | 73979.7992 | 0 | 1130727.7091 | 2941921.555 | 2007921.9117 | 8979872.9941 | 961560.8286 | 10270819.4043 | 10270819.4043 | 1478867.319 | 4990048.8316 | 0 | 20212253.227 | 36951988.7819 | 3162277.6602 | 0.30651 | 65942.4849 | 120555.8793 | 1344.3267 | 2457.6947
1 | 3200 | 707 | 0.015 | 15 | 15 | 7 | 4.217e-09 | 5spot_SharedNeighbor | Water | Porous | Wet | R600a | MinimizeLCOE_Brownfield | IgnoreSilica | 2019 | 57.483 | 3.6784 | 0.078171 | 4 | 64947.5721 | 118483.4482 | 1324.0441 | 2415.4454 | 61.3977 | 0 | 126.9843 | 577120.4863 | 29418.6661 | 1012903.5122 | 1237964.4763 | 0 | 72799.7382 | 0 | 1142780.6829 | 2973280.9202 | 2029325.3229 | 9075593.805 | 961560.8286 | 10270819.4043 | 10270819.4043 | 1478867.319 | 4990048.8316 | 0 | 20307974.038 | 37047709.5928 | 4216965.0343 | 0.31268 | 64947.5721 | 118483.4482 | 1324.0441 | 2415.4454
1 | 3200 | 707 | 0.015 | 15 | 15 | 7 | 5.6234e-09 | 5spot_SharedNeighbor | Water | Porous | Wet | R600a | MinimizeLCOE_Brownfield | IgnoreSilica | 2019 | 58.0406 | 3.7144 | 0.07935 | 4 | 64206.849 | 116947.3376 | 1308.9435 | 2384.1297 | 61.4004 | 0 | 132.1079 | 581095.7915 | 29621.9873 | 1020832.9174 | 1249812.4933 | 0 | 71820.0275 | 0 | 1151741.4547 | 2996595.0104 | 2045237.6685 | 9146757.3508 | 961560.8286 | 10270819.4043 | 10270819.4043 | 1478867.319 | 4990048.8316 | 0 | 20379137.5837 | 37118873.1386 | 5623413.2519 | 0.3174 | 64206.849 | 116947.3376 | 1308.9435 | 2384.1297
1 | 3200 | 707 | 0.015 | 15 | 15 | 7 | 7.4989e-09 | 5spot_SharedNeighbor | Water | Porous | Wet | R600a | MinimizeLCOE_Brownfield | IgnoreSilica | 2019 | 58.4692 | 3.7421 | 0.080253 | 4 | 63654.4218 | 115801.3175 | 1297.6815 | 2360.7665 | 61.4025 | 0 | 107.7648 | 584142.8765 | 29777.8245 | 1026916.2022 | 1258917.8892 | 0 | 71070.5886 | 0 | 1158621.8986 | 3014496.5141 | 2057455.8126 | 9201399.6063 | 961560.8286 | 10270819.4043 | 10270819.4043 | 1478867.319 | 4990048.8316 | 0 | 20433779.8392 | 37173515.3941 | 7498942.0933 | 0.32101 | 63654.4218 | 115801.3175 | 1297.6815 | 2360.7665
1 | 3200 | 707 | 0.015 | 15 | 15 | 7 | 1e-08 | 5spot_SharedNeighbor | Water | Porous | Wet | R600a | MinimizeLCOE_Brownfield | IgnoreSilica | 2019 | 58.7936 | 3.7631 | 0.080939 | 4 | 63241.8775 | 114946.3953 | 1289.2712 | 2343.3377 | 61.404 | 0 | 111.9637 | 586443.824 | 29895.4965 | 1031512.9577 | 1265807.3451 | 0 | 70488.7694 | 0 | 1163817.8731 | 3028015.374 | 2066682.7122 | 9242664.3519 | 961560.8286 | 10270819.4043 | 10270819.4043 | 1478867.319 | 4990048.8316 | 0 | 20475044.5848 | 37214780.1397 | 10000000 | 0.32376 | 63241.8775 | 114946.3953 | 1289.2712 | 2343.3377
1 | 3300 | 707 | 0.015 | 15 | 15 | 7 | 1e-13 | 5spot_SharedNeighbor | Water | Porous | Wet | R600a | MinimizeLCOE_Brownfield | IgnoreSilica | 2019 | 0 | 0 | 0 | 0 |  |  |  |  | 15 |  | 17.8126 | [19 empty] | 100 | 0
1 | 3300 | 707 | 0.015 | 15 | 15 | 7 | 1.3335e-13 | 5spot_SharedNeighbor | Water | Porous | Wet | R600a | MinimizeLCOE_Brownfield | IgnoreSilica | 2019 | 0 | 0 | 0 | 0 |  |  |  |  | 15 |  | 18.9675 | [19 empty] | 133.3521 | 0
1 | 3300 | 707 | 0.015 | 15 | 15 | 7 | 1.7783e-13 | 5spot_SharedNeighbor | Water | Porous | Wet | R600a | MinimizeLCOE_Brownfield | IgnoreSilica | 2019 | 0 | 0 | 0 | 0 |  |  |  |  | 15 |  | 21.2798 | [19 empty] | 177.8279 | 0
1 | 3300 | 707 | 0.015 | 15 | 15 | 7 | 2.3714e-13 | 5spot_SharedNeighbor | Water | Porous | Wet | R600a | MinimizeLCOE_Brownfield | IgnoreSilica | 2019 | 0 | 0 | 0 | 0 |  |  |  |  | 15 |  | 22.3641 | [19 empty] | 237.1374 | 0
1 | 3300 | 707 | 0.015 | 15 | 15 | 7 | 3.1623e-13 | 5spot_SharedNeighbor | Water | Porous | Wet | R600a | MinimizeLCOE_Brownfield | IgnoreSilica | 2019 | 0 | 0 | 0 | 0 |  |  |  |  | 15 |  | 22.5984 | [19 empty] | 316.2278 | 0
1 | 3300 | 707 | 0.015 | 15 | 15 | 7 | 4.217e-13 | 5spot_SharedNeighbor | Water | Porous | Wet | R600a | MinimizeLCOE_Brownfield | IgnoreSilica | 2019 | 0 | 0 | 0 | 0 |  |  |  |  | 15 |  | 24.2621 | [19 empty] | 421.6965 | 0
1 | 3300 | 707 | 0.015 | 15 | 15 | 7 | 5.6234e-13 | 5spot_SharedNeighbor | Water | Porous | Wet | R600a | MinimizeLCOE_Brownfield | IgnoreSilica | 2019 | 0 | 0 | 0 | 0 |  |  |  |  | 15 |  | 23.7115 | [19 empty] | 562.3413 | 0
1 | 3300 | 707 | 0.015 | 15 | 15 | 7 | 7.4989e-13 | 5spot_SharedNeighbor | Water | Porous | Wet | R600a | MinimizeLCOE_Brownfield | IgnoreSilica | 2019 | 0 | 0 | 0 | 0 |  |  |  |  | 15 |  | 27.4912 | [19 empty] | 749.8942 | 0
1 | 3300 | 707 | 0.015 | 15 | 15 | 7 | 1e-12 | 5spot_SharedNeighbor | Water | Porous | Wet | R600a | MinimizeLCOE_Brownfield | IgnoreSilica | 2019 | 0 | 0 | 0 | 0 |  |  |  |  | 15 |  | 27.1631 | [19 empty] | 1000 | 0
1 | 3300 | 707 | 0.015 | 15 | 15 | 7 | 1.3335e-12 | 5spot_SharedNeighbor | Water | Porous | Wet | R600a | MinimizeLCOE_Brownfield | IgnoreSilica | 2019 | 0 | 0 | 0 | 0 |  |  |  |  | 15 |  | 29.794 | [19 empty] | 1333.5214 | 0
1 | 3300 | 707 | 0.015 | 15 | 15 | 7 | 1.7783e-12 | 5spot_SharedNeighbor | Water | Porous | Wet | R600a | MinimizeLCOE_Brownfield | IgnoreSilica | 2019 | 0 | 0 | 0 | 0 |  |  |  |  | 15 |  | 30.1664 | [19 empty] | 1778.2794 | 0
1 | 3300 | 707 | 0.015 | 15 | 15 | 7 | 2.3714e-12 | 5spot_SharedNeighbor | Water | Porous | Wet | R600a | MinimizeLCOE_Brownfield | IgnoreSilica | 2019 | 0 | 0 | 0 | 0 |  |  |  |  | 15 |  | 32.5738 | [19 empty] | 2371.3737 | 0
1 | 3300 | 707 | 0.015 | 15 | 15 | 7 | 3.1623e-12 | 5spot_SharedNeighbor | Water | Porous | Wet | R600a | MinimizeLCOE_Brownfield | IgnoreSilica | 2019 | 0 | 0 | 0 | 0 |  |  |  |  | 15 |  | 34.5849 | [19 empty] | 3162.2777 | 0
1 | 3300 | 707 | 0.015 | 15 | 15 | 7 | 4.217e-12 | 5spot_SharedNeighbor | Water | Porous | Wet | R600a | MinimizeLCOE_Brownfield | IgnoreSilica | 2019 | 0 | 0 | 0 | 0 |  |  |  |  | 15 |  | 35.7283 | [19 empty] | 4216.965 | 0
1 | 3300 | 707 | 0.015 | 15 | 15 | 7 | 5.6234e-12 | 5spot_SharedNeighbor | Water | Porous | Wet | R600a | MinimizeLCOE_Brownfield | IgnoreSilica | 2019 | 0 | 0 | 0 | 0 |  |  |  |  | 15 |  | 34.3952 | [19 empty] | 5623.4133 | 0
1 | 3300 | 707 | 0.015 | 15 | 15 | 7 | 7.4989e-12 | 5spot_SharedNeighbor | Water | Porous | Wet | R600a | MinimizeLCOE_Brownfield | IgnoreSilica | 2019 | 1.6 | 0.07621 | 4.4573e-05 | 4 | 67923457.86 | 164903060.404 | 1384711.5618 | 3361771.9342 | 53.7124 | 0 | 36.5654 | 34007.973 | 1599.7107 | 45895.7412 | 52219.82 | 0 | 22637.7997 | 0 | 60980.8074 | 158659.552 | 108288.4044 | 484289.8084 | 961560.8286 | 10664466.8222 | 10664466.8222 | 1478867.319 | 5147507.7987 | 0 | 12110317.4592 | 29401159.3991 | 7498.9421 | 0.00017829 | 67923457.86 | 164903060.404 | 1384711.5618 | 3361771.9342
1 | 3300 | 707 | 0.015 | 15 | 15 | 7 | 1e-11 | 5spot_SharedNeighbor | Water | Porous | Wet | R600a | MinimizeLCOE_Brownfield | IgnoreSilica | 2019 | 1.6 | 0.076211 | 0.00043061 | 4 | 7024219.2468 | 17062863.1527 | 143198.2103 | 347849.5446 | 53.7127 | 0 | 35.8599 | 34008.4647 | 1599.737 | 45896.1707 | 52220.0342 | 0 | 18889.7268 | 0 | 59519.512 | 154857.5611 | 105693.4675 | 472684.6739 | 961560.8286 | 10664466.8222 | 10664466.8222 | 1478867.319 | 5147507.7987 | 0 | 12098712.3247 | 29389554.2646 | 10000 | 0.0017224 | 7024219.2468 | 17062863.1527 | 143198.2103 | 347849.5446
1 | 3300 | 707 | 0.015 | 15 | 15 | 7 | 1.3335e-11 | 5spot_SharedNeighbor | Water | Porous | Wet | R600a | MinimizeLCOE_Brownfield | IgnoreSilica | 2019 | 2.9445 | 0.16451 | 0.0012154 | 4 | 2557983.5661 | 6114640.5508 | 52147.9549 | 124655.2183 | 57.6501 | 0 | 78.8014 | 62540.9241 | 3050.6095 | 84623.8676 | 81296.9245 | 0 | 29919.3571 | 0 | 101958.3563 | 265274.7285 | 181055.4531 | 809720.2206 | 961560.8286 | 10664466.8222 | 10664466.8222 | 1478867.319 | 5147507.7987 | 0 | 12435747.8714 | 29726589.8114 | 13335.2143 | 0.0048615 | 2557983.5661 | 6114640.5508 | 52147.9549 | 124655.2183
1 | 3300 | 707 | 0.015 | 15 | 15 | 7 | 1.7783e-11 | 5spot_SharedNeighbor | Water | Porous | Wet | R600a | MinimizeLCOE_Brownfield | IgnoreSilica | 2019 | 4.0117 | 0.23599 | 0.002226 | 4 | 1423453.2682 | 3365330.5508 | 29019.0202 | 68606.8152 | 59.0117 | 0 | 83.8329 | 82226.6867 | 4062.4021 | 112802.4075 | 104552.2057 | 0 | 34936.5773 | 0 | 132046.3089 | 343557.4094 | 234484.9913 | 1048668.9889 | 961560.8286 | 10664466.8222 | 10664466.8222 | 1478867.319 | 5147507.7987 | 0 | 12674696.6397 | 29965538.5797 | 17782.7941 | 0.0089042 | 1423453.2682 | 3365330.5508 | 29019.0202 | 68606.8152
1 | 3300 | 707 | 0.015 | 15 | 15 | 7 | 2.3714e-11 | 5spot_SharedNeighbor | Water | Porous | Wet | R600a | MinimizeLCOE_Brownfield | IgnoreSilica | 2019 | 5.383 | 0.3279 | 0.0036242 | 4 | 894198.8431 | 2086922.6314 | 18229.4529 | 42544.7406 | 60.0029 | 0 | 106.3943 | 105067.4386 | 5241.7799 | 146619.5459 | 134388.6925 | 0 | 40393.038 | 0 | 168367.093 | 438056.6391 | 298982.6574 | 1337116.8844 | 961560.8286 | 10664466.8222 | 10664466.8222 | 1478867.319 | 5147507.7987 | 0 | 12963144.5352 | 30253986.4751 | 23713.7371 | 0.014497 | 894198.8431 | 2086922.6314 | 18229.4529 | 42544.7406
1 | 3300 | 707 | 0.015 | 15 | 15 | 7 | 3.1623e-11 | 5spot_SharedNeighbor | Water | Porous | Wet | R600a | MinimizeLCOE_Brownfield | IgnoreSilica | 2019 | 7.066 | 0.44119 | 0.0054903 | 4 | 605510.9724 | 1392840.4424 | 12344.1602 | 28394.9364 | 60.6987 | 0 | 101.9192 | 130555.9084 | 6559.4682 | 185788.4784 | 171078.2531 | 0 | 45795.8134 | 0 | 210513.3894 | 547712.6569 | 373825.1427 | 1671829.1105 | 961560.8286 | 10664466.8222 | 10664466.8222 | 1478867.319 | 5147507.7987 | 0 | 13297856.7614 | 30588698.7013 | 31622.7766 | 0.021961 | 605510.9724 | 1392840.4424 | 12344.1602 | 28394.9364
1 | 3300 | 707 | 0.015 | 15 | 15 | 7 | 4.217e-11 | 5spot_SharedNeighbor | Water | Porous | Wet | R600a | MinimizeLCOE_Brownfield | IgnoreSilica | 2019 | 9.4755 | 0.60432 | 0.0080334 | 4 | 428165.3269 | 966258.7303 | 8728.7293 | 19698.4912 | 61.302 | 0 | 94.4163 | 163992.4772 | 8290.8019 | 238830.8354 | 223766.7539 | 0 | 53611.9486 | 0 | 268512.1986 | 698613.6613 | 476818.1789 | 2132436.8558 | 961560.8286 | 10664466.8222 | 10664466.8222 | 1478867.319 | 5147507.7987 | 0 | 13758464.5066 | 31049306.4466 | 42169.6503 | 0.032134 | 428165.3269 | 966258.7303 | 8728.7293 | 19698.4912
1 | 3300 | 707 | 0.015 | 15 | 15 | 7 | 5.6234e-11 | 5spot_SharedNeighbor | Water | Porous | Wet | R600a | MinimizeLCOE_Brownfield | IgnoreSilica | 2019 | 12.1823 | 0.78764 | 0.011309 | 4 | 314964.0338 | 697202.6265 | 6420.9678 | 14213.4186 | 61.6932 | 0 | 85.1403 | 198342.5282 | 10069.6187 | 295112.8218 | 282952.5804 | 0 | 59949.9034 | 0 | 330106.7065 | 858869.9361 | 586196.3794 | 2621600.4746 | 961560.8286 | 10664466.8222 | 10664466.8222 | 1478867.319 | 5147507.7987 | 0 | 14247628.1254 | 31538470.0653 | 56234.1325 | 0.045236 | 314964.0338 | 697202.6265 | 6420.9678 | 14213.4186
1 | 3300 | 707 | 0.015 | 15 | 15 | 7 | 7.4989e-11 | 5spot_SharedNeighbor | Water | Porous | Wet | R600a | MinimizeLCOE_Brownfield | IgnoreSilica | 2019 | 15.6239 | 1.0209 | 0.015521 | 4 | 239113.8427 | 517619.0301 | 4874.6591 | 10552.3641 | 61.9972 | 0 | 114.2257 | 238660.777 | 12157.3876 | 363058.3229 | 358216.7527 | 0 | 67287.0148 | 0 | 405358.2994 | 1054659.1447 | 719826.5373 | 3219224.2365 | 961560.8286 | 10664466.8222 | 10664466.8222 | 1478867.319 | 5147507.7987 | 0 | 14845251.8873 | 32136093.8272 | 74989.4209 | 0.062084 | 239113.8427 | 517619.0301 | 4874.6591 | 10552.3641
1 | 3300 | 707 | 0.015 | 15 | 15 | 7 | 1e-10 | 5spot_SharedNeighbor | Water | Porous | Wet | R600a | MinimizeLCOE_Brownfield | IgnoreSilica | 2019 | 19.7339 | 1.2993 | 0.020788 | 4 | 186772.1999 | 394710.0281 | 3807.6039 | 8046.6978 | 62.2237 | 0 | 85.1107 | 283287.8269 | 14467.9279 | 440233.5434 | 448075.5712 | 0 | 74668.0901 | 0 | 491685.8542 | 1279265.734 | 873125.1497 | 3904809.6974 | 961560.8286 | 10664466.8222 | 10664466.8222 | 1478867.319 | 5147507.7987 | 0 | 15530837.3482 | 32821679.2882 | 100000 | 0.083154 | 186772.1999 | 394710.0281 | 3807.6039 | 8046.6978
1 | 3300 | 707 | 0.015 | 15 | 15 | 7 | 1.3335e-10 | 5spot_SharedNeighbor | Water | Porous | Wet | R600a | MinimizeLCOE_Brownfield | IgnoreSilica | 2019 | 24.413 | 1.6164 | 0.027137 | 4 | 150011.8832 | 309305.9655 | 3058.1951 | 6305.6205 | 62.3907 | 0 | 106.1789 | 330702.2077 | 16921.6822 | 524194.2189 | 550393.7212 | 0 | 81463.0732 | 0 | 586433.2122 | 1525778.9242 | 1041375.4674 | 4657262.5068 | 961560.8286 | 10664466.8222 | 10664466.8222 | 1478867.319 | 5147507.7987 | 0 | 16283290.1576 | 33574132.0976 | 133352.1432 | 0.10855 | 150011.8832 | 309305.9655 | 3058.1951 | 6305.6205
1 | 3300 | 707 | 0.015 | 15 | 15 | 7 | 1.7783e-10 | 5spot_SharedNeighbor | Water | Porous | Wet | R600a | MinimizeLCOE_Brownfield | IgnoreSilica | 2019 | 29.4755 | 1.9597 | 0.034441 | 4 | 123915.2193 | 249425.1109 | 2526.1794 | 5084.8683 | 62.5133 | 0 | 101.6228 | 378948.1754 | 19417.1419 | 611424.6335 | 661117.6665 | 0 | 87141.7159 | 0 | 685639.2399 | 1783892.6583 | 1217543.3946 | 5445124.626 | 961560.8286 | 10664466.8222 | 10664466.8222 | 1478867.319 | 5147507.7987 | 0 | 17071152.2768 | 34361994.2167 | 177827.941 | 0.13776 | 123915.2193 | 249425.1109 | 2526.1794 | 5084.8683
1 | 3300 | 707 | 0.015 | 15 | 15 | 7 | 2.3714e-10 | 5spot_SharedNeighbor | Water | Porous | Wet | R600a | MinimizeLCOE_Brownfield | IgnoreSilica | 2019 | 34.6371 | 2.3097 | 0.042392 | 4 | 105275.1013 | 207244.0504 | 2146.1753 | 4224.9503 | 62.6029 | 0 | 107.0728 | 425599.4315 | 21828.7812 | 697286.5175 | 774028.8226 | 0 | 91242.7982 | 0 | 783894.6769 | 2039533.1503 | 1392023.2833 | 6225437.4614 | 961560.8286 | 10664466.8222 | 10664466.8222 | 1478867.319 | 5147507.7987 | 0 | 17851465.1122 | 35142307.0522 | 237137.3706 | 0.16957 | 105275.1013 | 207244.0504 | 2146.1753 | 4224.9503
1 | 3300 | 707 | 0.015 | 15 | 15 | 7 | 3.1623e-10 | 5spot_SharedNeighbor | Water | Porous | Wet | R600a | MinimizeLCOE_Brownfield | IgnoreSilica | 2019 | 39.5681 | 2.6443 | 0.050533 | 4 | 91910.0395 | 177451.5509 | 1873.7105 | 3617.5899 | 62.6679 | 0 | 98.8862 | 468237.1348 | 24031.767 | 776928.4176 | 881916.6314 | 0 | 93490.7221 | 0 | 875395.8224 | 2277600.3616 | 1554509.0468 | 6952109.9037 | 961560.8286 | 10664466.8222 | 10664466.8222 | 1478867.319 | 5147507.7987 | 0 | 18578137.5545 | 35868979.4944 | 316227.766 | 0.20213 | 91910.0395 | 177451.5509 | 1873.7105 | 3617.5899
1 | 3300 | 707 | 0.015 | 15 | 15 | 7 | 4.217e-10 | 5spot_SharedNeighbor | Water | Porous | Wet | R600a | MinimizeLCOE_Brownfield | IgnoreSilica | 2019 | 44.0233 | 2.9466 | 0.058389 | 4 | 82294.7237 | 156327.6527 | 1677.6893 | 3186.9506 | 62.7147 | 0 | 136.9 | 505399.1828 | 25950.8975 | 847175.1565 | 979403.7725 | 0 | 94051.9427 | 0 | 956272.5713 | 2488025.0721 | 1698128.2355 | 7594406.8311 | 961560.8286 | 10664466.8222 | 10664466.8222 | 1478867.319 | 5147507.7987 | 0 | 19220434.4819 | 36511276.4219 | 421696.5034 | 0.23356 | 82294.7237 | 156327.6527 | 1677.6893 | 3186.9506
1 | 3300 | 707 | 0.015 | 15 | 15 | 7 | 5.6234e-10 | 5spot_SharedNeighbor | Water | Porous | Wet | R600a | MinimizeLCOE_Brownfield | IgnoreSilica | 2019 | 47.836 | 3.2053 | 0.06556 | 4 | 75349.4601 | 141284.656 | 1536.1007 | 2880.2788 | 62.748 | 0 | 117.3282 | 536308.5238 | 27546.4215 | 906156.0752 | 1062837.3229 | 0 | 93223.4718 | 0 | 1024168.0079 | 2664675.0708 | 1818695.4894 | 8133610.3833 | 961560.8286 | 10664466.8222 | 10664466.8222 | 1478867.319 | 5147507.7987 | 0 | 19759638.0341 | 37050479.9741 | 562341.3252 | 0.26224 | 75349.4601 | 141284.656 | 1536.1007 | 2880.2788
1 | 3300 | 707 | 0.015 | 15 | 15 | 7 | 7.4989e-10 | 5spot_SharedNeighbor | Water | Porous | Wet | R600a | MinimizeLCOE_Brownfield | IgnoreSilica | 2019 | 51.0218 | 3.4215 | 0.071838 | 4 | 70308.9315 | 130481.9428 | 1433.3427 | 2660.0509 | 62.7719 | 0 | 131.5369 | 561565.9703 | 28849.6929 | 954708.6362 | 1132550.7145 | 0 | 91679.2143 | 0 | 1080048.149 | 2810063.7353 | 1917926.2404 | 8577392.3529 | 961560.8286 | 10664466.8222 | 10664466.8222 | 1478867.319 | 5147507.7987 | 0 | 20203420.0038 | 37494261.9437 | 749894.2093 | 0.28735 | 70308.9315 | 130481.9428 | 1433.3427 | 2660.0509
1 | 3300 | 707 | 0.015 | 15 | 15 | 7 | 1e-09 | 5spot_SharedNeighbor | Water | Porous | Wet | R600a | MinimizeLCOE_Brownfield | IgnoreSilica | 2019 | 53.5628 | 3.5939 | 0.077111 | 4 | 66631.9727 | 122689.9565 | 1358.3829 | 2501.2007 | 62.7888 | 0 | 131.2172 | 581366.8881 | 29871.0725 | 992989.4462 | 1188148.9327 | 0 | 89633.4826 | 0 | 1123983.8306 | 2924375.3664 | 1995946.2775 | 8926315.2965 | 961560.8286 | 10664466.8222 | 10664466.8222 | 1478867.319 | 5147507.7987 | 0 | 20552342.9473 | 37843184.8873 | 1000000 | 0.30845 | 66631.9727 | 122689.9565 | 1358.3829 | 2501.2007
1 | 3300 | 707 | 0.015 | 15 | 15 | 7 | 1.3335e-09 | 5spot_SharedNeighbor | Water | Porous | Wet | R600a | MinimizeLCOE_Brownfield | IgnoreSilica | 2019 | 55.5922 | 3.7316 | 0.081442 | 4 | 63936.261 | 117013.6461 | 1303.4272 | 2385.4814 | 62.8009 | 0 | 114.1536 | 596974.2763 | 30675.9186 | 1023294.8113 | 1232549.2073 | 0 | 87613.4671 | 0 | 1158731.9954 | 3014782.9635 | 2057651.3202 | 9202273.9598 | 961560.8286 | 10664466.8222 | 10664466.8222 | 1478867.319 | 5147507.7987 | 0 | 20828301.6106 | 38119143.5505 | 1333521.4322 | 0.32577 | 63936.261 | 117013.6461 | 1303.4272 | 2385.4814
1 | 3300 | 707 | 0.015 | 15 | 15 | 7 | 1.7783e-09 | 5spot_SharedNeighbor | Water | Porous | Wet | R600a | MinimizeLCOE_Brownfield | IgnoreSilica | 2019 | 56.287 | 3.7787 | 0.084977 | 4 | 61494.7648 | 112364.1023 | 1253.654 | 2290.6942 | 62.8048 | 0 | 182.8179 | 602276.5594 | 30949.3025 | 1033616.5012 | 1247747.8599 | 0 | 80473.1933 | 0 | 1168074.7323 | 3039090.8485 | 2074241.9511 | 9276470.9482 | 961560.8286 | 10664466.8222 | 10664466.8222 | 1478867.319 | 5147507.7987 | 0 | 20902498.599 | 38193340.5389 | 1778279.41 | 0.33991 | 61494.7648 | 112364.1023 | 1253.654 | 2290.6942
1 | 3300 | 707 | 0.015 | 15 | 15 | 7 | 2.3714e-09 | 5spot_SharedNeighbor | Water | Porous | Wet | R600a | MinimizeLCOE_Brownfield | IgnoreSilica | 2019 | 58.3501 | 3.9186 | 0.088275 | 4 | 60016.2681 | 108984.7803 | 1223.5128 | 2221.8022 | 62.8157 | 0 | 118.5141 | 617903.3738 | 31754.8745 | 1064112.8445 | 1292877.1645 | 0 | 81826.796 | 0 | 1204505.2708 | 3133875.6366 | 2138934.5167 | 9565790.4775 | 961560.8286 | 10664466.8222 | 10664466.8222 | 1478867.319 | 5147507.7987 | 0 | 21191818.1283 | 38482660.0682 | 2371373.7057 | 0.3531 | 60016.2681 | 108984.7803 | 1223.5128 | 2221.8022
1 | 3300 | 707 | 0.015 | 15 | 15 | 7 | 3.1623e-09 | 5spot_SharedNeighbor | Water | Porous | Wet | R600a | MinimizeLCOE_Brownfield | IgnoreSilica | 2019 | 59.2735 | 3.9812 | 0.090424 | 4 | 58928.5059 | 106733.4009 | 1201.3373 | 2175.9047 | 62.8202 | 0 | 90.105 | 624840.6762 | 32112.4274 | 1077687.5601 | 1313071.6304 | 0 | 80278.4131 | 0 | 1219916.3758 | 3173972.1707 | 2166301.2251 | 9688180.4789 | 961560.8286 | 10664466.8222 | 10664466.8222 | 1478867.319 | 5147507.7987 | 0 | 21314208.1297 | 38605050.0696 | 3162277.6602 | 0.3617 | 58928.5059 | 106733.4009 | 1201.3373 | 2175.9047
1 | 3300 | 707 | 0.015 | 15 | 15 | 7 | 4.217e-09 | 5spot_SharedNeighbor | Water | Porous | Wet | R600a | MinimizeLCOE_Brownfield | IgnoreSilica | 2019 | 59.9897 | 4.0298 | 0.09209 | 4 | 58119.6939 | 105059.8296 | 1184.8486 | 2141.7867 | 62.8236 | 0 | 106.8495 | 630198.5818 | 32388.5474 | 1088186.9271 | 1328735.4413 | 0 | 79066.2284 | 0 | 1231844.5331 | 3205006.7892 | 2187482.9899 | 9782910.0382 | 961560.8286 | 10664466.8222 | 10664466.8222 | 1478867.319 | 5147507.7987 | 0 | 21408937.689 | 38699779.629 | 4216965.0343 | 0.36836 | 58119.6939 | 105059.8296 | 1184.8486 | 2141.7867
1 | 3300 | 707 | 0.015 | 15 | 15 | 7 | 5.6234e-09 | 5spot_SharedNeighbor | Water | Porous | Wet | R600a | MinimizeLCOE_Brownfield | IgnoreSilica | 2019 | 60.5233 | 4.066 | 0.09336 | 4 | 57517.091 | 103818.797 | 1172.5637 | 2116.4866 | 62.8261 | 0 | 109.0335 | 634177.2491 | 32593.5711 | 1095992.0609 | 1340404.7165 | 0 | 78060.8965 | 0 | 1240679.1127 | 3227992.5529 | 2203171.2459 | 9853071.4055 | 961560.8286 | 10664466.8222 | 10664466.8222 | 1478867.319 | 5147507.7987 | 0 | 21479099.0563 | 38769940.9962 | 5623413.2519 | 0.37344 | 57517.091 | 103818.797 | 1172.5637 | 2116.4866
1 | 3300 | 707 | 0.015 | 15 | 15 | 7 | 7.4989e-09 | 5spot_SharedNeighbor | Water | Porous | Wet | R600a | MinimizeLCOE_Brownfield | IgnoreSilica | 2019 | 60.9318 | 4.0937 | 0.09433 | 4 | 57067.4225 | 102892.6766 | 1163.3966 | 2097.6064 | 62.8279 | 0 | 117.8109 | 637215.6269 | 32750.131 | 1101957.4666 | 1349337.7307 | 0 | 77289.9533 | 0 | 1247434.8544 | 3245569.607 | 2215167.9466 | 9906723.3166 | 961560.8286 | 10664466.8222 | 10664466.8222 | 1478867.319 | 5147507.7987 | 0 | 21532750.9674 | 38823592.9073 | 7498942.0933 | 0.37732 | 57067.4225 | 102892.6766 | 1163.3966 | 2097.6064
1 | 3300 | 707 | 0.015 | 15 | 15 | 7 | 1e-08 | 5spot_SharedNeighbor | Water | Porous | Wet | R600a | MinimizeLCOE_Brownfield | IgnoreSilica | 2019 | 61.2413 | 4.1146 | 0.095068 | 4 | 56731.4742 | 102201.2616 | 1156.5478 | 2083.511 | 62.8292 | 0 | 116.3412 | 639513.2739 | 32868.5172 | 1106471.3586 | 1356105.3382 | 0 | 76695.6346 | 0 | 1252545.1078 | 3258865.4381 | 2224242.6245 | 9947307.293 | 961560.8286 | 10664466.8222 | 10664466.8222 | 1478867.319 | 5147507.7987 | 0 | 21573334.9438 | 38864176.8837 | 10000000 | 0.38027 | 56731.4742 | 102201.2616 | 1156.5478 | 2083.511
1 | 3400 | 707 | 0.015 | 15 | 15 | 7 | 1e-13 | 5spot_SharedNeighbor | Water | Porous | Wet | R600a | MinimizeLCOE_Brownfield | IgnoreSilica | 2019 | 0 | 0 | 0 | 0 |  |  |  |  | 15 |  | 17.2716 | [19 empty] | 100 | 0
1 | 3400 | 707 | 0.015 | 15 | 15 | 7 | 1.3335e-13 | 5spot_SharedNeighbor | Water | Porous | Wet | R600a | MinimizeLCOE_Brownfield | IgnoreSilica | 2019 | 0 | 0 | 0 | 0 |  |  |  |  | 15 |  | 19.1842 | [19 empty] | 133.3521 | 0
1 | 3400 | 707 | 0.015 | 15 | 15 | 7 | 1.7783e-13 | 5spot_SharedNeighbor | Water | Porous | Wet | R600a | MinimizeLCOE_Brownfield | IgnoreSilica | 2019 | 0 | 0 | 0 | 0 |  |  |  |  | 15 |  | 21.667 | [19 empty] | 177.8279 | 0
1 | 3400 | 707 | 0.015 | 15 | 15 | 7 | 2.3714e-13 | 5spot_SharedNeighbor | Water | Porous | Wet | R600a | MinimizeLCOE_Brownfield | IgnoreSilica | 2019 | 0 | 0 | 0 | 0 |  |  |  |  | 15 |  | 21.9745 | [19 empty] | 237.1374 | 0
1 | 3400 | 707 | 0.015 | 15 | 15 | 7 | 3.1623e-13 | 5spot_SharedNeighbor | Water | Porous | Wet | R600a | MinimizeLCOE_Brownfield | IgnoreSilica | 2019 | 0 | 0 | 0 | 0 |  |  |  |  | 15 |  | 21.6685 | [19 empty] | 316.2278 | 0
1 | 3400 | 707 | 0.015 | 15 | 15 | 7 | 4.217e-13 | 5spot_SharedNeighbor | Water | Porous | Wet | R600a | MinimizeLCOE_Brownfield | IgnoreSilica | 2019 | 0 | 0 | 0 | 0 |  |  |  |  | 15 |  | 22.7615 | [19 empty] | 421.6965 | 0
1 | 3400 | 707 | 0.015 | 15 | 15 | 7 | 5.6234e-13 | 5spot_SharedNeighbor | Water | Porous | Wet | R600a | MinimizeLCOE_Brownfield | IgnoreSilica | 2019 | 0 | 0 | 0 | 0 |  |  |  |  | 15 |  | 24.4476 | [19 empty] | 562.3413 | 0
1 | 3400 | 707 | 0.015 | 15 | 15 | 7 | 7.4989e-13 | 5spot_SharedNeighbor | Water | Porous | Wet | R600a | MinimizeLCOE_Brownfield | IgnoreSilica | 2019 | 0 | 0 | 0 | 0 |  |  |  |  | 15 |  | 26.3968 | [19 empty] | 749.8942 | 0
1 | 3400 | 707 | 0.015 | 15 | 15 | 7 | 1e-12 | 5spot_SharedNeighbor | Water | Porous | Wet | R600a | MinimizeLCOE_Brownfield | IgnoreSilica | 2019 | 0 | 0 | 0 | 0 |  |  |  |  | 15 |  | 26.781 | [19 empty] | 1000 | 0
1 | 3400 | 707 | 0.015 | 15 | 15 | 7 | 1.3335e-12 | 5spot_SharedNeighbor | Water | Porous | Wet | R600a | MinimizeLCOE_Brownfield | IgnoreSilica | 2019 | 0 | 0 | 0 | 0 |  |  |  |  | 15 |  | 29.9309 | [19 empty] | 1333.5214 | 0
1 | 3400 | 707 | 0.015 | 15 | 15 | 7 | 1.7783e-12 | 5spot_SharedNeighbor | Water | Porous | Wet | R600a | MinimizeLCOE_Brownfield | IgnoreSilica | 2019 | 0 | 0 | 0 | 0 |  |  |  |  | 15 |  | 31.156 | [19 empty] | 1778.2794 | 0
1 | 3400 | 707 | 0.015 | 15 | 15 | 7 | 2.3714e-12 | 5spot_SharedNeighbor | Water | Porous | Wet | R600a | MinimizeLCOE_Brownfield | IgnoreSilica | 2019 | 0 | 0 | 0 | 0 |  |  |  |  | 15 |  | 32.6345 | [19 empty] | 2371.3737 | 0
1 | 3400 | 707 | 0.015 | 15 | 15 | 7 | 3.1623e-12 | 5spot_SharedNeighbor | Water | Porous | Wet | R600a | MinimizeLCOE_Brownfield | IgnoreSilica | 2019 | 0 | 0 | 0 | 0 |  |  |  |  | 15 |  | 34.3076 | [19 empty] | 3162.2777 | 0
1 | 3400 | 707 | 0.015 | 15 | 15 | 7 | 4.217e-12 | 5spot_SharedNeighbor | Water | Porous | Wet | R600a | MinimizeLCOE_Brownfield | IgnoreSilica | 2019 | 0 | 0 | 0 | 0 |  |  |  |  | 15 |  | 34.9435 | [19 empty] | 4216.965 | 0
1 | 3400 | 707 | 0.015 | 15 | 15 | 7 | 5.6234e-12 | 5spot_SharedNeighbor | Water | Porous | Wet | R600a | MinimizeLCOE_Brownfield | IgnoreSilica | 2019 | 0 | 0 | 0 | 0 |  |  |  |  | 15 |  | 33.6171 | [19 empty] | 5623.4133 | 0
1 | 3400 | 707 | 0.015 | 15 | 15 | 7 | 7.4989e-12 | 5spot_SharedNeighbor | Water | Porous | Wet | R600a | MinimizeLCOE_Brownfield | IgnoreSilica | 2019 | 1.6 | 0.079213 | 0.00025328 | 4 | 12357547.694 | 29976623.4624 | 251925.3246 | 611114.0157 | 54.6137 | 0 | 35.7457 | 35615.3329 | 1685.9445 | 47296.5723 | 52914.3235 | 0 | 22010.9375 | 0 | 62214.0132 | 161868.1006 | 110478.3047 | 494083.5294 | 961560.8286 | 11063974.3309 | 11063974.3309 | 1478867.319 | 5307310.8022 | 0 | 12519618.689 | 30369771.1412 | 7498.9421 | 0.0010131 | 12357547.694 | 29976623.4624 | 251925.3246 | 611114.0157
1 | 3400 | 707 | 0.015 | 15 | 15 | 7 | 1e-11 | 5spot_SharedNeighbor | Water | Porous | Wet | R600a | MinimizeLCOE_Brownfield | IgnoreSilica | 2019 | 1.6 | 0.079214 | 0.00063246 | 4 | 4944097.4471 | 11999935.647 | 100792.1138 | 244634.9193 | 54.614 | 0 | 33.628 | 35615.8323 | 1685.9714 | 47297.0054 | 52914.537 | 0 | 18188.4189 | 0 | 60723.6884 | 157990.5809 | 107831.8179 | 482247.8522 | 961560.8286 | 11063974.3309 | 11063974.3309 | 1478867.319 | 5307310.8022 | 0 | 12507783.0118 | 30357935.464 | 10000 | 0.0025298 | 4944097.4471 | 11999935.647 | 100792.1138 | 244634.9193
1 | 3400 | 707 | 0.015 | 15 | 15 | 7 | 1.3335e-11 | 5spot_SharedNeighbor | Water | Porous | Wet | R600a | MinimizeLCOE_Brownfield | IgnoreSilica | 2019 | 3.5272 | 0.21221 | 0.0018111 | 4 | 1795085.3844 | 4259101.8823 | 36595.2436 | 86827.5527 | 59.6482 | 0 | 54.4672 | 77351.5839 | 3831.7716 | 103551.5893 | 95813.8085 | 0 | 35427.4789 | 0 | 123230.7305 | 320621.0827 | 218830.4771 | 978658.5225 | 961560.8286 | 11063974.3309 | 11063974.3309 | 1478867.319 | 5307310.8022 | 0 | 13004193.682 | 30854346.1343 | 13335.2143 | 0.0072443 | 1795085.3844 | 4259101.8823 | 36595.2436 | 86827.5527
1 | 3400 | 707 | 0.015 | 15 | 15 | 7 | 1.7783e-11 | 5spot_SharedNeighbor | Water | Porous | Wet | R600a | MinimizeLCOE_Brownfield | IgnoreSilica | 2019 | 4.665 | 0.29204 | 0.0031398 | 4 | 1055723.8803 | 2477003.452 | 21522.3593 | 50497.0658 | 60.7735 | 0 | 71.4524 | 98336.6429 | 4922.6748 | 133548.5993 | 121281.8672 | 0 | 40174.539 | 0 | 155323.0861 | 404118.8088 | 275819.3908 | 1233525.6088 | 961560.8286 | 11063974.3309 | 11063974.3309 | 1478867.319 | 5307310.8022 | 0 | 13259060.7684 | 31109213.2206 | 17782.7941 | 0.012559 | 1055723.8803 | 2477003.452 | 21522.3593 | 50497.0658
1 | 3400 | 707 | 0.015 | 15 | 15 | 7 | 2.3714e-11 | 5spot_SharedNeighbor | Water | Porous | Wet | R600a | MinimizeLCOE_Brownfield | IgnoreSilica | 2019 | 6.1944 | 0.39998 | 0.0049279 | 4 | 689209.0705 | 1594771.7039 | 14050.4591 | 32511.5783 | 61.6561 | 0 | 72.6512 | 124025.7162 | 6260.9956 | 171620.6648 | 155605.5369 | 0 | 46135.5775 | 0 | 196422.9115 | 511052.1237 | 348803.5755 | 1559927.1016 | 961560.8286 | 11063974.3309 | 11063974.3309 | 1478867.319 | 5307310.8022 | 0 | 13585462.2612 | 31435614.7134 | 23713.7371 | 0.019712 | 689209.0705 | 1594771.7039 | 14050.4591 | 32511.5783
1 | 3400 | 707 | 0.015 | 15 | 15 | 7 | 3.1623e-11 | 5spot_SharedNeighbor | Water | Porous | Wet | R600a | MinimizeLCOE_Brownfield | IgnoreSilica | 2019 | 7.946 | 0.52338 | 0.0072205 | 4 | 482564.9926 | 1100601.38 | 9837.7401 | 22437.2478 | 62.2352 | 0 | 62.9022 | 150815.1365 | 7657.5963 | 212697.0582 | 194843.1584 | 0 | 51284.5418 | 0 | 240746.0216 | 626371.7643 | 427511.5998 | 1911926.8769 | 961560.8286 | 11063974.3309 | 11063974.3309 | 1478867.319 | 5307310.8022 | 0 | 13937462.0365 | 31787614.4887 | 31622.7766 | 0.028882 | 482564.9926 | 1100601.38 | 9837.7401 | 22437.2478
1 | 3400 | 707 | 0.015 | 15 | 15 | 7 | 4.217e-11 | 5spot_SharedNeighbor | Water | Porous | Wet | R600a | MinimizeLCOE_Brownfield | IgnoreSilica | 2019 | 10.5692 | 0.70984 | 0.010454 | 4 | 345528.9706 | 772387.7455 | 7044.0754 | 15746.1689 | 62.8174 | 0 | 70.8049 | 188057.2267 | 9603.8448 | 271273.9639 | 253908.8051 | 0 | 59659.3875 | 0 | 305176.2589 | 794006.0255 | 541925.4276 | 2423610.94 | 961560.8286 | 11063974.3309 | 11063974.3309 | 1478867.319 | 5307310.8022 | 0 | 14449146.0996 | 32299298.5518 | 42169.6503 | 0.041817 | 345528.9706 | 772387.7455 | 7044.0754 | 15746.1689
1 | 3400 | 707 | 0.015 | 15 | 15 | 7 | 5.6234e-11 | 5spot_SharedNeighbor | Water | Porous | Wet | R600a | MinimizeLCOE_Brownfield | IgnoreSilica | 2019 | 13.6561 | 0.92887 | 0.014572 | 4 | 257677.4914 | 563916.5514 | 5253.1042 | 11496.2017 | 63.1959 | 0 | 77.3094 | 228013.3438 | 11690.3023 | 336274.8098 | 323319.464 | 0 | 67379.8778 | 0 | 377004.3411 | 980887.9613 | 669476.1888 | 2994046.2889 | 961560.8286 | 11063974.3309 | 11063974.3309 | 1478867.319 | 5307310.8022 | 0 | 15019581.4485 | 32869733.9007 | 56234.1325 | 0.058288 | 257677.4914 | 563916.5514 | 5253.1042 | 11496.2017
1 | 3400 | 707 | 0.015 | 15 | 15 | 7 | 7.4989e-11 | 5spot_SharedNeighbor | Water | Porous | Wet | R600a | MinimizeLCOE_Brownfield | IgnoreSilica | 2019 | 17.4487 | 1.1983 | 0.019822 | 4 | 197908.5694 | 423034.6946 | 4034.6339 | 8624.1344 | 63.4809 | 0 | 85.8239 | 273374.3511 | 14058.1735 | 412164.4095 | 408651.4482 | 0 | 75558.1827 | 0 | 461684.5604 | 1201208.5216 | 819849.4984 | 3666549.1455 | 961560.8286 | 11063974.3309 | 11063974.3309 | 1478867.319 | 5307310.8022 | 0 | 15692084.305 | 33542236.7572 | 74989.4209 | 0.07929 | 197908.5694 | 423034.6946 | 4034.6339 | 8624.1344
1 | 3400 | 707 | 0.015 | 15 | 15 | 7 | 1e-10 | 5spot_SharedNeighbor | Water | Porous | Wet | R600a | MinimizeLCOE_Brownfield | IgnoreSilica | 2019 | 21.8922 | 1.5141 | 0.026316 | 4 | 156272.131 | 325849.65 | 3185.8188 | 6642.8859 | 63.6914 | 0 | 81.393 | 322751.6577 | 16634.5341 | 496892.5147 | 508648.6925 | 0 | 83453.8529 | 0 | 557068.6882 | 1449378.4563 | 989230.5782 | 4424058.9745 | 961560.8286 | 11063974.3309 | 11063974.3309 | 1478867.319 | 5307310.8022 | 0 | 16449594.1341 | 34299746.5863 | 100000 | 0.10526 | 156272.131 | 325849.65 | 3185.8188 | 6642.8859
1 | 3400 | 707 | 0.015 | 15 | 15 | 7 | 1.3335e-10 | 5spot_SharedNeighbor | Water | Porous | Wet | R600a | MinimizeLCOE_Brownfield | IgnoreSilica | 2019 | 26.9003 | 1.8702 | 0.034048 | 4 | 126834.327 | 257901.5758 | 2585.6893 | 5257.6725 | 63.8473 | 0 | 105.2639 | 374813.8866 | 19349.4195 | 588276.5767 | 621368.9378 | 0 | 90638.2622 | 0 | 660834.3623 | 1719355.455 | 1173495.4273 | 5248132.3275 | 961560.8286 | 11063974.3309 | 11063974.3309 | 1478867.319 | 5307310.8022 | 0 | 17273667.487 | 35123819.9392 | 133352.1432 | 0.13619 | 126834.327 | 257901.5758 | 2585.6893 | 5257.6725
1 | 3400 | 707 | 0.015 | 15 | 15 | 7 | 1.7783e-10 | 5spot_SharedNeighbor | Water | Porous | Wet | R600a | MinimizeLCOE_Brownfield | IgnoreSilica | 2019 | 32.2017 | 2.2472 | 0.042797 | 4 | 105840.3817 | 210113.7487 | 2157.6993 | 4283.453 | 63.9613 | 0 | 85.33 | 426784.1776 | 22057.8132 | 681321.381 | 740718.3615 | 0 | 96302.4955 | 0 | 767201.8493 | 1996101.837 | 1362380.5196 | 6092868.4347 | 961560.8286 | 11063974.3309 | 11063974.3309 | 1478867.319 | 5307310.8022 | 0 | 18118403.5943 | 35968556.0465 | 177827.941 | 0.17119 | 105840.3817 | 210113.7487 | 2157.6993 | 4283.453
1 | 3400 | 707 | 0.015 | 15 | 15 | 7 | 2.3714e-10 | 5spot_SharedNeighbor | Water | Porous | Wet | R600a | MinimizeLCOE_Brownfield | IgnoreSilica | 2019 | 37.5265 | 2.626 | 0.05216 | 4 | 90795.0597 | 176350.1108 | 1850.9801 | 3595.1355 | 64.0448 | 0 | 100.9786 | 476422.1367 | 24643.1775 | 771679.7311 | 860597.3802 | 0 | 100213.595 | 0 | 871086.848 | 2266389.2941 | 1546857.2629 | 6917889.4256 | 961560.8286 | 11063974.3309 | 11063974.3309 | 1478867.319 | 5307310.8022 | 0 | 18943424.5851 | 36793577.0373 | 237137.3706 | 0.20864 | 90795.0597 | 176350.1108 | 1850.9801 | 3595.1355
1 | 3400 | 707 | 0.015 | 15 | 15 | 7 | 3.1623e-10 | 5spot_SharedNeighbor | Water | Porous | Wet | R600a | MinimizeLCOE_Brownfield | IgnoreSilica | 2019 | 42.5176 | 2.9811 | 0.061571 | 4 | 79979.0298 | 152456.4513 | 1630.4807 | 3108.031 | 64.1051 | 0 | 98.5587 | 521048.0918 | 26966.2196 | 854036.5214 | 972971.917 | 0 | 102060.8583 | 0 | 966062.6072 | 2513496.7373 | 1715513.1704 | 7672156.123 | 961560.8286 | 11063974.3309 | 11063974.3309 | 1478867.319 | 5307310.8022 | 0 | 19697691.2826 | 37547843.7348 | 316227.766 | 0.24629 | 79979.0298 | 152456.4513 | 1630.4807 | 3108.031
1 | 3400 | 707 | 0.015 | 15 | 15 | 7 | 4.217e-10 | 5spot_SharedNeighbor | Water | Porous | Wet | R600a | MinimizeLCOE_Brownfield | IgnoreSilica | 2019 | 46.9493 | 3.2964 | 0.070495 | 4 | 72179.2405 | 135481.7481 | 1471.4714 | 2761.9787 | 64.1483 | 0 | 97.4984 | 559362.2632 | 28959.6295 | 925534.62 | 1072757.9224 | 0 | 102120.5224 | 0 | 1048606.6335 | 2728259.3615 | 1862093.0743 | 8327694.0269 | 961560.8286 | 11063974.3309 | 11063974.3309 | 1478867.319 | 5307310.8022 | 0 | 20353229.1865 | 38203381.6387 | 421696.5034 | 0.28198 | 72179.2405 | 135481.7481 | 1471.4714 | 2761.9787
1 | 3400 | 707 | 0.015 | 15 | 15 | 7 | 5.6234e-10 | 5spot_SharedNeighbor | Water | Porous | Wet | R600a | MinimizeLCOE_Brownfield | IgnoreSilica | 2019 | 50.7077 | 3.5638 | 0.07853 | 4 | 66532.2671 | 123358.4147 | 1356.3503 | 2514.8281 | 64.1789 | 0 | 99.492 | 591002.6356 | 30605.0261 | 985098.6961 | 1157380.5384 | 0 | 100867.5181 | 0 | 1117332.2216 | 2907069.2442 | 1984134.4935 | 8873490.3737 | 961560.8286 | 11063974.3309 | 11063974.3309 | 1478867.319 | 5307310.8022 | 0 | 20899025.5332 | 38749177.9854 | 562341.3252 | 0.31412 | 66532.2671 | 123358.4147 | 1356.3503 | 2514.8281
1 | 3400 | 707 | 0.015 | 15 | 15 | 7 | 7.4989e-10 | 5spot_SharedNeighbor | Water | Porous | Wet | R600a | MinimizeLCOE_Brownfield | IgnoreSilica | 2019 | 53.8017 | 3.7839 | 0.085469 | 4 | 62424.6582 | 114636.7634 | 1272.6111 | 2337.0255 | 64.2006 | 0 | 102.1965 | 616515.8429 | 31931.2355 | 1033457.8948 | 1227039.3224 | 0 | 98901.4528 | 0 | 1173059.8419 | 3052061.0809 | 2083094.4013 | 9316061.0725 | 961560.8286 | 11063974.3309 | 11063974.3309 | 1478867.319 | 5307310.8022 | 0 | 21341596.2321 | 39191748.6843 | 749894.2093 | 0.34188 | 62424.6582 | 114636.7634 | 1272.6111 | 2337.0255
1 | 3400 | 707 | 0.015 | 15 | 15 | 7 | 1e-09 | 5spot_SharedNeighbor | Water | Porous | Wet | R600a | MinimizeLCOE_Brownfield | IgnoreSilica | 2019 | 56.2696 | 3.9594 | 0.091254 | 4 | 59421.8974 | 108324.2699 | 1211.3958 | 2208.3368 | 64.2159 | 0 | 117.8953 | 636542.244 | 32971.8638 | 1071618.1485 | 1282591.771 | 0 | 96592.9666 | 0 | 1216923.6276 | 3166185.6537 | 2160986.7673 | 9664413.0424 | 961560.8286 | 11063974.3309 | 11063974.3309 | 1478867.319 | 5307310.8022 | 0 | 21689948.202 | 39540100.6542 | 1000000 | 0.36502 | 59421.8974 | 108324.2699 | 1211.3958 | 2208.3368
1 | 3400 | 707 | 0.015 | 15 | 15 | 7 | 1.3335e-09 | 5spot_SharedNeighbor | Water | Porous | Wet | R600a | MinimizeLCOE_Brownfield | IgnoreSilica | 2019 | 58.2233 | 4.0983 | 0.095965 | 4 | 57216.3365 | 103718.1375 | 1166.4324 | 2114.4345 | 64.2268 | 0 | 123.7681 | 652203.0478 | 33785.4046 | 1101580.9286 | 1326563.4171 | 0 | 94352.3627 | 0 | 1251309.2127 | 3255649.8926 | 2222047.9486 | 9937492.2148 | 961560.8286 | 11063974.3309 | 11063974.3309 | 1478867.319 | 5307310.8022 | 0 | 21963027.3743 | 39813179.8265 | 1333521.4322 | 0.38386 | 57216.3365 | 103718.1375 | 1166.4324 | 2114.4345
1 | 3400 | 707 | 0.015 | 15 | 15 | 7 | 1.7783e-09 | 5spot_SharedNeighbor | Water | Porous | Wet | R600a | MinimizeLCOE_Brownfield | IgnoreSilica | 2019 | 57.887 | 4.0744 | 0.098981 | 4 | 55263.5571 | 100348.1408 | 1126.6224 | 2045.7326 | 64.225 | 0 | 346.0248 | 649519.4201 | 33646.0118 | 1096439.0463 | 1318995.7132 | 0 | 83165.7601 | 0 | 1240888.7211 | 3228537.911 | 2203543.4641 | 9854736.0477 | 961560.8286 | 11063974.3309 | 11063974.3309 | 1478867.319 | 5307310.8022 | 0 | 21880271.2072 | 39730423.6594 | 1778279.41 | 0.39593 | 55263.5571 | 100348.1408 | 1126.6224 | 2045.7326
1 | 3400 | 707 | 0.015 | 15 | 15 | 7 | 2.3714e-09 | 5spot_SharedNeighbor | Water | Porous | Wet | R600a | MinimizeLCOE_Brownfield | IgnoreSilica | 2019 | 60.8392 | 4.2843 | 0.10329 | 4 | 54014.9591 | 97218.3736 | 1101.168 | 1981.928 | 64.2399 | 0 | 111.8048 | 672916.9533 | 34861.1047 | 1141372.5732 | 1385428.9933 | 0 | 88226.2761 | 0 | 1295894.3012 | 3371651.1474 | 2301221.1886 | 10291572.5378 | 961560.8286 | 11063974.3309 | 11063974.3309 | 1478867.319 | 5307310.8022 | 0 | 22317107.6974 | 40167260.1496 | 2371373.7057 | 0.41317 | 54014.9591 | 97218.3736 | 1101.168 | 1981.928
1 | 3400 | 707 | 0.015 | 15 | 15 | 7 | 3.1623e-09 | 5spot_SharedNeighbor | Water | Porous | Wet | R600a | MinimizeLCOE_Brownfield | IgnoreSilica | 2019 | 61.7406 | 4.3483 | 0.10561 | 4 | 53119.9897 | 95374.1618 | 1082.9228 | 1944.3313 | 64.244 | 0 | 124.3095 | 679989.2432 | 35228.286 | 1155000.2409 | 1405710.3436 | 0 | 86680.0975 | 0 | 1311417.2024 | 3412038.5519 | 2328786.422 | 10414850.3874 | 961560.8286 | 11063974.3309 | 11063974.3309 | 1478867.319 | 5307310.8022 | 0 | 22440385.547 | 40290537.9992 | 3162277.6602 | 0.42245 | 53119.9897 | 95374.1618 | 1082.9228 | 1944.3313
1 | 3400 | 707 | 0.015 | 15 | 15 | 7 | 4.217e-09 | 5spot_SharedNeighbor | Water | Porous | Wet | R600a | MinimizeLCOE_Brownfield | IgnoreSilica | 2019 | 62.4056 | 4.3956 | 0.10738 | 4 | 52453.9919 | 94011.406 | 1069.3456 | 1916.5497 | 64.247 | 0 | 109.8351 | 685184.9714 | 35498.0088 | 1165025.3854 | 1420669.308 | 0 | 85344.3833 | 0 | 1322771.6022 | 3441580.3711 | 2348949.3207 | 10505023.3509 | 961560.8286 | 11063974.3309 | 11063974.3309 | 1478867.319 | 5307310.8022 | 0 | 22530558.5105 | 40380710.9627 | 4216965.0343 | 0.42953 | 52453.9919 | 94011.406 | 1069.3456 | 1916.5497
1 | 3400 | 707 | 0.015 | 15 | 15 | 7 | 5.6234e-09 | 5spot_SharedNeighbor | Water | Porous | Wet | R600a | MinimizeLCOE_Brownfield | IgnoreSilica | 2019 | 62.9197 | 4.4321 | 0.10874 | 4 | 51957.4782 | 92994.6069 | 1059.2235 | 1895.8208 | 64.2491 | 0 | 108.8704 | 689190.4199 | 35705.9233 | 1172761.6379 | 1432235.425 | 0 | 84326.0783 | 0 | 1331545.5989 | 3464408.5109 | 2364529.9952 | 10574703.5895 | 961560.8286 | 11063974.3309 | 11063974.3309 | 1478867.319 | 5307310.8022 | 0 | 22600238.7491 | 40450391.2013 | 5623413.2519 | 0.43498 | 51957.4782 | 92994.6069 | 1059.2235 | 1895.8208
1 | 3400 | 707 | 0.015 | 15 | 15 | 7 | 7.4989e-09 | 5spot_SharedNeighbor | Water | Porous | Wet | R600a | MinimizeLCOE_Brownfield | IgnoreSilica | 2019 | 63.307 | 4.4596 | 0.10978 | 4 | 51586.7957 | 92237.0367 | 1051.6666 | 1880.3768 | 64.2507 | 0 | 120.3806 | 692200.5581 | 35862.163 | 1178579.9489 | 1440946.9831 | 0 | 83523.7611 | 0 | 1338134.2315 | 3481550.7813 | 2376229.947 | 10627028.374 | 961560.8286 | 11063974.3309 | 11063974.3309 | 1478867.319 | 5307310.8022 | 0 | 22652563.5335 | 40502715.9857 | 7498942.0933 | 0.43912 | 51586.7957 | 92237.0367 | 1051.6666 | 1880.3768
1 | 3400 | 707 | 0.015 | 15 | 15 | 7 | 1e-08 | 5spot_SharedNeighbor | Water | Porous | Wet | R600a | MinimizeLCOE_Brownfield | IgnoreSilica | 2019 | 63.5971 | 4.4802 | 0.11056 | 4 | 51309.7555 | 91672.0759 | 1046.0188 | 1868.8593 | 64.2519 | 0 | 117.6211 | 694451.0378 | 35978.9671 | 1182932.3942 | 1447470.9513 | 0 | 82894.2641 | 0 | 1343053.7697 | 3494350.4105 | 2384965.9569 | 10666097.7516 | 961560.8286 | 11063974.3309 | 11063974.3309 | 1478867.319 | 5307310.8022 | 0 | 22691632.9112 | 40541785.3634 | 10000000 | 0.44225 | 51309.7555 | 91672.0759 | 1046.0188 | 1868.8593
1 | 3500 | 707 | 0.015 | 15 | 15 | 7 | 1e-13 | 5spot_SharedNeighbor | Water | Porous | Wet | R600a | MinimizeLCOE_Brownfield | IgnoreSilica | 2019 | 0 | 0 | 0 | 0 |  |  |  |  | 15 |  | 17.2854 | [19 empty] | 100 | 0
1 | 3500 | 707 | 0.015 | 15 | 15 | 7 | 1.3335e-13 | 5spot_SharedNeighbor | Water | Porous | Wet | R600a | MinimizeLCOE_Brownfield | IgnoreSilica | 2019 | 0 | 0 | 0 | 0 |  |  |  |  | 15 |  | 19.1256 | [19 empty] | 133.3521 | 0
1 | 3500 | 707 | 0.015 | 15 | 15 | 7 | 1.7783e-13 | 5spot_SharedNeighbor | Water | Porous | Wet | R600a | MinimizeLCOE_Brownfield | IgnoreSilica | 2019 | 0 | 0 | 0 | 0 |  |  |  |  | 15 |  | 23.0319 | [19 empty] | 177.8279 | 0
1 | 3500 | 707 | 0.015 | 15 | 15 | 7 | 2.3714e-13 | 5spot_SharedNeighbor | Water | Porous | Wet | R600a | MinimizeLCOE_Brownfield | IgnoreSilica | 2019 | 0 | 0 | 0 | 0 |  |  |  |  | 15 |  | 23.5732 | [19 empty] | 237.1374 | 0
1 | 3500 | 707 | 0.015 | 15 | 15 | 7 | 3.1623e-13 | 5spot_SharedNeighbor | Water | Porous | Wet | R600a | MinimizeLCOE_Brownfield | IgnoreSilica | 2019 | 0 | 0 | 0 | 0 |  |  |  |  | 15 |  | 22.7988 | [19 empty] | 316.2278 | 0
1 | 3500 | 707 | 0.015 | 15 | 15 | 7 | 4.217e-13 | 5spot_SharedNeighbor | Water | Porous | Wet | R600a | MinimizeLCOE_Brownfield | IgnoreSilica | 2019 | 0 | 0 | 0 | 0 |  |  |  |  | 15 |  | 23.1414 | [19 empty] | 421.6965 | 0
1 | 3500 | 707 | 0.015 | 15 | 15 | 7 | 5.6234e-13 | 5spot_SharedNeighbor | Water | Porous | Wet | R600a | MinimizeLCOE_Brownfield | IgnoreSilica | 2019 | 0 | 0 | 0 | 0 |  |  |  |  | 15 |  | 23.9788 | [19 empty] | 562.3413 | 0
1 | 3500 | 707 | 0.015 | 15 | 15 | 7 | 7.4989e-13 | 5spot_SharedNeighbor | Water | Porous | Wet | R600a | MinimizeLCOE_Brownfield | IgnoreSilica | 2019 | 0 | 0 | 0 | 0 |  |  |  |  | 15 |  | 26.1722 | [19 empty] | 749.8942 | 0
1 | 3500 | 707 | 0.015 | 15 | 15 | 7 | 1e-12 | 5spot_SharedNeighbor | Water | Porous | Wet | R600a | MinimizeLCOE_Brownfield | IgnoreSilica | 2019 | 0 | 0 | 0 | 0 |  |  |  |  | 15 |  | 27.3317 | [19 empty] | 1000 | 0
1 | 3500 | 707 | 0.015 | 15 | 15 | 7 | 1.3335e-12 | 5spot_SharedNeighbor | Water | Porous | Wet | R600a | MinimizeLCOE_Brownfield | IgnoreSilica | 2019 | 0 | 0 | 0 | 0 |  |  |  |  | 15 |  | 30.1661 | [19 empty] | 1333.5214 | 0
1 | 3500 | 707 | 0.015 | 15 | 15 | 7 | 1.7783e-12 | 5spot_SharedNeighbor | Water | Porous | Wet | R600a | MinimizeLCOE_Brownfield | IgnoreSilica | 2019 | 0 | 0 | 0 | 0 |  |  |  |  | 15 |  | 29.103 | [19 empty] | 1778.2794 | 0
1 | 3500 | 707 | 0.015 | 15 | 15 | 7 | 2.3714e-12 | 5spot_SharedNeighbor | Water | Porous | Wet | R600a | MinimizeLCOE_Brownfield | IgnoreSilica | 2019 | 0 | 0 | 0 | 0 |  |  |  |  | 15 |  | 31.6749 | [19 empty] | 2371.3737 | 0
1 | 3500 | 707 | 0.015 | 15 | 15 | 7 | 3.1623e-12 | 5spot_SharedNeighbor | Water | Porous | Wet | R600a | MinimizeLCOE_Brownfield | IgnoreSilica | 2019 | 0 | 0 | 0 | 0 |  |  |  |  | 15 |  | 33.0518 | [19 empty] | 3162.2777 | 0
1 | 3500 | 707 | 0.015 | 15 | 15 | 7 | 4.217e-12 | 5spot_SharedNeighbor | Water | Porous | Wet | R600a | MinimizeLCOE_Brownfield | IgnoreSilica | 2019 | 0 | 0 | 0 | 0 |  |  |  |  | 15 |  | 33.5999 | [19 empty] | 4216.965 | 0
1 | 3500 | 707 | 0.015 | 15 | 15 | 7 | 5.6234e-12 | 5spot_SharedNeighbor | Water | Porous | Wet | R600a | MinimizeLCOE_Brownfield | IgnoreSilica | 2019 | 0 | 0 | 0 | 0 |  |  |  |  | 15 |  | 32.1974 | [19 empty] | 5623.4133 | 0
1 | 3500 | 707 | 0.015 | 15 | 15 | 7 | 7.4989e-12 | 5spot_SharedNeighbor | Water | Porous | Wet | R600a | MinimizeLCOE_Brownfield | IgnoreSilica | 2019 | 1.6 | 0.082148 | 0.00046812 | 4 | 6907586.194 | 16743473.0366 | 140820.4878 | 341338.3451 | 55.5019 | 0 | 33.4975 | 37214.4924 | 1772.6553 | 48652.2173 | 53579.386 | 0 | 21354.5055 | 0 | 63403.57 | 164963.0832 | 112590.694 | 503530.6035 | 961560.8286 | 11469341.9306 | 11469341.9306 | 1478867.319 | 5469457.8421 | 0 | 12934433.3627 | 31352100.4544 | 7498.9421 | 0.0018725 | 6907586.194 | 16743473.0366 | 140820.4878 | 341338.3451
1 | 3500 | 707 | 0.015 | 15 | 15 | 7 | 1e-11 | 5spot_SharedNeighbor | Water | Porous | Wet | R600a | MinimizeLCOE_Brownfield | IgnoreSilica | 2019 | 2.8083 | 0.16866 | 0.0013428 | 4 | 2469377.2869 | 5898268.0721 | 50341.5961 | 120244.1726 | 59.5965 | 0 | 76.5488 | 65990.1275 | 3258.4372 | 86172.1492 | 81130.787 | 0 | 32367.7138 | 0 | 104878.4937 | 272872.3271 | 186240.9702 | 832911.0057 | 961560.8286 | 11469341.9306 | 11469341.9306 | 1478867.319 | 5469457.8421 | 0 | 13263813.7649 | 31681480.8566 | 10000 | 0.0053713 | 2469377.2869 | 5898268.0721 | 50341.5961 | 120244.1726
1 | 3500 | 707 | 0.015 | 15 | 15 | 7 | 1.3335e-11 | 5spot_SharedNeighbor | Water | Porous | Wet | R600a | MinimizeLCOE_Brownfield | IgnoreSilica | 2019 | 3.8413 | 0.24405 | 0.0025311 | 4 | 1335030.3127 | 3154174.0293 | 27216.3987 | 64302.1039 | 61.1928 | 0 | 68.0551 | 87528.0285 | 4383.8332 | 115637.4613 | 104840.585 | 0 | 38057.8653 | 0 | 136674.6316 | 355599.3556 | 242703.867 | 1085425.6275 | 961560.8286 | 11469341.9306 | 11469341.9306 | 1478867.319 | 5469457.8421 | 0 | 13516328.3867 | 31933995.4784 | 13335.2143 | 0.010124 | 1335030.3127 | 3154174.0293 | 27216.3987 | 64302.1039
1 | 3500 | 707 | 0.015 | 15 | 15 | 7 | 1.7783e-11 | 5spot_SharedNeighbor | Water | Porous | Wet | R600a | MinimizeLCOE_Brownfield | IgnoreSilica | 2019 | 5.1714 | 0.34199 | 0.0041834 | 4 | 826041.6322 | 1926670.3595 | 16839.976 | 39277.7813 | 62.3548 | 0 | 56.248 | 112627.1384 | 5700.512 | 151312.7847 | 135484.6053 | 0 | 44268.9842 | 0 | 175263.6696 | 456000.1168 | 311229.4496 | 1391887.2606 | 961560.8286 | 11469341.9306 | 11469341.9306 | 1478867.319 | 5469457.8421 | 0 | 13822790.0198 | 32240457.1115 | 17782.7941 | 0.016734 | 826041.6322 | 1926670.3595 | 16839.976 | 39277.7813
1 | 3500 | 707 | 0.015 | 15 | 15 | 7 | 2.3714e-11 | 5spot_SharedNeighbor | Water | Porous | Wet | R600a | MinimizeLCOE_Brownfield | IgnoreSilica | 2019 | 6.8297 | 0.46434 | 0.0064094 | 4 | 553212.2408 | 1271602.6862 | 11277.9798 | 25923.3407 | 63.1824 | 0 | 80.0602 | 141018.726 | 7193.0519 | 193108.6512 | 173693.4162 | 0 | 50656.2496 | 0 | 220611.337 | 573985.4452 | 391756.8606 | 1752023.7375 | 961560.8286 | 11469341.9306 | 11469341.9306 | 1478867.319 | 5469457.8421 | 0 | 14182926.4967 | 32600593.5884 | 23713.7371 | 0.025637 | 553212.2408 | 1271602.6862 | 11277.9798 | 25923.3407
1 | 3500 | 707 | 0.015 | 15 | 15 | 7 | 3.1623e-11 | 5spot_SharedNeighbor | Water | Porous | Wet | R600a | MinimizeLCOE_Brownfield | IgnoreSilica | 2019 | 9.35 | 0.65143 | 0.0094487 | 4 | 389181.5803 | 876487.7384 | 7933.9929 | 17868.3881 | 63.9119 | 0 | 153.0252 | 180311.2339 | 9260.999 | 253014.7979 | 231952.4463 | 0 | 61002.4356 | 0 | 286861.346 | 746354.379 | 509402.1997 | 2278159.8375 | 961560.8286 | 11469341.9306 | 11469341.9306 | 1478867.319 | 5469457.8421 | 0 | 14709062.5967 | 33126729.6883 | 31622.7766 | 0.037795 | 389181.5803 | 876487.7384 | 7933.9929 | 17868.3881
1 | 3500 | 707 | 0.015 | 15 | 15 | 7 | 4.217e-11 | 5spot_SharedNeighbor | Water | Porous | Wet | R600a | MinimizeLCOE_Brownfield | IgnoreSilica | 2019 | 11.8191 | 0.83479 | 0.013374 | 4 | 283950.2262 | 628226.4694 | 5788.7094 | 12807.2463 | 64.3329 | 0 | 80.5589 | 215563.9854 | 11117.397 | 308426.2553 | 289020.481 | 0 | 66828.0683 | 0 | 347472.9129 | 904053.2429 | 617034.9147 | 2759517.2574 | 961560.8286 | 11469341.9306 | 11469341.9306 | 1478867.319 | 5469457.8421 | 0 | 15190420.0166 | 33608087.1083 | 42169.6503 | 0.053497 | 283950.2262 | 628226.4694 | 5788.7094 | 12807.2463
1 | 3500 | 707 | 0.015 | 15 | 15 | 7 | 5.6234e-11 | 5spot_SharedNeighbor | Water | Porous | Wet | R600a | MinimizeLCOE_Brownfield | IgnoreSilica | 2019 | 15.2218 | 1.0875 | 0.018474 | 4 | 214240.7278 | 463477.5311 | 4367.587 | 9448.6164 | 64.6888 | 0 | 100.9978 | 260450.9611 | 13480.5529 | 380960.0677 | 367645.7321 | 0 | 75430.6751 | 0 | 428207.5157 | 1114108.1184 | 760401.6834 | 3400685.3064 | 961560.8286 | 11469341.9306 | 11469341.9306 | 1478867.319 | 5469457.8421 | 0 | 15831588.0656 | 34249255.1573 | 56234.1325 | 0.073896 | 214240.7278 | 463477.5311 | 4367.587 | 9448.6164
1 | 3500 | 707 | 0.015 | 15 | 15 | 7 | 7.4989e-11 | 5spot_SharedNeighbor | Water | Porous | Wet | R600a | MinimizeLCOE_Brownfield | IgnoreSilica | 2019 | 19.164 | 1.3803 | 0.024871 | 4 | 166286.0927 | 351419.1003 | 3389.9669 | 7164.1537 | 64.9459 | 0 | 51.0765 | 308657.0853 | 16017.3804 | 460932.588 | 458755.9589 | 0 | 83202.9771 | 0 | 517750.736 | 1347081.2098 | 919410.6054 | 4111808.541 | 961560.8286 | 11469341.9306 | 11469341.9306 | 1478867.319 | 5469457.8421 | 0 | 16542711.3002 | 34960378.3919 | 74989.4209 | 0.099483 | 166286.0927 | 351419.1003 | 3389.9669 | 7164.1537
1 | 3500 | 707 | 0.015 | 15 | 15 | 7 | 1e-10 | 5spot_SharedNeighbor | Water | Porous | Wet | R600a | MinimizeLCOE_Brownfield | IgnoreSilica | 2019 | 25.3 | 1.837 | 0.033262 | 4 | 132464.4315 | 270894.5768 | 2700.4666 | 5522.5524 | 65.1898 | 0 | 77.5182 | 377999.9526 | 19663.1635 | 579215.9831 | 600733.8013 | 0 | 99048.677 | 0 | 653898.0152 | 1701308.5026 | 1161178.0114 | 5193046.1068 | 961560.8286 | 11469341.9306 | 11469341.9306 | 1478867.319 | 5469457.8421 | 0 | 17623948.8659 | 36041615.9576 | 100000 | 0.13305 | 132464.4315 | 270894.5768 | 2700.4666 | 5522.5524
1 | 3500 | 707 | 0.015 | 15 | 15 | 7 | 1.3335e-10 | 5spot_SharedNeighbor | Water | Porous | Wet | R600a | MinimizeLCOE_Brownfield | IgnoreSilica | 2019 | 29.4218 | 2.1439 | 0.0421 | 4 | 108676.6126 | 218045.9741 | 2215.5197 | 4445.1621 | 65.2981 | 0 | 95.815 | 421670.9127 | 21957.486 | 655367.7666 | 696145.4454 | 0 | 100120.139 | 0 | 739152.0824 | 1923122.0974 | 1312570.3477 | 5870106.2772 | 961560.8286 | 11469341.9306 | 11469341.9306 | 1478867.319 | 5469457.8421 | 0 | 18301009.0364 | 36718676.1281 | 133352.1432 | 0.1684 | 108676.6126 | 218045.9741 | 2215.5197 | 4445.1621
1 | 3500 | 707 | 0.015 | 15 | 15 | 7 | 1.7783e-10 | 5spot_SharedNeighbor | Water | Porous | Wet | R600a | MinimizeLCOE_Brownfield | IgnoreSilica | 2019 | 34.9466 | 2.5555 | 0.052437 | 4 | 91549.486 | 179358.5178 | 1866.3601 | 3656.466 | 65.4048 | 0 | 96.6955 | 477395.9138 | 24883.2631 | 754150.2782 | 824057.5961 | 0 | 105744.2543 | 0 | 852630.2091 | 2218368.9056 | 1514082.361 | 6771312.7813 | 961560.8286 | 11469341.9306 | 11469341.9306 | 1478867.319 | 5469457.8421 | 0 | 19202215.5404 | 37619882.6321 | 177827.941 | 0.20975 | 91549.486 | 179358.5178 | 1866.3601 | 3656.466
1 | 3500 | 707 | 0.015 | 15 | 15 | 7 | 2.3714e-10 | 5spot_SharedNeighbor | Water | Porous | Wet | R600a | MinimizeLCOE_Brownfield | IgnoreSilica | 2019 | 40.3964 | 2.9616 | 0.063309 | 4 | 79243.8616 | 151972.8117 | 1615.4933 | 3098.1713 | 65.4829 | 0 | 104.87 | 529807.9786 | 27633.2336 | 848541.7694 | 950260.2377 | 0 | 109354.5405 | 0 | 961583.1263 | 2501842.0469 | 1707558.6047 | 7636581.5377 | 961560.8286 | 11469341.9306 | 11469341.9306 | 1478867.319 | 5469457.8421 | 0 | 20067484.2969 | 38485151.3886 | 237137.3706 | 0.25324 | 79243.8616 | 151972.8117 | 1615.4933 | 3098.1713
1 | 3500 | 707 | 0.015 | 15 | 15 | 7 | 3.1623e-10 | 5spot_SharedNeighbor | Water | Porous | Wet | R600a | MinimizeLCOE_Brownfield | IgnoreSilica | 2019 | 45.405 | 3.335 | 0.074041 | 4 | 70378.3822 | 132565.805 | 1434.7585 | 2702.5332 | 65.5388 | 0 | 105.7174 | 576122.9956 | 30061.7704 | 933040.8412 | 1066259.361 | 0 | 110673.1394 | 0 | 1059301.662 | 2756085.6319 | 1881085.0756 | 8412630.4771 | 961560.8286 | 11469341.9306 | 11469341.9306 | 1478867.319 | 5469457.8421 | 0 | 20843533.2363 | 39261200.328 | 316227.766 | 0.29616 | 70378.3822 | 132565.805 | 1434.7585 | 2702.5332
1 | 3500 | 707 | 0.015 | 15 | 15 | 7 | 4.217e-10 | 5spot_SharedNeighbor | Water | Porous | Wet | R600a | MinimizeLCOE_Brownfield | IgnoreSilica | 2019 | 49.7922 | 3.662 | 0.084058 | 4 | 63971.7092 | 118748.3635 | 1304.1498 | 2420.846 | 65.5786 | 0 | 92.9632 | 615435.4726 | 32121.9441 | 1005511.2666 | 1167869.3744 | 0 | 110186.6573 | 0 | 1143138.6389 | 2974212.2484 | 2029960.9735 | 9078436.5759 | 961560.8286 | 11469341.9306 | 11469341.9306 | 1478867.319 | 5469457.8421 | 0 | 21509339.3351 | 39927006.4268 | 421696.5034 | 0.33623 | 63971.7092 | 118748.3635 | 1304.1498 | 2420.846
1 | 3500 | 707 | 0.015 | 15 | 15 | 7 | 5.6234e-10 | 5spot_SharedNeighbor | Water | Porous | Wet | R600a | MinimizeLCOE_Brownfield | IgnoreSilica | 2019 | 53.4922 | 3.9378 | 0.09297 | 4 | 59323.472 | 108849.448 | 1209.3892 | 2219.0432 | 65.6068 | 0 | 103.9062 | 647774.4689 | 33815.8016 | 1065616.5459 | 1253553.7376 | 0 | 108525.2591 | 0 | 1212621.4671 | 3154992.3145 | 2153347.0833 | 9630246.678 | 961560.8286 | 11469341.9306 | 11469341.9306 | 1478867.319 | 5469457.8421 | 0 | 22061149.4372 | 40478816.5289 | 562341.3252 | 0.37188 | 59323.472 | 108849.448 | 1209.3892 | 2219.0432
1 | 3500 | 707 | 0.015 | 15 | 15 | 7 | 7.4989e-10 | 5spot_SharedNeighbor | Water | Porous | Wet | R600a | MinimizeLCOE_Brownfield | IgnoreSilica | 2019 | 56.4935 | 4.1614 | 0.10057 | 4 | 55935.3071 | 101717.9838 | 1140.3169 | 2073.6587 | 65.6265 | 0 | 97.0259 | 673502.3819 | 35162.7824 | 1113740.4973 | 1323044.7551 | 0 | 106143.674 | 0 | 1268121.6954 | 3299392.5238 | 2251903.1932 | 10071011.5031 | 961560.8286 | 11469341.9306 | 11469341.9306 | 1478867.319 | 5469457.8421 | 0 | 22501914.2623 | 40919581.354 | 749894.2093 | 0.40228 | 55935.3071 | 101717.9838 | 1140.3169 | 2073.6587
1 | 3500 | 707 | 0.015 | 15 | 15 | 7 | 1e-09 | 5spot_SharedNeighbor | Water | Porous | Wet | R600a | MinimizeLCOE_Brownfield | IgnoreSilica | 2019 | 58.8908 | 4.34 | 0.10687 | 4 | 53453.7057 | 96539.208 | 1089.7261 | 1968.0823 | 65.6403 | 0 | 88.2695 | 693747.7449 | 36222.3283 | 1151796.067 | 1378539.3882 | 0 | 103590.1196 | 0 | 1311919.3027 | 3413344.914 | 2329678.041 | 10418837.9057 | 961560.8286 | 11469341.9306 | 11469341.9306 | 1478867.319 | 5469457.8421 | 0 | 22849740.6649 | 41267407.7566 | 1000000 | 0.42747 | 53453.7057 | 96539.208 | 1089.7261 | 1968.0823
1 | 3500 | 707 | 0.015 | 15 | 15 | 7 | 1.3335e-09 | 5spot_SharedNeighbor | Water | Porous | Wet | R600a | MinimizeLCOE_Brownfield | IgnoreSilica | 2019 | 60.764 | 4.4794 | 0.11195 | 4 | 51627.8658 | 92757.5609 | 1052.5039 | 1890.9883 | 65.65 | 0 | 116.5627 | 709387.1101 | 37040.5672 | 1181304.6957 | 1421893.0986 | 0 | 101106.3246 | 0 | 1345785.4005 | 3501457.5537 | 2389816.7281 | 10687791.4786 | 961560.8286 | 11469341.9306 | 11469341.9306 | 1478867.319 | 5469457.8421 | 0 | 23118694.2378 | 41536361.3294 | 1333521.4322 | 0.44779 | 51627.8658 | 92757.5609 | 1052.5039 | 1890.9883
1 | 3500 | 707 | 0.015 | 15 | 15 | 7 | 1.7783e-09 | 5spot_SharedNeighbor | Water | Porous | Wet | R600a | MinimizeLCOE_Brownfield | IgnoreSilica | 2019 | 62.2009 | 4.5864 | 0.11597 | 4 | 50279.1655 | 89983.3881 | 1025.0088 | 1834.4331 | 65.6569 | 0 | 106.8478 | 721280.3726 | 37662.6609 | 1203809.3054 | 1455143.0462 | 0 | 98827.1565 | 0 | 1371521.7912 | 3568418.363 | 2435518.8564 | 10892181.5524 | 961560.8286 | 11469341.9306 | 11469341.9306 | 1478867.319 | 5469457.8421 | 0 | 23323084.3116 | 41740751.4033 | 1778279.41 | 0.46387 | 50279.1655 | 89983.3881 | 1025.0088 | 1834.4331
1 | 3500 | 707 | 0.015 | 15 | 15 | 7 | 2.3714e-09 | 5spot_SharedNeighbor | Water | Porous | Wet | R600a | MinimizeLCOE_Brownfield | IgnoreSilica | 2019 | 63.2681 | 4.6658 | 0.11977 | 4 | 48983.0949 | 87426.5068 | 998.5866 | 1782.3076 | 65.6616 | 0 | 113.8273 | 730057.1403 | 38121.6568 | 1220452.0323 | 1479834.6796 | 0 | 94746.0093 | 0 | 1389652.4921 | 3615590.7277 | 2467714.9646 | 11036169.7027 | 961560.8286 | 11469341.9306 | 11469341.9306 | 1478867.319 | 5469457.8421 | 0 | 23467072.4619 | 41884739.5536 | 2371373.7057 | 0.47909 | 48983.0949 | 87426.5068 | 998.5866 | 1782.3076
1 | 3500 | 707 | 0.015 | 15 | 15 | 7 | 3.1623e-09 | 5spot_SharedNeighbor | Water | Porous | Wet | R600a | MinimizeLCOE_Brownfield | IgnoreSilica | 2019 | 64.1159 | 4.7289 | 0.12224 | 4 | 48238.5114 | 85906.5859 | 983.4073 | 1751.3219 | 65.6652 | 0 | 133.648 | 736994.8679 | 38484.4226 | 1233628.7849 | 1499445.5139 | 0 | 93069.729 | 0 | 1404633.0942 | 3654567.1811 | 2494317.195 | 11155140.7887 | 961560.8286 | 11469341.9306 | 11469341.9306 | 1478867.319 | 5469457.8421 | 0 | 23586043.5479 | 42003710.6395 | 3162277.6602 | 0.48895 | 48238.5114 | 85906.5859 | 983.4073 | 1751.3219
1 | 3500 | 707 | 0.015 | 15 | 15 | 7 | 4.217e-09 | 5spot_SharedNeighbor | Water | Porous | Wet | R600a | MinimizeLCOE_Brownfield | IgnoreSilica | 2019 | 64.7567 | 4.7765 | 0.12413 | 4 | 47684.0273 | 84778.3583 | 972.1034 | 1728.3215 | 65.6678 | 0 | 117.5297 | 742219.9664 | 38757.6055 | 1243565.0512 | 1514269.1829 | 0 | 91708.8721 | 0 | 1415903.0645 | 3683889.3322 | 2514330.1656 | 11244643.2405 | 961560.8286 | 11469341.9306 | 11469341.9306 | 1478867.319 | 5469457.8421 | 0 | 23675545.9996 | 42093213.0913 | 4216965.0343 | 0.49651 | 47684.0273 | 84778.3583 | 972.1034 | 1728.3215
1 | 3500 | 707 | 0.015 | 15 | 15 | 7 | 5.6234e-09 | 5spot_SharedNeighbor | Water | Porous | Wet | R600a | MinimizeLCOE_Brownfield | IgnoreSilica | 2019 | 65.2413 | 4.8126 | 0.12557 | 4 | 47270.4209 | 83938.5584 | 963.6715 | 1711.201 | 65.6697 | 0 | 127.3089 | 746159.3139 | 38963.5476 | 1251063.2466 | 1525475.7323 | 0 | 90631.207 | 0 | 1424394.2885 | 3705981.7552 | 2529408.6982 | 11312077.7892 | 961560.8286 | 11469341.9306 | 11469341.9306 | 1478867.319 | 5469457.8421 | 0 | 23742980.5484 | 42160647.6401 | 5623413.2519 | 0.50228 | 47270.4209 | 83938.5584 | 963.6715 | 1711.201
1 | 3500 | 707 | 0.015 | 15 | 15 | 7 | 7.4989e-09 | 5spot_SharedNeighbor | Water | Porous | Wet | R600a | MinimizeLCOE_Brownfield | IgnoreSilica | 2019 | 65.6117 | 4.8401 | 0.12667 | 4 | 46961.5033 | 83311.1408 | 957.3738 | 1698.4103 | 65.6711 | 0 | 117.8256 | 749164.7023 | 39120.6533 | 1256787.7559 | 1534043.0308 | 0 | 89809.8068 | 0 | 1430881.1202 | 3722859.1606 | 2540927.8742 | 11363594.1041 | 961560.8286 | 11469341.9306 | 11469341.9306 | 1478867.319 | 5469457.8421 | 0 | 23794496.8633 | 42212163.955 | 7498942.0933 | 0.50668 | 46961.5033 | 83311.1408 | 957.3738 | 1698.4103
1 | 3500 | 707 | 0.015 | 15 | 15 | 7 | 1e-08 | 5spot_SharedNeighbor | Water | Porous | Wet | R600a | MinimizeLCOE_Brownfield | IgnoreSilica | 2019 | 65.8823 | 4.8603 | 0.1275 | 4 | 46730.5505 | 82844.6798 | 952.6655 | 1688.9009 | 65.6721 | 0 | 110.0982 | 751356.5802 | 39235.2273 | 1260964.9255 | 1540300.9261 | 0 | 89139.1852 | 0 | 1435588.7693 | 3735107.4979 | 2549287.6161 | 11400980.7274 | 961560.8286 | 11469341.9306 | 11469341.9306 | 1478867.319 | 5469457.8421 | 0 | 23831883.4866 | 42249550.5783 | 10000000 | 0.50999 | 46730.5505 | 82844.6798 | 952.6655 | 1688.9009
1 | 3600 | 707 | 0.015 | 15 | 15 | 7 | 1e-13 | 5spot_SharedNeighbor | Water | Porous | Wet | R600a | MinimizeLCOE_Brownfield | IgnoreSilica | 2019 | 0 | 0 | 0 | 0 |  |  |  |  | 15 |  | 17.7014 | [19 empty] | 100 | 0
1 | 3600 | 707 | 0.015 | 15 | 15 | 7 | 1.3335e-13 | 5spot_SharedNeighbor | Water | Porous | Wet | R600a | MinimizeLCOE_Brownfield | IgnoreSilica | 2019 | 0 | 0 | 0 | 0 |  |  |  |  | 15 |  | 19.7293 | [19 empty] | 133.3521 | 0
1 | 3600 | 707 | 0.015 | 15 | 15 | 7 | 1.7783e-13 | 5spot_SharedNeighbor | Water | Porous | Wet | R600a | MinimizeLCOE_Brownfield | IgnoreSilica | 2019 | 0 | 0 | 0 | 0 |  |  |  |  | 15 |  | 23.1572 | [19 empty] | 177.8279 | 0
1 | 3600 | 707 | 0.015 | 15 | 15 | 7 | 2.3714e-13 | 5spot_SharedNeighbor | Water | Porous | Wet | R600a | MinimizeLCOE_Brownfield | IgnoreSilica | 2019 | 0 | 0 | 0 | 0 |  |  |  |  | 15 |  | 23.0154 | [19 empty] | 237.1374 | 0
1 | 3600 | 707 | 0.015 | 15 | 15 | 7 | 3.1623e-13 | 5spot_SharedNeighbor | Water | Porous | Wet | R600a | MinimizeLCOE_Brownfield | IgnoreSilica | 2019 | 0 | 0 | 0 | 0 |  |  |  |  | 15 |  | 22.3159 | [19 empty] | 316.2278 | 0
1 | 3600 | 707 | 0.015 | 15 | 15 | 7 | 4.217e-13 | 5spot_SharedNeighbor | Water | Porous | Wet | R600a | MinimizeLCOE_Brownfield | IgnoreSilica | 2019 | 0 | 0 | 0 | 0 |  |  |  |  | 15 |  | 23.7994 | [19 empty] | 421.6965 | 0
1 | 3600 | 707 | 0.015 | 15 | 15 | 7 | 5.6234e-13 | 5spot_SharedNeighbor | Water | Porous | Wet | R600a | MinimizeLCOE_Brownfield | IgnoreSilica | 2019 | 0 | 0 | 0 | 0 |  |  |  |  | 15 |  | 27.1717 | [19 empty] | 562.3413 | 0
1 | 3600 | 707 | 0.015 | 15 | 15 | 7 | 7.4989e-13 | 5spot_SharedNeighbor | Water | Porous | Wet | R600a | MinimizeLCOE_Brownfield | IgnoreSilica | 2019 | 0 | 0 | 0 | 0 |  |  |  |  | 15 |  | 26.7526 | [19 empty] | 749.8942 | 0
1 | 3600 | 707 | 0.015 | 15 | 15 | 7 | 1e-12 | 5spot_SharedNeighbor | Water | Porous | Wet | R600a | MinimizeLCOE_Brownfield | IgnoreSilica | 2019 | 0 | 0 | 0 | 0 |  |  |  |  | 15 |  | 26.7829 | [19 empty] | 1000 | 0
1 | 3600 | 707 | 0.015 | 15 | 15 | 7 | 1.3335e-12 | 5spot_SharedNeighbor | Water | Porous | Wet | R600a | MinimizeLCOE_Brownfield | IgnoreSilica | 2019 | 0 | 0 | 0 | 0 |  |  |  |  | 15 |  | 29.9335 | [19 empty] | 1333.5214 | 0
1 | 3600 | 707 | 0.015 | 15 | 15 | 7 | 1.7783e-12 | 5spot_SharedNeighbor | Water | Porous | Wet | R600a | MinimizeLCOE_Brownfield | IgnoreSilica | 2019 | 0 | 0 | 0 | 0 |  |  |  |  | 15 |  | 29.9629 | [19 empty] | 1778.2794 | 0
1 | 3600 | 707 | 0.015 | 15 | 15 | 7 | 2.3714e-12 | 5spot_SharedNeighbor | Water | Porous | Wet | R600a | MinimizeLCOE_Brownfield | IgnoreSilica | 2019 | 0 | 0 | 0 | 0 |  |  |  |  | 15 |  | 31.5387 | [19 empty] | 2371.3737 | 0
1 | 3600 | 707 | 0.015 | 15 | 15 | 7 | 3.1623e-12 | 5spot_SharedNeighbor | Water | Porous | Wet | R600a | MinimizeLCOE_Brownfield | IgnoreSilica | 2019 | 0 | 0 | 0 | 0 |  |  |  |  | 15 |  | 33.2523 | [19 empty] | 3162.2777 | 0
1 | 3600 | 707 | 0.015 | 15 | 15 | 7 | 4.217e-12 | 5spot_SharedNeighbor | Water | Porous | Wet | R600a | MinimizeLCOE_Brownfield | IgnoreSilica | 2019 | 0 | 0 | 0 | 0 |  |  |  |  | 15 |  | 32.7568 | [19 empty] | 4216.965 | 0
1 | 3600 | 707 | 0.015 | 15 | 15 | 7 | 5.6234e-12 | 5spot_SharedNeighbor | Water | Porous | Wet | R600a | MinimizeLCOE_Brownfield | IgnoreSilica | 2019 | 1.6 | 0.085043 | 0.00020051 | 4 | 16667884.0742 | 40349668.1289 | 339797.3618 | 822582.5618 | 56.3767 | 0 | 34.239 | 38807.6161 | 1859.8652 | 49977.5541 | 54223.1596 | 0 | 24937.5282 | 0 | 66224.2321 | 172301.8674 | 117599.565 | 525931.3877 | 961560.8286 | 11880569.6211 | 11880569.6211 | 1478867.319 | 5633948.9183 | 0 | 13368061.8374 | 32361447.6958 | 5623.4133 | 0.00080203 | 16667884.0742 | 40349668.1289 | 339797.3618 | 822582.5618
1 | 3600 | 707 | 0.015 | 15 | 15 | 7 | 7.4989e-12 | 5spot_SharedNeighbor | Water | Porous | Wet | R600a | MinimizeLCOE_Brownfield | IgnoreSilica | 2019 | 1.6 | 0.085044 | 0.00068863 | 4 | 4848355.5472 | 11743739.463 | 98840.2857 | 239412.0135 | 56.377 | 0 | 32.8207 | 38808.2957 | 1859.9025 | 49978.1209 | 54223.4336 | 0 | 20664.2121 | 0 | 64558.2462 | 167967.314 | 114641.1432 | 512700.6682 | 961560.8286 | 11880569.6211 | 11880569.6211 | 1478867.319 | 5633948.9183 | 0 | 13354831.1178 | 32348216.9762 | 7498.9421 | 0.0027545 | 4848355.5472 | 11743739.463 | 98840.2857 | 239412.0135
1 | 3600 | 707 | 0.015 | 15 | 15 | 7 | 1e-11 | 5spot_SharedNeighbor | Water | Porous | Wet | R600a | MinimizeLCOE_Brownfield | IgnoreSilica | 2019 | 3.1808 | 0.20354 | 0.0019359 | 4 | 1781944.5006 | 4234719.6144 | 36327.3489 | 86330.4872 | 61.3977 | 0 | 85.8398 | 77520.377 | 3879.0131 | 99992.2828 | 91247.2401 | 0 | 36212.307 | 0 | 120451.9758 | 313391.3329 | 213896.0242 | 956590.5528 | 961560.8286 | 11880569.6211 | 11880569.6211 | 1478867.319 | 5633948.9183 | 0 | 13798721.0025 | 32792106.8609 | 10000 | 0.0077436 | 1781944.5006 | 4234719.6144 | 36327.3489 | 86330.4872
1 | 3600 | 707 | 0.015 | 15 | 15 | 7 | 1.3335e-11 | 5spot_SharedNeighbor | Water | Porous | Wet | R600a | MinimizeLCOE_Brownfield | IgnoreSilica | 2019 | 4.3406 | 0.29231 | 0.0034359 | 4 | 1024970.4925 | 2406957.2028 | 20895.4099 | 49069.0782 | 62.8993 | 0 | 79.6186 | 101985.6833 | 5170.3942 | 133390.9999 | 118620.6243 | 0 | 42668.8528 | 0 | 156716.2562 | 407743.5518 | 278293.3524 | 1244589.7148 | 961560.8286 | 11880569.6211 | 11880569.6211 | 1478867.319 | 5633948.9183 | 0 | 14086720.1645 | 33080106.0228 | 13335.2143 | 0.013744 | 1024970.4925 | 2406957.2028 | 20895.4099 | 49069.0782
1 | 3600 | 707 | 0.015 | 15 | 15 | 7 | 1.7783e-11 | 5spot_SharedNeighbor | Water | Porous | Wet | R600a | MinimizeLCOE_Brownfield | IgnoreSilica | 2019 | 5.7897 | 0.40409 | 0.0054959 | 4 | 656192.4735 | 1520168.0243 | 13377.3711 | 30990.6814 | 63.9655 | 0 | 89.1761 | 129693.6902 | 6637.2373 | 172671.1081 | 152935.8823 | 0 | 49293.3869 | 0 | 199380.2089 | 518746.405 | 354055.0806 | 1583412.9992 | 961560.8286 | 11880569.6211 | 11880569.6211 | 1478867.319 | 5633948.9183 | 0 | 14425543.4489 | 33418929.3073 | 17782.7941 | 0.021984 | 656192.4735 | 1520168.0243 | 13377.3711 | 30990.6814
1 | 3600 | 707 | 0.015 | 15 | 15 | 7 | 2.3714e-11 | 5spot_SharedNeighbor | Water | Porous | Wet | R600a | MinimizeLCOE_Brownfield | IgnoreSilica | 2019 | 7.5802 | 0.54201 | 0.0082333 | 4 | 449998.8898 | 1026722.4691 | 9173.836 | 20931.1263 | 64.7165 | 0 | 84.05 | 160771.4735 | 8284.8345 | 218246.345 | 195259.1302 | 0 | 56003.5052 | 0 | 249040.4625 | 647952.1982 | 442240.6894 | 1977798.6385 | 961560.8286 | 11880569.6211 | 11880569.6211 | 1478867.319 | 5633948.9183 | 0 | 14819929.0882 | 33813314.9466 | 23713.7371 | 0.032933 | 449998.8898 | 1026722.4691 | 9173.836 | 20931.1263
1 | 3600 | 707 | 0.015 | 15 | 15 | 7 | 3.1623e-11 | 5spot_SharedNeighbor | Water | Porous | Wet | R600a | MinimizeLCOE_Brownfield | IgnoreSilica | 2019 | 10.1017 | 0.73822 | 0.011997 | 4 | 319996.511 | 715804.4226 | 6523.5617 | 14592.6414 | 65.385 | 0 | 81.1519 | 201149.5677 | 10428.678 | 279274.8641 | 255229.6197 | 0 | 65391.4433 | 0 | 316474.9274 | 823402.8432 | 561989.3597 | 2513341.3031 | 961560.8286 | 11880569.6211 | 11880569.6211 | 1478867.319 | 5633948.9183 | 0 | 15355471.7527 | 34348857.6111 | 31622.7766 | 0.047986 | 319996.511 | 715804.4226 | 6523.5617 | 14592.6414
1 | 3600 | 707 | 0.015 | 15 | 15 | 7 | 4.217e-11 | 5spot_SharedNeighbor | Water | Porous | Wet | R600a | MinimizeLCOE_Brownfield | IgnoreSilica | 2019 | 13.1297 | 0.97379 | 0.016851 | 4 | 236852.301 | 518634.9428 | 4828.5545 | 10573.0748 | 65.8353 | 0 | 70.276 | 245374.8177 | 12775.0425 | 348405.9238 | 327227.0015 | 0 | 74450.2479 | 0 | 393210.883 | 1023054.0589 | 698255.4169 | 3122753.3921 | 961560.8286 | 11880569.6211 | 11880569.6211 | 1478867.319 | 5633948.9183 | 0 | 15964883.8418 | 34958269.7002 | 42169.6503 | 0.067404 | 236852.301 | 518634.9428 | 4828.5545 | 10573.0748
1 | 3600 | 707 | 0.015 | 15 | 15 | 7 | 5.6234e-11 | 5spot_SharedNeighbor | Water | Porous | Wet | R600a | MinimizeLCOE_Brownfield | IgnoreSilica | 2019 | 16.8419 | 1.2623 | 0.023088 | 4 | 180601.6063 | 386267.8441 | 3681.808 | 7874.5925 | 66.1704 | 0 | 90.8961 | 295338.0422 | 15425.7954 | 428662.3561 | 415393.6022 | 0 | 83865.8058 | 0 | 483087.3846 | 1256894.28 | 857856.1727 | 3836523.439 | 961560.8286 | 11880569.6211 | 11880569.6211 | 1478867.319 | 5633948.9183 | 0 | 16678653.8887 | 35672039.747 | 56234.1325 | 0.092351 | 180601.6063 | 386267.8441 | 3681.808 | 7874.5925
1 | 3600 | 707 | 0.015 | 15 | 15 | 7 | 7.4989e-11 | 5spot_SharedNeighbor | Water | Porous | Wet | R600a | MinimizeLCOE_Brownfield | IgnoreSilica | 2019 | 21.3003 | 1.6085 | 0.030914 | 4 | 141530.6539 | 295129.3425 | 2885.2938 | 6016.6108 | 66.4214 | 0 | 71.159 | 350944.104 | 18374.912 | 520268.1545 | 521189.164 | 0 | 93450.3656 | 0 | 586648.413 | 1526338.8326 | 1041757.6164 | 4658971.5622 | 961560.8286 | 11880569.6211 | 11880569.6211 | 1478867.319 | 5633948.9183 | 0 | 17501102.0118 | 36494487.8702 | 74989.4209 | 0.12366 | 141530.6539 | 295129.3425 | 2885.2938 | 6016.6108
1 | 3600 | 707 | 0.015 | 15 | 15 | 7 | 1e-10 | 5spot_SharedNeighbor | Water | Porous | Wet | R600a | MinimizeLCOE_Brownfield | IgnoreSilica | 2019 | 25.3557 | 1.9236 | 0.040181 | 4 | 113289.5937 | 231462.784 | 2309.5616 | 4718.6819 | 66.5748 | 0 | 70.9792 | 398450.4962 | 20892.7843 | 600220.6452 | 617439.5839 | 0 | 95608.6811 | 0 | 675718.7544 | 1758081.59 | 1199926.8101 | 5366339.3452 | 961560.8286 | 11880569.6211 | 11880569.6211 | 1478867.319 | 5633948.9183 | 0 | 18208469.7949 | 37201855.6533 | 100000 | 0.16072 | 113289.5937 | 231462.784 | 2309.5616 | 4718.6819
1 | 3600 | 707 | 0.015 | 15 | 15 | 7 | 1.3335e-10 | 5spot_SharedNeighbor | Water | Porous | Wet | R600a | MinimizeLCOE_Brownfield | IgnoreSilica | 2019 | 31.9823 | 2.4385 | 0.051386 | 4 | 94218.8624 | 186624.7892 | 1920.779 | 3804.5988 | 66.7441 | 0 | 104.4762 | 471362.489 | 24754.1125 | 725541.7174 | 774741.621 | 0 | 109947.2896 | 0 | 821475.4195 | 2137310.5337 | 1458758.3566 | 6523891.5393 | 961560.8286 | 11880569.6211 | 11880569.6211 | 1478867.319 | 5633948.9183 | 0 | 19366021.989 | 38359407.8474 | 133352.1432 | 0.20554 | 94218.8624 | 186624.7892 | 1920.779 | 3804.5988
1 | 3600 | 707 | 0.015 | 15 | 15 | 7 | 1.7783e-10 | 5spot_SharedNeighbor | Water | Porous | Wet | R600a | MinimizeLCOE_Brownfield | IgnoreSilica | 2019 | 37.7117 | 2.884 | 0.063445 | 4 | 80072.4223 | 154914.2196 | 1632.3846 | 3158.1359 | 66.8446 | 0 | 92.5544 | 530761.1021 | 27897.0899 | 829684.0436 | 910778.7169 | 0 | 115497.5381 | 0 | 941701.2114 | 2450113.3825 | 1672252.7284 | 7478685.8129 | 961560.8286 | 11880569.6211 | 11880569.6211 | 1478867.319 | 5633948.9183 | 0 | 20320816.2626 | 39314202.121 | 177827.941 | 0.25378 | 80072.4223 | 154914.2196 | 1632.3846 | 3158.1359
1 | 3600 | 707 | 0.015 | 15 | 15 | 7 | 2.3714e-10 | 5spot_SharedNeighbor | Water | Porous | Wet | R600a | MinimizeLCOE_Brownfield | IgnoreSilica | 2019 | 43.2339 | 3.3134 | 0.075897 | 4 | 69886.3116 | 132449.0661 | 1424.727 | 2700.1534 | 66.9174 | 0 | 117.2953 | 585482.2195 | 30790.4356 | 927070.0439 | 1041915.5196 | 0 | 118624.1254 | 0 | 1054514.1142 | 2743629.4146 | 1872583.4514 | 8374609.3243 | 961560.8286 | 11880569.6211 | 11880569.6211 | 1478867.319 | 5633948.9183 | 0 | 21216739.774 | 40210125.6323 | 237137.3706 | 0.30359 | 69886.3116 | 132449.0661 | 1424.727 | 2700.1534
1 | 3600 | 707 | 0.015 | 15 | 15 | 7 | 3.1623e-10 | 5spot_SharedNeighbor | Water | Porous | Wet | R600a | MinimizeLCOE_Brownfield | IgnoreSilica | 2019 | 48.2575 | 3.7042 | 0.088004 | 4 | 62534.1145 | 116490.2198 | 1274.8425 | 2374.8107 | 66.9695 | 0 | 106.1933 | 633455.466 | 33325.2599 | 1013493.8636 | 1161220.9131 | 0 | 119465.6693 | 0 | 1154774.857 | 3004487.3011 | 2050624.319 | 9170847.649 | 961560.8286 | 11880569.6211 | 11880569.6211 | 1478867.319 | 5633948.9183 | 0 | 22012978.0987 | 41006363.957 | 316227.766 | 0.35202 | 62534.1145 | 116490.2198 | 1274.8425 | 2374.8107
1 | 3600 | 707 | 0.015 | 15 | 15 | 7 | 4.217e-10 | 5spot_SharedNeighbor | Water | Porous | Wet | R600a | MinimizeLCOE_Brownfield | IgnoreSilica | 2019 | 52.5908 | 4.0412 | 0.099132 | 4 | 57211.145 | 105110.2404 | 1166.3266 | 2142.8144 | 67.0062 | 0 | 97.093 | 673629.374 | 35446.6308 | 1086578.275 | 1264129.1938 | 0 | 118436.8123 | 0 | 1239505.9115 | 3224940.1242 | 2201087.9006 | 9843754.2223 | 961560.8286 | 11880569.6211 | 11880569.6211 | 1478867.319 | 5633948.9183 | 0 | 22685884.672 | 41679270.5303 | 421696.5034 | 0.39653 | 57211.145 | 105110.2404 | 1166.3266 | 2142.8144
1 | 3600 | 707 | 0.015 | 15 | 15 | 7 | 5.6234e-10 | 5spot_SharedNeighbor | Water | Porous | Wet | R600a | MinimizeLCOE_Brownfield | IgnoreSilica | 2019 | 56.1964 | 4.3216 | 0.1089 | 4 | 53341.8886 | 96943.6146 | 1087.4465 | 1976.3267 | 67.0318 | 0 | 117.2598 | 706291.2056 | 37170.2841 | 1146462.6687 | 1349762.0818 | 0 | 116246.9276 | 0 | 1308813.9354 | 3405265.3853 | 2324163.5966 | 10394176.085 | 961560.8286 | 11880569.6211 | 11880569.6211 | 1478867.319 | 5633948.9183 | 0 | 23236306.5347 | 42229692.3931 | 562341.3252 | 0.43561 | 53341.8886 | 96943.6146 | 1087.4465 | 1976.3267
1 | 3600 | 707 | 0.015 | 15 | 15 | 7 | 7.4989e-10 | 5spot_SharedNeighbor | Water | Porous | Wet | R600a | MinimizeLCOE_Brownfield | IgnoreSilica | 2019 | 59.1265 | 4.5494 | 0.11718 | 4 | 50516.2695 | 91039.1708 | 1029.8425 | 1855.9566 | 67.0496 | 0 | 124.9914 | 732355.3972 | 38545.1027 | 1194537.4873 | 1419334.1965 | 0 | 113559.8687 | 0 | 1364349.5005 | 3549757.5337 | 2422782.4569 | 10835221.5436 | 961560.8286 | 11880569.6211 | 11880569.6211 | 1478867.319 | 5633948.9183 | 0 | 23677351.9933 | 42670737.8516 | 749894.2093 | 0.46871 | 50516.2695 | 91039.1708 | 1029.8425 | 1855.9566
1 | 3600 | 707 | 0.015 | 15 | 15 | 7 | 1e-09 | 5spot_SharedNeighbor | Water | Porous | Wet | R600a | MinimizeLCOE_Brownfield | IgnoreSilica | 2019 | 61.4239 | 4.7279 | 0.12395 | 4 | 48443.151 | 86750.898 | 987.5792 | 1768.5344 | 67.0619 | 0 | 119.6441 | 752508.5081 | 39607.7016 | 1231881.2902 | 1473871.5805 | 0 | 110649.0644 | 0 | 1407322.0765 | 3661563.3616 | 2499092.2319 | 11176495.8149 | 961560.8286 | 11880569.6211 | 11880569.6211 | 1478867.319 | 5633948.9183 | 0 | 24018626.2646 | 43012012.123 | 1000000 | 0.49581 | 48443.151 | 86750.898 | 987.5792 | 1768.5344
1 | 3600 | 707 | 0.015 | 15 | 15 | 7 | 1.3335e-09 | 5spot_SharedNeighbor | Water | Porous | Wet | R600a | MinimizeLCOE_Brownfield | IgnoreSilica | 2019 | 63.2339 | 4.8685 | 0.12941 | 4 | 46915.5794 | 83608.2064 | 956.4375 | 1704.4664 | 67.0706 | 0 | 121.1744 | 768216.924 | 40435.6787 | 1261091.9068 | 1516826.8939 | 0 | 107996.1872 | 0 | 1440881.3604 | 3748877.7343 | 2558686.0854 | 11443012.7706 | 961560.8286 | 11880569.6211 | 11880569.6211 | 1478867.319 | 5633948.9183 | 0 | 24285143.2203 | 43278529.0787 | 1333521.4322 | 0.51763 | 46915.5794 | 83608.2064 | 956.4375 | 1704.4664
1 | 3600 | 707 | 0.015 | 15 | 15 | 7 | 1.7783e-09 | 5spot_SharedNeighbor | Water | Porous | Wet | R600a | MinimizeLCOE_Brownfield | IgnoreSilica | 2019 | 60.428 | 4.6505 | 0.13013 | 4 | 45706.3146 | 82196.0134 | 931.785 | 1675.6769 | 67.0567 | 0 | 703.6023 | 743801.8134 | 39148.6734 | 1215729.7953 | 1450231.4947 | 0 | 86035.9746 | 0 | 1378629.6231 | 3586911.4835 | 2448140.7911 | 10948629.6492 | 961560.8286 | 11880569.6211 | 11880569.6211 | 1478867.319 | 5633948.9183 | 0 | 23790760.0989 | 42784145.9572 | 1778279.41 | 0.52051 | 45706.3146 | 82196.0134 | 931.785 | 1675.6769
1 | 3600 | 707 | 0.015 | 15 | 15 | 7 | 2.3714e-09 | 5spot_SharedNeighbor | Water | Porous | Wet | R600a | MinimizeLCOE_Brownfield | IgnoreSilica | 2019 | 64.187 | 4.9425 | 0.13633 | 4 | 44725.8417 | 79555.7305 | 911.7968 | 1621.8512 | 67.0748 | 0 | 268.6844 | 776431.0009 | 40868.5383 | 1276402.0821 | 1539443.4223 | 0 | 95223.3567 | 0 | 1454063.6761 | 3783175.4157 | 2582094.9577 | 11547702.4498 | 961560.8286 | 11880569.6211 | 11880569.6211 | 1478867.319 | 5633948.9183 | 0 | 24389832.8995 | 43383218.7579 | 2371373.7057 | 0.54532 | 44725.8417 | 79555.7305 | 911.7968 | 1621.8512
1 | 3600 | 707 | 0.015 | 15 | 15 | 7 | 3.1623e-09 | 5spot_SharedNeighbor | Water | Porous | Wet | R600a | MinimizeLCOE_Brownfield | IgnoreSilica | 2019 | 66.4157 | 5.1155 | 0.1403 | 4 | 44082.5056 | 77926.2232 | 898.6815 | 1588.6315 | 67.0838 | 0 | 107.0229 | 795486.1854 | 41872.432 | 1312012.4818 | 1592316.5462 | 0 | 99570.7652 | 0 | 1498090.7801 | 3897724.9093 | 2660277.3408 | 11897351.4409 | 961560.8286 | 11880569.6211 | 11880569.6211 | 1478867.319 | 5633948.9183 | 0 | 24739481.8906 | 43732867.7489 | 3162277.6602 | 0.56121 | 44082.5056 | 77926.2232 | 898.6815 | 1588.6315
1 | 3600 | 707 | 0.015 | 15 | 15 | 7 | 4.217e-09 | 5spot_SharedNeighbor | Water | Porous | Wet | R600a | MinimizeLCOE_Brownfield | IgnoreSilica | 2019 | 67.0271 | 5.163 | 0.1423 | 4 | 43616.2729 | 76983.916 | 889.1767 | 1569.4213 | 67.086 | 0 | 101.8564 | 800676.9189 | 42145.8317 | 1321735.6289 | 1606817.9421 | 0 | 98160.3372 | 0 | 1509119.2969 | 3926418.8477 | 2679861.5434 | 11984936.3469 | 961560.8286 | 11880569.6211 | 11880569.6211 | 1478867.319 | 5633948.9183 | 0 | 24827066.7965 | 43820452.6549 | 4216965.0343 | 0.56922 | 43616.2729 | 76983.916 | 889.1767 | 1569.4213
1 | 3600 | 707 | 0.015 | 15 | 15 | 7 | 5.6234e-09 | 5spot_SharedNeighbor | Water | Porous | Wet | R600a | MinimizeLCOE_Brownfield | IgnoreSilica | 2019 | 67.505 | 5.2001 | 0.14384 | 4 | 43268.3289 | 76278.6266 | 882.0834 | 1555.043 | 67.0877 | 0 | 111.6759 | 804723.1783 | 42358.9312 | 1329321.6779 | 1618151.1447 | 0 | 97117.6214 | 0 | 1517752.2959 | 3948880.1401 | 2695191.837 | 12053496.8265 | 961560.8286 | 11880569.6211 | 11880569.6211 | 1478867.319 | 5633948.9183 | 0 | 24895627.2762 | 43889013.1345 | 5623413.2519 | 0.57538 | 43268.3289 | 76278.6266 | 882.0834 | 1555.043
1 | 3600 | 707 | 0.015 | 15 | 15 | 7 | 7.4989e-09 | 5spot_SharedNeighbor | Water | Porous | Wet | R600a | MinimizeLCOE_Brownfield | IgnoreSilica | 2019 | 67.8554 | 5.2272 | 0.145 | 4 | 43008.3586 | 75754.6233 | 876.7836 | 1544.3605 | 67.089 | 0 | 116.8027 | 807684.3137 | 42514.8705 | 1334877.0228 | 1626461.1783 | 0 | 96261.1087 | 0 | 1524041.4127 | 3965243.1319 | 2706359.9151 | 12103442.9538 | 961560.8286 | 11880569.6211 | 11880569.6211 | 1478867.319 | 5633948.9183 | 0 | 24945573.4035 | 43938959.2618 | 7498942.0933 | 0.58002 | 43008.3586 | 75754.6233 | 876.7836 | 1544.3605
1 | 3600 | 707 | 0.015 | 15 | 15 | 7 | 1e-08 | 5spot_SharedNeighbor | Water | Porous | Wet | R600a | MinimizeLCOE_Brownfield | IgnoreSilica | 2019 | 68.1138 | 5.2473 | 0.14588 | 4 | 42813.9451 | 75364.3753 | 872.8202 | 1536.4047 | 67.0898 | 0 | 105.7179 | 809864.4933 | 42629.6771 | 1338969.2349 | 1632588.2886 | 0 | 95576.4962 | 0 | 1528654.9942 | 3977246.7246 | 2714552.6138 | 12140082.5229 | 961560.8286 | 11880569.6211 | 11880569.6211 | 1478867.319 | 5633948.9183 | 0 | 24982212.9726 | 43975598.831 | 10000000 | 0.58351 | 42813.9451 | 75364.3753 | 872.8202 | 1536.4047
1 | 3700 | 707 | 0.015 | 15 | 15 | 7 | 1e-13 | 5spot_SharedNeighbor | Water | Porous | Wet | R600a | MinimizeLCOE_Brownfield | IgnoreSilica | 2019 | 0 | 0 | 0 | 0 |  |  |  |  | 15 |  | 17.942 | [19 empty] | 100 | 0
1 | 3700 | 707 | 0.015 | 15 | 15 | 7 | 1.3335e-13 | 5spot_SharedNeighbor | Water | Porous | Wet | R600a | MinimizeLCOE_Brownfield | IgnoreSilica | 2019 | 0 | 0 | 0 | 0 |  |  |  |  | 15 |  | 18.8449 | [19 empty] | 133.3521 | 0
1 | 3700 | 707 | 0.015 | 15 | 15 | 7 | 1.7783e-13 | 5spot_SharedNeighbor | Water | Porous | Wet | R600a | MinimizeLCOE_Brownfield | IgnoreSilica | 2019 | 0 | 0 | 0 | 0 |  |  |  |  | 15 |  | 23.8482 | [19 empty] | 177.8279 | 0
1 | 3700 | 707 | 0.015 | 15 | 15 | 7 | 2.3714e-13 | 5spot_SharedNeighbor | Water | Porous | Wet | R600a | MinimizeLCOE_Brownfield | IgnoreSilica | 2019 | 0 | 0 | 0 | 0 |  |  |  |  | 15 |  | 22.9853 | [19 empty] | 237.1374 | 0
1 | 3700 | 707 | 0.015 | 15 | 15 | 7 | 3.1623e-13 | 5spot_SharedNeighbor | Water | Porous | Wet | R600a | MinimizeLCOE_Brownfield | IgnoreSilica | 2019 | 0 | 0 | 0 | 0 |  |  |  |  | 15 |  | 21.8207 | [19 empty] | 316.2278 | 0
1 | 3700 | 707 | 0.015 | 15 | 15 | 7 | 4.217e-13 | 5spot_SharedNeighbor | Water | Porous | Wet | R600a | MinimizeLCOE_Brownfield | IgnoreSilica | 2019 | 0 | 0 | 0 | 0 |  |  |  |  | 15 |  | 22.6774 | [19 empty] | 421.6965 | 0
1 | 3700 | 707 | 0.015 | 15 | 15 | 7 | 5.6234e-13 | 5spot_SharedNeighbor | Water | Porous | Wet | R600a | MinimizeLCOE_Brownfield | IgnoreSilica | 2019 | 0 | 0 | 0 | 0 |  |  |  |  | 15 |  | 27.3414 | [19 empty] | 562.3413 | 0
1 | 3700 | 707 | 0.015 | 15 | 15 | 7 | 7.4989e-13 | 5spot_SharedNeighbor | Water | Porous | Wet | R600a | MinimizeLCOE_Brownfield | IgnoreSilica | 2019 | 0 | 0 | 0 | 0 |  |  |  |  | 15 |  | 25.9414 | [19 empty] | 749.8942 | 0
1 | 3700 | 707 | 0.015 | 15 | 15 | 7 | 1e-12 | 5spot_SharedNeighbor | Water | Porous | Wet | R600a | MinimizeLCOE_Brownfield | IgnoreSilica | 2019 | 0 | 0 | 0 | 0 |  |  |  |  | 15 |  | 28.2453 | [19 empty] | 1000 | 0
1 | 3700 | 707 | 0.015 | 15 | 15 | 7 | 1.3335e-12 | 5spot_SharedNeighbor | Water | Porous | Wet | R600a | MinimizeLCOE_Brownfield | IgnoreSilica | 2019 | 0 | 0 | 0 | 0 |  |  |  |  | 15 |  | 29.4531 | [19 empty] | 1333.5214 | 0
1 | 3700 | 707 | 0.015 | 15 | 15 | 7 | 1.7783e-12 | 5spot_SharedNeighbor | Water | Porous | Wet | R600a | MinimizeLCOE_Brownfield | IgnoreSilica | 2019 | 0 | 0 | 0 | 0 |  |  |  |  | 15 |  | 30.7218 | [19 empty] | 1778.2794 | 0
1 | 3700 | 707 | 0.015 | 15 | 15 | 7 | 2.3714e-12 | 5spot_SharedNeighbor | Water | Porous | Wet | R600a | MinimizeLCOE_Brownfield | IgnoreSilica | 2019 | 0 | 0 | 0 | 0 |  |  |  |  | 15 |  | 30.3796 | [19 empty] | 2371.3737 | 0
1 | 3700 | 707 | 0.015 | 15 | 15 | 7 | 3.1623e-12 | 5spot_SharedNeighbor | Water | Porous | Wet | R600a | MinimizeLCOE_Brownfield | IgnoreSilica | 2019 | 0 | 0 | 0 | 0 |  |  |  |  | 15 |  | 31.3529 | [19 empty] | 3162.2777 | 0
1 | 3700 | 707 | 0.015 | 15 | 15 | 7 | 4.217e-12 | 5spot_SharedNeighbor | Water | Porous | Wet | R600a | MinimizeLCOE_Brownfield | IgnoreSilica | 2019 | 0 | 0 | 0 | 0 |  |  |  |  | 15 |  | 31.6362 | [19 empty] | 4216.965 | 0
1 | 3700 | 707 | 0.015 | 15 | 15 | 7 | 5.6234e-12 | 5spot_SharedNeighbor | Water | Porous | Wet | R600a | MinimizeLCOE_Brownfield | IgnoreSilica | 2019 | 1.6 | 0.087968 | 0.000439 | 4 | 7855529.8803 | 19004345.5116 | 160145.602 | 387429.2885 | 57.239 | 0 | 35.061 | 40403.9094 | 1947.8479 | 51306.5266 | 54862.5247 | 0 | 24240.033 | 0 | 67376.7282 | 175300.426 | 119646.1428 | 535084.1386 | 961560.8286 | 12297657.4024 | 12297657.4024 | 1478867.319 | 5800784.0308 | 0 | 13794302.3696 | 33371611.1218 | 5623.4133 | 0.001756 | 7855529.8803 | 19004345.5116 | 160145.602 | 387429.2885
1 | 3700 | 707 | 0.015 | 15 | 15 | 7 | 7.4989e-12 | 5spot_SharedNeighbor | Water | Porous | Wet | R600a | MinimizeLCOE_Brownfield | IgnoreSilica | 2019 | 1.6 | 0.087969 | 0.00091416 | 4 | 3768751.4223 | 9122656.6895 | 76831.0954 | 185977.6959 | 57.2394 | 0 | 35.214 | 40404.6137 | 1947.8868 | 51307.1162 | 54862.807 | 0 | 19933.9807 | 0 | 65697.9977 | 170932.7136 | 116665.0894 | 521752.2052 | 961560.8286 | 12297657.4024 | 12297657.4024 | 1478867.319 | 5800784.0308 | 0 | 13780970.4362 | 33358279.1885 | 7498.9421 | 0.0036566 | 3768751.4223 | 9122656.6895 | 76831.0954 | 185977.6959
1 | 3700 | 707 | 0.015 | 15 | 15 | 7 | 1e-11 | 5spot_SharedNeighbor | Water | Porous | Wet | R600a | MinimizeLCOE_Brownfield | IgnoreSilica | 2019 | 3.5829 | 0.2434 | 0.0026704 | 4 | 1343649.7958 | 3176438.4452 | 27392.1185 | 64755.9942 | 63.1589 | 0 | 77.0966 | 90271.6271 | 4574.3959 | 115186.6455 | 102529.2079 | 0 | 40413.1909 | 0 | 137660.2762 | 358163.8008 | 244454.1536 | 1093253.2978 | 961560.8286 | 12297657.4024 | 12297657.4024 | 1478867.319 | 5800784.0308 | 0 | 14352471.5289 | 33929780.2811 | 10000 | 0.010682 | 1343649.7958 | 3176438.4452 | 27392.1185 | 64755.9942
1 | 3700 | 707 | 0.015 | 15 | 15 | 7 | 1.3335e-11 | 5spot_SharedNeighbor | Water | Porous | Wet | R600a | MinimizeLCOE_Brownfield | IgnoreSilica | 2019 | 4.8593 | 0.34571 | 0.0045355 | 4 | 808858.7468 | 1887983.4248 | 16489.6796 | 38489.0958 | 64.5586 | 0 | 76.371 | 117531.522 | 6027.0316 | 152323.7365 | 133480.4202 | 0 | 47483.5949 | 0 | 178170.059 | 463561.9459 | 316390.5533 | 1414968.8635 | 961560.8286 | 12297657.4024 | 12297657.4024 | 1478867.319 | 5800784.0308 | 0 | 14674187.0945 | 34251495.8468 | 13335.2143 | 0.018142 | 808858.7468 | 1887983.4248 | 16489.6796 | 38489.0958
1 | 3700 | 707 | 0.015 | 15 | 15 | 7 | 1.7783e-11 | 5spot_SharedNeighbor | Water | Porous | Wet | R600a | MinimizeLCOE_Brownfield | IgnoreSilica | 2019 | 6.4398 | 0.47314 | 0.0070706 | 4 | 532109.5104 | 1224313.723 | 10847.7721 | 24959.2913 | 65.5476 | 0 | 91.6725 | 148170.3459 | 7663.3394 | 195620.0151 | 171916.1509 | 0 | 54626.7772 | 0 | 225418.6851 | 586493.1789 | 400293.6458 | 1790202.1382 | 961560.8286 | 12297657.4024 | 12297657.4024 | 1478867.319 | 5800784.0308 | 0 | 15049420.3692 | 34626729.1215 | 17782.7941 | 0.028283 | 532109.5104 | 1224313.723 | 10847.7721 | 24959.2913
1 | 3700 | 707 | 0.015 | 15 | 15 | 7 | 2.3714e-11 | 5spot_SharedNeighbor | Water | Porous | Wet | R600a | MinimizeLCOE_Brownfield | IgnoreSilica | 2019 | 8.3526 | 0.62693 | 0.010382 | 4 | 372691.2038 | 844123.7323 | 7597.8143 | 17208.604 | 66.2186 | 0 | 68.9108 | 181823.3702 | 9460.8112 | 244873.522 | 218312.2678 | 0 | 61529.6087 | 0 | 279239.8362 | 726524.7737 | 495868.0867 | 2217632.2765 | 961560.8286 | 12297657.4024 | 12297657.4024 | 1478867.319 | 5800784.0308 | 0 | 15476850.5075 | 35054159.2597 | 23713.7371 | 0.041527 | 372691.2038 | 844123.7323 | 7597.8143 | 17208.604
1 | 3700 | 707 | 0.015 | 15 | 15 | 7 | 3.1623e-11 | 5spot_SharedNeighbor | Water | Porous | Wet | R600a | MinimizeLCOE_Brownfield | IgnoreSilica | 2019 | 11.2077 | 0.85859 | 0.015043 | 4 | 267492.5398 | 592850.7998 | 5453.1972 | 12086.0654 | 66.9033 | 0 | 71.4094 | 228460.523 | 11960.3975 | 314721.3515 | 287870.1618 | 0 | 72708.7749 | 0 | 357131.2714 | 929182.3105 | 634186.0197 | 2836220.8103 | 961560.8286 | 12297657.4024 | 12297657.4024 | 1478867.319 | 5800784.0308 | 0 | 16095439.0413 | 35672747.7935 | 31622.7766 | 0.060172 | 267492.5398 | 592850.7998 | 5453.1972 | 12086.0654
1 | 3700 | 707 | 0.015 | 15 | 15 | 7 | 4.217e-11 | 5spot_SharedNeighbor | Water | Porous | Wet | R600a | MinimizeLCOE_Brownfield | IgnoreSilica | 2019 | 14.5038 | 1.1254 | 0.020946 | 4 | 200145.0339 | 433806.1841 | 4080.2272 | 8843.7258 | 67.327 | 0 | 90.9946 | 277407.3136 | 14579.7646 | 390632.3619 | 368056.4188 | 0 | 82567.2757 | 0 | 441964.8225 | 1149901.8086 | 784831.6125 | 3509941.3781 | 961560.8286 | 12297657.4024 | 12297657.4024 | 1478867.319 | 5800784.0308 | 0 | 16769159.6092 | 36346468.3614 | 42169.6503 | 0.083785 | 200145.0339 | 433806.1841 | 4080.2272 | 8843.7258
1 | 3700 | 707 | 0.015 | 15 | 15 | 7 | 5.6234e-11 | 5spot_SharedNeighbor | Water | Porous | Wet | R600a | MinimizeLCOE_Brownfield | IgnoreSilica | 2019 | 18.5398 | 1.4523 | 0.028491 | 4 | 154076.6936 | 325859.2335 | 3141.0618 | 6643.0812 | 67.6444 | 0 | 91.5518 | 332782.1593 | 17541.3497 | 478916.8135 | 466289.8106 | 0 | 92871.5934 | 0 | 541476.6733 | 1408811.2318 | 961542.6139 | 4300232.2453 | 961560.8286 | 12297657.4024 | 12297657.4024 | 1478867.319 | 5800784.0308 | 0 | 17559450.4764 | 37136759.2286 | 56234.1325 | 0.11397 | 154076.6936 | 325859.2335 | 3141.0618 | 6643.0812
1 | 3700 | 707 | 0.015 | 15 | 15 | 7 | 7.4989e-11 | 5spot_SharedNeighbor | Water | Porous | Wet | R600a | MinimizeLCOE_Brownfield | IgnoreSilica | 2019 | 23.3271 | 1.8403 | 0.03788 | 4 | 121832.5069 | 251037.8022 | 2483.7204 | 5117.7452 | 67.8813 | 0 | 75.2654 | 393793.2353 | 20801.9355 | 578673.9 | 582834.5113 | 0 | 103112.6835 | 0 | 654894.3436 | 1703900.7447 | 1162947.2699 | 5200958.6238 | 961560.8286 | 12297657.4024 | 12297657.4024 | 1478867.319 | 5800784.0308 | 0 | 18460176.8548 | 38037485.6071 | 74989.4209 | 0.15152 | 121832.5069 | 251037.8022 | 2483.7204 | 5117.7452
1 | 3700 | 707 | 0.015 | 15 | 15 | 7 | 1e-10 | 5spot_SharedNeighbor | Water | Porous | Wet | R600a | MinimizeLCOE_Brownfield | IgnoreSilica | 2019 | 28.7445 | 2.2795 | 0.049132 | 4 | 98929.5545 | 198544.754 | 2016.8128 | 4047.6034 | 68.0565 | 0 | 91.0174 | 458343.6123 | 24248.816 | 686638.0689 | 714737.034 | 0 | 112427.3329 | 0 | 778593.997 | 2025741.8685 | 1382610.4501 | 6183341.1796 | 961560.8286 | 12297657.4024 | 12297657.4024 | 1478867.319 | 5800784.0308 | 0 | 19442559.4107 | 39019868.1629 | 100000 | 0.19653 | 98929.5545 | 198544.754 | 2016.8128 | 4047.6034
1 | 3700 | 707 | 0.015 | 15 | 15 | 7 | 1.3335e-10 | 5spot_SharedNeighbor | Water | Porous | Wet | R600a | MinimizeLCOE_Brownfield | IgnoreSilica | 2019 | 33.2 | 2.6409 | 0.061398 | 4 | 82277.8118 | 161992.0316 | 1677.3445 | 3302.4267 | 68.1593 | 0 | 72.5113 | 508679.7218 | 26934.7001 | 772334.6437 | 823232.1198 | 0 | 111997.2503 | 0 | 874839.5899 | 2276153.1587 | 1553521.3011 | 6947692.4853 | 961560.8286 | 12297657.4024 | 12297657.4024 | 1478867.319 | 5800784.0308 | 0 | 20206910.7163 | 39784219.4686 | 133352.1432 | 0.24559 | 82277.8118 | 161992.0316 | 1677.3445 | 3302.4267
1 | 3700 | 707 | 0.015 | 15 | 15 | 7 | 1.7783e-10 | 5spot_SharedNeighbor | Water | Porous | Wet | R600a | MinimizeLCOE_Brownfield | IgnoreSilica | 2019 | 40.4501 | 3.229 | 0.07589 | 4 | 70714.5796 | 135207.2729 | 1441.6124 | 2756.3831 | 68.2803 | 0 | 99.3865 | 586443.019 | 31080.6022 | 907023.1177 | 999814.0558 | 0 | 125340.6469 | 0 | 1033383.5623 | 2688652.0529 | 1835060.2724 | 8206797.3291 | 961560.8286 | 12297657.4024 | 12297657.4024 | 1478867.319 | 5800784.0308 | 0 | 21466015.5602 | 41043324.3124 | 177827.941 | 0.30356 | 70714.5796 | 135207.2729 | 1441.6124 | 2756.3831
1 | 3700 | 707 | 0.015 | 15 | 15 | 7 | 2.3714e-10 | 5spot_SharedNeighbor | Water | Porous | Wet | R600a | MinimizeLCOE_Brownfield | IgnoreSilica | 2019 | 46.0332 | 3.682 | 0.090005 | 4 | 62197.5172 | 116575.6759 | 1267.9805 | 2376.5528 | 68.3486 | 0 | 105.6397 | 643481.0311 | 34118.8669 | 1007414.1867 | 1135814.3952 | 0 | 127986.5872 | 0 | 1150037.8762 | 2992162.6486 | 2042212.4904 | 9133228.0823 | 961560.8286 | 12297657.4024 | 12297657.4024 | 1478867.319 | 5800784.0308 | 0 | 22392446.3133 | 41969755.0655 | 237137.3706 | 0.36002 | 62197.5172 | 116575.6759 | 1267.9805 | 2376.5528
1 | 3700 | 707 | 0.015 | 15 | 15 | 7 | 3.1623e-10 | 5spot_SharedNeighbor | Water | Porous | Wet | R600a | MinimizeLCOE_Brownfield | IgnoreSilica | 2019 | 51.0413 | 4.0884 | 0.10352 | 4 | 56039.8383 | 103319.4313 | 1142.4479 | 2106.3064 | 68.397 | 0 | 124.1832 | 692883.3187 | 36748.4739 | 1095371.9233 | 1257803.5611 | 0 | 128260.4967 | 0 | 1252316.4318 | 3258270.47 | 2223836.5465 | 9945491.222 | 961560.8286 | 12297657.4024 | 12297657.4024 | 1478867.319 | 5800784.0308 | 0 | 23204709.453 | 42782018.2053 | 316227.766 | 0.41408 | 56039.8383 | 103319.4313 | 1142.4479 | 2106.3064
1 | 3700 | 707 | 0.015 | 15 | 15 | 7 | 4.217e-10 | 5spot_SharedNeighbor | Water | Porous | Wet | R600a | MinimizeLCOE_Brownfield | IgnoreSilica | 2019 | 55.3144 | 4.4351 | 0.11578 | 4 | 51574.0147 | 93848.278 | 1051.406 | 1913.2241 | 68.4307 | 0 | 113.2911 | 733873.8318 | 38928.8768 | 1169026.7588 | 1361876.2071 | 0 | 126696.9345 | 0 | 1337857.0175 | 3480829.5274 | 2375737.6763 | 10624826.8302 | 961560.8286 | 12297657.4024 | 12297657.4024 | 1478867.319 | 5800784.0308 | 0 | 23884045.0612 | 43461353.8135 | 421696.5034 | 0.4631 | 51574.0147 | 93848.278 | 1051.406 | 1913.2241
1 | 3700 | 707 | 0.015 | 15 | 15 | 7 | 5.6234e-10 | 5spot_SharedNeighbor | Water | Porous | Wet | R600a | MinimizeLCOE_Brownfield | IgnoreSilica | 2019 | 58.8318 | 4.7203 | 0.12641 | 4 | 48321.9576 | 87039.508 | 985.1085 | 1774.4181 | 68.4539 | 0 | 113.7145 | 766881.7768 | 40683.6245 | 1228767.8986 | 1447519.9245 | 0 | 124021.9418 | 0 | 1407071.3148 | 3660910.9311 | 2498646.9346 | 11174504.3466 | 961560.8286 | 12297657.4024 | 12297657.4024 | 1478867.319 | 5800784.0308 | 0 | 24433722.5776 | 44011031.3299 | 562341.3252 | 0.50564 | 48321.9576 | 87039.508 | 985.1085 | 1774.4181
1 | 3700 | 707 | 0.015 | 15 | 15 | 7 | 7.4989e-10 | 5spot_SharedNeighbor | Water | Porous | Wet | R600a | MinimizeLCOE_Brownfield | IgnoreSilica | 2019 | 61.6675 | 4.9501 | 0.13534 | 4 | 45942.9509 | 82107.4729 | 936.6092 | 1673.8719 | 68.4698 | 0 | 123.9046 | 793042.3312 | 42073.6495 | 1276382.9924 | 1516544.4261 | 0 | 120938.2662 | 0 | 1462102.8495 | 3804091.6959 | 2596370.7487 | 11611546.9595 | 961560.8286 | 12297657.4024 | 12297657.4024 | 1478867.319 | 5800784.0308 | 0 | 24870765.1905 | 44448073.9427 | 749894.2093 | 0.54134 | 45942.9509 | 82107.4729 | 936.6092 | 1673.8719
1 | 3700 | 707 | 0.015 | 15 | 15 | 7 | 1e-09 | 5spot_SharedNeighbor | Water | Porous | Wet | R600a | MinimizeLCOE_Brownfield | IgnoreSilica | 2019 | 63.8944 | 5.1305 | 0.14261 | 4 | 44194.7598 | 78515.3175 | 900.97 | 1600.6409 | 68.4808 | 0 | 105.3618 | 813318.4538 | 43150.5547 | 1313448.2055 | 1570733.8054 | 0 | 117794.2765 | 0 | 1504793.6654 | 3915164.4417 | 2672180.1801 | 11950583.5831 | 961560.8286 | 12297657.4024 | 12297657.4024 | 1478867.319 | 5800784.0308 | 0 | 25209801.8141 | 44787110.5664 | 1000000 | 0.57043 | 44194.7598 | 78515.3175 | 900.97 | 1600.6409
1 | 3700 | 707 | 0.015 | 15 | 15 | 7 | 1.3335e-09 | 5spot_SharedNeighbor | Water | Porous | Wet | R600a | MinimizeLCOE_Brownfield | IgnoreSilica | 2019 | 65.6265 | 5.2707 | 0.14842 | 4 | 42904.8666 | 75882.0491 | 874.6737 | 1546.9582 | 68.4884 | 0 | 93.3733 | 828933.0424 | 43979.5941 | 1342086.7703 | 1612873.4216 | 0 | 114904.7242 | 0 | 1537683.2455 | 4000736.3827 | 2730584.7881 | 12211781.9689 | 961560.8286 | 12297657.4024 | 12297657.4024 | 1478867.319 | 5800784.0308 | 0 | 25471000.2 | 45048308.9522 | 1333521.4322 | 0.59366 | 42904.8666 | 75882.0491 | 874.6737 | 1546.9582
1 | 3700 | 707 | 0.015 | 15 | 15 | 7 | 1.7783e-09 | 5spot_SharedNeighbor | Water | Porous | Wet | R600a | MinimizeLCOE_Brownfield | IgnoreSilica | 2019 | 66.954 | 5.3782 | 0.15298 | 4 | 41949.8027 | 73943.579 | 855.2035 | 1507.4399 | 68.4937 | 0 | 105.7157 | 840808.8859 | 44609.9589 | 1363923.0549 | 1645160.0887 | 0 | 112364.5229 | 0 | 1562677.9394 | 4065767.449 | 2774969.8271 | 12410281.7269 | 961560.8286 | 12297657.4024 | 12297657.4024 | 1478867.319 | 5800784.0308 | 0 | 25669499.9579 | 45246808.7101 | 1778279.41 | 0.61191 | 41949.8027 | 73943.579 | 855.2035 | 1507.4399
1 | 3700 | 707 | 0.015 | 15 | 15 | 7 | 2.3714e-09 | 5spot_SharedNeighbor | Water | Porous | Wet | R600a | MinimizeLCOE_Brownfield | IgnoreSilica | 2019 | 67.9692 | 5.4603 | 0.15652 | 4 | 41240.6262 | 72509.7332 | 840.7459 | 1478.209 | 68.4974 | 0 | 107.1538 | 849839.9377 | 45089.2225 | 1380560.2343 | 1669849.2731 | 0 | 110244.5528 | 0 | 1581677.456 | 4115200.2937 | 2808708.7594 | 12561169.7295 | 961560.8286 | 12297657.4024 | 12297657.4024 | 1478867.319 | 5800784.0308 | 0 | 25820387.9605 | 45397696.7128 | 2371373.7057 | 0.62609 | 41240.6262 | 72509.7332 | 840.7459 | 1478.209
1 | 3700 | 707 | 0.015 | 15 | 15 | 7 | 3.1623e-09 | 5spot_SharedNeighbor | Water | Porous | Wet | R600a | MinimizeLCOE_Brownfield | IgnoreSilica | 2019 | 68.2789 | 5.4854 | 0.15951 | 4 | 40516.5231 | 71200.9777 | 825.9841 | 1451.5282 | 68.4985 | 0 | 132.1123 | 852585.8152 | 45234.9258 | 1385624.0124 | 1677379.0189 | 0 | 104439.4005 | 0 | 1585452.6375 | 4125022.5416 | 2815412.6454 | 12591150.9974 | 961560.8286 | 12297657.4024 | 12297657.4024 | 1478867.319 | 5800784.0308 | 0 | 25850369.2285 | 45427677.9807 | 3162277.6602 | 0.63802 | 40516.5231 | 71200.9777 | 825.9841 | 1451.5282
1 | 3700 | 707 | 0.015 | 15 | 15 | 7 | 4.217e-09 | 5spot_SharedNeighbor | Water | Porous | Wet | R600a | MinimizeLCOE_Brownfield | IgnoreSilica | 2019 | 69.2534 | 5.5642 | 0.16203 | 4 | 40120.0214 | 70326.9665 | 817.9009 | 1433.7103 | 68.5018 | 0 | 119.5506 | 861199.1469 | 45691.9137 | 1401524.8996 | 1701069.8703 | 0 | 104745.1731 | 0 | 1604550.0914 | 4174710.1994 | 2849325.4928 | 12742816.7871 | 961560.8286 | 12297657.4024 | 12297657.4024 | 1478867.319 | 5800784.0308 | 0 | 26002035.0181 | 45579343.7704 | 4216965.0343 | 0.64811 | 40120.0214 | 70326.9665 | 817.9009 | 1433.7103
1 | 3700 | 707 | 0.015 | 15 | 15 | 7 | 5.6234e-09 | 5spot_SharedNeighbor | Water | Porous | Wet | R600a | MinimizeLCOE_Brownfield | IgnoreSilica | 2019 | 69.6944 | 5.5999 | 0.16363 | 4 | 39824.7603 | 69735.126 | 811.8816 | 1421.6449 | 68.5032 | 0 | 124.6894 | 865084.0346 | 45898.0026 | 1408704.8425 | 1711790.249 | 0 | 103600.7407 | 0 | 1612680.369 | 4195863.514 | 2863763.0647 | 12807384.8171 | 961560.8286 | 12297657.4024 | 12297657.4024 | 1478867.319 | 5800784.0308 | 0 | 26066603.0481 | 45643911.8004 | 5623413.2519 | 0.65453 | 39824.7603 | 69735.126 | 811.8816 | 1421.6449
1 | 3700 | 707 | 0.015 | 15 | 15 | 7 | 7.4989e-09 | 5spot_SharedNeighbor | Water | Porous | Wet | R600a | MinimizeLCOE_Brownfield | IgnoreSilica | 2019 | 70.0233 | 5.6265 | 0.16485 | 4 | 39604.0812 | 69294.0729 | 807.3828 | 1412.6534 | 68.5043 | 0 | 122.6433 | 867976.4567 | 46051.4312 | 1414053.807 | 1719786.0202 | 0 | 102696.655 | 0 | 1618720.1043 | 4211577.6663 | 2874488.2965 | 12855350.4373 | 961560.8286 | 12297657.4024 | 12297657.4024 | 1478867.319 | 5800784.0308 | 0 | 26114568.6683 | 45691877.4206 | 7498942.0933 | 0.65939 | 39604.0812 | 69294.0729 | 807.3828 | 1412.6534
1 | 3700 | 707 | 0.015 | 15 | 15 | 7 | 1e-08 | 5spot_SharedNeighbor | Water | Porous | Wet | R600a | MinimizeLCOE_Brownfield | IgnoreSilica | 2019 | 70.2861 | 5.6477 | 0.16578 | 4 | 39439.0099 | 68961.615 | 804.0176 | 1405.8758 | 68.505 | 0 | 113.4799 | 870284.3759 | 46173.8481 | 1418323.8456 | 1726174.6259 | 0 | 102070.3918 | 0 | 1623580.5641 | 4224223.5855 | 2883119.3962 | 12893950.6332 | 961560.8286 | 12297657.4024 | 12297657.4024 | 1478867.319 | 5800784.0308 | 0 | 26153168.8642 | 45730477.6164 | 10000000 | 0.66313 | 39439.0099 | 68961.615 | 804.0176 | 1405.8758
1 | 3800 | 707 | 0.015 | 15 | 15 | 7 | 1e-13 | 5spot_SharedNeighbor | Water | Porous | Wet | R600a | MinimizeLCOE_Brownfield | IgnoreSilica | 2019 | 0 | 0 | 0 | 0 |  |  |  |  | 15 |  | 17.7738 | [19 empty] | 100 | 0
1 | 3800 | 707 | 0.015 | 15 | 15 | 7 | 1.3335e-13 | 5spot_SharedNeighbor | Water | Porous | Wet | R600a | MinimizeLCOE_Brownfield | IgnoreSilica | 2019 | 0 | 0 | 0 | 0 |  |  |  |  | 15 |  | 19.2041 | [19 empty] | 133.3521 | 0
1 | 3800 | 707 | 0.015 | 15 | 15 | 7 | 1.7783e-13 | 5spot_SharedNeighbor | Water | Porous | Wet | R600a | MinimizeLCOE_Brownfield | IgnoreSilica | 2019 | 0 | 0 | 0 | 0 |  |  |  |  | 15 |  | 23.01 | [19 empty] | 177.8279 | 0
1 | 3800 | 707 | 0.015 | 15 | 15 | 7 | 2.3714e-13 | 5spot_SharedNeighbor | Water | Porous | Wet | R600a | MinimizeLCOE_Brownfield | IgnoreSilica | 2019 | 0 | 0 | 0 | 0 |  |  |  |  | 15 |  | 22.6347 | [19 empty] | 237.1374 | 0
1 | 3800 | 707 | 0.015 | 15 | 15 | 7 | 3.1623e-13 | 5spot_SharedNeighbor | Water | Porous | Wet | R600a | MinimizeLCOE_Brownfield | IgnoreSilica | 2019 | 0 | 0 | 0 | 0 |  |  |  |  | 15 |  | 22.4224 | [19 empty] | 316.2278 | 0
1 | 3800 | 707 | 0.015 | 15 | 15 | 7 | 4.217e-13 | 5spot_SharedNeighbor | Water | Porous | Wet | R600a | MinimizeLCOE_Brownfield | IgnoreSilica | 2019 | 0 | 0 | 0 | 0 |  |  |  |  | 15 |  | 23.3113 | [19 empty] | 421.6965 | 0
1 | 3800 | 707 | 0.015 | 15 | 15 | 7 | 5.6234e-13 | 5spot_SharedNeighbor | Water | Porous | Wet | R600a | MinimizeLCOE_Brownfield | IgnoreSilica | 2019 | 0 | 0 | 0 | 0 |  |  |  |  | 15 |  | 25.7729 | [19 empty] | 562.3413 | 0
1 | 3800 | 707 | 0.015 | 15 | 15 | 7 | 7.4989e-13 | 5spot_SharedNeighbor | Water | Porous | Wet | R600a | MinimizeLCOE_Brownfield | IgnoreSilica | 2019 | 0 | 0 | 0 | 0 |  |  |  |  | 15 |  | 26.5755 | [19 empty] | 749.8942 | 0
1 | 3800 | 707 | 0.015 | 15 | 15 | 7 | 1e-12 | 5spot_SharedNeighbor | Water | Porous | Wet | R600a | MinimizeLCOE_Brownfield | IgnoreSilica | 2019 | 0 | 0 | 0 | 0 |  |  |  |  | 15 |  | 27.0363 | [19 empty] | 1000 | 0
1 | 3800 | 707 | 0.015 | 15 | 15 | 7 | 1.3335e-12 | 5spot_SharedNeighbor | Water | Porous | Wet | R600a | MinimizeLCOE_Brownfield | IgnoreSilica | 2019 | 0 | 0 | 0 | 0 |  |  |  |  | 15 |  | 30.365 | [19 empty] | 1333.5214 | 0
1 | 3800 | 707 | 0.015 | 15 | 15 | 7 | 1.7783e-12 | 5spot_SharedNeighbor | Water | Porous | Wet | R600a | MinimizeLCOE_Brownfield | IgnoreSilica | 2019 | 0 | 0 | 0 | 0 |  |  |  |  | 15 |  | 29.8687 | [19 empty] | 1778.2794 | 0
1 | 3800 | 707 | 0.015 | 15 | 15 | 7 | 2.3714e-12 | 5spot_SharedNeighbor | Water | Porous | Wet | R600a | MinimizeLCOE_Brownfield | IgnoreSilica | 2019 | 0 | 0 | 0 | 0 |  |  |  |  | 15 |  | 31.5568 | [19 empty] | 2371.3737 | 0
1 | 3800 | 707 | 0.015 | 15 | 15 | 7 | 3.1623e-12 | 5spot_SharedNeighbor | Water | Porous | Wet | R600a | MinimizeLCOE_Brownfield | IgnoreSilica | 2019 | 0 | 0 | 0 | 0 |  |  |  |  | 15 |  | 32.9217 | [19 empty] | 3162.2777 | 0
1 | 3800 | 707 | 0.015 | 15 | 15 | 7 | 4.217e-12 | 5spot_SharedNeighbor | Water | Porous | Wet | R600a | MinimizeLCOE_Brownfield | IgnoreSilica | 2019 | 1.6 | 0.090911 | 4.3946e-05 | 4 | 81015944.374 | 195754843.0693 | 1651619.6082 | 3990727.254 | 58.0882 | 0 | 37.1588 | 42000.1471 | 2036.4284 | 52634.0596 | 55495.3058 | 0 | 28401.437 | 0 | 70421.2773 | 183221.7182 | 125052.5875 | 559262.9609 | 961560.8286 | 12720605.2746 | 12720605.2746 | 1478867.319 | 5969963.1797 | 0 | 14241429.0641 | 34410864.8375 | 4216.965 | 0.00017579 | 81015944.374 | 195754843.0693 | 1651619.6082 | 3990727.254
1 | 3800 | 707 | 0.015 | 15 | 15 | 7 | 5.6234e-12 | 5spot_SharedNeighbor | Water | Porous | Wet | R600a | MinimizeLCOE_Brownfield | IgnoreSilica | 2019 | 1.6 | 0.090913 | 0.00067295 | 4 | 5285131.496 | 12778039.1251 | 107744.5542 | 260497.6111 | 58.0887 | 0 | 34.9837 | 42001.0764 | 2036.4802 | 52634.8248 | 55495.6689 | 0 | 23590.8589 | 0 | 68545.9746 | 178342.5652 | 121722.4653 | 544369.9142 | 961560.8286 | 12720605.2746 | 12720605.2746 | 1478867.319 | 5969963.1797 | 0 | 14226536.0175 | 34395971.7908 | 5623.4133 | 0.0026918 | 5285131.496 | 12778039.1251 | 107744.5542 | 260497.6111
1 | 3800 | 707 | 0.015 | 15 | 15 | 7 | 7.4989e-12 | 5spot_SharedNeighbor | Water | Porous | Wet | R600a | MinimizeLCOE_Brownfield | IgnoreSilica | 2019 | 2.925 | 0.19815 | 0.0019198 | 4 | 1905039.2143 | 4531505.7071 | 38836.8011 | 92380.8732 | 63.0759 | 0 | 73.3711 | 78251.6066 | 3953.8578 | 97717.5257 | 88015.2487 | 0 | 37884.3047 | 0 | 119270.792 | 310318.1349 | 211798.5035 | 947209.9739 | 961560.8286 | 12720605.2746 | 12720605.2746 | 1478867.319 | 5969963.1797 | 0 | 14629376.0771 | 34798811.8505 | 7498.9421 | 0.0076793 | 1905039.2143 | 4531505.7071 | 38836.8011 | 92380.8732
1 | 3800 | 707 | 0.015 | 15 | 15 | 7 | 1e-11 | 5spot_SharedNeighbor | Water | Porous | Wet | R600a | MinimizeLCOE_Brownfield | IgnoreSilica | 2019 | 4.0265 | 0.28959 | 0.003567 | 4 | 1046310.9834 | 2459907.4909 | 21330.4646 | 50148.5415 | 64.8989 | 0 | 60.1707 | 104559.84 | 5363.0831 | 132157.6803 | 115324.9342 | 0 | 45137.2974 | 0 | 156991.7057 | 408460.2147 | 278782.4896 | 1246777.2449 | 961560.8286 | 12720605.2746 | 12720605.2746 | 1478867.319 | 5969963.1797 | 0 | 14928943.3482 | 35098379.1215 | 10000 | 0.014268 | 1046310.9834 | 2459907.4909 | 21330.4646 | 50148.5415
1 | 3800 | 707 | 0.015 | 15 | 15 | 7 | 1.3335e-11 | 5spot_SharedNeighbor | Water | Porous | Wet | R600a | MinimizeLCOE_Brownfield | IgnoreSilica | 2019 | 5.405 | 0.40529 | 0.0058567 | 4 | 652309.1274 | 1513263.3587 | 13298.2039 | 30849.9204 | 66.186 | 0 | 99.1003 | 134385.049 | 6966.5123 | 172740.9196 | 149695.268 | 0 | 52596.9949 | 0 | 201390.0501 | 523975.5995 | 357624.1133 | 1599374.5066 | 961560.8286 | 12720605.2746 | 12720605.2746 | 1478867.319 | 5969963.1797 | 0 | 15281540.6099 | 35450976.3832 | 13335.2143 | 0.023427 | 652309.1274 | 1513263.3587 | 13298.2039 | 30849.9204
1 | 3800 | 707 | 0.015 | 15 | 15 | 7 | 1.7783e-11 | 5spot_SharedNeighbor | Water | Porous | Wet | R600a | MinimizeLCOE_Brownfield | IgnoreSilica | 2019 | 7.1197 | 0.54869 | 0.0089335 | 4 | 439159.8797 | 1003594.1673 | 8952.8682 | 20459.6246 | 67.1022 | 0 | 80.4478 | 167986.1425 | 8777.9901 | 219927.3302 | 192247.7861 | 0 | 60257.5379 | 0 | 253186.7469 | 658739.9797 | 449603.5719 | 2010727.0853 | 961560.8286 | 12720605.2746 | 12720605.2746 | 1478867.319 | 5969963.1797 | 0 | 15692893.1886 | 35862328.9619 | 17782.7941 | 0.035734 | 439159.8797 | 1003594.1673 | 8952.8682 | 20459.6246
1 | 3800 | 707 | 0.015 | 15 | 15 | 7 | 2.3714e-11 | 5spot_SharedNeighbor | Water | Porous | Wet | R600a | MinimizeLCOE_Brownfield | IgnoreSilica | 2019 | 9.5292 | 0.75181 | 0.013144 | 4 | 309029.2188 | 692648.9085 | 6299.9786 | 14120.5849 | 67.8825 | 0 | 78.9843 | 211307.2035 | 11116.3549 | 282750.2923 | 252336.7256 | 0 | 70821.0305 | 0 | 323049.3267 | 840508.0814 | 573664.0363 | 2565553.0512 | 961560.8286 | 12720605.2746 | 12720605.2746 | 1478867.319 | 5969963.1797 | 0 | 16247719.1544 | 36417154.9277 | 23713.7371 | 0.052577 | 309029.2188 | 692648.9085 | 6299.9786 | 14120.5849
1 | 3800 | 707 | 0.015 | 15 | 15 | 7 | 3.1623e-11 | 5spot_SharedNeighbor | Water | Porous | Wet | R600a | MinimizeLCOE_Brownfield | IgnoreSilica | 2019 | 12.3675 | 0.99099 | 0.018625 | 4 | 226380.0263 | 497117.7692 | 4615.063 | 10134.4181 | 68.409 | 0 | 72.0148 | 257888.321 | 13630.2203 | 352507.1845 | 323076.9078 | 0 | 80487.0893 | 0 | 400759.9919 | 1042695.2918 | 711660.9619 | 3182705.9686 | 961560.8286 | 12720605.2746 | 12720605.2746 | 1478867.319 | 5969963.1797 | 0 | 16864872.0718 | 37034307.8452 | 31622.7766 | 0.074498 | 226380.0263 | 497117.7692 | 4615.063 | 10134.4181
1 | 3800 | 707 | 0.015 | 15 | 15 | 7 | 4.217e-11 | 5spot_SharedNeighbor | Water | Porous | Wet | R600a | MinimizeLCOE_Brownfield | IgnoreSilica | 2019 | 15.9406 | 1.2923 | 0.025735 | 4 | 171049.9656 | 366981.7424 | 3487.0849 | 7481.4192 | 68.8097 | 0 | 104.2198 | 311914.7924 | 16544.6027 | 435759.4505 | 412151.1841 | 0 | 91174.951 | 0 | 494342.5425 | 1286177.8919 | 877842.8395 | 3925908.2546 | 961560.8286 | 12720605.2746 | 12720605.2746 | 1478867.319 | 5969963.1797 | 0 | 17608074.3578 | 37777510.1311 | 42169.6503 | 0.10294 | 171049.9656 | 366981.7424 | 3487.0849 | 7481.4192
1 | 3800 | 707 | 0.015 | 15 | 15 | 7 | 5.6234e-11 | 5spot_SharedNeighbor | Water | Porous | Wet | R600a | MinimizeLCOE_Brownfield | IgnoreSilica | 2019 | 20.3038 | 1.6605 | 0.034773 | 4 | 132848.802 | 277856.0816 | 2708.3025 | 5664.4721 | 69.1112 | 0 | 106.7607 | 372961.5924 | 19835.2442 | 532386.1862 | 520954.205 | 0 | 102368.757 | 0 | 603917.3341 | 1571269.0228 | 1072423.3944 | 4796115.7361 | 961560.8286 | 12720605.2746 | 12720605.2746 | 1478867.319 | 5969963.1797 | 0 | 18478281.8394 | 38647717.6127 | 56234.1325 | 0.13909 | 132848.802 | 277856.0816 | 2708.3025 | 5664.4721
1 | 3800 | 707 | 0.015 | 15 | 15 | 7 | 7.4989e-11 | 5spot_SharedNeighbor | Water | Porous | Wet | R600a | MinimizeLCOE_Brownfield | IgnoreSilica | 2019 | 25.407 | 2.0913 | 0.045916 | 4 | 105936.8643 | 215754.2091 | 2159.6663 | 4398.4414 | 69.3352 | 0 | 103.3009 | 439406.2407 | 23413.6024 | 640172.7959 | 648249.241 | 0 | 113173.4536 | 0 | 727121.9801 | 1891822.239 | 1291207.5511 | 5774567.1037 | 961560.8286 | 12720605.2746 | 12720605.2746 | 1478867.319 | 5969963.1797 | 0 | 19456733.207 | 39626168.9803 | 74989.4209 | 0.18366 | 105936.8643 | 215754.2091 | 2159.6663 | 4398.4414
1 | 3800 | 707 | 0.015 | 15 | 15 | 7 | 1e-10 | 5spot_SharedNeighbor | Water | Porous | Wet | R600a | MinimizeLCOE_Brownfield | IgnoreSilica | 2019 | 31.1151 | 2.5735 | 0.059123 | 4 | 86736.536 | 172022.4393 | 1768.2416 | 3506.9101 | 69.5011 | 0 | 82.0342 | 509040.8852 | 27160.2412 | 755633.7792 | 790661.5167 | 0 | 122790.4569 | 0 | 860061.8829 | 2237704.5964 | 1527279.3673 | 6830332.726 | 961560.8286 | 12720605.2746 | 12720605.2746 | 1478867.319 | 5969963.1797 | 0 | 20512498.8292 | 40681934.6025 | 100000 | 0.23649 | 86736.536 | 172022.4393 | 1768.2416 | 3506.9101
1 | 3800 | 707 | 0.015 | 15 | 15 | 7 | 1.3335e-10 | 5spot_SharedNeighbor | Water | Porous | Wet | R600a | MinimizeLCOE_Brownfield | IgnoreSilica | 2019 | 37.1781 | 3.0858 | 0.074028 | 4 | 72940.683 | 141055.3472 | 1486.9945 | 2875.604 | 69.6238 | 0 | 94.6089 | 578876.6902 | 30914.2003 | 873662.903 | 941963.4919 | 0 | 130492.988 | 0 | 996805.0066 | 2593482.1543 | 1770104.8611 | 7916302.2953 | 961560.8286 | 12720605.2746 | 12720605.2746 | 1478867.319 | 5969963.1797 | 0 | 21598468.3986 | 41767904.1719 | 133352.1432 | 0.29611 | 72940.683 | 141055.3472 | 1486.9945 | 2875.604
1 | 3800 | 707 | 0.015 | 15 | 15 | 7 | 1.7783e-10 | 5spot_SharedNeighbor | Water | Porous | Wet | R600a | MinimizeLCOE_Brownfield | IgnoreSilica | 2019 | 42.4204 | 3.529 | 0.089735 | 4 | 62677.9596 | 118869.9175 | 1277.775 | 2423.3241 | 69.7028 | 0 | 81.2328 | 636525.6971 | 34010.4866 | 972597.5145 | 1072807.8037 | 0 | 130239.035 | 0 | 1110010.4094 | 2888019.3909 | 1971132.5772 | 8815342.9145 | 961560.8286 | 12720605.2746 | 12720605.2746 | 1478867.319 | 5969963.1797 | 0 | 22497509.0177 | 42666944.7911 | 177827.941 | 0.35894 | 62677.9596 | 118869.9175 | 1277.775 | 2423.3241
1 | 3800 | 707 | 0.015 | 15 | 15 | 7 | 2.3714e-10 | 5spot_SharedNeighbor | Water | Porous | Wet | R600a | MinimizeLCOE_Brownfield | IgnoreSilica | 2019 | 48.7982 | 4.0681 | 0.1057 | 4 | 55806.2729 | 103509.9018 | 1137.6864 | 2110.1894 | 69.7767 | 0 | 85.9434 | 703844.3419 | 37623.1108 | 1089692.3251 | 1232003.3025 | 0 | 137454.9083 | 0 | 1248241.0156 | 3247667.0731 | 2216599.5102 | 9913125.5875 | 961560.8286 | 12720605.2746 | 12720605.2746 | 1478867.319 | 5969963.1797 | 0 | 23595291.6907 | 43764727.4641 | 237137.3706 | 0.42281 | 55806.2729 | 103509.9018 | 1137.6864 | 2110.1894
1 | 3800 | 707 | 0.015 | 15 | 15 | 7 | 3.1623e-10 | 5spot_SharedNeighbor | Water | Porous | Wet | R600a | MinimizeLCOE_Brownfield | IgnoreSilica | 2019 | 53.7675 | 4.4882 | 0.12064 | 4 | 50602.3899 | 92398.0216 | 1031.5982 | 1883.6586 | 69.8215 | 0 | 118.9557 | 754452.7704 | 40336.7205 | 1178760.3868 | 1356027.8421 | 0 | 137097.3295 | 0 | 1352003.2693 | 3517635.1726 | 2400858.2855 | 10737171.7767 | 961560.8286 | 12720605.2746 | 12720605.2746 | 1478867.319 | 5969963.1797 | 0 | 24419337.88 | 44588773.6533 | 316227.766 | 0.48257 | 50602.3899 | 92398.0216 | 1031.5982 | 1883.6586
1 | 3800 | 707 | 0.015 | 15 | 15 | 7 | 4.217e-10 | 5spot_SharedNeighbor | Water | Porous | Wet | R600a | MinimizeLCOE_Brownfield | IgnoreSilica | 2019 | 57.9675 | 4.843 | 0.13403 | 4 | 46822.1808 | 84443.2756 | 954.5335 | 1721.4904 | 69.8522 | 0 | 112.4327 | 796109.6172 | 42568.7584 | 1252713.6401 | 1460825.5401 | 0 | 134971.4553 | 0 | 1438003.7143 | 3741390.6895 | 2553576.0235 | 11420159.4383 | 961560.8286 | 12720605.2746 | 12720605.2746 | 1478867.319 | 5969963.1797 | 0 | 25102325.5415 | 45271761.3148 | 421696.5034 | 0.53612 | 46822.1808 | 84443.2756 | 954.5335 | 1721.4904
1 | 3800 | 707 | 0.015 | 15 | 15 | 7 | 5.6234e-10 | 5spot_SharedNeighbor | Water | Porous | Wet | R600a | MinimizeLCOE_Brownfield | IgnoreSilica | 2019 | 61.3922 | 5.1322 | 0.14552 | 4 | 44064.7786 | 78714.5344 | 898.3201 | 1604.7023 | 69.8731 | 0 | 112.0024 | 829380.6722 | 44350.3562 | 1312183.6553 | 1546250.8352 | 0 | 131807.2936 | 0 | 1506949.3969 | 3920773.2129 | 2676008.2817 | 11967703.7041 | 961560.8286 | 12720605.2746 | 12720605.2746 | 1478867.319 | 5969963.1797 | 0 | 25649869.8073 | 45819305.5807 | 562341.3252 | 0.58209 | 44064.7786 | 78714.5344 | 898.3201 | 1604.7023
1 | 3800 | 707 | 0.015 | 15 | 15 | 7 | 7.4989e-10 | 5spot_SharedNeighbor | Water | Porous | Wet | R600a | MinimizeLCOE_Brownfield | IgnoreSilica | 2019 | 64.1307 | 5.3633 | 0.15508 | 4 | 42044.3871 | 74558.0819 | 857.1317 | 1519.9673 | 69.8873 | 0 | 109.8031 | 855560.4698 | 45751.4865 | 1359226.7392 | 1614531.8728 | 0 | 128317.201 | 0 | 1561321.23 | 4062237.5695 | 2772560.6118 | 12399507.1806 | 961560.8286 | 12720605.2746 | 12720605.2746 | 1478867.319 | 5969963.1797 | 0 | 26081673.2839 | 46251109.0572 | 749894.2093 | 0.62034 | 42044.3871 | 74558.0819 | 857.1317 | 1519.9673
1 | 3800 | 707 | 0.015 | 15 | 15 | 7 | 1e-09 | 5spot_SharedNeighbor | Water | Porous | Wet | R600a | MinimizeLCOE_Brownfield | IgnoreSilica | 2019 | 66.287 | 5.5452 | 0.16284 | 4 | 40557.5783 | 71522.3027 | 826.8211 | 1458.0789 | 69.8969 | 0 | 117.2097 | 875921.9093 | 46840.7431 | 1395964.3848 | 1668279.6849 | 0 | 124942.4298 | 0 | 1603660.1692 | 4172394.8045 | 2847745.1882 | 12735749.3138 | 961560.8286 | 12720605.2746 | 12720605.2746 | 1478867.319 | 5969963.1797 | 0 | 26417915.417 | 46587351.1904 | 1000000 | 0.65137 | 40557.5783 | 71522.3027 | 826.8211 | 1458.0789
1 | 3800 | 707 | 0.015 | 15 | 15 | 7 | 1.3335e-09 | 5spot_SharedNeighbor | Water | Porous | Wet | R600a | MinimizeLCOE_Brownfield | IgnoreSilica | 2019 | 67.9427 | 5.6848 | 0.16899 | 4 | 39459.1946 | 69296.8059 | 804.4291 | 1412.7091 | 69.9035 | 0 | 122.2812 | 891410.1278 | 47669.0099 | 1423996.5932 | 1709537.8928 | 0 | 121813.7999 | 0 | 1635826.6952 | 4256085.5067 | 2904865.8122 | 12991205.4377 | 961560.8286 | 12720605.2746 | 12720605.2746 | 1478867.319 | 5969963.1797 | 0 | 26673371.541 | 46842807.3143 | 1333521.4322 | 0.67597 | 39459.1946 | 69296.8059 | 804.4291 | 1412.7091
1 | 3800 | 707 | 0.015 | 15 | 15 | 7 | 1.7783e-09 | 5spot_SharedNeighbor | Water | Porous | Wet | R600a | MinimizeLCOE_Brownfield | IgnoreSilica | 2019 | 69.2339 | 5.7936 | 0.17383 | 4 | 38645.1062 | 67651.7058 | 787.8328 | 1379.1715 | 69.9081 | 0 | 106.604 | 903401.8549 | 48310.1157 | 1445752.0311 | 1741703.2623 | 0 | 119219.754 | 0 | 1660770.937 | 4320985.3072 | 2949161.2595 | 13189304.5218 | 961560.8286 | 12720605.2746 | 12720605.2746 | 1478867.319 | 5969963.1797 | 0 | 26871470.6251 | 47040906.3984 | 1778279.41 | 0.69534 | 38645.1062 | 67651.7058 | 787.8328 | 1379.1715
1 | 3800 | 707 | 0.015 | 15 | 15 | 7 | 2.3714e-09 | 5spot_SharedNeighbor | Water | Porous | Wet | R600a | MinimizeLCOE_Brownfield | IgnoreSilica | 2019 | 70.2083 | 5.8756 | 0.17757 | 4 | 38040.1207 | 66435.8318 | 775.4993 | 1354.3843 | 69.9114 | 0 | 114.7675 | 912402.9126 | 48791.2286 | 1462111.2759 | 1765973.3585 | 0 | 117014.0438 | 0 | 1679454.1996 | 4369595.3239 | 2982338.5947 | 13337680.9376 | 961560.8286 | 12720605.2746 | 12720605.2746 | 1478867.319 | 5969963.1797 | 0 | 27019847.0408 | 47189282.8142 | 2371373.7057 | 0.7103 | 38040.1207 | 66435.8318 | 775.4993 | 1354.3843
1 | 3800 | 707 | 0.015 | 15 | 15 | 7 | 3.1623e-09 | 5spot_SharedNeighbor | Water | Porous | Wet | R600a | MinimizeLCOE_Brownfield | IgnoreSilica | 2019 | 70.9512 | 5.9382 | 0.18045 | 4 | 37589.5775 | 65532.4805 | 766.3144 | 1335.9683 | 69.9136 | 0 | 113.2598 | 919237.3467 | 49156.473 | 1474549.5871 | 1784473.8383 | 0 | 115244.635 | 0 | 1693638.1332 | 4406499.0097 | 3007526.1186 | 13450325.1416 | 961560.8286 | 12720605.2746 | 12720605.2746 | 1478867.319 | 5969963.1797 | 0 | 27132491.2448 | 47301927.0182 | 3162277.6602 | 0.72181 | 37589.5775 | 65532.4805 | 766.3144 | 1335.9683
1 | 3800 | 707 | 0.015 | 15 | 15 | 7 | 4.217e-09 | 5spot_SharedNeighbor | Water | Porous | Wet | R600a | MinimizeLCOE_Brownfield | IgnoreSilica | 2019 | 71.1754 | 5.9571 | 0.18302 | 4 | 37089.826 | 64640.8407 | 756.1263 | 1317.791 | 69.9143 | 0 | 120.6884 | 921294.6529 | 49266.4108 | 1478296.4354 | 1790054.663 | 0 | 110232.573 | 0 | 1696166.4467 | 4413077.1627 | 3012015.8432 | 13470404.1877 | 961560.8286 | 12720605.2746 | 12720605.2746 | 1478867.319 | 5969963.1797 | 0 | 27152570.2909 | 47322006.0643 | 4216965.0343 | 0.73208 | 37089.826 | 64640.8407 | 756.1263 | 1317.791
1 | 3800 | 707 | 0.015 | 15 | 15 | 7 | 5.6234e-09 | 5spot_SharedNeighbor | Water | Porous | Wet | R600a | MinimizeLCOE_Brownfield | IgnoreSilica | 2019 | 71.8332 | 6.0125 | 0.18498 | 4 | 36836.9776 | 64095.5381 | 750.9716 | 1306.6742 | 69.9162 | 0 | 131.5734 | 927320.6381 | 49588.3924 | 1489279.2672 | 1806434.891 | 0 | 110172.9139 | 0 | 1709290.48 | 4447223.2053 | 3035321.2189 | 13574631.0068 | 961560.8286 | 12720605.2746 | 12720605.2746 | 1478867.319 | 5969963.1797 | 0 | 27256797.1101 | 47426232.8834 | 5623413.2519 | 0.73993 | 36836.9776 | 64095.5381 | 750.9716 | 1306.6742
1 | 3800 | 707 | 0.015 | 15 | 15 | 7 | 7.4989e-09 | 5spot_SharedNeighbor | Water | Porous | Wet | R600a | MinimizeLCOE_Brownfield | IgnoreSilica | 2019 | 72.1427 | 6.0385 | 0.18625 | 4 | 36648.1689 | 63721.1917 | 747.1225 | 1299.0427 | 69.917 | 0 | 125.1594 | 930149.0344 | 49739.505 | 1494438.1619 | 1814139.9941 | 0 | 109224.6716 | 0 | 1715099.6331 | 4462337.4301 | 3045636.9879 | 13620765.418 | 961560.8286 | 12720605.2746 | 12720605.2746 | 1478867.319 | 5969963.1797 | 0 | 27302931.5212 | 47472367.2946 | 7498942.0933 | 0.745 | 36648.1689 | 63721.1917 | 747.1225 | 1299.0427
1 | 3800 | 707 | 0.015 | 15 | 15 | 7 | 1e-08 | 5spot_SharedNeighbor | Water | Porous | Wet | R600a | MinimizeLCOE_Brownfield | IgnoreSilica | 2019 | 72.3861 | 6.059 | 0.18722 | 4 | 36506.9064 | 63439.6003 | 744.2427 | 1293.3021 | 69.9177 | 0 | 113.3954 | 932370.4535 | 49858.1822 | 1498491.6924 | 1820199.0488 | 0 | 108546.5631 | 0 | 1719691.7166 | 4474285.0894 | 3053791.5109 | 13657234.257 | 961560.8286 | 12720605.2746 | 12720605.2746 | 1478867.319 | 5969963.1797 | 0 | 27339400.3602 | 47508836.1336 | 10000000 | 0.74888 | 36506.9064 | 63439.6003 | 744.2427 | 1293.3021
1 | 3900 | 707 | 0.015 | 15 | 15 | 7 | 1e-13 | 5spot_SharedNeighbor | Water | Porous | Wet | R600a | MinimizeLCOE_Brownfield | IgnoreSilica | 2019 | 0 | 0 | 0 | 0 |  |  |  |  | 15 |  | 17.3733 | [19 empty] | 100 | 0
1 | 3900 | 707 | 0.015 | 15 | 15 | 7 | 1.3335e-13 | 5spot_SharedNeighbor | Water | Porous | Wet | R600a | MinimizeLCOE_Brownfield | IgnoreSilica | 2019 | 0 | 0 | 0 | 0 |  |  |  |  | 15 |  | 20.0486 | [19 empty] | 133.3521 | 0
1 | 3900 | 707 | 0.015 | 15 | 15 | 7 | 1.7783e-13 | 5spot_SharedNeighbor | Water | Porous | Wet | R600a | MinimizeLCOE_Brownfield | IgnoreSilica | 2019 | 0 | 0 | 0 | 0 |  |  |  |  | 15 |  | 23.661 | [19 empty] | 177.8279 | 0
1 | 3900 | 707 | 0.015 | 15 | 15 | 7 | 2.3714e-13 | 5spot_SharedNeighbor | Water | Porous | Wet | R600a | MinimizeLCOE_Brownfield | IgnoreSilica | 2019 | 0 | 0 | 0 | 0 |  |  |  |  | 15 |  | 24.1681 | [19 empty] | 237.1374 | 0
1 | 3900 | 707 | 0.015 | 15 | 15 | 7 | 3.1623e-13 | 5spot_SharedNeighbor | Water | Porous | Wet | R600a | MinimizeLCOE_Brownfield | IgnoreSilica | 2019 | 0 | 0 | 0 | 0 |  |  |  |  | 15 |  | 23.46 | [19 empty] | 316.2278 | 0
1 | 3900 | 707 | 0.015 | 15 | 15 | 7 | 4.217e-13 | 5spot_SharedNeighbor | Water | Porous | Wet | R600a | MinimizeLCOE_Brownfield | IgnoreSilica | 2019 | 0 | 0 | 0 | 0 |  |  |  |  | 15 |  | 23.5835 | [19 empty] | 421.6965 | 0
1 | 3900 | 707 | 0.015 | 15 | 15 | 7 | 5.6234e-13 | 5spot_SharedNeighbor | Water | Porous | Wet | R600a | MinimizeLCOE_Brownfield | IgnoreSilica | 2019 | 0 | 0 | 0 | 0 |  |  |  |  | 15 |  | 28.2941 | [19 empty] | 562.3413 | 0
1 | 3900 | 707 | 0.015 | 15 | 15 | 7 | 7.4989e-13 | 5spot_SharedNeighbor | Water | Porous | Wet | R600a | MinimizeLCOE_Brownfield | IgnoreSilica | 2019 | 0 | 0 | 0 | 0 |  |  |  |  | 15 |  | 27.8341 | [19 empty] | 749.8942 | 0
1 | 3900 | 707 | 0.015 | 15 | 15 | 7 | 1e-12 | 5spot_SharedNeighbor | Water | Porous | Wet | R600a | MinimizeLCOE_Brownfield | IgnoreSilica | 2019 | 0 | 0 | 0 | 0 |  |  |  |  | 15 |  | 28.1146 | [19 empty] | 1000 | 0
1 | 3900 | 707 | 0.015 | 15 | 15 | 7 | 1.3335e-12 | 5spot_SharedNeighbor | Water | Porous | Wet | R600a | MinimizeLCOE_Brownfield | IgnoreSilica | 2019 | 0 | 0 | 0 | 0 |  |  |  |  | 15 |  | 30.8108 | [19 empty] | 1333.5214 | 0
1 | 3900 | 707 | 0.015 | 15 | 15 | 7 | 1.7783e-12 | 5spot_SharedNeighbor | Water | Porous | Wet | R600a | MinimizeLCOE_Brownfield | IgnoreSilica | 2019 | 0 | 0 | 0 | 0 |  |  |  |  | 15 |  | 30.6889 | [19 empty] | 1778.2794 | 0
1 | 3900 | 707 | 0.015 | 15 | 15 | 7 | 2.3714e-12 | 5spot_SharedNeighbor | Water | Porous | Wet | R600a | MinimizeLCOE_Brownfield | IgnoreSilica | 2019 | 0 | 0 | 0 | 0 |  |  |  |  | 15 |  | 31.279 | [19 empty] | 2371.3737 | 0
1 | 3900 | 707 | 0.015 | 15 | 15 | 7 | 3.1623e-12 | 5spot_SharedNeighbor | Water | Porous | Wet | R600a | MinimizeLCOE_Brownfield | IgnoreSilica | 2019 | 0 | 0 | 0 | 0 |  |  |  |  | 15 |  | 32.4026 | [19 empty] | 3162.2777 | 0
1 | 3900 | 707 | 0.015 | 15 | 15 | 7 | 4.217e-12 | 5spot_SharedNeighbor | Water | Porous | Wet | R600a | MinimizeLCOE_Brownfield | IgnoreSilica | 2019 | 1.6 | 0.093822 | 0.00029787 | 4 | 12320089.0352 | 29751794.1415 | 251161.6791 | 606530.5659 | 58.9255 | 0 | 36.7422 | 43590.4586 | 2125.4509 | 53936.2216 | 56110.5973 | 0 | 27733.5402 | 0 | 71563.5447 | 186193.6637 | 127081.0014 | 568334.4784 | 961560.8286 | 13149413.2377 | 13149413.2377 | 1478867.319 | 6141486.3649 | 0 | 14679308.5447 | 35449075.4663 | 4216.965 | 0.0011915 | 12320089.0352 | 29751794.1415 | 251161.6791 | 606530.5659
1 | 3900 | 707 | 0.015 | 15 | 15 | 7 | 5.6234e-12 | 5spot_SharedNeighbor | Water | Porous | Wet | R600a | MinimizeLCOE_Brownfield | IgnoreSilica | 2019 | 1.6 | 0.093823 | 0.00091642 | 4 | 4000423.3921 | 9666433.7247 | 81554.0418 | 197063.3263 | 58.926 | 0 | 34.9854 | 43591.398 | 2125.5037 | 53936.9864 | 56110.9571 | 0 | 22873.4769 | 0 | 69668.9456 | 181264.3054 | 123716.6131 | 553288.1863 | 961560.8286 | 13149413.2377 | 13149413.2377 | 1478867.319 | 6141486.3649 | 0 | 14664262.2526 | 35434029.1742 | 5623.4133 | 0.0036657 | 4000423.3921 | 9666433.7247 | 81554.0418 | 197063.3263
1 | 3900 | 707 | 0.015 | 15 | 15 | 7 | 7.4989e-12 | 5spot_SharedNeighbor | Water | Porous | Wet | R600a | MinimizeLCOE_Brownfield | IgnoreSilica | 2019 | 3.2734 | 0.23522 | 0.0026248 | 4 | 1446497.6771 | 3424744.6624 | 29488.8117 | 69818.0523 | 64.8716 | 0 | 84.1722 | 90562.1781 | 4633.9229 | 111907.5874 | 98219.8127 | 0 | 42053.9489 | 0 | 135477.2055 | 352483.8986 | 240577.5036 | 1075916.0577 | 961560.8286 | 13149413.2377 | 13149413.2377 | 1478867.319 | 6141486.3649 | 0 | 15186890.124 | 35956657.0457 | 7498.9421 | 0.010499 | 1446497.6771 | 3424744.6624 | 29488.8117 | 69818.0523
1 | 3900 | 707 | 0.015 | 15 | 15 | 7 | 1e-11 | 5spot_SharedNeighbor | Water | Porous | Wet | R600a | MinimizeLCOE_Brownfield | IgnoreSilica | 2019 | 4.4721 | 0.33926 | 0.0046449 | 4 | 835187.1042 | 1953062.0618 | 17026.4188 | 39815.8118 | 66.5734 | 0 | 86.5552 | 119543.3979 | 6201.2485 | 149778.3 | 128729.4415 | 0 | 49872.8395 | 0 | 177108.8387 | 460800.8682 | 314506.0611 | 1406540.9954 | 961560.8286 | 13149413.2377 | 13149413.2377 | 1478867.319 | 6141486.3649 | 0 | 15517515.0617 | 36287281.9834 | 10000 | 0.01858 | 835187.1042 | 1953062.0618 | 17026.4188 | 39815.8118
1 | 3900 | 707 | 0.015 | 15 | 15 | 7 | 1.3335e-11 | 5spot_SharedNeighbor | Water | Porous | Wet | R600a | MinimizeLCOE_Brownfield | IgnoreSilica | 2019 | 5.9601 | 0.46871 | 0.0074218 | 4 | 535642.4169 | 1235258.4742 | 10919.7952 | 25182.4148 | 67.7749 | 0 | 104.9205 | 152092.6463 | 7968.7276 | 193769.121 | 166569.321 | 0 | 57804.4612 | 0 | 225499.668 | 586703.8799 | 400437.4536 | 1790845.2785 | 961560.8286 | 13149413.2377 | 13149413.2377 | 1478867.319 | 6141486.3649 | 0 | 15901819.3448 | 36671586.2665 | 13335.2143 | 0.029687 | 535642.4169 | 1235258.4742 | 10919.7952 | 25182.4148
1 | 3900 | 707 | 0.015 | 15 | 15 | 7 | 1.7783e-11 | 5spot_SharedNeighbor | Water | Porous | Wet | R600a | MinimizeLCOE_Brownfield | IgnoreSilica | 2019 | 7.8043 | 0.62923 | 0.011108 | 4 | 367980.4217 | 835414.7613 | 7501.7786 | 17031.0599 | 68.621 | 0 | 94.0653 | 188732.2897 | 9959.7456 | 245062.5508 | 213452.6878 | 0 | 65917.9677 | 0 | 282018.8442 | 733755.1826 | 500802.9893 | 2239702.2578 | 961560.8286 | 13149413.2377 | 13149413.2377 | 1478867.319 | 6141486.3649 | 0 | 16350676.3241 | 37120443.2457 | 17782.7941 | 0.044434 | 367980.4217 | 835414.7613 | 7501.7786 | 17031.0599
1 | 3900 | 707 | 0.015 | 15 | 15 | 7 | 2.3714e-11 | 5spot_SharedNeighbor | Water | Porous | Wet | R600a | MinimizeLCOE_Brownfield | IgnoreSilica | 2019 | 10.4307 | 0.85999 | 0.016214 | 4 | 261605.3474 | 581847.6894 | 5333.1789 | 11861.7522 | 69.3916 | 0 | 93.7788 | 236910.488 | 12583.1877 | 314433.7252 | 280575.6088 | 0 | 77542.3154 | 0 | 359597.6768 | 935599.3914 | 638565.8093 | 2855808.2027 | 961560.8286 | 13149413.2377 | 13149413.2377 | 1478867.319 | 6141486.3649 | 0 | 16966782.269 | 37736549.1907 | 23713.7371 | 0.064856 | 261605.3474 | 581847.6894 | 5333.1789 | 11861.7522
1 | 3900 | 707 | 0.015 | 15 | 15 | 7 | 3.1623e-11 | 5spot_SharedNeighbor | Water | Porous | Wet | R600a | MinimizeLCOE_Brownfield | IgnoreSilica | 2019 | 13.5707 | 1.1354 | 0.022798 | 4 | 193689.0097 | 421451.9111 | 3948.6124 | 8591.8673 | 69.9028 | 0 | 83.4058 | 289361.4812 | 15436.4021 | 392527.2537 | 360722.532 | 0 | 88640.6433 | 0 | 447208.4418 | 1163544.6306 | 794143.1188 | 3551584.5037 | 961560.8286 | 13149413.2377 | 13149413.2377 | 1478867.319 | 6141486.3649 | 0 | 17662558.57 | 38432325.4917 | 31622.7766 | 0.09119 | 193689.0097 | 421451.9111 | 3948.6124 | 8591.8673
1 | 3900 | 707 | 0.015 | 15 | 15 | 7 | 4.217e-11 | 5spot_SharedNeighbor | Water | Porous | Wet | R600a | MinimizeLCOE_Brownfield | IgnoreSilica | 2019 | 17.4487 | 1.4758 | 0.031292 | 4 | 147669.9478 | 313603.3089 | 3010.4516 | 6393.2276 | 70.2852 | 0 | 93.312 | 349079.7587 | 18683.0051 | 483977.7729 | 459728.5797 | 0 | 100353.836 | 0 | 550610.9514 | 1432576.7498 | 977763.0683 | 4372773.722 | 961560.8286 | 13149413.2377 | 13149413.2377 | 1478867.319 | 6141486.3649 | 0 | 18483747.7883 | 39253514.7099 | 42169.6503 | 0.12517 | 147669.9478 | 313603.3089 | 3010.4516 | 6393.2276
1 | 3900 | 707 | 0.015 | 15 | 15 | 7 | 5.6234e-11 | 5spot_SharedNeighbor | Water | Porous | Wet | R600a | MinimizeLCOE_Brownfield | IgnoreSilica | 2019 | 22.1239 | 1.8864 | 0.042011 | 4 | 115642.4071 | 239238.5673 | 2357.5269 | 4877.2018 | 70.5713 | 0 | 100.5322 | 415796.8421 | 22306.9959 | 588842.7072 | 579115.2541 | 0 | 112299.6537 | 0 | 670160.9667 | 1743621.3663 | 1190057.4104 | 5322201.1964 | 961560.8286 | 13149413.2377 | 13149413.2377 | 1478867.319 | 6141486.3649 | 0 | 19433175.2627 | 40202942.1843 | 56234.1325 | 0.16805 | 115642.4071 | 239238.5673 | 2357.5269 | 4877.2018
1 | 3900 | 707 | 0.015 | 15 | 15 | 7 | 7.4989e-11 | 5spot_SharedNeighbor | Water | Porous | Wet | R600a | MinimizeLCOE_Brownfield | IgnoreSilica | 2019 | 27.5413 | 2.3624 | 0.055112 | 4 | 92954.0038 | 187170.281 | 1894.9931 | 3815.7193 | 70.7841 | 0 | 93.2487 | 487866.3535 | 26217.8669 | 704840.1258 | 717481.5996 | 0 | 123653.827 | 0 | 803423.3114 | 2090342.6516 | 1426701.8119 | 6380527.5478 | 961560.8286 | 13149413.2377 | 13149413.2377 | 1478867.319 | 6141486.3649 | 0 | 20491501.6141 | 41261268.5358 | 74989.4209 | 0.22045 | 92954.0038 | 187170.281 | 1894.9931 | 3815.7193
1 | 3900 | 707 | 0.015 | 15 | 15 | 7 | 1e-10 | 5spot_SharedNeighbor | Water | Porous | Wet | R600a | MinimizeLCOE_Brownfield | IgnoreSilica | 2019 | 33.5387 | 2.8896 | 0.070472 | 4 | 76706.408 | 150386.8621 | 1563.7639 | 3065.8396 | 70.942 | 0 | 124.4189 | 562768.7761 | 30278.3284 | 827970.7633 | 870698.5754 | 0 | 133586.5294 | 0 | 945868.1593 | 2460954.9263 | 1679652.3048 | 7511778.3629 | 961560.8286 | 13149413.2377 | 13149413.2377 | 1478867.319 | 6141486.3649 | 0 | 21622752.4292 | 42392519.3509 | 100000 | 0.28189 | 76706.408 | 150386.8621 | 1563.7639 | 3065.8396
1 | 3900 | 707 | 0.015 | 15 | 15 | 7 | 1.3335e-10 | 5spot_SharedNeighbor | Water | Porous | Wet | R600a | MinimizeLCOE_Brownfield | IgnoreSilica | 2019 | 39.7922 | 3.4396 | 0.087555 | 4 | 65003.614 | 124308.6558 | 1325.1866 | 2534.2001 | 71.0581 | 0 | 100.6978 | 636668.2131 | 34280.3683 | 951705.2836 | 1030500.9471 | 0 | 141108.623 | 0 | 1089762.7397 | 2835339.1076 | 1935177.2013 | 8654542.4837 | 961560.8286 | 13149413.2377 | 13149413.2377 | 1478867.319 | 6141486.3649 | 0 | 22765516.55 | 43535283.4716 | 133352.1432 | 0.35022 | 65003.614 | 124308.6558 | 1325.1866 | 2534.2001
1 | 3900 | 707 | 0.015 | 15 | 15 | 7 | 1.7783e-10 | 5spot_SharedNeighbor | Water | Porous | Wet | R600a | MinimizeLCOE_Brownfield | IgnoreSilica | 2019 | 45.9017 | 3.977 | 0.10544 | 4 | 56551.3583 | 105797.6957 | 1152.8759 | 2156.8291 | 71.1421 | 0 | 107.6852 | 705553.5543 | 38007.3028 | 1068845.6461 | 1186651.8221 | 0 | 145567.5648 | 0 | 1226404.0971 | 3190851.8906 | 2177821.9808 | 9739703.8584 | 961560.8286 | 13149413.2377 | 13149413.2377 | 1478867.319 | 6141486.3649 | 0 | 23850677.9247 | 44620444.8463 | 177827.941 | 0.42175 | 56551.3583 | 105797.6957 | 1152.8759 | 2156.8291
1 | 3900 | 707 | 0.015 | 15 | 15 | 7 | 2.3714e-10 | 5spot_SharedNeighbor | Water | Porous | Wet | R600a | MinimizeLCOE_Brownfield | IgnoreSilica | 2019 | 53.2 | 4.619 | 0.12471 | 4 | 50391.1565 | 92027.7461 | 1027.2919 | 1876.1101 | 71.2168 | 0 | 105.3724 | 784304.5804 | 42263.6811 | 1204703.68 | 1373176.7217 | 0 | 155438.316 | 0 | 1388355.9219 | 3612217.3178 | 2465412.543 | 11025872.7619 | 961560.8286 | 13149413.2377 | 13149413.2377 | 1478867.319 | 6141486.3649 | 0 | 25136846.8282 | 45906613.7499 | 237137.3706 | 0.49883 | 50391.1565 | 92027.7461 | 1027.2919 | 1876.1101
1 | 3900 | 707 | 0.015 | 15 | 15 | 7 | 3.1623e-10 | 5spot_SharedNeighbor | Water | Porous | Wet | R600a | MinimizeLCOE_Brownfield | IgnoreSilica | 2019 | 56.4204 | 4.9022 | 0.13942 | 4 | 46002.5286 | 83246.8975 | 937.8238 | 1697.1006 | 71.2428 | 0 | 109.5747 | 817984.0947 | 44082.4794 | 1263404.9726 | 1455460.9237 | 0 | 145880.5835 | 0 | 1453457.091 | 3781597.2058 | 2581017.797 | 11542885.1478 | 961560.8286 | 13149413.2377 | 13149413.2377 | 1478867.319 | 6141486.3649 | 0 | 25653859.2141 | 46423626.1358 | 316227.766 | 0.55766 | 46002.5286 | 83246.8975 | 937.8238 | 1697.1006
1 | 3900 | 707 | 0.015 | 15 | 15 | 7 | 4.217e-10 | 5spot_SharedNeighbor | Water | Porous | Wet | R600a | MinimizeLCOE_Brownfield | IgnoreSilica | 2019 | 60.5445 | 5.2647 | 0.15394 | 4 | 42776.7237 | 76507.8491 | 872.0614 | 1559.716 | 71.2708 | 0 | 98.0082 | 860252.9303 | 46363.7231 | 1337566.6647 | 1560806.4727 | 0 | 143209.1673 | 0 | 1539797.5937 | 4006237.4829 | 2734339.402 | 12228573.4367 | 961560.8286 | 13149413.2377 | 13149413.2377 | 1478867.319 | 6141486.3649 | 0 | 26339547.503 | 47109314.4247 | 421696.5034 | 0.61574 | 42776.7237 | 76507.8491 | 872.0614 | 1559.716
1 | 3900 | 707 | 0.015 | 15 | 15 | 7 | 5.6234e-10 | 5spot_SharedNeighbor | Water | Porous | Wet | R600a | MinimizeLCOE_Brownfield | IgnoreSilica | 2019 | 63.8749 | 5.5572 | 0.16628 | 4 | 40420.0185 | 71647.3823 | 824.0167 | 1460.6288 | 71.2894 | 0 | 110.1334 | 893722.7225 | 48168.8926 | 1396670.6228 | 1645840.6608 | 0 | 139560.0591 | 0 | 1608345.5535 | 4184585.2133 | 2856065.3927 | 12772959.1173 | 961560.8286 | 13149413.2377 | 13149413.2377 | 1478867.319 | 6141486.3649 | 0 | 26883933.1836 | 47653700.1053 | 562341.3252 | 0.66511 | 40420.0185 | 71647.3823 | 824.0167 | 1460.6288
1 | 3900 | 707 | 0.015 | 15 | 15 | 7 | 7.4989e-10 | 5spot_SharedNeighbor | Water | Porous | Wet | R600a | MinimizeLCOE_Brownfield | IgnoreSilica | 2019 | 66.5324 | 5.7904 | 0.17648 | 4 | 38690.6492 | 68112.7647 | 788.7612 | 1388.5708 | 71.3019 | 0 | 110.7602 | 920027.8716 | 49586.8549 | 1443355.6583 | 1713665.772 | 0 | 135743.2372 | 0 | 1662327.9637 | 4325036.3711 | 2951926.1939 | 13201669.9226 | 961560.8286 | 13149413.2377 | 13149413.2377 | 1478867.319 | 6141486.3649 | 0 | 27312643.9889 | 48082410.9106 | 749894.2093 | 0.70592 | 38690.6492 | 68112.7647 | 788.7612 | 1388.5708
1 | 3900 | 707 | 0.015 | 15 | 15 | 7 | 1e-09 | 5spot_SharedNeighbor | Water | Porous | Wet | R600a | MinimizeLCOE_Brownfield | IgnoreSilica | 2019 | 68.6077 | 5.9724 | 0.1847 | 4 | 37416.3212 | 65528.7233 | 762.7823 | 1335.8917 | 71.3103 | 0 | 119.5652 | 940331.3177 | 50680.8017 | 1479528.4084 | 1766610.2483 | 0 | 132086.3985 | 0 | 1704002.4981 | 4433464.961 | 3025930.9345 | 13532635.5682 | 961560.8286 | 13149413.2377 | 13149413.2377 | 1478867.319 | 6141486.3649 | 0 | 27643609.6345 | 48413376.5561 | 1000000 | 0.73881 | 37416.3212 | 65528.7233 | 762.7823 | 1335.8917
1 | 3900 | 707 | 0.015 | 15 | 15 | 7 | 1.3335e-09 | 5spot_SharedNeighbor | Water | Porous | Wet | R600a | MinimizeLCOE_Brownfield | IgnoreSilica | 2019 | 70.2083 | 6.1127 | 0.19121 | 4 | 36473.8567 | 63629.7465 | 743.5689 | 1297.1784 | 71.316 | 0 | 120.0217 | 955852.8743 | 51516.7975 | 1507263.1649 | 1807432.8577 | 0 | 128812.0809 | 0 | 1735842.3324 | 4516305.6786 | 3082471.4264 | 13785497.2126 | 961560.8286 | 13149413.2377 | 13149413.2377 | 1478867.319 | 6141486.3649 | 0 | 27896471.2789 | 48666238.2005 | 1333521.4322 | 0.76483 | 36473.8567 | 63629.7465 | 743.5689 | 1297.1784
1 | 3900 | 707 | 0.015 | 15 | 15 | 7 | 1.7783e-09 | 5spot_SharedNeighbor | Water | Porous | Wet | R600a | MinimizeLCOE_Brownfield | IgnoreSilica | 2019 | 71.4387 | 6.2205 | 0.19629 | 4 | 35774.6939 | 62227.0203 | 729.3155 | 1268.582 | 71.3199 | 0 | 139.6197 | 967703.7908 | 52154.9094 | 1528486.4087 | 1838803.7366 | 0 | 126044.524 | 0 | 1760145.4141 | 4579537.312 | 3125628.3155 | 13978504.4112 | 961560.8286 | 13149413.2377 | 13149413.2377 | 1478867.319 | 6141486.3649 | 0 | 28089478.4775 | 48859245.3991 | 1778279.41 | 0.78518 | 35774.6939 | 62227.0203 | 729.3155 | 1268.582
1 | 3900 | 707 | 0.015 | 15 | 15 | 7 | 2.3714e-09 | 5spot_SharedNeighbor | Water | Porous | Wet | R600a | MinimizeLCOE_Brownfield | IgnoreSilica | 2019 | 72.3667 | 6.3018 | 0.20021 | 4 | 35254.7376 | 61189.192 | 718.7155 | 1247.4244 | 71.3226 | 0 | 109.759 | 976596.3589 | 52633.6234 | 1544438.5898 | 1862458.312 | 0 | 123718.9125 | 0 | 1778339.8606 | 4626875.5297 | 3157937.6218 | 14122998.8087 | 961560.8286 | 13149413.2377 | 13149413.2377 | 1478867.319 | 6141486.3649 | 0 | 28233972.875 | 49003739.7967 | 2371373.7057 | 0.80086 | 35254.7376 | 61189.192 | 718.7155 | 1247.4244
1 | 3900 | 707 | 0.015 | 15 | 15 | 7 | 3.1623e-09 | 5spot_SharedNeighbor | Water | Porous | Wet | R600a | MinimizeLCOE_Brownfield | IgnoreSilica | 2019 | 73.0855 | 6.3647 | 0.20324 | 4 | 34867.2966 | 60415.6146 | 710.817 | 1231.654 | 71.3245 | 0 | 102.085 | 983458.4384 | 53002.9672 | 1556764.0664 | 1880778.9068 | 0 | 121922.8201 | 0 | 1792411.6076 | 4663487.3287 | 3182925.9269 | 14234752.0621 | 961560.8286 | 13149413.2377 | 13149413.2377 | 1478867.319 | 6141486.3649 | 0 | 28345726.1284 | 49115493.05 | 3162277.6602 | 0.81296 | 34867.2966 | 60415.6146 | 710.817 | 1231.654
1 | 3900 | 707 | 0.015 | 15 | 15 | 7 | 4.217e-09 | 5spot_SharedNeighbor | Water | Porous | Wet | R600a | MinimizeLCOE_Brownfield | IgnoreSilica | 2019 | 71.5969 | 6.2344 | 0.20357 | 4 | 34461.6376 | 59968.5318 | 702.5471 | 1222.5396 | 71.3204 | 0 | 121.1384 | 969222.1034 | 52236.6482 | 1531208.6905 | 1842836.0985 | 0 | 108637.142 | 0 | 1756614.8662 | 4570351.5505 | 3119358.8446 | 13950465.9438 | 961560.8286 | 13149413.2377 | 13149413.2377 | 1478867.319 | 6141486.3649 | 0 | 28061440.0101 | 48831206.9317 | 4216965.0343 | 0.81428 | 34461.6376 | 59968.5318 | 702.5471 | 1222.5396
1 | 3900 | 707 | 0.015 | 15 | 15 | 7 | 5.6234e-09 | 5spot_SharedNeighbor | Water | Porous | Wet | R600a | MinimizeLCOE_Brownfield | IgnoreSilica | 2019 | 73.305 | 6.384 | 0.20712 | 4 | 34226.9593 | 59296.7385 | 697.7629 | 1208.8442 | 71.3251 | 0 | 153.5568 | 985549.2521 | 53115.4931 | 1560522.154 | 1886372.4305 | 0 | 113779.0785 | 0 | 1793741.9792 | 4666948.6828 | 3185288.3722 | 14245317.4424 | 961560.8286 | 13149413.2377 | 13149413.2377 | 1478867.319 | 6141486.3649 | 0 | 28356291.5087 | 49126058.4304 | 5623413.2519 | 0.82848 | 34226.9593 | 59296.7385 | 697.7629 | 1208.8442
1 | 3900 | 707 | 0.015 | 15 | 15 | 7 | 7.4989e-09 | 5spot_SharedNeighbor | Water | Porous | Wet | R600a | MinimizeLCOE_Brownfield | IgnoreSilica | 2019 | 74.2085 | 6.463 | 0.20925 | 4 | 34062.4082 | 58877.4256 | 694.4083 | 1200.296 | 71.3273 | 0 | 141.5622 | 994133.1111 | 53577.4122 | 1575964.5883 | 1909394.1109 | 0 | 115794.2069 | 0 | 1813056.7375 | 4717201.7219 | 3219587.104 | 14398708.9928 | 961560.8286 | 13149413.2377 | 13149413.2377 | 1478867.319 | 6141486.3649 | 0 | 28509683.0591 | 49279449.9807 | 7498942.0933 | 0.83698 | 34062.4082 | 58877.4256 | 694.4083 | 1200.296
1 | 3900 | 707 | 0.015 | 15 | 15 | 7 | 1e-08 | 5spot_SharedNeighbor | Water | Porous | Wet | R600a | MinimizeLCOE_Brownfield | IgnoreSilica | 2019 | 74.4519 | 6.4843 | 0.21027 | 4 | 33940.6549 | 58634.3947 | 691.9262 | 1195.3414 | 71.3279 | 0 | 127.9275 | 996439.3813 | 53701.503 | 1580117.2797 | 1915595.1387 | 0 | 115153.9691 | 0 | 1817792.836 | 4729524.0787 | 3227997.3657 | 14436321.5521 | 961560.8286 | 13149413.2377 | 13149413.2377 | 1478867.319 | 6141486.3649 | 0 | 28547295.6184 | 49317062.54 | 10000000 | 0.84109 | 33940.6549 | 58634.3947 | 691.9262 | 1195.3414
1 | 4000 | 707 | 0.015 | 15 | 15 | 7 | 1e-13 | 5spot_SharedNeighbor | Water | Porous | Wet | R600a | MinimizeLCOE_Brownfield | IgnoreSilica | 2019 | 0 | 0 | 0 | 0 |  |  |  |  | 15 |  | 16.994 | [19 empty] | 100 | 0
1 | 4000 | 707 | 0.015 | 15 | 15 | 7 | 1.3335e-13 | 5spot_SharedNeighbor | Water | Porous | Wet | R600a | MinimizeLCOE_Brownfield | IgnoreSilica | 2019 | 0 | 0 | 0 | 0 |  |  |  |  | 15 |  | 19.5941 | [19 empty] | 133.3521 | 0
1 | 4000 | 707 | 0.015 | 15 | 15 | 7 | 1.7783e-13 | 5spot_SharedNeighbor | Water | Porous | Wet | R600a | MinimizeLCOE_Brownfield | IgnoreSilica | 2019 | 0 | 0 | 0 | 0 |  |  |  |  | 15 |  | 22.7354 | [19 empty] | 177.8279 | 0
1 | 4000 | 707 | 0.015 | 15 | 15 | 7 | 2.3714e-13 | 5spot_SharedNeighbor | Water | Porous | Wet | R600a | MinimizeLCOE_Brownfield | IgnoreSilica | 2019 | 0 | 0 | 0 | 0 |  |  |  |  | 15 |  | 23.408 | [19 empty] | 237.1374 | 0
1 | 4000 | 707 | 0.015 | 15 | 15 | 7 | 3.1623e-13 | 5spot_SharedNeighbor | Water | Porous | Wet | R600a | MinimizeLCOE_Brownfield | IgnoreSilica | 2019 | 0 | 0 | 0 | 0 |  |  |  |  | 15 |  | 23.5989 | [19 empty] | 316.2278 | 0
1 | 4000 | 707 | 0.015 | 15 | 15 | 7 | 4.217e-13 | 5spot_SharedNeighbor | Water | Porous | Wet | R600a | MinimizeLCOE_Brownfield | IgnoreSilica | 2019 | 0 | 0 | 0 | 0 |  |  |  |  | 15 |  | 22.626 | [19 empty] | 421.6965 | 0
1 | 4000 | 707 | 0.015 | 15 | 15 | 7 | 5.6234e-13 | 5spot_SharedNeighbor | Water | Porous | Wet | R600a | MinimizeLCOE_Brownfield | IgnoreSilica | 2019 | 0 | 0 | 0 | 0 |  |  |  |  | 15 |  | 27.0737 | [19 empty] | 562.3413 | 0
1 | 4000 | 707 | 0.015 | 15 | 15 | 7 | 7.4989e-13 | 5spot_SharedNeighbor | Water | Porous | Wet | R600a | MinimizeLCOE_Brownfield | IgnoreSilica | 2019 | 0 | 0 | 0 | 0 |  |  |  |  | 15 |  | 27.6743 | [19 empty] | 749.8942 | 0
1 | 4000 | 707 | 0.015 | 15 | 15 | 7 | 1e-12 | 5spot_SharedNeighbor | Water | Porous | Wet | R600a | MinimizeLCOE_Brownfield | IgnoreSilica | 2019 | 0 | 0 | 0 | 0 |  |  |  |  | 15 |  | 27.9125 | [19 empty] | 1000 | 0
1 | 4000 | 707 | 0.015 | 15 | 15 | 7 | 1.3335e-12 | 5spot_SharedNeighbor | Water | Porous | Wet | R600a | MinimizeLCOE_Brownfield | IgnoreSilica | 2019 | 0 | 0 | 0 | 0 |  |  |  |  | 15 |  | 29.7411 | [19 empty] | 1333.5214 | 0
1 | 4000 | 707 | 0.015 | 15 | 15 | 7 | 1.7783e-12 | 5spot_SharedNeighbor | Water | Porous | Wet | R600a | MinimizeLCOE_Brownfield | IgnoreSilica | 2019 | 0 | 0 | 0 | 0 |  |  |  |  | 15 |  | 28.8851 | [19 empty] | 1778.2794 | 0
1 | 4000 | 707 | 0.015 | 15 | 15 | 7 | 2.3714e-12 | 5spot_SharedNeighbor | Water | Porous | Wet | R600a | MinimizeLCOE_Brownfield | IgnoreSilica | 2019 | 0 | 0 | 0 | 0 |  |  |  |  | 15 |  | 29.7111 | [19 empty] | 2371.3737 | 0
1 | 4000 | 707 | 0.015 | 15 | 15 | 7 | 3.1623e-12 | 5spot_SharedNeighbor | Water | Porous | Wet | R600a | MinimizeLCOE_Brownfield | IgnoreSilica | 2019 | 0 | 0 | 0 | 0 |  |  |  |  | 15 |  | 30.5693 | [19 empty] | 3162.2777 | 0
1 | 4000 | 707 | 0.015 | 15 | 15 | 7 | 4.217e-12 | 5spot_SharedNeighbor | Water | Porous | Wet | R600a | MinimizeLCOE_Brownfield | IgnoreSilica | 2019 | 1.6 | 0.09661 | 0.00055667 | 4 | 6791522.3581 | 16392460.1853 | 138454.3695 | 334182.4733 | 59.7506 | 0 | 34.6395 | 45161.7527 | 2214.4994 | 55171.6684 | 56689.7734 | 0 | 27045.3048 | 0 | 72650.3694 | 189021.3586 | 129010.9613 | 576965.6879 | 961560.8286 | 13584081.2916 | 13584081.2916 | 1478867.319 | 6315353.5865 | 0 | 15122607.8081 | 36500910.0053 | 4216.965 | 0.0022267 | 6791522.3581 | 16392460.1853 | 138454.3695 | 334182.4733
1 | 4000 | 707 | 0.015 | 15 | 15 | 7 | 5.6234e-12 | 5spot_SharedNeighbor | Water | Porous | Wet | R600a | MinimizeLCOE_Brownfield | IgnoreSilica | 2019 | 1.6 | 0.096611 | 0.001165 | 4 | 3241926.0026 | 7829546.2408 | 66091.0466 | 159615.8904 | 59.7511 | 0 | 34.2492 | 45162.6929 | 2214.5529 | 55172.4016 | 56690.1158 | 0 | 22123.2736 | 0 | 70731.5844 | 184029.0736 | 125603.6242 | 561727.3191 | 961560.8286 | 13584081.2916 | 13584081.2916 | 1478867.319 | 6315353.5865 | 0 | 15107369.4394 | 36485671.6365 | 5623.4133 | 0.00466 | 3241926.0026 | 7829546.2408 | 66091.0466 | 159615.8904
1 | 4000 | 707 | 0.015 | 15 | 15 | 7 | 7.4989e-12 | 5spot_SharedNeighbor | Water | Porous | Wet | R600a | MinimizeLCOE_Brownfield | IgnoreSilica | 2019 | 3.364 | 0.25187 | 0.0034219 | 4 | 1145110.5306 | 2706966.176 | 23344.627 | 55185.1669 | 66.136 | 0 | 62.8234 | 96706.1015 | 4988.1871 | 118070.383 | 102190.7251 | 0 | 42352.4445 | 0 | 142080.0581 | 369663.1666 | 252302.707 | 1128353.7729 | 961560.8286 | 13584081.2916 | 13584081.2916 | 1478867.319 | 6315353.5865 | 0 | 15673995.8932 | 37052298.0903 | 7498.9421 | 0.013688 | 1145110.5306 | 2706966.176 | 23344.627 | 55185.1669
1 | 4000 | 707 | 0.015 | 15 | 15 | 7 | 1e-11 | 5spot_SharedNeighbor | Water | Porous | Wet | R600a | MinimizeLCOE_Brownfield | IgnoreSilica | 2019 | 4.8741 | 0.38766 | 0.0058541 | 4 | 687733.8145 | 1600701.5678 | 14020.384 | 32632.4666 | 68.1555 | 0 | 70.1838 | 134101.4982 | 7030.2879 | 166406.9596 | 141392.7744 | 0 | 54262.8793 | 0 | 196245.8158 | 510591.3571 | 348489.0929 | 1558520.6653 | 961560.8286 | 13584081.2916 | 13584081.2916 | 1478867.319 | 6315353.5865 | 0 | 16104162.7855 | 37482464.9827 | 10000 | 0.023416 | 687733.8145 | 1600701.5678 | 14020.384 | 32632.4666
1 | 4000 | 707 | 0.015 | 15 | 15 | 7 | 1.3335e-11 | 5spot_SharedNeighbor | Water | Porous | Wet | R600a | MinimizeLCOE_Brownfield | IgnoreSilica | 2019 | 6.4935 | 0.5342 | 0.0091658 | 4 | 450852.8034 | 1033955.2405 | 9191.2442 | 21078.5761 | 69.3157 | 0 | 92.317 | 170121.2161 | 9003.2579 | 214847.0082 | 183549.0879 | 0 | 63042.9843 | 0 | 249819.7862 | 649979.8386 | 443624.5956 | 1983987.7747 | 961560.8286 | 13584081.2916 | 13584081.2916 | 1478867.319 | 6315353.5865 | 0 | 16529629.895 | 37907932.0921 | 13335.2143 | 0.036663 | 450852.8034 | 1033955.2405 | 9191.2442 | 21078.5761
1 | 4000 | 707 | 0.015 | 15 | 15 | 7 | 1.7783e-11 | 5spot_SharedNeighbor | Water | Porous | Wet | R600a | MinimizeLCOE_Brownfield | IgnoreSilica | 2019 | 7.841 | 0.65605 | 0.013378 | 4 | 314899.4368 | 714392.9903 | 6419.651 | 14563.8674 | 69.9033 | 0 | 89.7199 | 197712.1693 | 10514.612 | 253098.8163 | 218588.8036 | 0 | 64529.6401 | 0 | 290333.1761 | 755387.3687 | 515567.4008 | 2305731.9868 | 961560.8286 | 13584081.2916 | 13584081.2916 | 1478867.319 | 6315353.5865 | 0 | 16851374.1071 | 38229676.3042 | 17782.7941 | 0.053514 | 314899.4368 | 714392.9903 | 6419.651 | 14563.8674
1 | 4000 | 707 | 0.015 | 15 | 15 | 7 | 2.3714e-11 | 5spot_SharedNeighbor | Water | Porous | Wet | R600a | MinimizeLCOE_Brownfield | IgnoreSilica | 2019 | 11.3138 | 0.97305 | 0.019615 | 4 | 225573.619 | 498047.6071 | 4598.6233 | 10153.3741 | 70.8788 | 0 | 163.6406 | 263327.4227 | 14116.2588 | 346637.5776 | 309373.4408 | 0 | 84498.2075 | 0 | 397001.6339 | 1032916.8151 | 704986.9506 | 3152858.307 | 961560.8286 | 13584081.2916 | 13584081.2916 | 1478867.319 | 6315353.5865 | 0 | 17698500.4272 | 39076802.6244 | 23713.7371 | 0.07846 | 225573.619 | 498047.6071 | 4598.6233 | 10153.3741
1 | 4000 | 707 | 0.015 | 15 | 15 | 7 | 3.1623e-11 | 5spot_SharedNeighbor | Water | Porous | Wet | R600a | MinimizeLCOE_Brownfield | IgnoreSilica | 2019 | 14.0135 | 1.2193 | 0.027254 | 4 | 167842.8041 | 363947.3395 | 3421.7026 | 7419.5588 | 71.292 | 0 | 88.0299 | 309708.6594 | 16659.4561 | 415040.7337 | 379890.0486 | 0 | 90004.0148 | 0 | 472408.1359 | 1229109.0654 | 838892.1928 | 3751712.3066 | 961560.8286 | 13584081.2916 | 13584081.2916 | 1478867.319 | 6315353.5865 | 0 | 18297354.4269 | 39675656.624 | 31622.7766 | 0.10901 | 167842.8041 | 363947.3395 | 3421.7026 | 7419.5588
1 | 4000 | 707 | 0.015 | 15 | 15 | 7 | 4.217e-11 | 5spot_SharedNeighbor | Water | Porous | Wet | R600a | MinimizeLCOE_Brownfield | IgnoreSilica | 2019 | 18.387 | 1.6185 | 0.037375 | 4 | 128769.3822 | 271767.6608 | 2625.138 | 5540.3514 | 71.7089 | 0 | 94.3889 | 379267.358 | 20470.6358 | 520406.4837 | 494173.2255 | 0 | 104910.2168 | 0 | 592498.8887 | 1541560.5701 | 1052146.765 | 4705434.1436 | 961560.8286 | 13584081.2916 | 13584081.2916 | 1478867.319 | 6315353.5865 | 0 | 19251076.2638 | 40629378.461 | 42169.6503 | 0.1495 | 128769.3822 | 271767.6608 | 2625.138 | 5540.3514
1 | 4000 | 707 | 0.015 | 15 | 15 | 7 | 5.6234e-11 | 5spot_SharedNeighbor | Water | Porous | Wet | R600a | MinimizeLCOE_Brownfield | IgnoreSilica | 2019 | 24.0117 | 2.1322 | 0.050301 | 4 | 101527.5409 | 207780.0755 | 2069.7762 | 4235.8779 | 72.0261 | 0 | 101.8379 | 461538.6081 | 24973.5039 | 648635.5792 | 641187.3568 | 0 | 122759.7912 | 0 | 740646.9874 | 1927011.5335 | 1315224.9677 | 5881978.328 | 961560.8286 | 13584081.2916 | 13584081.2916 | 1478867.319 | 6315353.5865 | 0 | 20427620.4482 | 41805922.6454 | 56234.1325 | 0.2012 | 101527.5409 | 207780.0755 | 2069.7762 | 4235.8779
1 | 4000 | 707 | 0.015 | 15 | 15 | 7 | 7.4989e-11 | 5spot_SharedNeighbor | Water | Porous | Wet | R600a | MinimizeLCOE_Brownfield | IgnoreSilica | 2019 | 29.7339 | 2.655 | 0.065568 | 4 | 82228.8993 | 163740.6739 | 1676.3473 | 3338.0751 | 72.2287 | 0 | 96.3656 | 539317.7045 | 29225.932 | 772866.5011 | 790758.545 | 0 | 134595.07 | 0 | 884037.8635 | 2300085.1798 | 1569855.3972 | 7020742.1931 | 961560.8286 | 13584081.2916 | 13584081.2916 | 1478867.319 | 6315353.5865 | 0 | 21566384.3133 | 42944686.5105 | 74989.4209 | 0.26227 | 82228.8993 | 163740.6739 | 1676.3473 | 3338.0751
1 | 4000 | 707 | 0.015 | 15 | 15 | 7 | 1e-10 | 5spot_SharedNeighbor | Water | Porous | Wet | R600a | MinimizeLCOE_Brownfield | IgnoreSilica | 2019 | 35.9749 | 3.2254 | 0.083252 | 4 | 68365.1749 | 132562.4993 | 1393.7166 | 2702.4659 | 72.3787 | 0 | 111.1834 | 619118.5233 | 33584.1615 | 902945.3688 | 953928.0919 | 0 | 144579.3837 | 0 | 1035120.6564 | 2693171.6155 | 1838144.9668 | 8220592.768 | 961560.8286 | 13584081.2916 | 13584081.2916 | 1478867.319 | 6315353.5865 | 0 | 22766234.8882 | 44144537.0854 | 100000 | 0.33301 | 68365.1749 | 132562.4993 | 1393.7166 | 2702.4659
1 | 4000 | 707 | 0.015 | 15 | 15 | 7 | 1.3335e-10 | 5spot_SharedNeighbor | Water | Porous | Wet | R600a | MinimizeLCOE_Brownfield | IgnoreSilica | 2019 | 42.4009 | 3.8129 | 0.10266 | 4 | 58358.9765 | 110420.9725 | 1189.7267 | 2251.0809 | 72.4889 | 0 | 120.658 | 697026.9128 | 37834.6001 | 1032187.9118 | 1121969.7356 | 0 | 151868.2367 | 0 | 1185946.0848 | 3085588.4418 | 2105977.514 | 9418399.4377 | 961560.8286 | 13584081.2916 | 13584081.2916 | 1478867.319 | 6315353.5865 | 0 | 23964041.5579 | 45342343.7551 | 133352.1432 | 0.41063 | 58358.9765 | 110420.9725 | 1189.7267 | 2251.0809
1 | 4000 | 707 | 0.015 | 15 | 15 | 7 | 1.7783e-10 | 5spot_SharedNeighbor | Water | Porous | Wet | R600a | MinimizeLCOE_Brownfield | IgnoreSilica | 2019 | 48.5741 | 4.3773 | 0.12266 | 4 | 51122.0062 | 94693.754 | 1042.1912 | 1930.4603 | 72.568 | 0 | 103.3318 | 768575.811 | 41734.2112 | 1152644.8201 | 1283410.1317 | 0 | 155734.1956 | 0 | 1326818.6762 | 3452110.0274 | 2356136.0275 | 10537163.9007 | 961560.8286 | 13584081.2916 | 13584081.2916 | 1478867.319 | 6315353.5865 | 0 | 25082806.021 | 46461108.2181 | 177827.941 | 0.49065 | 51122.0062 | 94693.754 | 1042.1912 | 1930.4603
1 | 4000 | 707 | 0.015 | 15 | 15 | 7 | 2.3714e-10 | 5spot_SharedNeighbor | Water | Porous | Wet | R600a | MinimizeLCOE_Brownfield | IgnoreSilica | 2019 | 52.9709 | 4.7793 | 0.14133 | 4 | 45703.5692 | 83519.0547 | 931.7291 | 1702.6489 | 72.6126 | 0 | 127.825 | 817855.7479 | 44417.8317 | 1236526.2002 | 1398384.1837 | 0 | 148641.4153 | 0 | 1421871.8978 | 3699419.0119 | 2524929.4911 | 11292045.7797 | 961560.8286 | 13584081.2916 | 13584081.2916 | 1478867.319 | 6315353.5865 | 0 | 25837687.8999 | 47215990.0971 | 237137.3706 | 0.56533 | 45703.5692 | 83519.0547 | 931.7291 | 1702.6489
1 | 4000 | 707 | 0.015 | 15 | 15 | 7 | 3.1623e-10 | 5spot_SharedNeighbor | Water | Porous | Wet | R600a | MinimizeLCOE_Brownfield | IgnoreSilica | 2019 | 59.0339 | 5.3333 | 0.15992 | 4 | 42074.0289 | 75494.2824 | 857.736 | 1539.0531 | 72.6613 | 0 | 149.3673 | 883791.7472 | 48005.3258 | 1349871.8947 | 1556880.9997 | 0 | 154767.225 | 0 | 1557393.705 | 4052018.9551 | 2765586.1975 | 12368316.05 | 961560.8286 | 13584081.2916 | 13584081.2916 | 1478867.319 | 6315353.5865 | 0 | 26913958.1702 | 48292260.3674 | 316227.766 | 0.63968 | 42074.0289 | 75494.2824 | 857.736 | 1539.0531
1 | 4000 | 707 | 0.015 | 15 | 15 | 7 | 4.217e-10 | 5spot_SharedNeighbor | Water | Porous | Wet | R600a | MinimizeLCOE_Brownfield | IgnoreSilica | 2019 | 63.0512 | 5.7002 | 0.17554 | 4 | 39301.0461 | 69747.1899 | 801.205 | 1421.8908 | 72.6863 | 0 | 127.1076 | 926307.6515 | 50316.467 | 1423614.375 | 1661850.0482 | 0 | 151414.4799 | 0 | 1643266.1784 | 4275441.516 | 2918076.6862 | 13050287.4022 | 961560.8286 | 13584081.2916 | 13584081.2916 | 1478867.319 | 6315353.5865 | 0 | 27595929.5224 | 48974231.7196 | 421696.5034 | 0.70217 | 39301.0461 | 69747.1899 | 801.205 | 1421.8908
1 | 4000 | 707 | 0.015 | 15 | 15 | 7 | 5.6234e-10 | 5spot_SharedNeighbor | Water | Porous | Wet | R600a | MinimizeLCOE_Brownfield | IgnoreSilica | 2019 | 66.289 | 5.9955 | 0.18872 | 4 | 37272.1726 | 65591.6077 | 759.8437 | 1337.1736 | 72.7029 | 0 | 143.7035 | 959942.3564 | 52143.5656 | 1482310.7706 | 1746407.6704 | 0 | 147299.084 | 0 | 1711360.3443 | 4452608.5677 | 3038996.8394 | 13591069.1985 | 961560.8286 | 13584081.2916 | 13584081.2916 | 1478867.319 | 6315353.5865 | 0 | 28136711.3188 | 49515013.5159 | 562341.3252 | 0.7549 | 37272.1726 | 65591.6077 | 759.8437 | 1337.1736
1 | 4000 | 707 | 0.015 | 15 | 15 | 7 | 7.4989e-10 | 5spot_SharedNeighbor | Water | Porous | Wet | R600a | MinimizeLCOE_Brownfield | IgnoreSilica | 2019 | 68.8707 | 6.2309 | 0.19956 | 4 | 35781.313 | 62562.6338 | 729.4505 | 1275.4239 | 72.7138 | 0 | 141.8938 | 986377.8125 | 53578.7546 | 1528663.6271 | 1813798.4961 | 0 | 143184.8114 | 0 | 1764985.3656 | 4592129.8731 | 3134222.9972 | 14016941.7376 | 961560.8286 | 13584081.2916 | 13584081.2916 | 1478867.319 | 6315353.5865 | 0 | 28562583.8579 | 49940886.055 | 749894.2093 | 0.79825 | 35781.313 | 62562.6338 | 729.4505 | 1275.4239
1 | 4000 | 707 | 0.015 | 15 | 15 | 7 | 1e-09 | 5spot_SharedNeighbor | Water | Porous | Wet | R600a | MinimizeLCOE_Brownfield | IgnoreSilica | 2019 | 70.8586 | 6.412 | 0.20823 | 4 | 34681.4056 | 60348.4871 | 707.0274 | 1230.2855 | 72.7209 | 0 | 139.1567 | 1006510.3684 | 54671.2418 | 1564093.9637 | 1865669.1752 | 0 | 139207.992 | 0 | 1805759.569 | 4698215.9864 | 3206628.9494 | 14340757.2458 | 961560.8286 | 13584081.2916 | 13584081.2916 | 1478867.319 | 6315353.5865 | 0 | 28886399.3661 | 50264701.5632 | 1000000 | 0.83291 | 34681.4056 | 60348.4871 | 707.0274 | 1230.2855
1 | 4000 | 707 | 0.015 | 15 | 15 | 7 | 1.3335e-09 | 5spot_SharedNeighbor | Water | Porous | Wet | R600a | MinimizeLCOE_Brownfield | IgnoreSilica | 2019 | 72.4056 | 6.5528 | 0.21508 | 4 | 33867.1137 | 58716.4617 | 690.4269 | 1197.0145 | 72.7258 | 0 | 126.8712 | 1022046.0307 | 55513.9647 | 1591510.5758 | 1906018.7605 | 0 | 135791.3145 | 0 | 1837243.452 | 4780130.5918 | 3262537.3508 | 14590792.0409 | 961560.8286 | 13584081.2916 | 13584081.2916 | 1478867.319 | 6315353.5865 | 0 | 29136434.1611 | 50514736.3583 | 1333521.4322 | 0.86032 | 33867.1137 | 58716.4617 | 690.4269 | 1197.0145
1 | 4000 | 707 | 0.015 | 15 | 15 | 7 | 1.7783e-09 | 5spot_SharedNeighbor | Water | Porous | Wet | R600a | MinimizeLCOE_Brownfield | IgnoreSilica | 2019 | 73.5776 | 6.6594 | 0.2204 | 4 | 33262.5384 | 57511.9845 | 678.1018 | 1172.4596 | 72.729 | 0 | 132.7459 | 1033742.0304 | 56148.2214 | 1612194.8205 | 1936580.9543 | 0 | 132851.1616 | 0 | 1860891.7033 | 4841658.4907 | 3304531.4061 | 14778598.7882 | 961560.8286 | 13584081.2916 | 13584081.2916 | 1478867.319 | 6315353.5865 | 0 | 29324240.9084 | 50702543.1056 | 1778279.41 | 0.8816 | 33262.5384 | 57511.9845 | 678.1018 | 1172.4596
1 | 4000 | 707 | 0.015 | 15 | 15 | 7 | 2.3714e-09 | 5spot_SharedNeighbor | Water | Porous | Wet | R600a | MinimizeLCOE_Brownfield | IgnoreSilica | 2019 | 74.4861 | 6.7421 | 0.22453 | 4 | 32812.6313 | 56616.2678 | 668.9299 | 1154.1992 | 72.7312 | 0 | 120.2329 | 1042764.5466 | 56637.3878 | 1628176.6482 | 1960265.6707 | 0 | 130532.6356 | 0 | 1879166.9866 | 4889207.029 | 3336984.2605 | 14923735.1649 | 961560.8286 | 13584081.2916 | 13584081.2916 | 1478867.319 | 6315353.5865 | 0 | 29469377.2852 | 50847679.4823 | 2371373.7057 | 0.89811 | 32812.6313 | 56616.2678 | 668.9299 | 1154.1992
1 | 4000 | 707 | 0.015 | 15 | 15 | 7 | 3.1623e-09 | 5spot_SharedNeighbor | Water | Porous | Wet | R600a | MinimizeLCOE_Brownfield | IgnoreSilica | 2019 | 75.1628 | 6.8036 | 0.22767 | 4 | 32477.2163 | 55952.0318 | 662.092 | 1140.6578 | 72.7328 | 0 | 167.8591 | 1049460.2604 | 57000.3402 | 1640051.364 | 1977903.3997 | 0 | 128614.7834 | 0 | 1892681.7576 | 4924369.6908 | 3360983.4997 | 15031065.0957 | 961560.8286 | 13584081.2916 | 13584081.2916 | 1478867.319 | 6315353.5865 | 0 | 29576707.2159 | 50955009.4131 | 3162277.6602 | 0.91069 | 32477.2163 | 55952.0318 | 662.092 | 1140.6578
1 | 4000 | 707 | 0.015 | 15 | 15 | 7 | 4.217e-09 | 5spot_SharedNeighbor | Water | Porous | Wet | R600a | MinimizeLCOE_Brownfield | IgnoreSilica | 2019 | 75.677 | 6.8504 | 0.23007 | 4 | 32226.8054 | 55456.7418 | 656.987 | 1130.5607 | 72.7339 | 0 | 165.6996 | 1054534.0548 | 57275.3373 | 1649057.8116 | 1991303.2966 | 0 | 127119.3274 | 0 | 1902923.0328 | 4951015.3882 | 3379169.7356 | 15112397.9843 | 961560.8286 | 13584081.2916 | 13584081.2916 | 1478867.319 | 6315353.5865 | 0 | 29658040.1045 | 51036342.3017 | 4216965.0343 | 0.92029 | 32226.8054 | 55456.7418 | 656.987 | 1130.5607
1 | 4000 | 707 | 0.015 | 15 | 15 | 7 | 5.6234e-09 | 5spot_SharedNeighbor | Water | Porous | Wet | R600a | MinimizeLCOE_Brownfield | IgnoreSilica | 2019 | 76.0667 | 6.8858 | 0.2319 | 4 | 32039.6538 | 55086.8738 | 653.1717 | 1123.0204 | 72.7347 | 0 | 138.7104 | 1058371.8735 | 57483.3241 | 1655874.9695 | 2001458.7873 | 0 | 125965.9272 | 0 | 1910670.4038 | 4971172.4583 | 3392927.3501 | 15173925.0937 | 961560.8286 | 13584081.2916 | 13584081.2916 | 1478867.319 | 6315353.5865 | 0 | 29719567.2139 | 51097869.4111 | 5623413.2519 | 0.92759 | 32039.6538 | 55086.8738 | 653.1717 | 1123.0204
1 | 4000 | 707 | 0.015 | 15 | 15 | 7 | 7.4989e-09 | 5spot_SharedNeighbor | Water | Porous | Wet | R600a | MinimizeLCOE_Brownfield | IgnoreSilica | 2019 | 74.817 | 6.7722 | 0.23179 | 4 | 31793.6215 | 54851.7616 | 648.156 | 1118.2274 | 72.732 | 0 | 141.7957 | 1046041.0452 | 56815.0004 | 1633986.0972 | 1968890.4714 | 0 | 115229.3337 | 0 | 1880175.1597 | 4891830.0885 | 3338774.5524 | 14931741.7484 | 961560.8286 | 13584081.2916 | 13584081.2916 | 1478867.319 | 6315353.5865 | 0 | 29477383.8687 | 50855686.0658 | 7498942.0933 | 0.92715 | 31793.6215 | 54851.7616 | 648.156 | 1118.2274
1 | 4000 | 707 | 0.015 | 15 | 15 | 7 | 1e-08 | 5spot_SharedNeighbor | Water | Porous | Wet | R600a | MinimizeLCOE_Brownfield | IgnoreSilica | 2019 | 75.787 | 6.8604 | 0.23397 | 4 | 31681.0584 | 54524.4421 | 645.8612 | 1111.5545 | 72.7341 | 0 | 214.1718 | 1055618.3916 | 57334.1046 | 1650983.4464 | 1994170.7282 | 0 | 118317.5513 | 0 | 1901805.4466 | 4948107.6582 | 3377185.1502 | 15103522.4772 | 961560.8286 | 13584081.2916 | 13584081.2916 | 1478867.319 | 6315353.5865 | 0 | 29649164.5975 | 51027466.7946 | 10000000 | 0.93586 | 31681.0584 | 54524.4421 | 645.8612 | 1111.5545
1 | 4100 | 707 | 0.015 | 15 | 15 | 7 | 1e-13 | 5spot_SharedNeighbor | Water | Porous | Wet | R600a | MinimizeLCOE_Brownfield | IgnoreSilica | 2019 | 0 | 0 | 0 | 0 |  |  |  |  | 15 |  | 17.5731 | [19 empty] | 100 | 0
1 | 4100 | 707 | 0.015 | 15 | 15 | 7 | 1.3335e-13 | 5spot_SharedNeighbor | Water | Porous | Wet | R600a | MinimizeLCOE_Brownfield | IgnoreSilica | 2019 | 0 | 0 | 0 | 0 |  |  |  |  | 15 |  | 20.6289 | [19 empty] | 133.3521 | 0
1 | 4100 | 707 | 0.015 | 15 | 15 | 7 | 1.7783e-13 | 5spot_SharedNeighbor | Water | Porous | Wet | R600a | MinimizeLCOE_Brownfield | IgnoreSilica | 2019 | 0 | 0 | 0 | 0 |  |  |  |  | 15 |  | 22.38 | [19 empty] | 177.8279 | 0
1 | 4100 | 707 | 0.015 | 15 | 15 | 7 | 2.3714e-13 | 5spot_SharedNeighbor | Water | Porous | Wet | R600a | MinimizeLCOE_Brownfield | IgnoreSilica | 2019 | 0 | 0 | 0 | 0 |  |  |  |  | 15 |  | 23.4782 | [19 empty] | 237.1374 | 0
1 | 4100 | 707 | 0.015 | 15 | 15 | 7 | 3.1623e-13 | 5spot_SharedNeighbor | Water | Porous | Wet | R600a | MinimizeLCOE_Brownfield | IgnoreSilica | 2019 | 0 | 0 | 0 | 0 |  |  |  |  | 15 |  | 23.6951 | [19 empty] | 316.2278 | 0
1 | 4100 | 707 | 0.015 | 15 | 15 | 7 | 4.217e-13 | 5spot_SharedNeighbor | Water | Porous | Wet | R600a | MinimizeLCOE_Brownfield | IgnoreSilica | 2019 | 0 | 0 | 0 | 0 |  |  |  |  | 15 |  | 23.7691 | [19 empty] | 421.6965 | 0
1 | 4100 | 707 | 0.015 | 15 | 15 | 7 | 5.6234e-13 | 5spot_SharedNeighbor | Water | Porous | Wet | R600a | MinimizeLCOE_Brownfield | IgnoreSilica | 2019 | 0 | 0 | 0 | 0 |  |  |  |  | 15 |  | 27.7305 | [19 empty] | 562.3413 | 0
1 | 4100 | 707 | 0.015 | 15 | 15 | 7 | 7.4989e-13 | 5spot_SharedNeighbor | Water | Porous | Wet | R600a | MinimizeLCOE_Brownfield | IgnoreSilica | 2019 | 0 | 0 | 0 | 0 |  |  |  |  | 15 |  | 27.717 | [19 empty] | 749.8942 | 0
1 | 4100 | 707 | 0.015 | 15 | 15 | 7 | 1e-12 | 5spot_SharedNeighbor | Water | Porous | Wet | R600a | MinimizeLCOE_Brownfield | IgnoreSilica | 2019 | 0 | 0 | 0 | 0 |  |  |  |  | 15 |  | 29.4173 | [19 empty] | 1000 | 0
1 | 4100 | 707 | 0.015 | 15 | 15 | 7 | 1.3335e-12 | 5spot_SharedNeighbor | Water | Porous | Wet | R600a | MinimizeLCOE_Brownfield | IgnoreSilica | 2019 | 0 | 0 | 0 | 0 |  |  |  |  | 15 |  | 29.7926 | [19 empty] | 1333.5214 | 0
1 | 4100 | 707 | 0.015 | 15 | 15 | 7 | 1.7783e-12 | 5spot_SharedNeighbor | Water | Porous | Wet | R600a | MinimizeLCOE_Brownfield | IgnoreSilica | 2019 | 0 | 0 | 0 | 0 |  |  |  |  | 15 |  | 29.5057 | [19 empty] | 1778.2794 | 0
1 | 4100 | 707 | 0.015 | 15 | 15 | 7 | 2.3714e-12 | 5spot_SharedNeighbor | Water | Porous | Wet | R600a | MinimizeLCOE_Brownfield | IgnoreSilica | 2019 | 0 | 0 | 0 | 0 |  |  |  |  | 15 |  | 30.4229 | [19 empty] | 2371.3737 | 0
1 | 4100 | 707 | 0.015 | 15 | 15 | 7 | 3.1623e-12 | 5spot_SharedNeighbor | Water | Porous | Wet | R600a | MinimizeLCOE_Brownfield | IgnoreSilica | 2019 | 0 | 0 | 0 | 0 |  |  |  |  | 15 |  | 32.9832 | [19 empty] | 3162.2777 | 0
1 | 4100 | 707 | 0.015 | 15 | 15 | 7 | 4.217e-12 | 5spot_SharedNeighbor | Water | Porous | Wet | R600a | MinimizeLCOE_Brownfield | IgnoreSilica | 2019 | 1.6 | 0.099427 | 0.00081931 | 4 | 4751482.0179 | 11462952.6593 | 96865.3878 | 233687.7948 | 60.5636 | 0 | 36.3957 | 46733.2575 | 2304.0859 | 56412.2897 | 57266.8731 | 0 | 26333.3302 | 0 | 73729.4362 | 191828.869 | 130927.1448 | 585535.2864 | 961560.8286 | 14024609.4364 | 14024609.4364 | 1478867.319 | 6491564.8444 | 0 | 15571705.5514 | 37566747.1513 | 4216.965 | 0.0032772 | 4751482.0179 | 11462952.6593 | 96865.3878 | 233687.7948
1 | 4100 | 707 | 0.015 | 15 | 15 | 7 | 5.6234e-12 | 5spot_SharedNeighbor | Water | Porous | Wet | R600a | MinimizeLCOE_Brownfield | IgnoreSilica | 2019 | 2.8861 | 0.21613 | 0.0023459 | 4 | 1705801.3984 | 4049804.9619 | 34775.0688 | 82560.7519 | 66.1413 | 0 | 74.4844 | 87036.3698 | 4481.8887 | 104462.8784 | 91100.6699 | 0 | 42332.0987 | 0 | 128471.4231 | 334256.2898 | 228136.7861 | 1020278.4045 | 961560.8286 | 14024609.4364 | 14024609.4364 | 1478867.319 | 6491564.8444 | 0 | 16006448.6695 | 38001490.2694 | 5623.4133 | 0.0093835 | 1705801.3984 | 4049804.9619 | 34775.0688 | 82560.7519
1 | 4100 | 707 | 0.015 | 15 | 15 | 7 | 7.4989e-12 | 5spot_SharedNeighbor | Water | Porous | Wet | R600a | MinimizeLCOE_Brownfield | IgnoreSilica | 2019 | 3.9922 | 0.31872 | 0.004429 | 4 | 922325.8916 | 2163862.1158 | 18802.8608 | 44113.2561 | 68.2836 | 0 | 79.6812 | 117350.0539 | 6145.4821 | 142261.9962 | 120383.5323 | 0 | 50938.0042 | 0 | 170460.8368 | 443504.131 | 302700.6825 | 1353744.719 | 961560.8286 | 14024609.4364 | 14024609.4364 | 1478867.319 | 6491564.8444 | 0 | 16339914.984 | 38334956.5839 | 7498.9421 | 0.017716 | 922325.8916 | 2163862.1158 | 18802.8608 | 44113.2561
1 | 4100 | 707 | 0.015 | 15 | 15 | 7 | 1e-11 | 5spot_SharedNeighbor | Water | Porous | Wet | R600a | MinimizeLCOE_Brownfield | IgnoreSilica | 2019 | 5.3681 | 0.44761 | 0.00734 | 4 | 569773.7537 | 1318919.9721 | 11615.6086 | 26887.9676 | 69.7838 | 0 | 102.3212 | 151480.1419 | 8027.3184 | 186426.6494 | 156973.3558 | 0 | 59677.9692 | 0 | 219408.3196 | 570855.4407 | 389620.5682 | 1742469.7632 | 961560.8286 | 14024609.4364 | 14024609.4364 | 1478867.319 | 6491564.8444 | 0 | 16728640.0283 | 38723681.6281 | 10000 | 0.02936 | 569773.7537 | 1318919.9721 | 11615.6086 | 26887.9676
1 | 4100 | 707 | 0.015 | 15 | 15 | 7 | 1.3335e-11 | 5spot_SharedNeighbor | Water | Porous | Wet | R600a | MinimizeLCOE_Brownfield | IgnoreSilica | 2019 | 7.1003 | 0.61039 | 0.011272 | 4 | 381233.6632 | 869048.7614 | 7771.9639 | 17716.7345 | 70.8629 | 0 | 91.8268 | 190483.5174 | 10181.7159 | 238704.6118 | 203075.1115 | 0 | 68905.471 | 0 | 277426.6668 | 721807.2789 | 492648.2995 | 2203232.6728 | 961560.8286 | 14024609.4364 | 14024609.4364 | 1478867.319 | 6491564.8444 | 0 | 17189402.9378 | 39184444.5377 | 13335.2143 | 0.045089 | 381233.6632 | 869048.7614 | 7771.9639 | 17716.7345
1 | 4100 | 707 | 0.015 | 15 | 15 | 7 | 1.7783e-11 | 5spot_SharedNeighbor | Water | Porous | Wet | R600a | MinimizeLCOE_Brownfield | IgnoreSilica | 2019 | 9.5144 | 0.83887 | 0.01666 | 4 | 267171.1021 | 597237.147 | 5446.6443 | 12175.4871 | 71.768 | 0 | 115.9142 | 240282.3584 | 12936.381 | 307600.0682 | 267566.8125 | 0 | 81342.5951 | 0 | 354794.0039 | 923101.2199 | 630035.5504 | 2817658.9895 | 961560.8286 | 14024609.4364 | 14024609.4364 | 1478867.319 | 6491564.8444 | 0 | 17803829.2545 | 39798870.8544 | 17782.7941 | 0.066638 | 267171.1021 | 597237.147 | 5446.6443 | 12175.4871
1 | 4100 | 707 | 0.015 | 15 | 15 | 7 | 2.3714e-11 | 5spot_SharedNeighbor | Water | Porous | Wet | R600a | MinimizeLCOE_Brownfield | IgnoreSilica | 2019 | 12.3527 | 1.1075 | 0.023695 | 4 | 195025.936 | 427088.0347 | 3975.8675 | 8706.7673 | 72.3789 | 0 | 111.9897 | 293727.7048 | 15891.7454 | 383948.6821 | 343360.9778 | 0 | 92636.9552 | 0 | 440530.7655 | 1146170.6865 | 782285.045 | 3498552.5622 | 961560.8286 | 14024609.4364 | 14024609.4364 | 1478867.319 | 6491564.8444 | 0 | 18484722.8272 | 40479764.4271 | 23713.7371 | 0.094781 | 195025.936 | 427088.0347 | 3975.8675 | 8706.7673
1 | 4100 | 707 | 0.015 | 15 | 15 | 7 | 3.1623e-11 | 5spot_SharedNeighbor | Water | Porous | Wet | R600a | MinimizeLCOE_Brownfield | IgnoreSilica | 2019 | 15.9749 | 1.4505 | 0.032876 | 4 | 146883.0987 | 314143.1999 | 2994.4106 | 6404.234 | 72.8487 | 0 | 117.4391 | 356525.0421 | 19362.1093 | 476262.262 | 440108.1803 | 0 | 105514.3859 | 0 | 545131.0721 | 1418319.2278 | 968032.0165 | 4329254.296 | 961560.8286 | 14024609.4364 | 14024609.4364 | 1478867.319 | 6491564.8444 | 0 | 19315424.561 | 41310466.1609 | 31622.7766 | 0.1315 | 146883.0987 | 314143.1999 | 2994.4106 | 6404.234
1 | 4100 | 707 | 0.015 | 15 | 15 | 7 | 4.217e-11 | 5spot_SharedNeighbor | Water | Porous | Wet | R600a | MinimizeLCOE_Brownfield | IgnoreSilica | 2019 | 20.4002 | 1.8698 | 0.044597 | 4 | 113717.5445 | 237016.5521 | 2318.286 | 4831.903 | 73.2005 | 0 | 461.2463 | 427415.4805 | 23275.5426 | 583354.182 | 558162.1803 | 0 | 118874.6487 | 0 | 667321.9933 | 1736234.94 | 1185016.0226 | 5299654.9902 | 961560.8286 | 14024609.4364 | 14024609.4364 | 1478867.319 | 6491564.8444 | 0 | 20285825.2552 | 42280866.8551 | 42169.6503 | 0.17839 | 113717.5445 | 237016.5521 | 2318.286 | 4831.903
1 | 4100 | 707 | 0.015 | 15 | 15 | 7 | 5.6234e-11 | 5spot_SharedNeighbor | Water | Porous | Wet | R600a | MinimizeLCOE_Brownfield | IgnoreSilica | 2019 | 24.4934 | 2.2578 | 0.058631 | 4 | 90097.2767 | 183883.2177 | 1836.7549 | 3748.7081 | 73.4152 | 0 | 111.2416 | 488804.6333 | 26660.8998 | 678197.8083 | 667281.0433 | 0 | 122681.2099 | 0 | 773613.9819 | 2012784.8908 | 1373767.0466 | 6143791.5139 | 961560.8286 | 14024609.4364 | 14024609.4364 | 1478867.319 | 6491564.8444 | 0 | 21129961.7789 | 43125003.3788 | 56234.1325 | 0.23452 | 90097.2767 | 183883.2177 | 1836.7549 | 3748.7081
1 | 4100 | 707 | 0.015 | 15 | 15 | 7 | 7.4989e-11 | 5spot_SharedNeighbor | Water | Porous | Wet | R600a | MinimizeLCOE_Brownfield | IgnoreSilica | 2019 | 31.946 | 2.9645 | 0.07729 | 4 | 73322.8168 | 144467.6527 | 1494.7848 | 2945.1685 | 73.6685 | 0 | 93.5529 | 593087.6809 | 32404.8414 | 843090.59 | 865998.7749 | 0 | 145748.7516 | 0 | 967328.9491 | 2516791.4992 | 1717761.9131 | 7682213.0001 | 961560.8286 | 14024609.4364 | 14024609.4364 | 1478867.319 | 6491564.8444 | 0 | 22668383.2651 | 44663424.865 | 74989.4209 | 0.30916 | 73322.8168 | 144467.6527 | 1494.7848 | 2945.1685
1 | 4100 | 707 | 0.015 | 15 | 15 | 7 | 1e-10 | 5spot_SharedNeighbor | Water | Porous | Wet | R600a | MinimizeLCOE_Brownfield | IgnoreSilica | 2019 | 38.4233 | 3.579 | 0.097455 | 4 | 61401.9468 | 117825.4292 | 1251.7617 | 2402.0307 | 73.8117 | 0 | 112.562 | 677822.8597 | 37066.0713 | 980099.8199 | 1038751.8937 | 0 | 155780.5313 | 0 | 1126913.2586 | 2931997.1371 | 2001148.2926 | 8949579.8642 | 961560.8286 | 14024609.4364 | 14024609.4364 | 1478867.319 | 6491564.8444 | 0 | 23935750.1293 | 45930791.7291 | 100000 | 0.38982 | 61401.9468 | 117825.4292 | 1251.7617 | 2402.0307
1 | 4100 | 707 | 0.015 | 15 | 15 | 7 | 1.3335e-10 | 5spot_SharedNeighbor | Water | Porous | Wet | R600a | MinimizeLCOE_Brownfield | IgnoreSilica | 2019 | 44.966 | 4.1999 | 0.11925 | 4 | 52780.9708 | 98891.0362 | 1076.0115 | 2016.0275 | 73.9161 | 0 | 122.1247 | 759143.533 | 41534.5959 | 1113816.7871 | 1213275.7177 | 0 | 162554.5113 | 0 | 1283226.8066 | 3338692.9248 | 2278726.5244 | 10190971.4009 | 961560.8286 | 14024609.4364 | 14024609.4364 | 1478867.319 | 6491564.8444 | 0 | 25177141.666 | 47172183.2658 | 133352.1432 | 0.47701 | 52780.9708 | 98891.0362 | 1076.0115 | 2016.0275
1 | 4100 | 707 | 0.015 | 15 | 15 | 7 | 1.7783e-10 | 5spot_SharedNeighbor | Water | Porous | Wet | R600a | MinimizeLCOE_Brownfield | IgnoreSilica | 2019 | 51.205 | 4.7919 | 0.14144 | 4 | 46537.2452 | 85413.7026 | 948.7247 | 1741.2739 | 73.9908 | 0 | 138.5502 | 833414.2136 | 45611.4618 | 1237676.1842 | 1379696.0047 | 0 | 165910.3357 | 0 | 1428300.198 | 3716144.1305 | 2536344.7282 | 11343097.2567 | 961560.8286 | 14024609.4364 | 14024609.4364 | 1478867.319 | 6491564.8444 | 0 | 26329267.5217 | 48324309.1216 | 177827.941 | 0.56577 | 46537.2452 | 85413.7026 | 948.7247 | 1741.2739
1 | 4100 | 707 | 0.015 | 15 | 15 | 7 | 2.3714e-10 | 5spot_SharedNeighbor | Water | Porous | Wet | R600a | MinimizeLCOE_Brownfield | IgnoreSilica | 2019 | 56.7862 | 5.3215 | 0.16268 | 4 | 42007.3994 | 75808.1044 | 856.3777 | 1545.4507 | 74.0422 | 0 | 107.952 | 897553.6034 | 49128.9375 | 1345870.3297 | 1528665.585 | 0 | 165924.0315 | 0 | 1554985.57 | 4045753.4817 | 2761309.8832 | 12349191.4221 | 961560.8286 | 14024609.4364 | 14024609.4364 | 1478867.319 | 6491564.8444 | 0 | 27335361.6872 | 49330403.287 | 237137.3706 | 0.65073 | 42007.3994 | 75808.1044 | 856.3777 | 1545.4507
1 | 4100 | 707 | 0.015 | 15 | 15 | 7 | 3.1623e-10 | 5spot_SharedNeighbor | Water | Porous | Wet | R600a | MinimizeLCOE_Brownfield | IgnoreSilica | 2019 | 61.5554 | 5.7736 | 0.18195 | 4 | 38714.2662 | 68934.8479 | 789.2427 | 1405.3301 | 74.0765 | 0 | 143.1077 | 950817.8827 | 52047.3078 | 1436563.4175 | 1655928.4154 | 0 | 163485.7673 | 0 | 1660948.6884 | 4321447.7797 | 2949476.9065 | 13190716.1653 | 961560.8286 | 14024609.4364 | 14024609.4364 | 1478867.319 | 6491564.8444 | 0 | 28176886.4304 | 50171928.0302 | 316227.766 | 0.72782 | 38714.2662 | 68934.8479 | 789.2427 | 1405.3301
1 | 4100 | 707 | 0.015 | 15 | 15 | 7 | 4.217e-10 | 5spot_SharedNeighbor | Water | Porous | Wet | R600a | MinimizeLCOE_Brownfield | IgnoreSilica | 2019 | 65.4802 | 6.1454 | 0.19867 | 4 | 36311.6936 | 63989.2139 | 740.263 | 1304.5067 | 74.0989 | 0 | 127.0521 | 993668.3421 | 54393.1234 | 1510070.3718 | 1760599.0703 | 0 | 159546.3194 | 0 | 1746528.1185 | 4544107.9021 | 3101447.0153 | 13870360.2628 | 961560.8286 | 14024609.4364 | 14024609.4364 | 1478867.319 | 6491564.8444 | 0 | 28856530.5278 | 50851572.1277 | 421696.5034 | 0.79469 | 36311.6936 | 63989.2139 | 740.263 | 1304.5067
1 | 4100 | 707 | 0.015 | 15 | 15 | 7 | 5.6234e-10 | 5spot_SharedNeighbor | Water | Porous | Wet | R600a | MinimizeLCOE_Brownfield | IgnoreSilica | 2019 | 68.6271 | 6.4432 | 0.21267 | 4 | 34551.4469 | 60406.7185 | 704.378 | 1231.4727 | 74.1134 | 0 | 135.8394 | 1027424.6623 | 56239.7513 | 1568315.2957 | 1844477.5157 | 0 | 154984.5708 | 0 | 1814062.3003 | 4719817.9902 | 3221372.7608 | 14406694.8471 | 961560.8286 | 14024609.4364 | 14024609.4364 | 1478867.319 | 6491564.8444 | 0 | 29392865.1121 | 51387906.712 | 562341.3252 | 0.8507 | 34551.4469 | 60406.7185 | 704.378 | 1231.4727
1 | 4100 | 707 | 0.015 | 15 | 15 | 7 | 7.4989e-10 | 5spot_SharedNeighbor | Water | Porous | Wet | R600a | MinimizeLCOE_Brownfield | IgnoreSilica | 2019 | 71.1144 | 6.6784 | 0.2241 | 4 | 33256.3535 | 57793.1036 | 677.9757 | 1178.1906 | 74.1228 | 0 | 149.5921 | 1053743.2027 | 57678.6335 | 1613932.1749 | 1910738.2115 | 0 | 150480.6393 | 0 | 1866763.4161 | 4856935.483 | 3314958.2672 | 14825230.0282 | 961560.8286 | 14024609.4364 | 14024609.4364 | 1478867.319 | 6491564.8444 | 0 | 29811400.2933 | 51806441.8931 | 749894.2093 | 0.89641 | 33256.3535 | 57793.1036 | 677.9757 | 1178.1906
1 | 4100 | 707 | 0.015 | 15 | 15 | 7 | 1e-09 | 5spot_SharedNeighbor | Water | Porous | Wet | R600a | MinimizeLCOE_Brownfield | IgnoreSilica | 2019 | 73.0512 | 6.8614 | 0.23324 | 4 | 32299.8324 | 55875.822 | 658.4758 | 1139.1042 | 74.1289 | 0 | 130.5345 | 1074023.4516 | 58786.8518 | 1649205.5154 | 1962310.9294 | 0 | 146365.6931 | 0 | 1907370.0521 | 4962585.6202 | 3387066.6567 | 15147714.7703 | 961560.8286 | 14024609.4364 | 14024609.4364 | 1478867.319 | 6491564.8444 | 0 | 30133885.0353 | 52128926.6352 | 1000000 | 0.93294 | 32299.8324 | 55875.822 | 658.4758 | 1139.1042
1 | 4100 | 707 | 0.015 | 15 | 15 | 7 | 1.3335e-09 | 5spot_SharedNeighbor | Water | Porous | Wet | R600a | MinimizeLCOE_Brownfield | IgnoreSilica | 2019 | 74.5445 | 7.0024 | 0.24042 | 4 | 31591.0495 | 54462.5882 | 644.0263 | 1110.2935 | 74.1329 | 0 | 133.4014 | 1089534.2468 | 59634.1151 | 1676255.1311 | 2002056.2968 | 0 | 142803.497 | 0 | 1938410.4818 | 5043346.451 | 3442187.5832 | 15394227.8027 | 961560.8286 | 14024609.4364 | 14024609.4364 | 1478867.319 | 6491564.8444 | 0 | 30380398.0677 | 52375439.6676 | 1333521.4322 | 0.96168 | 31591.0495 | 54462.5882 | 644.0263 | 1110.2935
1 | 4100 | 707 | 0.015 | 15 | 15 | 7 | 1.7783e-09 | 5spot_SharedNeighbor | Water | Porous | Wet | R600a | MinimizeLCOE_Brownfield | IgnoreSilica | 2019 | 75.6723 | 7.1088 | 0.24598 | 4 | 31064.4225 | 53418.8779 | 633.2903 | 1089.0161 | 74.1355 | 0 | 166.9172 | 1101179.2897 | 60270.024 | 1696604.0221 | 2032067.3664 | 0 | 139754.7577 | 0 | 1961651.4294 | 5103814.6291 | 3483458.3573 | 15578799.8757 | 961560.8286 | 14024609.4364 | 14024609.4364 | 1478867.319 | 6491564.8444 | 0 | 30564970.1407 | 52560011.7406 | 1778279.41 | 0.98392 | 31064.4225 | 53418.8779 | 633.2903 | 1089.0161
1 | 4100 | 707 | 0.015 | 15 | 15 | 7 | 2.3714e-09 | 5spot_SharedNeighbor | Water | Porous | Wet | R600a | MinimizeLCOE_Brownfield | IgnoreSilica | 2019 | 76.5271 | 7.1894 | 0.25026 | 4 | 30672.2955 | 52644.6209 | 625.2962 | 1073.2318 | 74.1372 | 0 | 136.0255 | 1109965.0328 | 60749.6828 | 1711979.6606 | 2054806.7929 | 0 | 137264.4117 | 0 | 1979158.5765 | 5149364.6348 | 3514547.1721 | 15717835.9641 | 961560.8286 | 14024609.4364 | 14024609.4364 | 1478867.319 | 6491564.8444 | 0 | 30704006.2291 | 52699047.829 | 2371373.7057 | 1.001 | 30672.2955 | 52644.6209 | 625.2962 | 1073.2318
1 | 4100 | 707 | 0.015 | 15 | 15 | 7 | 3.1623e-09 | 5spot_SharedNeighbor | Water | Porous | Wet | R600a | MinimizeLCOE_Brownfield | IgnoreSilica | 2019 | 77.1922 | 7.2521 | 0.25356 | 4 | 30379.8244 | 52066.2408 | 619.3338 | 1061.4407 | 74.1385 | 0 | 142.6472 | 1116777.7156 | 61121.5559 | 1723916.0188 | 2072497.006 | 0 | 135375.0731 | 0 | 1992778.0741 | 5184799.7737 | 3538732.3825 | 15825997.5997 | 961560.8286 | 14024609.4364 | 14024609.4364 | 1478867.319 | 6491564.8444 | 0 | 30812167.8648 | 52807209.4646 | 3162277.6602 | 1.0142 | 30379.8244 | 52066.2408 | 619.3338 | 1061.4407
1 | 4100 | 707 | 0.015 | 15 | 15 | 7 | 4.217e-09 | 5spot_SharedNeighbor | Water | Porous | Wet | R600a | MinimizeLCOE_Brownfield | IgnoreSilica | 2019 | 77.6797 | 7.2981 | 0.25605 | 4 | 30161.3979 | 51637.09 | 614.8809 | 1052.6919 | 74.1393 | 0 | 162.1738 | 1121757.925 | 61393.3657 | 1732649.3241 | 2085460.6987 | 0 | 133812.1354 | 0 | 2002678.6451 | 5210559.0287 | 3556313.6033 | 15904624.726 | 961560.8286 | 14024609.4364 | 14024609.4364 | 1478867.319 | 6491564.8444 | 0 | 30890794.9911 | 52885836.5909 | 4216965.0343 | 1.0242 | 30161.3979 | 51637.09 | 614.8809 | 1052.6919
1 | 4100 | 707 | 0.015 | 15 | 15 | 7 | 5.6234e-09 | 5spot_SharedNeighbor | Water | Porous | Wet | R600a | MinimizeLCOE_Brownfield | IgnoreSilica | 2019 | 78.0593 | 7.3339 | 0.25795 | 4 | 29998.1077 | 51315.1829 | 611.552 | 1046.1294 | 74.1399 | 0 | 150.4659 | 1125627.6982 | 61604.5485 | 1739439.7802 | 2095552.3909 | 0 | 132663.3208 | 0 | 2010406.218 | 5230664.5883 | 3570036.0609 | 15965994.6058 | 961560.8286 | 14024609.4364 | 14024609.4364 | 1478867.319 | 6491564.8444 | 0 | 30952164.8709 | 52947206.4707 | 5623413.2519 | 1.0318 | 29998.1077 | 51315.1829 | 611.552 | 1046.1294
1 | 4100 | 707 | 0.015 | 15 | 15 | 7 | 7.4989e-09 | 5spot_SharedNeighbor | Water | Porous | Wet | R600a | MinimizeLCOE_Brownfield | IgnoreSilica | 2019 | 78.3371 | 7.3601 | 0.25938 | 4 | 29875.9426 | 51075.637 | 609.0615 | 1041.2459 | 74.1403 | 0 | 142.9031 | 1128456.36 | 61758.9032 | 1744405.8023 | 2102939.3004 | 0 | 131737.2031 | 0 | 2016026.0519 | 5245286.2433 | 3580015.6409 | 16010625.5051 | 961560.8286 | 14024609.4364 | 14024609.4364 | 1478867.319 | 6491564.8444 | 0 | 30996795.7702 | 52991837.37 | 7498942.0933 | 1.0375 | 29875.9426 | 51075.637 | 609.0615 | 1041.2459
1 | 4100 | 707 | 0.015 | 15 | 15 | 7 | 1e-08 | 5spot_SharedNeighbor | Water | Porous | Wet | R600a | MinimizeLCOE_Brownfield | IgnoreSilica | 2019 | 78.5493 | 7.3801 | 0.26046 | 4 | 29784.4928 | 50896.0484 | 607.1972 | 1037.5848 | 74.1406 | 0 | 141.0144 | 1130614.9996 | 61876.6891 | 1748196.9155 | 2108582.2978 | 0 | 131046.7569 | 0 | 2020323.887 | 5256468.3285 | 3587647.6439 | 16044757.5184 | 961560.8286 | 14024609.4364 | 14024609.4364 | 1478867.319 | 6491564.8444 | 0 | 31030927.7834 | 53025969.3833 | 10000000 | 1.0418 | 29784.4928 | 50896.0484 | 607.1972 | 1037.5848
1 | 4200 | 707 | 0.015 | 15 | 15 | 7 | 1e-13 | 5spot_SharedNeighbor | Water | Porous | Wet | R600a | MinimizeLCOE_Brownfield | IgnoreSilica | 2019 | 0 | 0 | 0 | 0 |  |  |  |  | 15 |  | 17.1009 | [19 empty] | 100 | 0
1 | 4200 | 707 | 0.015 | 15 | 15 | 7 | 1.3335e-13 | 5spot_SharedNeighbor | Water | Porous | Wet | R600a | MinimizeLCOE_Brownfield | IgnoreSilica | 2019 | 0 | 0 | 0 | 0 |  |  |  |  | 15 |  | 19.1386 | [19 empty] | 133.3521 | 0
1 | 4200 | 707 | 0.015 | 15 | 15 | 7 | 1.7783e-13 | 5spot_SharedNeighbor | Water | Porous | Wet | R600a | MinimizeLCOE_Brownfield | IgnoreSilica | 2019 | 0 | 0 | 0 | 0 |  |  |  |  | 15 |  | 21.2586 | [19 empty] | 177.8279 | 0
1 | 4200 | 707 | 0.015 | 15 | 15 | 7 | 2.3714e-13 | 5spot_SharedNeighbor | Water | Porous | Wet | R600a | MinimizeLCOE_Brownfield | IgnoreSilica | 2019 | 0 | 0 | 0 | 0 |  |  |  |  | 15 |  | 23.9611 | [19 empty] | 237.1374 | 0
1 | 4200 | 707 | 0.015 | 15 | 15 | 7 | 3.1623e-13 | 5spot_SharedNeighbor | Water | Porous | Wet | R600a | MinimizeLCOE_Brownfield | IgnoreSilica | 2019 | 0 | 0 | 0 | 0 |  |  |  |  | 15 |  | 23.9857 | [19 empty] | 316.2278 | 0
1 | 4200 | 707 | 0.015 | 15 | 15 | 7 | 4.217e-13 | 5spot_SharedNeighbor | Water | Porous | Wet | R600a | MinimizeLCOE_Brownfield | IgnoreSilica | 2019 | 0 | 0 | 0 | 0 |  |  |  |  | 15 |  | 22.8977 | [19 empty] | 421.6965 | 0
1 | 4200 | 707 | 0.015 | 15 | 15 | 7 | 5.6234e-13 | 5spot_SharedNeighbor | Water | Porous | Wet | R600a | MinimizeLCOE_Brownfield | IgnoreSilica | 2019 | 0 | 0 | 0 | 0 |  |  |  |  | 15 |  | 27.5833 | [19 empty] | 562.3413 | 0
1 | 4200 | 707 | 0.015 | 15 | 15 | 7 | 7.4989e-13 | 5spot_SharedNeighbor | Water | Porous | Wet | R600a | MinimizeLCOE_Brownfield | IgnoreSilica | 2019 | 0 | 0 | 0 | 0 |  |  |  |  | 15 |  | 27.2671 | [19 empty] | 749.8942 | 0
1 | 4200 | 707 | 0.015 | 15 | 15 | 7 | 1e-12 | 5spot_SharedNeighbor | Water | Porous | Wet | R600a | MinimizeLCOE_Brownfield | IgnoreSilica | 2019 | 0 | 0 | 0 | 0 |  |  |  |  | 15 |  | 26.5712 | [19 empty] | 1000 | 0
1 | 4200 | 707 | 0.015 | 15 | 15 | 7 | 1.3335e-12 | 5spot_SharedNeighbor | Water | Porous | Wet | R600a | MinimizeLCOE_Brownfield | IgnoreSilica | 2019 | 0 | 0 | 0 | 0 |  |  |  |  | 15 |  | 29.564 | [19 empty] | 1333.5214 | 0
1 | 4200 | 707 | 0.015 | 15 | 15 | 7 | 1.7783e-12 | 5spot_SharedNeighbor | Water | Porous | Wet | R600a | MinimizeLCOE_Brownfield | IgnoreSilica | 2019 | 0 | 0 | 0 | 0 |  |  |  |  | 15 |  | 27.7071 | [19 empty] | 1778.2794 | 0
1 | 4200 | 707 | 0.015 | 15 | 15 | 7 | 2.3714e-12 | 5spot_SharedNeighbor | Water | Porous | Wet | R600a | MinimizeLCOE_Brownfield | IgnoreSilica | 2019 | 0 | 0 | 0 | 0 |  |  |  |  | 15 |  | 30.0045 | [19 empty] | 2371.3737 | 0
1 | 4200 | 707 | 0.015 | 15 | 15 | 7 | 3.1623e-12 | 5spot_SharedNeighbor | Water | Porous | Wet | R600a | MinimizeLCOE_Brownfield | IgnoreSilica | 2019 | 1.6 | 0.10227 | 0.00027908 | 4 | 14372209.9339 | 34635053.0702 | 292996.9394 | 706082.4042 | 61.3641 | 0 | 35.8089 | 48302.7253 | 2394.0742 | 57654.9388 | 57840.5933 | 0 | 31255.5332 | 0 | 77004.6672 | 200350.3483 | 136743.2295 | 611546.1098 | 961560.8286 | 14470997.6721 | 14470997.6721 | 1478867.319 | 6670120.1387 | 0 | 16044104.6105 | 38664089.7403 | 3162.2777 | 0.0011163 | 14372209.9339 | 34635053.0702 | 292996.9394 | 706082.4042
1 | 4200 | 707 | 0.015 | 15 | 15 | 7 | 4.217e-12 | 5spot_SharedNeighbor | Water | Porous | Wet | R600a | MinimizeLCOE_Brownfield | IgnoreSilica | 2019 | 1.6 | 0.10227 | 0.0010857 | 4 | 3690251.459 | 8898688.3695 | 75230.7674 | 181411.7988 | 61.3647 | 0 | 35.3969 | 48303.9349 | 2394.1437 | 57655.8979 | 57841.0345 | 0 | 25594.8838 | 0 | 74798.059 | 194609.2062 | 132824.7821 | 594021.942 | 961560.8286 | 14470997.6721 | 14470997.6721 | 1478867.319 | 6670120.1387 | 0 | 16026580.4427 | 38646565.5725 | 4216.965 | 0.004343 | 3690251.459 | 8898688.3695 | 75230.7674 | 181411.7988
1 | 4200 | 707 | 0.015 | 15 | 15 | 7 | 5.6234e-12 | 5spot_SharedNeighbor | Water | Porous | Wet | R600a | MinimizeLCOE_Brownfield | IgnoreSilica | 2019 | 3.1956 | 0.25256 | 0.0031087 | 4 | 1333273.4016 | 3152364.8615 | 27180.5817 | 64265.2216 | 67.9415 | 0 | 72.3164 | 99470.3572 | 5186.2976 | 118138.1007 | 100704.2884 | 0 | 46632.2516 | 0 | 144351.2053 | 375572.2256 | 256335.7612 | 1146390.4877 | 961560.8286 | 14470997.6721 | 14470997.6721 | 1478867.319 | 6670120.1387 | 0 | 16578948.9884 | 39198934.1182 | 5623.4133 | 0.012435 | 1333273.4016 | 3152364.8615 | 27180.5817 | 64265.2216
1 | 4200 | 707 | 0.015 | 15 | 15 | 7 | 7.4989e-12 | 5spot_SharedNeighbor | Water | Porous | Wet | R600a | MinimizeLCOE_Brownfield | IgnoreSilica | 2019 | 4.3944 | 0.36832 | 0.0056108 | 4 | 755020.2119 | 1762898.4884 | 15392.1083 | 35939.0702 | 69.9647 | 0 | 75.3803 | 132697.5652 | 7027.5482 | 159475.6745 | 133201.5569 | 0 | 55930.1865 | 0 | 190449.6872 | 495511.0195 | 338196.4526 | 1512489.6906 | 961560.8286 | 14470997.6721 | 14470997.6721 | 1478867.319 | 6670120.1387 | 0 | 16945048.1913 | 39565033.3211 | 7498.9421 | 0.022443 | 755020.2119 | 1762898.4884 | 15392.1083 | 35939.0702
1 | 4200 | 707 | 0.015 | 15 | 15 | 7 | 1e-11 | 5spot_SharedNeighbor | Water | Porous | Wet | R600a | MinimizeLCOE_Brownfield | IgnoreSilica | 2019 | 5.8823 | 0.51313 | 0.0090731 | 4 | 478637.6042 | 1101906.6355 | 9757.675 | 22463.8572 | 71.3849 | 0 | 100.334 | 170050.0775 | 9105.4532 | 207662.5646 | 173663.7381 | 0 | 65360.3632 | 0 | 244078.4566 | 635042.0768 | 433429.2662 | 1938391.9962 | 961560.8286 | 14470997.6721 | 14470997.6721 | 1478867.319 | 6670120.1387 | 0 | 17370950.4969 | 39990935.6267 | 10000 | 0.036292 | 478637.6042 | 1101906.6355 | 9757.675 | 22463.8572
1 | 4200 | 707 | 0.015 | 15 | 15 | 7 | 1.3335e-11 | 5spot_SharedNeighbor | Water | Porous | Wet | R600a | MinimizeLCOE_Brownfield | IgnoreSilica | 2019 | 7.7117 | 0.69139 | 0.013692 | 4 | 326167.7777 | 739191.2901 | 6649.3713 | 15069.4143 | 72.3786 | 0 | 112.7189 | 211748.6664 | 11427.1542 | 263378.7936 | 223402.599 | 0 | 74807.095 | 0 | 306058.0802 | 796300.3435 | 543491.3468 | 2430614.0785 | 961560.8286 | 14470997.6721 | 14470997.6721 | 1478867.319 | 6670120.1387 | 0 | 17863172.5792 | 40483157.709 | 13335.2143 | 0.054767 | 326167.7777 | 739191.2901 | 6649.3713 | 15069.4143
1 | 4200 | 707 | 0.015 | 15 | 15 | 7 | 1.7783e-11 | 5spot_SharedNeighbor | Water | Porous | Wet | R600a | MinimizeLCOE_Brownfield | IgnoreSilica | 2019 | 10.2844 | 0.94423 | 0.02007 | 4 | 230798.2731 | 512566.106 | 4705.135 | 10449.3534 | 73.2642 | 0 | 125.5811 | 265820.628 | 14443.9325 | 337698.4914 | 293569.8045 | 0 | 87949.7954 | 0 | 389798.2342 | 1014175.0467 | 692195.3086 | 3095651.2412 | 961560.8286 | 14470997.6721 | 14470997.6721 | 1478867.319 | 6670120.1387 | 0 | 18528209.7418 | 41148194.8716 | 17782.7941 | 0.080279 | 230798.2731 | 512566.106 | 4705.135 | 10449.3534
1 | 4200 | 707 | 0.015 | 15 | 15 | 7 | 2.3714e-11 | 5spot_SharedNeighbor | Water | Porous | Wet | R600a | MinimizeLCOE_Brownfield | IgnoreSilica | 2019 | 13.4197 | 1.2518 | 0.028336 | 4 | 170214.7907 | 369785.7063 | 3470.0587 | 7538.5818 | 73.8673 | 0 | 87.8051 | 325782.5428 | 17784.8508 | 422937.0777 | 378740.3673 | 0 | 101056.9158 | 0 | 486057.6842 | 1264622.3902 | 863130.7667 | 3860112.5956 | 961560.8286 | 14470997.6721 | 14470997.6721 | 1478867.319 | 6670120.1387 | 0 | 19292671.0963 | 41912656.2261 | 23713.7371 | 0.11334 | 170214.7907 | 369785.7063 | 3470.0587 | 7538.5818
1 | 4200 | 707 | 0.015 | 15 | 15 | 7 | 3.1623e-11 | 5spot_SharedNeighbor | Water | Porous | Wet | R600a | MinimizeLCOE_Brownfield | IgnoreSilica | 2019 | 17.3218 | 1.6351 | 0.039086 | 4 | 129214.7412 | 273896.7602 | 2634.2173 | 5583.7559 | 74.3192 | 0 | 129.7654 | 394573.7518 | 21615.3965 | 523502.9313 | 485068.7227 | 0 | 115064.6194 | 0 | 600531.9145 | 1562460.8554 | 1066411.6392 | 4769229.8308 | 961560.8286 | 14470997.6721 | 14470997.6721 | 1478867.319 | 6670120.1387 | 0 | 20201788.3315 | 42821773.4613 | 31622.7766 | 0.15634 | 129214.7412 | 273896.7602 | 2634.2173 | 5583.7559
1 | 4200 | 707 | 0.015 | 15 | 15 | 7 | 4.217e-11 | 5spot_SharedNeighbor | Water | Porous | Wet | R600a | MinimizeLCOE_Brownfield | IgnoreSilica | 2019 | 22.0554 | 2.1005 | 0.052763 | 4 | 100724.4616 | 207902.4895 | 2053.4044 | 4238.3735 | 74.6569 | 0 | 122.8189 | 471833.3266 | 25913.1683 | 639455.1302 | 614209.6366 | 0 | 129415.5832 | 0 | 733522.4696 | 1908474.9996 | 1302573.4025 | 5825397.7167 | 961560.8286 | 14470997.6721 | 14470997.6721 | 1478867.319 | 6670120.1387 | 0 | 21257956.2174 | 43877941.3472 | 42169.6503 | 0.21105 | 100724.4616 | 207902.4895 | 2053.4044 | 4238.3735
1 | 4200 | 707 | 0.015 | 15 | 15 | 7 | 5.6234e-11 | 5spot_SharedNeighbor | Water | Porous | Wet | R600a | MinimizeLCOE_Brownfield | IgnoreSilica | 2019 | 27.6339 | 2.6493 | 0.069686 | 4 | 80553.1644 | 161703.0211 | 1642.1852 | 3296.5348 | 74.9096 | 0 | 106.2279 | 556574.2988 | 30621.4327 | 769752.6822 | 766438.755 | 0 | 143492.9548 | 0 | 884083.2482 | 2300203.2614 | 1569935.9903 | 7021102.6235 | 961560.8286 | 14470997.6721 | 14470997.6721 | 1478867.319 | 6670120.1387 | 0 | 22453661.1242 | 45073646.254 | 56234.1325 | 0.27874 | 80553.1644 | 161703.0211 | 1642.1852 | 3296.5348
1 | 4200 | 707 | 0.015 | 15 | 15 | 7 | 7.4989e-11 | 5spot_SharedNeighbor | Water | Porous | Wet | R600a | MinimizeLCOE_Brownfield | IgnoreSilica | 2019 | 31.982 | 3.0769 | 0.088316 | 4 | 66016.7928 | 130047.9412 | 1345.8416 | 2651.2032 | 75.0474 | 0 | 390.2119 | 618971.6387 | 34084.0162 | 867544.9756 | 884814.044 | 0 | 141643.7703 | 0 | 993352.7935 | 2584500.204 | 1763974.4954 | 7888885.9378 | 961560.8286 | 14470997.6721 | 14470997.6721 | 1478867.319 | 6670120.1387 | 0 | 23321444.4385 | 45941429.5683 | 74989.4209 | 0.35327 | 66016.7928 | 130047.9412 | 1345.8416 | 2651.2032
1 | 4200 | 707 | 0.015 | 15 | 15 | 7 | 1e-10 | 5spot_SharedNeighbor | Water | Porous | Wet | R600a | MinimizeLCOE_Brownfield | IgnoreSilica | 2019 | 40.8374 | 3.9474 | 0.11318 | 4 | 55500.2796 | 105464.7563 | 1131.4483 | 2150.0417 | 75.2406 | 0 | 129.5204 | 738505.7922 | 40707.1978 | 1058733.3477 | 1124912.369 | 0 | 166882.6818 | 0 | 1220599.1415 | 3175748.5869 | 2167513.6656 | 9693602.7824 | 961560.8286 | 14470997.6721 | 14470997.6721 | 1478867.319 | 6670120.1387 | 0 | 25126161.2831 | 47746146.4129 | 100000 | 0.45272 | 55500.2796 | 105464.7563 | 1131.4483 | 2150.0417
1 | 4200 | 707 | 0.015 | 15 | 15 | 7 | 1.3335e-10 | 5spot_SharedNeighbor | Water | Porous | Wet | R600a | MinimizeLCOE_Brownfield | IgnoreSilica | 2019 | 47.505 | 4.6031 | 0.13747 | 4 | 48031.5145 | 89167.1676 | 979.1874 | 1817.7933 | 75.34 | 0 | 115.6246 | 823381.9222 | 45403.758 | 1197121.8955 | 1305706.4869 | 0 | 173260.4109 | 0 | 1382501.0447 | 3596984.1283 | 2455015.5782 | 10979375.2246 | 961560.8286 | 14470997.6721 | 14470997.6721 | 1478867.319 | 6670120.1387 | 0 | 26411933.7253 | 49031918.8551 | 133352.1432 | 0.54989 | 48031.5145 | 89167.1676 | 979.1874 | 1817.7933
1 | 4200 | 707 | 0.015 | 15 | 15 | 7 | 1.7783e-10 | 5spot_SharedNeighbor | Water | Porous | Wet | R600a | MinimizeLCOE_Brownfield | IgnoreSilica | 2019 | 53.748 | 5.2169 | 0.16183 | 4 | 42613.2498 | 77558.3184 | 868.7287 | 1581.1312 | 75.4099 | 0 | 131.0756 | 899631.2786 | 49618.3418 | 1323133.7931 | 1474978.8437 | 0 | 175806.8054 | 0 | 1530035.9344 | 3980839.6478 | 2717004.8577 | 12151049.5024 | 961560.8286 | 14470997.6721 | 14470997.6721 | 1478867.319 | 6670120.1387 | 0 | 27583608.0031 | 50203593.1329 | 177827.941 | 0.6473 | 42613.2498 | 77558.3184 | 868.7287 | 1581.1312
1 | 4200 | 707 | 0.015 | 15 | 15 | 7 | 2.3714e-10 | 5spot_SharedNeighbor | Water | Porous | Wet | R600a | MinimizeLCOE_Brownfield | IgnoreSilica | 2019 | 59.2728 | 5.7597 | 0.18483 | 4 | 38677.6682 | 69272.7428 | 788.4966 | 1412.2186 | 75.4573 | 0 | 127.9698 | 964857.6886 | 53219.8757 | 1432127.8837 | 1624746.9956 | 0 | 174994.8607 | 0 | 1657479.4487 | 4312421.5297 | 2943316.3055 | 13163164.5883 | 961560.8286 | 14470997.6721 | 14470997.6721 | 1478867.319 | 6670120.1387 | 0 | 28595723.089 | 51215708.2188 | 237137.3706 | 0.73933 | 38677.6682 | 69272.7428 | 788.4966 | 1412.2186
1 | 4200 | 707 | 0.015 | 15 | 15 | 7 | 3.1623e-10 | 5spot_SharedNeighbor | Water | Porous | Wet | R600a | MinimizeLCOE_Brownfield | IgnoreSilica | 2019 | 63.5971 | 6.1843 | 0.20568 | 4 | 35686.2827 | 63180.0336 | 727.5131 | 1288.0104 | 75.4863 | 0 | 119.3931 | 1014584.3627 | 55963.0235 | 1515939.8005 | 1741938.1946 | 0 | 168359.6877 | 0 | 1753746.1769 | 4562887.8096 | 3114264.688 | 13927683.7437 | 961560.8286 | 14470997.6721 | 14470997.6721 | 1478867.319 | 6670120.1387 | 0 | 29360242.2444 | 51980227.3742 | 316227.766 | 0.82273 | 35686.2827 | 63180.0336 | 727.5131 | 1288.0104
1 | 4200 | 707 | 0.015 | 15 | 15 | 7 | 4.217e-10 | 5spot_SharedNeighbor | Water | Porous | Wet | R600a | MinimizeLCOE_Brownfield | IgnoreSilica | 2019 | 67.7964 | 6.5962 | 0.22327 | 4 | 33717.5535 | 59045.5988 | 687.3779 | 1203.7244 | 75.5084 | 0 | 144.6223 | 1061844.058 | 58567.8481 | 1596158.9416 | 1855704.6403 | 0 | 167385.9176 | 0 | 1848467.9482 | 4809334.4283 | 3282469.5693 | 14679933.3514 | 961560.8286 | 14470997.6721 | 14470997.6721 | 1478867.319 | 6670120.1387 | 0 | 30112491.8521 | 52732476.9819 | 421696.5034 | 0.89308 | 33717.5535 | 59045.5988 | 687.3779 | 1203.7244
1 | 4200 | 707 | 0.015 | 15 | 15 | 7 | 5.6234e-10 | 5spot_SharedNeighbor | Water | Porous | Wet | R600a | MinimizeLCOE_Brownfield | IgnoreSilica | 2019 | 70.8781 | 6.8981 | 0.23809 | 4 | 32180.7668 | 55932.4364 | 656.0485 | 1140.2584 | 75.5211 | 0 | 130.7971 | 1095917.0096 | 60444.4188 | 1654332.3054 | 1939161.9821 | 0 | 162530.7204 | 0 | 1915830.7102 | 4984598.5169 | 3402090.9111 | 15214906.5744 | 961560.8286 | 14470997.6721 | 14470997.6721 | 1478867.319 | 6670120.1387 | 0 | 30647465.0751 | 53267450.2049 | 562341.3252 | 0.95235 | 32180.7668 | 55932.4364 | 656.0485 | 1140.2584
1 | 4200 | 707 | 0.015 | 15 | 15 | 7 | 7.4989e-10 | 5spot_SharedNeighbor | Water | Porous | Wet | R600a | MinimizeLCOE_Brownfield | IgnoreSilica | 2019 | 73.283 | 7.1336 | 0.25009 | 4 | 31048.5477 | 53660.685 | 632.9666 | 1093.9456 | 75.529 | 0 | 123.8041 | 1122164.7574 | 61889.1488 | 1699337.2718 | 2004270.1294 | 0 | 157700.4691 | 0 | 1967691.0928 | 5119528.5946 | 3494183.4616 | 15626764.9256 | 961560.8286 | 14470997.6721 | 14470997.6721 | 1478867.319 | 6670120.1387 | 0 | 31059323.4263 | 53679308.5561 | 749894.2093 | 1.0003 | 31048.5477 | 53660.685 | 632.9666 | 1093.9456
1 | 4200 | 707 | 0.015 | 15 | 15 | 7 | 1e-09 | 5spot_SharedNeighbor | Water | Porous | Wet | R600a | MinimizeLCOE_Brownfield | IgnoreSilica | 2019 | 75.1434 | 7.3155 | 0.25963 | 4 | 30211.3715 | 51992.7618 | 615.8997 | 1059.9428 | 75.534 | 0 | 154.4006 | 1142270.9707 | 62995.3059 | 1733924.2941 | 2054624.8268 | 0 | 153314.4527 | 0 | 2007380.6415 | 5222792.6589 | 3564663.3074 | 15941966.4579 | 961560.8286 | 14470997.6721 | 14470997.6721 | 1478867.319 | 6670120.1387 | 0 | 31374524.9586 | 53994510.0884 | 1000000 | 1.0385 | 30211.3715 | 51992.7618 | 615.8997 | 1059.9428
1 | 4200 | 707 | 0.015 | 15 | 15 | 7 | 1.3335e-09 | 5spot_SharedNeighbor | Water | Porous | Wet | R600a | MinimizeLCOE_Brownfield | IgnoreSilica | 2019 | 76.5855 | 7.4565 | 0.26712 | 4 | 29590.4516 | 50760.493 | 603.2414 | 1034.8213 | 75.5372 | 0 | 145.2999 | 1157739.8373 | 63846.014 | 1760600.3529 | 2093649.3645 | 0 | 149617.6048 | 0 | 2037926.7377 | 5302267.3352 | 3618906.4069 | 16184553.6533 | 961560.8286 | 14470997.6721 | 14470997.6721 | 1478867.319 | 6670120.1387 | 0 | 31617112.154 | 54237097.2838 | 1333521.4322 | 1.0685 | 29590.4516 | 50760.493 | 603.2414 | 1034.8213
1 | 4200 | 707 | 0.015 | 15 | 15 | 7 | 1.7783e-09 | 5spot_SharedNeighbor | Water | Porous | Wet | R600a | MinimizeLCOE_Brownfield | IgnoreSilica | 2019 | 77.6797 | 7.5634 | 0.27292 | 4 | 29128.7702 | 49848.7977 | 593.8294 | 1016.2352 | 75.5393 | 0 | 150.4603 | 1169410.5624 | 64487.6545 | 1780764.6257 | 2123255.3883 | 0 | 146512.8089 | 0 | 2060928.1055 | 5362112.176 | 3659751.7405 | 16367223.0617 | 961560.8286 | 14470997.6721 | 14470997.6721 | 1478867.319 | 6670120.1387 | 0 | 31799781.5624 | 54419766.6922 | 1778279.41 | 1.0917 | 29128.7702 | 49848.7977 | 593.8294 | 1016.2352
1 | 4200 | 707 | 0.015 | 15 | 15 | 7 | 2.3714e-09 | 5spot_SharedNeighbor | Water | Porous | Wet | R600a | MinimizeLCOE_Brownfield | IgnoreSilica | 2019 | 78.4956 | 7.6431 | 0.27736 | 4 | 28784.8056 | 49173.5577 | 586.8172 | 1002.4695 | 75.5406 | 0 | 127.8928 | 1178075.465 | 64963.9318 | 1795756.7358 | 2145327.2266 | 0 | 143918.8575 | 0 | 2077936.4645 | 5406364.4372 | 3689954.818 | 16502297.9363 | 961560.8286 | 14470997.6721 | 14470997.6721 | 1478867.319 | 6670120.1387 | 0 | 31934856.4369 | 54554841.5667 | 2371373.7057 | 1.1094 | 28784.8056 | 49173.5577 | 586.8172 | 1002.4695
1 | 4200 | 707 | 0.015 | 15 | 15 | 7 | 3.1623e-09 | 5spot_SharedNeighbor | Water | Porous | Wet | R600a | MinimizeLCOE_Brownfield | IgnoreSilica | 2019 | 79.1413 | 7.7062 | 0.28079 | 4 | 28528.1437 | 48667.4932 | 581.5848 | 992.1527 | 75.5415 | 0 | 129.0361 | 1184910.3618 | 65339.5555 | 1807595.2698 | 2162792.1757 | 0 | 142016.3901 | 0 | 2091434.9636 | 5441484.7631 | 3713925.1622 | 16609498.6419 | 961560.8286 | 14470997.6721 | 14470997.6721 | 1478867.319 | 6670120.1387 | 0 | 32042057.1425 | 54662042.2723 | 3162277.6602 | 1.1232 | 28528.1437 | 48667.4932 | 581.5848 | 992.1527
1 | 4200 | 707 | 0.015 | 15 | 15 | 7 | 4.217e-09 | 5spot_SharedNeighbor | Water | Porous | Wet | R600a | MinimizeLCOE_Brownfield | IgnoreSilica | 2019 | 79.6017 | 7.7511 | 0.28336 | 4 | 28336.3962 | 48293.364 | 577.6758 | 984.5255 | 75.5421 | 0 | 135.5832 | 1189772.6609 | 65606.7363 | 1816023.9692 | 2175246.0103 | 0 | 140377.702 | 0 | 2100940.5607 | 5466216.3768 | 3730804.9967 | 16684989.0129 | 961560.8286 | 14470997.6721 | 14470997.6721 | 1478867.319 | 6670120.1387 | 0 | 32117547.5135 | 54737532.6433 | 4216965.0343 | 1.1334 | 28336.3962 | 48293.364 | 577.6758 | 984.5255
1 | 4200 | 707 | 0.015 | 15 | 15 | 7 | 5.6234e-09 | 5spot_SharedNeighbor | Water | Porous | Wet | R600a | MinimizeLCOE_Brownfield | IgnoreSilica | 2019 | 79.965 | 7.7866 | 0.28533 | 4 | 28193.0133 | 48012.0658 | 574.7527 | 978.7909 | 75.5426 | 0 | 144.0265 | 1193601.1768 | 65817.0905 | 1822664.6158 | 2185069.1649 | 0 | 139198.8261 | 0 | 2108476.8409 | 5485824.2319 | 3744187.7607 | 16744839.7074 | 961560.8286 | 14470997.6721 | 14470997.6721 | 1478867.319 | 6670120.1387 | 0 | 32177398.2081 | 54797383.3379 | 5623413.2519 | 1.1413 | 28193.0133 | 48012.0658 | 574.7527 | 978.7909
1 | 4200 | 707 | 0.015 | 15 | 15 | 7 | 7.4989e-09 | 5spot_SharedNeighbor | Water | Porous | Wet | R600a | MinimizeLCOE_Brownfield | IgnoreSilica | 2019 | 80.2324 | 7.8127 | 0.28681 | 4 | 28085.7214 | 47802.4934 | 572.5654 | 974.5185 | 75.5428 | 0 | 135.1919 | 1196416.6209 | 65971.7707 | 1827550.3169 | 2192302.6597 | 0 | 138260.5568 | 0 | 2113995.7508 | 5500183.3033 | 3753988.122 | 16788669.1011 | 961560.8286 | 14470997.6721 | 14470997.6721 | 1478867.319 | 6670120.1387 | 0 | 32221227.6018 | 54841212.7316 | 7498942.0933 | 1.1472 | 28085.7214 | 47802.4934 | 572.5654 | 974.5185
1 | 4200 | 707 | 0.015 | 15 | 15 | 7 | 1e-08 | 5spot_SharedNeighbor | Water | Porous | Wet | R600a | MinimizeLCOE_Brownfield | IgnoreSilica | 2019 | 80.4371 | 7.8326 | 0.28793 | 4 | 28005.3933 | 47645.3005 | 570.9278 | 971.3139 | 75.5431 | 0 | 129.896 | 1198568.7872 | 66090.0037 | 1831286.3004 | 2197837.5642 | 0 | 137563.6234 | 0 | 2118225.0488 | 5511187.0692 | 3761498.4183 | 16822256.8153 | 961560.8286 | 14470997.6721 | 14470997.6721 | 1478867.319 | 6670120.1387 | 0 | 32254815.316 | 54874800.4458 | 10000000 | 1.1517 | 28005.3933 | 47645.3005 | 570.9278 | 971.3139
1 | 4300 | 707 | 0.015 | 15 | 15 | 7 | 1e-13 | 5spot_SharedNeighbor | Water | Porous | Wet | R600a | MinimizeLCOE_Brownfield | IgnoreSilica | 2019 | 0 | 0 | 0 | 0 |  |  |  |  | 15 |  | 16.6081 | [19 empty] | 100 | 0
1 | 4300 | 707 | 0.015 | 15 | 15 | 7 | 1.3335e-13 | 5spot_SharedNeighbor | Water | Porous | Wet | R600a | MinimizeLCOE_Brownfield | IgnoreSilica | 2019 | 0 | 0 | 0 | 0 |  |  |  |  | 15 |  | 20.9725 | [19 empty] | 133.3521 | 0
1 | 4300 | 707 | 0.015 | 15 | 15 | 7 | 1.7783e-13 | 5spot_SharedNeighbor | Water | Porous | Wet | R600a | MinimizeLCOE_Brownfield | IgnoreSilica | 2019 | 0 | 0 | 0 | 0 |  |  |  |  | 15 |  | 22.8304 | [19 empty] | 177.8279 | 0
1 | 4300 | 707 | 0.015 | 15 | 15 | 7 | 2.3714e-13 | 5spot_SharedNeighbor | Water | Porous | Wet | R600a | MinimizeLCOE_Brownfield | IgnoreSilica | 2019 | 0 | 0 | 0 | 0 |  |  |  |  | 15 |  | 23.124 | [19 empty] | 237.1374 | 0
1 | 4300 | 707 | 0.015 | 15 | 15 | 7 | 3.1623e-13 | 5spot_SharedNeighbor | Water | Porous | Wet | R600a | MinimizeLCOE_Brownfield | IgnoreSilica | 2019 | 0 | 0 | 0 | 0 |  |  |  |  | 15 |  | 23.3105 | [19 empty] | 316.2278 | 0
1 | 4300 | 707 | 0.015 | 15 | 15 | 7 | 4.217e-13 | 5spot_SharedNeighbor | Water | Porous | Wet | R600a | MinimizeLCOE_Brownfield | IgnoreSilica | 2019 | 0 | 0 | 0 | 0 |  |  |  |  | 15 |  | 24.5712 | [19 empty] | 421.6965 | 0
1 | 4300 | 707 | 0.015 | 15 | 15 | 7 | 5.6234e-13 | 5spot_SharedNeighbor | Water | Porous | Wet | R600a | MinimizeLCOE_Brownfield | IgnoreSilica | 2019 | 0 | 0 | 0 | 0 |  |  |  |  | 15 |  | 27.109 | [19 empty] | 562.3413 | 0
1 | 4300 | 707 | 0.015 | 15 | 15 | 7 | 7.4989e-13 | 5spot_SharedNeighbor | Water | Porous | Wet | R600a | MinimizeLCOE_Brownfield | IgnoreSilica | 2019 | 0 | 0 | 0 | 0 |  |  |  |  | 15 |  | 27.2204 | [19 empty] | 749.8942 | 0
1 | 4300 | 707 | 0.015 | 15 | 15 | 7 | 1e-12 | 5spot_SharedNeighbor | Water | Porous | Wet | R600a | MinimizeLCOE_Brownfield | IgnoreSilica | 2019 | 0 | 0 | 0 | 0 |  |  |  |  | 15 |  | 28.0338 | [19 empty] | 1000 | 0
1 | 4300 | 707 | 0.015 | 15 | 15 | 7 | 1.3335e-12 | 5spot_SharedNeighbor | Water | Porous | Wet | R600a | MinimizeLCOE_Brownfield | IgnoreSilica | 2019 | 0 | 0 | 0 | 0 |  |  |  |  | 15 |  | 30.4058 | [19 empty] | 1333.5214 | 0
1 | 4300 | 707 | 0.015 | 15 | 15 | 7 | 1.7783e-12 | 5spot_SharedNeighbor | Water | Porous | Wet | R600a | MinimizeLCOE_Brownfield | IgnoreSilica | 2019 | 0 | 0 | 0 | 0 |  |  |  |  | 15 |  | 30.5811 | [19 empty] | 1778.2794 | 0
1 | 4300 | 707 | 0.015 | 15 | 15 | 7 | 2.3714e-12 | 5spot_SharedNeighbor | Water | Porous | Wet | R600a | MinimizeLCOE_Brownfield | IgnoreSilica | 2019 | 0 | 0 | 0 | 0 |  |  |  |  | 15 |  | 30.9925 | [19 empty] | 2371.3737 | 0
1 | 4300 | 707 | 0.015 | 15 | 15 | 7 | 3.1623e-12 | 5spot_SharedNeighbor | Water | Porous | Wet | R600a | MinimizeLCOE_Brownfield | IgnoreSilica | 2019 | 1.6 | 0.1051 | 0.00056225 | 4 | 7338779.7977 | 17678158.6569 | 149610.9526 | 360393.1757 | 62.1535 | 0 | 38.6131 | 49867.751 | 2484.4373 | 58886.3657 | 58405.0947 | 0 | 30539.0149 | 0 | 78071.2388 | 203125.3488 | 138637.2243 | 620016.4755 | 961560.8286 | 14923245.9986 | 14923245.9986 | 1478867.319 | 6851019.4693 | 0 | 16504823.3027 | 39757956.0896 | 3162.2777 | 0.002249 | 7338779.7977 | 17678158.6569 | 149610.9526 | 360393.1757
1 | 4300 | 707 | 0.015 | 15 | 15 | 7 | 4.217e-12 | 5spot_SharedNeighbor | Water | Porous | Wet | R600a | MinimizeLCOE_Brownfield | IgnoreSilica | 2019 | 1.6 | 0.1051 | 0.001356 | 4 | 3039653.3912 | 7326719.6569 | 61967.4458 | 149365.0903 | 62.1541 | 0 | 33.9033 | 49868.9654 | 2484.5078 | 58887.3048 | 58405.5237 | 0 | 24827.1799 | 0 | 75844.6578 | 197332.2417 | 134683.3098 | 602333.6909 | 961560.8286 | 14923245.9986 | 14923245.9986 | 1478867.319 | 6851019.4693 | 0 | 16487140.5181 | 39740273.305 | 4216.965 | 0.005424 | 3039653.3912 | 7326719.6569 | 61967.4458 | 149365.0903
1 | 4300 | 707 | 0.015 | 15 | 15 | 7 | 5.6234e-12 | 5spot_SharedNeighbor | Water | Porous | Wet | R600a | MinimizeLCOE_Brownfield | IgnoreSilica | 2019 | 3.5318 | 0.29398 | 0.0040174 | 4 | 1068510.5211 | 2515525.5199 | 21783.0322 | 51282.3902 | 69.7223 | 0 | 72.8784 | 113199.1173 | 5973.6684 | 133185.5815 | 111420.4376 | 0 | 51383.5742 | 0 | 161913.3278 | 421265.2659 | 287522.2001 | 1285863.1727 | 961560.8286 | 14923245.9986 | 14923245.9986 | 1478867.319 | 6851019.4693 | 0 | 17170669.9999 | 40423802.7868 | 5623.4133 | 0.01607 | 1068510.5211 | 2515525.5199 | 21783.0322 | 51282.3902
1 | 4300 | 707 | 0.015 | 15 | 15 | 7 | 7.4989e-12 | 5spot_SharedNeighbor | Water | Porous | Wet | R600a | MinimizeLCOE_Brownfield | IgnoreSilica | 2019 | 4.8009 | 0.42133 | 0.0069923 | 4 | 627921.1861 | 1459304.9114 | 12801.0227 | 29749.9045 | 71.6011 | 0 | 86.4689 | 148777.725 | 7963.8317 | 177334.1674 | 146602.4169 | 0 | 60976.7969 | 0 | 211245.4258 | 549617.2655 | 375125.0772 | 1677642.7063 | 961560.8286 | 14923245.9986 | 14923245.9986 | 1478867.319 | 6851019.4693 | 0 | 17562449.5335 | 40815582.3204 | 7498.9421 | 0.027969 | 627921.1861 | 1459304.9114 | 12801.0227 | 29749.9045
1 | 4300 | 707 | 0.015 | 15 | 15 | 7 | 1e-11 | 5spot_SharedNeighbor | Water | Porous | Wet | R600a | MinimizeLCOE_Brownfield | IgnoreSilica | 2019 | 6.4157 | 0.58432 | 0.011077 | 4 | 406936.4201 | 931729.6414 | 8295.9493 | 18994.569 | 72.961 | 0 | 108.1002 | 189815.1101 | 10266.6163 | 230090.5631 | 191460.2519 | 0 | 71301.7558 | 0 | 270244.3759 | 703120.4314 | 479894.1421 | 2146193.2468 | 961560.8286 | 14923245.9986 | 14923245.9986 | 1478867.319 | 6851019.4693 | 0 | 18031000.074 | 41284132.8609 | 10000 | 0.044309 | 406936.4201 | 931729.6414 | 8295.9493 | 18994.569
1 | 4300 | 707 | 0.015 | 15 | 15 | 7 | 1.3335e-11 | 5spot_SharedNeighbor | Water | Porous | Wet | R600a | MinimizeLCOE_Brownfield | IgnoreSilica | 2019 | 8.2988 | 0.77389 | 0.016415 | 4 | 282365.7291 | 636500.9631 | 5756.4073 | 12975.9331 | 73.8553 | 0 | 78.6572 | 233171.4796 | 12698.5536 | 287865.6206 | 243365.8784 | 0 | 80372.962 | 0 | 334415.0527 | 870079.3692 | 593847.0479 | 2655815.964 | 961560.8286 | 14923245.9986 | 14923245.9986 | 1478867.319 | 6851019.4693 | 0 | 18540622.7912 | 41793755.5782 | 13335.2143 | 0.065662 | 282365.7291 | 636500.9631 | 5756.4073 | 12975.9331
1 | 4300 | 707 | 0.015 | 15 | 15 | 7 | 1.7783e-11 | 5spot_SharedNeighbor | Water | Porous | Wet | R600a | MinimizeLCOE_Brownfield | IgnoreSilica | 2019 | 11.2077 | 1.0708 | 0.023997 | 4 | 201155.9687 | 443403.6936 | 4100.8365 | 9039.384 | 74.7786 | 0 | 92.6516 | 295475.071 | 16204.2352 | 372967.6441 | 324538.442 | 0 | 96299.3751 | 0 | 431139.0593 | 1121735.3934 | 765607.4554 | 3423966.6754 | 961560.8286 | 14923245.9986 | 14923245.9986 | 1478867.319 | 6851019.4693 | 0 | 19308773.5026 | 42561906.2895 | 17782.7941 | 0.095989 | 201155.9687 | 443403.6936 | 4100.8365 | 9039.384
1 | 4300 | 707 | 0.015 | 15 | 15 | 7 | 2.3714e-11 | 5spot_SharedNeighbor | Water | Porous | Wet | R600a | MinimizeLCOE_Brownfield | IgnoreSilica | 2019 | 14.4797 | 1.4031 | 0.033581 | 4 | 149745.7528 | 322858.8901 | 3052.7697 | 6581.9152 | 75.3412 | 0 | 112.4519 | 358930.7294 | 19766.194 | 462769.2401 | 414726.9395 | 0 | 109384.8038 | 0 | 532575.3837 | 1385651.9022 | 945735.8955 | 4229541.0884 | 961560.8286 | 14923245.9986 | 14923245.9986 | 1478867.319 | 6851019.4693 | 0 | 20114347.9156 | 43367480.7025 | 23713.7371 | 0.13432 | 149745.7528 | 322858.8901 | 3052.7697 | 6581.9152
1 | 4300 | 707 | 0.015 | 15 | 15 | 7 | 3.1623e-11 | 5spot_SharedNeighbor | Water | Porous | Wet | R600a | MinimizeLCOE_Brownfield | IgnoreSilica | 2019 | 18.613 | 1.8227 | 0.045947 | 4 | 114728.4103 | 241250.7589 | 2338.8938 | 4918.223 | 75.7747 | 0 | 102.8666 | 432804.6156 | 23907.4328 | 570313.3352 | 528046.9407 | 0 | 124078.5928 | 0 | 654868.8577 | 1703834.4357 | 1162902.0127 | 5200756.2233 | 961560.8286 | 14923245.9986 | 14923245.9986 | 1478867.319 | 6851019.4693 | 0 | 21085563.0505 | 44338695.8374 | 31622.7766 | 0.18379 | 114728.4103 | 241250.7589 | 2338.8938 | 4918.223
1 | 4300 | 707 | 0.015 | 15 | 15 | 7 | 4.217e-11 | 5spot_SharedNeighbor | Water | Porous | Wet | R600a | MinimizeLCOE_Brownfield | IgnoreSilica | 2019 | 23.6024 | 2.3293 | 0.061574 | 4 | 90167.6235 | 184578.9549 | 1838.189 | 3762.8917 | 76.0998 | 0 | 107.8189 | 515455.2383 | 28534.9699 | 693776.872 | 664721.9188 | 0 | 139035.0512 | 0 | 796194.3796 | 2071534.4538 | 1413864.8305 | 6323117.7141 | 961560.8286 | 14923245.9986 | 14923245.9986 | 1478867.319 | 6851019.4693 | 0 | 22207924.5413 | 45461057.3282 | 42169.6503 | 0.2463 | 90167.6235 | 184578.9549 | 1838.189 | 3762.8917
1 | 4300 | 707 | 0.015 | 15 | 15 | 7 | 5.6234e-11 | 5spot_SharedNeighbor | Water | Porous | Wet | R600a | MinimizeLCOE_Brownfield | IgnoreSilica | 2019 | 29.4561 | 2.9238 | 0.080764 | 4 | 72657.4571 | 144635.8816 | 1481.2205 | 2948.5981 | 76.3442 | 0 | 105.2581 | 605796.6436 | 33586.1845 | 831967.2589 | 824802.4001 | 0 | 153660.5323 | 0 | 955427.0776 | 2485825.2708 | 1696626.8259 | 7587692.1938 | 961560.8286 | 14923245.9986 | 14923245.9986 | 1478867.319 | 6851019.4693 | 0 | 23472499.021 | 46725631.8079 | 56234.1325 | 0.32306 | 72657.4571 | 144635.8816 | 1481.2205 | 2948.5981
1 | 4300 | 707 | 0.015 | 15 | 15 | 7 | 7.4989e-11 | 5spot_SharedNeighbor | Water | Porous | Wet | R600a | MinimizeLCOE_Brownfield | IgnoreSilica | 2019 | 35.9749 | 3.586 | 0.1034 | 4 | 60033.4587 | 116254.4651 | 1223.8633 | 2370.0045 | 76.5258 | 0 | 108.3435 | 700201.5805 | 38857.8471 | 979448.675 | 1003090.6877 | 0 | 166496.8501 | 0 | 1126357.2998 | 2930550.6464 | 2000161.0329 | 8945164.6195 | 961560.8286 | 14923245.9986 | 14923245.9986 | 1478867.319 | 6851019.4693 | 0 | 24829971.4467 | 48083104.2336 | 74989.4209 | 0.4136 | 60033.4587 | 116254.4651 | 1223.8633 | 2370.0045
1 | 4300 | 707 | 0.015 | 15 | 15 | 7 | 1e-10 | 5spot_SharedNeighbor | Water | Porous | Wet | R600a | MinimizeLCOE_Brownfield | IgnoreSilica | 2019 | 41.205 | 4.1175 | 0.12733 | 4 | 50766.7595 | 96422.1544 | 1034.9491 | 1965.696 | 76.6317 | 0 | 336.3436 | 772250.4459 | 42876.722 | 1093868.7612 | 1146144.2876 | 0 | 164369.4807 | 0 | 1255608.782 | 3266836.4899 | 2229683.0312 | 9971638.0005 | 961560.8286 | 14923245.9986 | 14923245.9986 | 1478867.319 | 6851019.4693 | 0 | 25856444.8277 | 49109577.6146 | 100000 | 0.50932 | 50766.7595 | 96422.1544 | 1034.9491 | 1965.696
1 | 4300 | 707 | 0.015 | 15 | 15 | 7 | 1.3335e-10 | 5spot_SharedNeighbor | Water | Porous | Wet | R600a | MinimizeLCOE_Brownfield | IgnoreSilica | 2019 | 49.9554 | 5.0069 | 0.15642 | 4 | 44120.8541 | 81285.0391 | 899.4633 | 1657.1055 | 76.7601 | 0 | 109.6878 | 886949.5096 | 49266.8476 | 1278995.1963 | 1385493.9449 | 0 | 183621.5552 | 0 | 1475887.5509 | 3839956.6614 | 2620849.3246 | 11721020.5905 | 961560.8286 | 14923245.9986 | 14923245.9986 | 1478867.319 | 6851019.4693 | 0 | 27605827.4178 | 50858960.2047 | 133352.1432 | 0.62569 | 44120.8541 | 81285.0391 | 899.4633 | 1657.1055
1 | 4300 | 707 | 0.015 | 15 | 15 | 7 | 1.7783e-10 | 5spot_SharedNeighbor | Water | Porous | Wet | R600a | MinimizeLCOE_Brownfield | IgnoreSilica | 2019 | 56.2159 | 5.643 | 0.18292 | 4 | 39356.5428 | 71137.8455 | 802.3364 | 1450.2412 | 76.8258 | 0 | 125.2797 | 965269.1533 | 53624.4038 | 1407341.178 | 1556720.2427 | 0 | 185522.5955 | 0 | 1625706.2536 | 4229754.1936 | 2886894.1499 | 12910832.1704 | 961560.8286 | 14923245.9986 | 14923245.9986 | 1478867.319 | 6851019.4693 | 0 | 28795638.9976 | 52048771.7846 | 177827.941 | 0.73166 | 39356.5428 | 71137.8455 | 802.3364 | 1450.2412
1 | 4300 | 707 | 0.015 | 15 | 15 | 7 | 2.3714e-10 | 5spot_SharedNeighbor | Water | Porous | Wet | R600a | MinimizeLCOE_Brownfield | IgnoreSilica | 2019 | 61.6823 | 6.198 | 0.20763 | 4 | 35892.7828 | 63891.0694 | 731.7229 | 1302.5059 | 76.8694 | 0 | 112.0689 | 1031462.9428 | 57303.2561 | 1516974.1312 | 1706200.1037 | 0 | 183933.5302 | 0 | 1753390.846 | 4561963.3113 | 3113633.6989 | 13924861.8202 | 961560.8286 | 14923245.9986 | 14923245.9986 | 1478867.319 | 6851019.4693 | 0 | 29809668.6474 | 53062801.4343 | 237137.3706 | 0.83052 | 35892.7828 | 63891.0694 | 731.7229 | 1302.5059
1 | 4300 | 707 | 0.015 | 15 | 15 | 7 | 3.1623e-10 | 5spot_SharedNeighbor | Water | Porous | Wet | R600a | MinimizeLCOE_Brownfield | IgnoreSilica | 2019 | 63.4337 | 6.3757 | 0.22566 | 4 | 33309.0629 | 59069.8802 | 679.0503 | 1204.2194 | 76.8809 | 0 | 101.113 | 1052273.1027 | 58458.9878 | 1551655.1648 | 1754084.3693 | 0 | 162355.311 | 0 | 1785742.5048 | 4646135.6915 | 3171083.078 | 14181788.2098 | 961560.8286 | 14923245.9986 | 14923245.9986 | 1478867.319 | 6851019.4693 | 0 | 30066595.037 | 53319727.8239 | 316227.766 | 0.90266 | 33309.0629 | 59069.8802 | 679.0503 | 1204.2194
1 | 4300 | 707 | 0.015 | 15 | 15 | 7 | 4.217e-10 | 5spot_SharedNeighbor | Water | Porous | Wet | R600a | MinimizeLCOE_Brownfield | IgnoreSilica | 2019 | 70.0233 | 7.0436 | 0.24836 | 4 | 31520.3877 | 54927.3785 | 642.5857 | 1119.7689 | 76.9149 | 0 | 118.0382 | 1128968.7507 | 62714.7698 | 1680337.6744 | 1934194.8517 | 0 | 175097.7263 | 0 | 1942712.3714 | 5054539.0853 | 3449826.7861 | 15428392.0158 | 961560.8286 | 14923245.9986 | 14923245.9986 | 1478867.319 | 6851019.4693 | 0 | 31313198.843 | 54566331.6299 | 421696.5034 | 0.99343 | 31520.3877 | 54927.3785 | 642.5857 | 1119.7689
1 | 4300 | 707 | 0.015 | 15 | 15 | 7 | 5.6234e-10 | 5spot_SharedNeighbor | Water | Porous | Wet | R600a | MinimizeLCOE_Brownfield | IgnoreSilica | 2019 | 73.0124 | 7.3462 | 0.26389 | 4 | 30163.2244 | 52192.5072 | 614.9181 | 1064.0149 | 76.9258 | 0 | 102.7411 | 1162967.4756 | 64599.3495 | 1737815.0317 | 2015862.7335 | 0 | 169820.0618 | 0 | 2008915.2143 | 5226785.3025 | 3567388.3687 | 15954153.5376 | 961560.8286 | 14923245.9986 | 14923245.9986 | 1478867.319 | 6851019.4693 | 0 | 31838960.3649 | 55092093.1518 | 562341.3252 | 1.0556 | 30163.2244 | 52192.5072 | 614.9181 | 1064.0149
1 | 4300 | 707 | 0.015 | 15 | 15 | 7 | 7.4989e-10 | 5spot_SharedNeighbor | Water | Porous | Wet | R600a | MinimizeLCOE_Brownfield | IgnoreSilica | 2019 | 75.346 | 7.5821 | 0.27642 | 4 | 29162.3167 | 50192.9305 | 594.5133 | 1023.2508 | 76.9324 | 0 | 138.1696 | 1189186.5084 | 66051.8097 | 1782320.6127 | 2079607.6268 | 0 | 164734.9934 | 0 | 2059941.6049 | 5359545.5038 | 3657999.934 | 16359388.5935 | 961560.8286 | 14923245.9986 | 14923245.9986 | 1478867.319 | 6851019.4693 | 0 | 32244195.4207 | 55497328.2077 | 749894.2093 | 1.1057 | 29162.3167 | 50192.9305 | 594.5133 | 1023.2508
1 | 4300 | 707 | 0.015 | 15 | 15 | 7 | 1e-09 | 5spot_SharedNeighbor | Water | Porous | Wet | R600a | MinimizeLCOE_Brownfield | IgnoreSilica | 2019 | 77.1534 | 7.7647 | 0.28636 | 4 | 28421.5873 | 48722.4023 | 579.4125 | 993.2721 | 76.9364 | 0 | 116.7592 | 1209302.6282 | 67165.6449 | 1816572.9863 | 2128966.2564 | 0 | 160209.2387 | 0 | 2099064.5343 | 5461335.3409 | 3727473.5894 | 16670090.219 | 961560.8286 | 14923245.9986 | 14923245.9986 | 1478867.319 | 6851019.4693 | 0 | 32554897.0463 | 55808029.8332 | 1000000 | 1.1454 | 28421.5873 | 48722.4023 | 579.4125 | 993.2721
1 | 4300 | 707 | 0.015 | 15 | 15 | 7 | 1.3335e-09 | 5spot_SharedNeighbor | Water | Porous | Wet | R600a | MinimizeLCOE_Brownfield | IgnoreSilica | 2019 | 78.5345 | 7.9042 | 0.29412 | 4 | 27871.8065 | 47637.0376 | 568.2045 | 971.1454 | 76.9389 | 0 | 123.4912 | 1224566.0233 | 68010.4617 | 1842623.9128 | 2166679.5328 | 0 | 156323.6336 | 0 | 2128699.39 | 5538439.1566 | 3780098.5279 | 16905440.6387 | 961560.8286 | 14923245.9986 | 14923245.9986 | 1478867.319 | 6851019.4693 | 0 | 32790247.4659 | 56043380.2528 | 1333521.4322 | 1.1765 | 27871.8065 | 47637.0376 | 568.2045 | 971.1454
1 | 4300 | 707 | 0.015 | 15 | 15 | 7 | 1.7783e-09 | 5spot_SharedNeighbor | Water | Porous | Wet | R600a | MinimizeLCOE_Brownfield | IgnoreSilica | 2019 | 79.5823 | 8.0099 | 0.30011 | 4 | 27462.7867 | 46833.2676 | 559.8661 | 954.7595 | 76.9405 | 0 | 119.7885 | 1236082.9283 | 68647.7258 | 1862315.556 | 2195285.454 | 0 | 153092.4301 | 0 | 2151015.3967 | 5596500.8284 | 3819726.812 | 17082667.1313 | 961560.8286 | 14923245.9986 | 14923245.9986 | 1478867.319 | 6851019.4693 | 0 | 32967473.9586 | 56220606.7455 | 1778279.41 | 1.2004 | 27462.7867 | 46833.2676 | 559.8661 | 954.7595
1 | 4300 | 707 | 0.015 | 15 | 15 | 7 | 2.3714e-09 | 5spot_SharedNeighbor | Water | Porous | Wet | R600a | MinimizeLCOE_Brownfield | IgnoreSilica | 2019 | 80.3787 | 8.0903 | 0.30471 | 4 | 27157.9197 | 46235.7958 | 553.6509 | 942.5792 | 76.9414 | 0 | 109.8421 | 1244801.9444 | 69130.0658 | 1877243.4115 | 2217027.5519 | 0 | 150500.3611 | 0 | 2167894.3005 | 5640416.2737 | 3849700.0057 | 17216713.9145 | 961560.8286 | 14923245.9986 | 14923245.9986 | 1478867.319 | 6851019.4693 | 0 | 33101520.7417 | 56354653.5287 | 2371373.7057 | 1.2189 | 27157.9197 | 46235.7958 | 553.6509 | 942.5792
1 | 4300 | 707 | 0.015 | 15 | 15 | 7 | 3.1623e-09 | 5spot_SharedNeighbor | Water | Porous | Wet | R600a | MinimizeLCOE_Brownfield | IgnoreSilica | 2019 | 80.9829 | 8.1512 | 0.30823 | 4 | 26930.3532 | 45790.6418 | 549.0117 | 933.5042 | 76.9421 | 0 | 125.4744 | 1251395.8228 | 69494.7793 | 1888544.2847 | 2233519.3524 | 0 | 148460.5792 | 0 | 2180651.7792 | 5673608.6163 | 3872354.4616 | 17318029.6755 | 961560.8286 | 14923245.9986 | 14923245.9986 | 1478867.319 | 6851019.4693 | 0 | 33202836.5027 | 56455969.2896 | 3162277.6602 | 1.2329 | 26930.3532 | 45790.6418 | 549.0117 | 933.5042
1 | 4300 | 707 | 0.015 | 15 | 15 | 7 | 4.217e-09 | 5spot_SharedNeighbor | Water | Porous | Wet | R600a | MinimizeLCOE_Brownfield | IgnoreSilica | 2019 | 81.4434 | 8.1976 | 0.31091 | 4 | 26760.2969 | 45458.0735 | 545.5448 | 926.7243 | 76.9425 | 0 | 132.6605 | 1256409.5125 | 69772.0546 | 1897143.5722 | 2246087.2487 | 0 | 146894.0106 | 0 | 2190359.4954 | 5698866.1026 | 3889593.215 | 17395125.2115 | 961560.8286 | 14923245.9986 | 14923245.9986 | 1478867.319 | 6851019.4693 | 0 | 33279932.0387 | 56533064.8256 | 4216965.0343 | 1.2436 | 26760.2969 | 45458.0735 | 545.5448 | 926.7243
1 | 4300 | 707 | 0.015 | 15 | 15 | 7 | 5.6234e-09 | 5spot_SharedNeighbor | Water | Porous | Wet | R600a | MinimizeLCOE_Brownfield | IgnoreSilica | 2019 | 81.7944 | 8.233 | 0.31294 | 4 | 26633.1085 | 45209.2291 | 542.9519 | 921.6513 | 76.9428 | 0 | 115.3498 | 1260224.6522 | 69983.0244 | 1903690.9776 | 2255667.0874 | 0 | 145706.0807 | 0 | 2197756.0107 | 5718110.3181 | 3902727.7875 | 17453865.9386 | 961560.8286 | 14923245.9986 | 14923245.9986 | 1478867.319 | 6851019.4693 | 0 | 33338672.7659 | 56591805.5528 | 5623413.2519 | 1.2518 | 26633.1085 | 45209.2291 | 542.9519 | 921.6513
1 | 4300 | 707 | 0.015 | 15 | 15 | 7 | 7.4989e-09 | 5spot_SharedNeighbor | Water | Porous | Wet | R600a | MinimizeLCOE_Brownfield | IgnoreSilica | 2019 | 82.0501 | 8.2588 | 0.31447 | 4 | 26537.9197 | 45024.0863 | 541.0114 | 917.8769 | 76.9429 | 0 | 125.6581 | 1263001.2261 | 70136.5519 | 1908458.1177 | 2262647.9937 | 0 | 144747.1705 | 0 | 2203106.5133 | 5732031.2284 | 3912229.0948 | 17496357.8964 | 961560.8286 | 14923245.9986 | 14923245.9986 | 1478867.319 | 6851019.4693 | 0 | 33381164.7236 | 56634297.5105 | 7498942.0933 | 1.2579 | 26537.9197 | 45024.0863 | 541.0114 | 917.8769
1 | 4300 | 707 | 0.015 | 15 | 15 | 7 | 1e-08 | 5spot_SharedNeighbor | Water | Porous | Wet | R600a | MinimizeLCOE_Brownfield | IgnoreSilica | 2019 | 82.2398 | 8.2779 | 0.31561 | 4 | 26466.645 | 44885.8425 | 539.5584 | 915.0586 | 76.9431 | 0 | 123.3049 | 1265058.2415 | 70250.2858 | 1911990.9683 | 2267824.6149 | 0 | 144001.0819 | 0 | 2207058.825 | 5742314.3327 | 3919247.5248 | 17527745.8748 | 961560.8286 | 14923245.9986 | 14923245.9986 | 1478867.319 | 6851019.4693 | 0 | 33412552.702 | 56665685.489 | 10000000 | 1.2624 | 26466.645 | 44885.8425 | 539.5584 | 915.0586
1 | 4400 | 707 | 0.015 | 15 | 15 | 7 | 1e-13 | 5spot_SharedNeighbor | Water | Porous | Wet | R600a | MinimizeLCOE_Brownfield | IgnoreSilica | 2019 | 0 | 0 | 0 | 0 |  |  |  |  | 15 |  | 17.0059 | [19 empty] | 100 | 0
1 | 4400 | 707 | 0.015 | 15 | 15 | 7 | 1.3335e-13 | 5spot_SharedNeighbor | Water | Porous | Wet | R600a | MinimizeLCOE_Brownfield | IgnoreSilica | 2019 | 0 | 0 | 0 | 0 |  |  |  |  | 15 |  | 20.5172 | [19 empty] | 133.3521 | 0
1 | 4400 | 707 | 0.015 | 15 | 15 | 7 | 1.7783e-13 | 5spot_SharedNeighbor | Water | Porous | Wet | R600a | MinimizeLCOE_Brownfield | IgnoreSilica | 2019 | 0 | 0 | 0 | 0 |  |  |  |  | 15 |  | 22.4324 | [19 empty] | 177.8279 | 0
1 | 4400 | 707 | 0.015 | 15 | 15 | 7 | 2.3714e-13 | 5spot_SharedNeighbor | Water | Porous | Wet | R600a | MinimizeLCOE_Brownfield | IgnoreSilica | 2019 | 0 | 0 | 0 | 0 |  |  |  |  | 15 |  | 22.1774 | [19 empty] | 237.1374 | 0
1 | 4400 | 707 | 0.015 | 15 | 15 | 7 | 3.1623e-13 | 5spot_SharedNeighbor | Water | Porous | Wet | R600a | MinimizeLCOE_Brownfield | IgnoreSilica | 2019 | 0 | 0 | 0 | 0 |  |  |  |  | 15 |  | 23.0043 | [19 empty] | 316.2278 | 0
1 | 4400 | 707 | 0.015 | 15 | 15 | 7 | 4.217e-13 | 5spot_SharedNeighbor | Water | Porous | Wet | R600a | MinimizeLCOE_Brownfield | IgnoreSilica | 2019 | 0 | 0 | 0 | 0 |  |  |  |  | 15 |  | 23.2876 | [19 empty] | 421.6965 | 0
1 | 4400 | 707 | 0.015 | 15 | 15 | 7 | 5.6234e-13 | 5spot_SharedNeighbor | Water | Porous | Wet | R600a | MinimizeLCOE_Brownfield | IgnoreSilica | 2019 | 0 | 0 | 0 | 0 |  |  |  |  | 15 |  | 25.2881 | [19 empty] | 562.3413 | 0
1 | 4400 | 707 | 0.015 | 15 | 15 | 7 | 7.4989e-13 | 5spot_SharedNeighbor | Water | Porous | Wet | R600a | MinimizeLCOE_Brownfield | IgnoreSilica | 2019 | 0 | 0 | 0 | 0 |  |  |  |  | 15 |  | 28.4103 | [19 empty] | 749.8942 | 0
1 | 4400 | 707 | 0.015 | 15 | 15 | 7 | 1e-12 | 5spot_SharedNeighbor | Water | Porous | Wet | R600a | MinimizeLCOE_Brownfield | IgnoreSilica | 2019 | 0 | 0 | 0 | 0 |  |  |  |  | 15 |  | 28.3529 | [19 empty] | 1000 | 0
1 | 4400 | 707 | 0.015 | 15 | 15 | 7 | 1.3335e-12 | 5spot_SharedNeighbor | Water | Porous | Wet | R600a | MinimizeLCOE_Brownfield | IgnoreSilica | 2019 | 0 | 0 | 0 | 0 |  |  |  |  | 15 |  | 30.3124 | [19 empty] | 1333.5214 | 0
1 | 4400 | 707 | 0.015 | 15 | 15 | 7 | 1.7783e-12 | 5spot_SharedNeighbor | Water | Porous | Wet | R600a | MinimizeLCOE_Brownfield | IgnoreSilica | 2019 | 0 | 0 | 0 | 0 |  |  |  |  | 15 |  | 31.1704 | [19 empty] | 1778.2794 | 0
1 | 4400 | 707 | 0.015 | 15 | 15 | 7 | 2.3714e-12 | 5spot_SharedNeighbor | Water | Porous | Wet | R600a | MinimizeLCOE_Brownfield | IgnoreSilica | 2019 | 0 | 0 | 0 | 0 |  |  |  |  | 15 |  | 29.0387 | [19 empty] | 2371.3737 | 0
1 | 4400 | 707 | 0.015 | 15 | 15 | 7 | 3.1623e-12 | 5spot_SharedNeighbor | Water | Porous | Wet | R600a | MinimizeLCOE_Brownfield | IgnoreSilica | 2019 | 1.6 | 0.10786 | 0.00084901 | 4 | 4997323.0605 | 12033301.5886 | 101877.19 | 245315.1291 | 62.9314 | 0 | 36.7324 | 51419.4278 | 2574.8772 | 60080.9785 | 58949.1312 | 0 | 29803.0202 | 0 | 79102.6996 | 205808.9981 | 140468.8701 | 628208.0026 | 961560.8286 | 15381354.416 | 15381354.416 | 1478867.319 | 7034262.8363 | 0 | 16971123.2472 | 40865607.8185 | 3162.2777 | 0.003396 | 4997323.0605 | 12033301.5886 | 101877.19 | 245315.1291
1 | 4400 | 707 | 0.015 | 15 | 15 | 7 | 4.217e-12 | 5spot_SharedNeighbor | Water | Porous | Wet | R600a | MinimizeLCOE_Brownfield | IgnoreSilica | 2019 | 2.7935 | 0.22727 | 0.0025973 | 4 | 1676176.5003 | 3976112.3762 | 34171.1252 | 81058.4289 | 68.9324 | 0 | 77.2662 | 93783.9802 | 4912.9328 | 108480.6454 | 92229.45 | 0 | 46451.3109 | 0 | 134884.7445 | 350942.4367 | 239525.4242 | 1071210.9247 | 961560.8286 | 15381354.416 | 15381354.416 | 1478867.319 | 7034262.8363 | 0 | 17414126.1693 | 41308610.7406 | 4216.965 | 0.010389 | 1676176.5003 | 3976112.3762 | 34171.1252 | 81058.4289
1 | 4400 | 707 | 0.015 | 15 | 15 | 7 | 5.6234e-12 | 5spot_SharedNeighbor | Water | Porous | Wet | R600a | MinimizeLCOE_Brownfield | IgnoreSilica | 2019 | 3.8756 | 0.33868 | 0.0050863 | 4 | 873674.1218 | 2048121.6284 | 17811.0287 | 41753.7297 | 71.4483 | 0 | 87.8188 | 127684.35 | 6815.5853 | 148929.0276 | 122736.2461 | 0 | 56259.0394 | 0 | 180345.4569 | 469221.8848 | 320253.5779 | 1432245.168 | 961560.8286 | 15381354.416 | 15381354.416 | 1478867.319 | 7034262.8363 | 0 | 17775160.4126 | 41669644.9839 | 5623.4133 | 0.020345 | 873674.1218 | 2048121.6284 | 17811.0287 | 41753.7297
1 | 4400 | 707 | 0.015 | 15 | 15 | 7 | 7.4989e-12 | 5spot_SharedNeighbor | Water | Porous | Wet | R600a | MinimizeLCOE_Brownfield | IgnoreSilica | 2019 | 5.2297 | 0.47958 | 0.0085929 | 4 | 529439.6348 | 1224619.9637 | 10793.3431 | 24965.5344 | 73.2194 | 0 | 83.4578 | 166065.9813 | 8982.3006 | 196414.2746 | 161029.4718 | 0 | 66358.0874 | 0 | 233551.5451 | 607653.2123 | 414735.8034 | 1854790.6765 | 961560.8286 | 15381354.416 | 15381354.416 | 1478867.319 | 7034262.8363 | 0 | 18197705.9211 | 42092190.4923 | 7498.9421 | 0.034372 | 529439.6348 | 1224619.9637 | 10793.3431 | 24965.5344
1 | 4400 | 707 | 0.015 | 15 | 15 | 7 | 1e-11 | 5spot_SharedNeighbor | Water | Porous | Wet | R600a | MinimizeLCOE_Brownfield | IgnoreSilica | 2019 | 6.9493 | 0.65918 | 0.013353 | 4 | 350141.893 | 797505.3235 | 7138.1161 | 16258.2247 | 74.5031 | 0 | 108.2135 | 210247.4868 | 11481.6874 | 253052.254 | 209565.3933 | 0 | 77228.6411 | 0 | 297014.4304 | 772770.6219 | 527431.8283 | 2358792.3431 | 961560.8286 | 15381354.416 | 15381354.416 | 1478867.319 | 7034262.8363 | 0 | 18701707.5877 | 42596192.159 | 10000 | 0.053412 | 350141.893 | 797505.3235 | 7138.1161 | 16258.2247
1 | 4400 | 707 | 0.015 | 15 | 15 | 7 | 1.3335e-11 | 5spot_SharedNeighbor | Water | Porous | Wet | R600a | MinimizeLCOE_Brownfield | IgnoreSilica | 2019 | 9.3829 | 0.91431 | 0.01983 | 4 | 244318.5199 | 545563.958 | 4980.7635 | 11122.0592 | 75.5719 | 0 | 104.7245 | 267118.5242 | 14701.7927 | 328469.2293 | 277704.9387 | 0 | 92288.0275 | 0 | 382310.1798 | 994692.6654 | 678898.183 | 3036183.5406 | 961560.8286 | 15381354.416 | 15381354.416 | 1478867.319 | 7034262.8363 | 0 | 19379098.7852 | 43273583.3565 | 13335.2143 | 0.079319 | 244318.5199 | 545563.958 | 4980.7635 | 11122.0592
1 | 4400 | 707 | 0.015 | 15 | 15 | 7 | 1.7783e-11 | 5spot_SharedNeighbor | Water | Porous | Wet | R600a | MinimizeLCOE_Brownfield | IgnoreSilica | 2019 | 11.9971 | 1.1881 | 0.028213 | 4 | 177712.6142 | 389444.6488 | 3622.912 | 7939.3559 | 76.2479 | 0 | 101.7898 | 322850.8718 | 17854.203 | 404831.3583 | 350010.6492 | 0 | 103061.0857 | 0 | 467457.1855 | 1216227.708 | 830100.4017 | 3712393.4633 | 961560.8286 | 15381354.416 | 15381354.416 | 1478867.319 | 7034262.8363 | 0 | 20055308.7079 | 43949793.2791 | 17782.7941 | 0.11285 | 177712.6142 | 389444.6488 | 3622.912 | 7939.3559
1 | 4400 | 707 | 0.015 | 15 | 15 | 7 | 2.3714e-11 | 5spot_SharedNeighbor | Water | Porous | Wet | R600a | MinimizeLCOE_Brownfield | IgnoreSilica | 2019 | 15.5682 | 1.5621 | 0.039219 | 4 | 133495.4594 | 285810.8667 | 2721.4855 | 5826.6411 | 76.8075 | 0 | 105.756 | 392965.3196 | 21815.8791 | 503686.5296 | 448473.0783 | 0 | 117984.2152 | 0 | 579120.7585 | 1506753.4196 | 1028390.1696 | 4599189.3695 | 961560.8286 | 15381354.416 | 15381354.416 | 1478867.319 | 7034262.8363 | 0 | 20942104.6141 | 44836589.1854 | 23713.7371 | 0.15688 | 133495.4594 | 285810.8667 | 2721.4855 | 5826.6411
1 | 4400 | 707 | 0.015 | 15 | 15 | 7 | 3.1623e-11 | 5spot_SharedNeighbor | Water | Porous | Wet | R600a | MinimizeLCOE_Brownfield | IgnoreSilica | 2019 | 20.0628 | 2.0339 | 0.053511 | 4 | 102846.285 | 214479.4268 | 2096.6606 | 4372.4532 | 77.2343 | 0 | 95.6554 | 474614.4648 | 26426.4779 | 621880.097 | 573391.8387 | 0 | 134595.9655 | 0 | 714054.4491 | 1857823.2039 | 1268002.5111 | 5670789.008 | 961560.8286 | 15381354.416 | 15381354.416 | 1478867.319 | 7034262.8363 | 0 | 22013704.2526 | 45908188.8239 | 31622.7766 | 0.21404 | 102846.285 | 214479.4268 | 2096.6606 | 4372.4532
1 | 4400 | 707 | 0.015 | 15 | 15 | 7 | 4.217e-11 | 5spot_SharedNeighbor | Water | Porous | Wet | R600a | MinimizeLCOE_Brownfield | IgnoreSilica | 2019 | 25.3876 | 2.5937 | 0.071517 | 4 | 81209.7547 | 164737.5151 | 1655.5707 | 3358.3971 | 77.5484 | 0 | 116.3511 | 564469.3056 | 31495.5462 | 755211.7029 | 722150.7705 | 0 | 150728.7863 | 0 | 867381.8835 | 2256749.7365 | 1540278.0667 | 6888465.7984 | 961560.8286 | 15381354.416 | 15381354.416 | 1478867.319 | 7034262.8363 | 0 | 23231381.043 | 47125865.6143 | 42169.6503 | 0.28607 | 81209.7547 | 164737.5151 | 1655.5707 | 3358.3971
1 | 4400 | 707 | 0.015 | 15 | 15 | 7 | 5.6234e-11 | 5spot_SharedNeighbor | Water | Porous | Wet | R600a | MinimizeLCOE_Brownfield | IgnoreSilica | 2019 | 31.5413 | 3.241 | 0.093462 | 4 | 65759.5908 | 129674.6788 | 1340.5982 | 2643.5937 | 77.7827 | 0 | 121.5359 | 661392.1884 | 36955.8942 | 902382.9813 | 894108.0276 | 0 | 165947.7914 | 0 | 1037706.8844 | 2699900.4502 | 1842737.5347 | 8241131.7522 | 961560.8286 | 15381354.416 | 15381354.416 | 1478867.319 | 7034262.8363 | 0 | 24584046.9968 | 48478531.5681 | 56234.1325 | 0.37385 | 65759.5908 | 129674.6788 | 1340.5982 | 2643.5937
1 | 4400 | 707 | 0.015 | 15 | 15 | 7 | 7.4989e-11 | 5spot_SharedNeighbor | Water | Porous | Wet | R600a | MinimizeLCOE_Brownfield | IgnoreSilica | 2019 | 38.2964 | 3.9519 | 0.11907 | 4 | 54622.404 | 104790.6952 | 1113.5516 | 2136.3001 | 77.9563 | 0 | 128.6675 | 761398.375 | 42582.3772 | 1057375.4203 | 1082916.4752 | 0 | 178817.922 | 0 | 1218005.3222 | 3169000.0011 | 2162907.6172 | 9673003.5101 | 961560.8286 | 15381354.416 | 15381354.416 | 1478867.319 | 7034262.8363 | 0 | 26015918.7547 | 49910403.326 | 74989.4209 | 0.47629 | 54622.404 | 104790.6952 | 1113.5516 | 2136.3001
1 | 4400 | 707 | 0.015 | 15 | 15 | 7 | 1e-10 | 5spot_SharedNeighbor | Water | Porous | Wet | R600a | MinimizeLCOE_Brownfield | IgnoreSilica | 2019 | 45.2561 | 4.684 | 0.1473 | 4 | 46570.7054 | 87124.65 | 949.4068 | 1776.1538 | 78.0829 | 0 | 115.4202 | 858876.4219 | 48057.962 | 1211243.6434 | 1276697.0619 | 0 | 187866.6279 | 0 | 1397269.2697 | 3635408.0203 | 2481240.674 | 11096659.681 | 961560.8286 | 15381354.416 | 15381354.416 | 1478867.319 | 7034262.8363 | 0 | 27439574.9256 | 51334059.4969 | 100000 | 0.5892 | 46570.7054 | 87124.65 | 949.4068 | 1776.1538
1 | 4400 | 707 | 0.015 | 15 | 15 | 7 | 1.3335e-10 | 5spot_SharedNeighbor | Water | Porous | Wet | R600a | MinimizeLCOE_Brownfield | IgnoreSilica | 2019 | 52.2742 | 5.422 | 0.17754 | 4 | 40600.2914 | 74247.0736 | 827.6919 | 1513.627 | 78.1761 | 0 | 131.401 | 952626.2914 | 53316.8005 | 1361538.7964 | 1471756.0398 | 0 | 193253.8944 | 0 | 1572671.8107 | 4091769.4522 | 2792716.7286 | 12489649.814 | 961560.8286 | 15381354.416 | 15381354.416 | 1478867.319 | 7034262.8363 | 0 | 28832565.0586 | 52727049.6299 | 133352.1432 | 0.71016 | 40600.2914 | 74247.0736 | 827.6919 | 1513.627
1 | 4400 | 707 | 0.015 | 15 | 15 | 7 | 1.7783e-10 | 5spot_SharedNeighbor | Water | Porous | Wet | R600a | MinimizeLCOE_Brownfield | IgnoreSilica | 2019 | 58.7056 | 6.0978 | 0.20654 | 4 | 36407.8559 | 65330.2941 | 742.2234 | 1331.8464 | 78.2392 | 0 | 95.9122 | 1035195.8117 | 57942.6946 | 1495628.7198 | 1650478.8897 | 0 | 195554.4526 | 0 | 1729572.2216 | 4499992.1367 | 3071337.0989 | 13735702.0254 | 961560.8286 | 15381354.416 | 15381354.416 | 1478867.319 | 7034262.8363 | 0 | 30078617.27 | 53973101.8413 | 177827.941 | 0.82616 | 36407.8559 | 65330.2941 | 742.2234 | 1331.8464
1 | 4400 | 707 | 0.015 | 15 | 15 | 7 | 2.3714e-10 | 5spot_SharedNeighbor | Water | Porous | Wet | R600a | MinimizeLCOE_Brownfield | IgnoreSilica | 2019 | 64.1159 | 6.6658 | 0.23307 | 4 | 33357.6496 | 58987.5985 | 680.0408 | 1202.542 | 78.2789 | 0 | 128.9378 | 1102477.8794 | 61707.6926 | 1606032.8484 | 1800789.0431 | 0 | 193216.2807 | 0 | 1858047.2602 | 4834257.8333 | 3299480.3053 | 14756009.143 | 961560.8286 | 15381354.416 | 15381354.416 | 1478867.319 | 7034262.8363 | 0 | 31098924.3876 | 54993408.9588 | 237137.3706 | 0.93229 | 33357.6496 | 58987.5985 | 680.0408 | 1202.542
1 | 4400 | 707 | 0.015 | 15 | 15 | 7 | 3.1623e-10 | 5spot_SharedNeighbor | Water | Porous | Wet | R600a | MinimizeLCOE_Brownfield | IgnoreSilica | 2019 | 68.6077 | 7.1369 | 0.2564 | 4 | 31131.8141 | 54430.1777 | 634.6641 | 1109.6328 | 78.3037 | 0 | 111.7823 | 1156960.011 | 64753.2276 | 1696166.2861 | 1925543.1284 | 0 | 188599.7162 | 0 | 1962488.724 | 5105993.0981 | 3484945.2071 | 15585449.3985 | 961560.8286 | 15381354.416 | 15381354.416 | 1478867.319 | 7034262.8363 | 0 | 31928364.6431 | 55822849.2143 | 316227.766 | 1.0256 | 31131.8141 | 54430.1777 | 634.6641 | 1109.6328
1 | 4400 | 707 | 0.015 | 15 | 15 | 7 | 4.217e-10 | 5spot_SharedNeighbor | Water | Porous | Wet | R600a | MinimizeLCOE_Brownfield | IgnoreSilica | 2019 | 72.2546 | 7.5188 | 0.27618 | 4 | 29501.4164 | 51131.2212 | 601.4263 | 1042.3791 | 78.3188 | 0 | 103.4225 | 1200335.4139 | 67175.6924 | 1768388.2126 | 2026799.361 | 0 | 183030.32 | 0 | 2045834.3099 | 5322841.2161 | 3632948.5035 | 16247353.0294 | 961560.8286 | 15381354.416 | 15381354.416 | 1478867.319 | 7034262.8363 | 0 | 32590268.274 | 56484752.8452 | 421696.5034 | 1.1047 | 29501.4164 | 51131.2212 | 601.4263 | 1042.3791
1 | 4400 | 707 | 0.015 | 15 | 15 | 7 | 5.6234e-10 | 5spot_SharedNeighbor | Water | Porous | Wet | R600a | MinimizeLCOE_Brownfield | IgnoreSilica | 2019 | 75.1628 | 7.8231 | 0.29247 | 4 | 28302.3685 | 48726.8713 | 576.9821 | 993.3632 | 78.3279 | 0 | 139.7648 | 1234399.6876 | 69076.6873 | 1825392.6064 | 2107519.9127 | 0 | 177384.7937 | 0 | 2111371.7382 | 5493356.1609 | 3749328.457 | 16767830.0437 | 961560.8286 | 15381354.416 | 15381354.416 | 1478867.319 | 7034262.8363 | 0 | 33110745.2883 | 57005229.8595 | 562341.3252 | 1.1699 | 28302.3685 | 48726.8713 | 576.9821 | 993.3632
1 | 4400 | 707 | 0.015 | 15 | 15 | 7 | 7.4989e-10 | 5spot_SharedNeighbor | Water | Porous | Wet | R600a | MinimizeLCOE_Brownfield | IgnoreSilica | 2019 | 77.424 | 8.0594 | 0.30556 | 4 | 27417.2022 | 46967.0287 | 558.9368 | 957.4864 | 78.3332 | 0 | 132.9104 | 1260575.2117 | 70536.5329 | 1869366.0063 | 2170264.5397 | 0 | 172023.7481 | 0 | 2161678.7551 | 5624244.6994 | 3838662.574 | 17167352.0672 | 961560.8286 | 15381354.416 | 15381354.416 | 1478867.319 | 7034262.8363 | 0 | 33510267.3118 | 57404751.883 | 749894.2093 | 1.2222 | 27417.2022 | 46967.0287 | 558.9368 | 957.4864
1 | 4400 | 707 | 0.015 | 15 | 15 | 7 | 1e-09 | 5spot_SharedNeighbor | Water | Porous | Wet | R600a | MinimizeLCOE_Brownfield | IgnoreSilica | 2019 | 79.1607 | 8.2408 | 0.31588 | 4 | 26761.5839 | 45672.6 | 545.5711 | 931.0977 | 78.3363 | 0 | 121.1045 | 1280501.7891 | 71647.3187 | 1902940.5974 | 2218448.5086 | 0 | 167244.469 | 0 | 2199905.2463 | 5723702.1883 | 3906544.3538 | 17470934.4713 | 961560.8286 | 15381354.416 | 15381354.416 | 1478867.319 | 7034262.8363 | 0 | 33813849.7159 | 57708334.2872 | 1000000 | 1.2635 | 26761.5839 | 45672.6 | 545.5711 | 931.0977
1 | 4400 | 707 | 0.015 | 15 | 15 | 7 | 1.3335e-09 | 5spot_SharedNeighbor | Water | Porous | Wet | R600a | MinimizeLCOE_Brownfield | IgnoreSilica | 2019 | 80.4908 | 8.3796 | 0.32393 | 4 | 26274.644 | 44715.7983 | 535.6442 | 911.592 | 78.338 | 0 | 115.1634 | 1295658.8591 | 72491.9088 | 1928536.2728 | 2255341.9769 | 0 | 163208.9299 | 0 | 2228942.7995 | 5799251.9454 | 3958108.6154 | 17701541.3079 | 961560.8286 | 15381354.416 | 15381354.416 | 1478867.319 | 7034262.8363 | 0 | 34044456.5525 | 57938941.1238 | 1333521.4322 | 1.2957 | 26274.644 | 44715.7983 | 535.6442 | 911.592
1 | 4400 | 707 | 0.015 | 15 | 15 | 7 | 1.7783e-09 | 5spot_SharedNeighbor | Water | Porous | Wet | R600a | MinimizeLCOE_Brownfield | IgnoreSilica | 2019 | 81.5165 | 8.4865 | 0.33017 | 4 | 25912.1799 | 44004.8403 | 528.2548 | 897.0982 | 78.3391 | 0 | 130.7817 | 1307287.7359 | 73139.7055 | 1948207.4502 | 2283789.7518 | 0 | 159978.3857 | 0 | 2251237.1814 | 5857257.3537 | 3997698.4985 | 17878596.0626 | 961560.8286 | 15381354.416 | 15381354.416 | 1478867.319 | 7034262.8363 | 0 | 34221511.3072 | 58115995.8785 | 1778279.41 | 1.3207 | 25912.1799 | 44004.8403 | 528.2548 | 897.0982
1 | 4400 | 707 | 0.015 | 15 | 15 | 7 | 2.3714e-09 | 5spot_SharedNeighbor | Water | Porous | Wet | R600a | MinimizeLCOE_Brownfield | IgnoreSilica | 2019 | 82.2741 | 8.5655 | 0.33491 | 4 | 25641.8991 | 43478.3301 | 522.7448 | 886.3646 | 78.3396 | 0 | 111.9854 | 1315843.0969 | 73616.1804 | 1962698.1408 | 2304797.7251 | 0 | 157268.5388 | 0 | 2267547.236 | 5899692.7701 | 4026661.5421 | 18008125.2301 | 961560.8286 | 15381354.416 | 15381354.416 | 1478867.319 | 7034262.8363 | 0 | 34351040.4747 | 58245525.046 | 2371373.7057 | 1.3396 | 25641.8991 | 43478.3301 | 522.7448 | 886.3646
1 | 4400 | 707 | 0.015 | 15 | 15 | 7 | 3.1623e-09 | 5spot_SharedNeighbor | Water | Porous | Wet | R600a | MinimizeLCOE_Brownfield | IgnoreSilica | 2019 | 82.864 | 8.627 | 0.33856 | 4 | 25440.0831 | 43084.2689 | 518.6305 | 878.3311 | 78.34 | 0 | 124.5172 | 1322486.0395 | 73986.0826 | 1973960.5265 | 2321155.8395 | 0 | 155234.9708 | 0 | 2280261.149 | 5932771.7638 | 4049238.635 | 18109095.0067 | 961560.8286 | 15381354.416 | 15381354.416 | 1478867.319 | 7034262.8363 | 0 | 34452010.2513 | 58346494.8226 | 3162277.6602 | 1.3542 | 25440.0831 | 43084.2689 | 518.6305 | 878.3311
1 | 4400 | 707 | 0.015 | 15 | 15 | 7 | 4.217e-09 | 5spot_SharedNeighbor | Water | Porous | Wet | R600a | MinimizeLCOE_Brownfield | IgnoreSilica | 2019 | 83.305 | 8.673 | 0.34132 | 4 | 25289.232 | 42790.6277 | 515.5552 | 872.3448 | 78.3402 | 0 | 126.7192 | 1327440.9797 | 74261.954 | 1982367.2805 | 2333383.5896 | 0 | 153627.007 | 0 | 2289721.5162 | 5957385.6986 | 4066038.1514 | 18184226.1769 | 961560.8286 | 15381354.416 | 15381354.416 | 1478867.319 | 7034262.8363 | 0 | 34527141.4215 | 58421625.9928 | 4216965.0343 | 1.3653 | 25289.232 | 42790.6277 | 515.5552 | 872.3448
1 | 4400 | 707 | 0.015 | 15 | 15 | 7 | 5.6234e-09 | 5spot_SharedNeighbor | Water | Porous | Wet | R600a | MinimizeLCOE_Brownfield | IgnoreSilica | 2019 | 83.6307 | 8.7069 | 0.3434 | 4 | 25176.3858 | 42571.8949 | 513.2547 | 867.8857 | 78.3403 | 0 | 142.4998 | 1331094.2504 | 74465.3332 | 1988568.9608 | 2342413.5057 | 0 | 152348.5589 | 0 | 2296667.3375 | 5975457.301 | 4078372.3913 | 18239387.639 | 961560.8286 | 15381354.416 | 15381354.416 | 1478867.319 | 7034262.8363 | 0 | 34582302.8836 | 58476787.4549 | 5623413.2519 | 1.3736 | 25176.3858 | 42571.8949 | 513.2547 | 867.8857
1 | 4400 | 707 | 0.015 | 15 | 15 | 7 | 7.4989e-09 | 5spot_SharedNeighbor | Water | Porous | Wet | R600a | MinimizeLCOE_Brownfield | IgnoreSilica | 2019 | 83.8741 | 8.7322 | 0.34497 | 4 | 25091.919 | 42408.4871 | 511.5327 | 864.5544 | 78.3404 | 0 | 131.3768 | 1333821.0839 | 74617.126 | 1993199.8251 | 2349161.4876 | 0 | 151360.071 | 0 | 2301842.2415 | 5988921.3397 | 4087561.8744 | 18280485.0493 | 961560.8286 | 15381354.416 | 15381354.416 | 1478867.319 | 7034262.8363 | 0 | 34623400.2939 | 58517884.8652 | 7498942.0933 | 1.3799 | 25091.919 | 42408.4871 | 511.5327 | 864.5544
1 | 4400 | 707 | 0.015 | 15 | 15 | 7 | 1e-08 | 5spot_SharedNeighbor | Water | Porous | Wet | R600a | MinimizeLCOE_Brownfield | IgnoreSilica | 2019 | 84.0593 | 8.7515 | 0.34615 | 4 | 25028.6654 | 42285.9794 | 510.2432 | 862.0569 | 78.3404 | 0 | 125.8102 | 1335894.3091 | 74732.5284 | 1996721.7653 | 2354296.5681 | 0 | 150620.4291 | 0 | 2305783.584 | 5999175.9044 | 4094560.8255 | 18311785.9139 | 961560.8286 | 15381354.416 | 15381354.416 | 1478867.319 | 7034262.8363 | 0 | 34654701.1585 | 58549185.7298 | 10000000 | 1.3846 | 25028.6654 | 42285.9794 | 510.2432 | 862.0569
1 | 4500 | 707 | 0.015 | 15 | 15 | 7 | 1e-13 | 5spot_SharedNeighbor | Water | Porous | Wet | R600a | MinimizeLCOE_Brownfield | IgnoreSilica | 2019 | 0 | 0 | 0 | 0 |  |  |  |  | 15 |  | 17.8454 | [19 empty] | 100 | 0
1 | 4500 | 707 | 0.015 | 15 | 15 | 7 | 1.3335e-13 | 5spot_SharedNeighbor | Water | Porous | Wet | R600a | MinimizeLCOE_Brownfield | IgnoreSilica | 2019 | 0 | 0 | 0 | 0 |  |  |  |  | 15 |  | 22.5431 | [19 empty] | 133.3521 | 0
1 | 4500 | 707 | 0.015 | 15 | 15 | 7 | 1.7783e-13 | 5spot_SharedNeighbor | Water | Porous | Wet | R600a | MinimizeLCOE_Brownfield | IgnoreSilica | 2019 | 0 | 0 | 0 | 0 |  |  |  |  | 15 |  | 22.6694 | [19 empty] | 177.8279 | 0
1 | 4500 | 707 | 0.015 | 15 | 15 | 7 | 2.3714e-13 | 5spot_SharedNeighbor | Water | Porous | Wet | R600a | MinimizeLCOE_Brownfield | IgnoreSilica | 2019 | 0 | 0 | 0 | 0 |  |  |  |  | 15 |  | 23.3858 | [19 empty] | 237.1374 | 0
1 | 4500 | 707 | 0.015 | 15 | 15 | 7 | 3.1623e-13 | 5spot_SharedNeighbor | Water | Porous | Wet | R600a | MinimizeLCOE_Brownfield | IgnoreSilica | 2019 | 0 | 0 | 0 | 0 |  |  |  |  | 15 |  | 24.1874 | [19 empty] | 316.2278 | 0
1 | 4500 | 707 | 0.015 | 15 | 15 | 7 | 4.217e-13 | 5spot_SharedNeighbor | Water | Porous | Wet | R600a | MinimizeLCOE_Brownfield | IgnoreSilica | 2019 | 0 | 0 | 0 | 0 |  |  |  |  | 15 |  | 25.7784 | [19 empty] | 421.6965 | 0
1 | 4500 | 707 | 0.015 | 15 | 15 | 7 | 5.6234e-13 | 5spot_SharedNeighbor | Water | Porous | Wet | R600a | MinimizeLCOE_Brownfield | IgnoreSilica | 2019 | 0 | 0 | 0 | 0 |  |  |  |  | 15 |  | 26.8563 | [19 empty] | 562.3413 | 0
1 | 4500 | 707 | 0.015 | 15 | 15 | 7 | 7.4989e-13 | 5spot_SharedNeighbor | Water | Porous | Wet | R600a | MinimizeLCOE_Brownfield | IgnoreSilica | 2019 | 0 | 0 | 0 | 0 |  |  |  |  | 15 |  | 29.955 | [19 empty] | 749.8942 | 0
1 | 4500 | 707 | 0.015 | 15 | 15 | 7 | 1e-12 | 5spot_SharedNeighbor | Water | Porous | Wet | R600a | MinimizeLCOE_Brownfield | IgnoreSilica | 2019 | 0 | 0 | 0 | 0 |  |  |  |  | 15 |  | 28.7637 | [19 empty] | 1000 | 0
1 | 4500 | 707 | 0.015 | 15 | 15 | 7 | 1.3335e-12 | 5spot_SharedNeighbor | Water | Porous | Wet | R600a | MinimizeLCOE_Brownfield | IgnoreSilica | 2019 | 0 | 0 | 0 | 0 |  |  |  |  | 15 |  | 29.4272 | [19 empty] | 1333.5214 | 0
1 | 4500 | 707 | 0.015 | 15 | 15 | 7 | 1.7783e-12 | 5spot_SharedNeighbor | Water | Porous | Wet | R600a | MinimizeLCOE_Brownfield | IgnoreSilica | 2019 | 0 | 0 | 0 | 0 |  |  |  |  | 15 |  | 30.8062 | [19 empty] | 1778.2794 | 0
1 | 4500 | 707 | 0.015 | 15 | 15 | 7 | 2.3714e-12 | 5spot_SharedNeighbor | Water | Porous | Wet | R600a | MinimizeLCOE_Brownfield | IgnoreSilica | 2019 | 1.6 | 0.11068 | 0.00012164 | 4 | 35889407.1637 | 86331568.5481 | 731654.109 | 1759985.7969 | 63.6972 | 0 | 33.5298 | 52970.9011 | 2665.6494 | 61290.1212 | 59496.1707 | 0 | 35412.6622 | 0 | 82615.8468 | 214949.4865 | 146707.4413 | 656108.2791 | 961560.8286 | 15845322.9242 | 15845322.9242 | 1478867.319 | 7219850.2396 | 0 | 17462992.032 | 42007032.5148 | 2371.3737 | 0.00048658 | 35889407.1637 | 86331568.5481 | 731654.109 | 1759985.7969
1 | 4500 | 707 | 0.015 | 15 | 15 | 7 | 3.1623e-12 | 5spot_SharedNeighbor | Water | Porous | Wet | R600a | MinimizeLCOE_Brownfield | IgnoreSilica | 2019 | 1.6 | 0.11068 | 0.0011388 | 4 | 3829222.1109 | 9217232.9177 | 78063.8721 | 187905.7603 | 63.698 | 0 | 36.8961 | 52972.5898 | 2665.7485 | 61291.4343 | 59496.7629 | 0 | 29044.6921 | 0 | 80133.7788 | 208491.6548 | 142299.8385 | 636396.4998 | 961560.8286 | 15845322.9242 | 15845322.9242 | 1478867.319 | 7219850.2396 | 0 | 17443280.2527 | 41987320.7355 | 3162.2777 | 0.0045553 | 3829222.1109 | 9217232.9177 | 78063.8721 | 187905.7603
1 | 4500 | 707 | 0.015 | 15 | 15 | 7 | 4.217e-12 | 5spot_SharedNeighbor | Water | Porous | Wet | R600a | MinimizeLCOE_Brownfield | IgnoreSilica | 2019 | 3.0714 | 0.26326 | 0.0033885 | 4 | 1328235.2576 | 3139091.3641 | 27077.8723 | 63994.6234 | 70.7577 | 0 | 70.7841 | 106352.5103 | 5640.2349 | 121820.433 | 101370.2278 | 0 | 50898.8145 | 0 | 150572.066 | 391757.6291 | 267382.6317 | 1195794.5474 | 961560.8286 | 15845322.9242 | 15845322.9242 | 1478867.319 | 7219850.2396 | 0 | 18002678.3002 | 42546718.783 | 4216.965 | 0.013554 | 1328235.2576 | 3139091.3641 | 27077.8723 | 63994.6234
1 | 4500 | 707 | 0.015 | 15 | 15 | 7 | 5.6234e-12 | 5spot_SharedNeighbor | Water | Porous | Wet | R600a | MinimizeLCOE_Brownfield | IgnoreSilica | 2019 | 4.2091 | 0.3848 | 0.0063287 | 4 | 726296.8393 | 1695852.2889 | 14806.5435 | 34572.2427 | 73.1027 | 0 | 92.8246 | 142399.2463 | 7683.2411 | 164708.0206 | 134120.5961 | 0 | 60937.0954 | 0 | 198840.7978 | 517342.968 | 353097.206 | 1579129.1714 | 961560.8286 | 15845322.9242 | 15845322.9242 | 1478867.319 | 7219850.2396 | 0 | 18386012.9242 | 42930053.4071 | 5623.4133 | 0.025315 | 726296.8393 | 1695852.2889 | 14806.5435 | 34572.2427
1 | 4500 | 707 | 0.015 | 15 | 15 | 7 | 7.4989e-12 | 5spot_SharedNeighbor | Water | Porous | Wet | R600a | MinimizeLCOE_Brownfield | IgnoreSilica | 2019 | 5.6971 | 0.54511 | 0.010434 | 4 | 451808.0055 | 1039893.1196 | 9210.7173 | 21199.6278 | 74.8345 | 0 | 115.2497 | 185031.6321 | 10111.0969 | 217303.2342 | 176942.4147 | 0 | 72346.3182 | 0 | 258076.5315 | 671462.1961 | 458286.746 | 2049560.1696 | 961560.8286 | 15845322.9242 | 15845322.9242 | 1478867.319 | 7219850.2396 | 0 | 18856443.9224 | 43400484.4052 | 7498.9421 | 0.041736 | 451808.0055 | 1039893.1196 | 9210.7173 | 21199.6278
1 | 4500 | 707 | 0.015 | 15 | 15 | 7 | 1e-11 | 5spot_SharedNeighbor | Water | Porous | Wet | R600a | MinimizeLCOE_Brownfield | IgnoreSilica | 2019 | 7.4144 | 0.72969 | 0.015842 | 4 | 305485.137 | 692820.8895 | 6227.7277 | 14124.0909 | 75.9817 | 0 | 115.9949 | 229407.8838 | 12638.4729 | 274149.4452 | 225175.5987 | 0 | 82127.392 | 0 | 321164.5291 | 835604.2249 | 570317.0534 | 2550584.6 | 961560.8286 | 15845322.9242 | 15845322.9242 | 1478867.319 | 7219850.2396 | 0 | 19357468.3529 | 43901508.8357 | 10000 | 0.063366 | 305485.137 | 692820.8895 | 6227.7277 | 14124.0909
1 | 4500 | 707 | 0.015 | 15 | 15 | 7 | 1.3335e-11 | 5spot_SharedNeighbor | Water | Porous | Wet | R600a | MinimizeLCOE_Brownfield | IgnoreSilica | 2019 | 9.9554 | 1.0043 | 0.023258 | 4 | 215710.7935 | 479537.319 | 4397.5563 | 9776.0169 | 77.0347 | 0 | 114.8813 | 289609.9346 | 16070.8823 | 353667.3339 | 295913.4425 | 0 | 97575.3399 | 0 | 410606.4039 | 1068313.636 | 729146.0082 | 3260902.9813 | 961560.8286 | 15845322.9242 | 15845322.9242 | 1478867.319 | 7219850.2396 | 0 | 20067786.7341 | 44611827.2169 | 13335.2143 | 0.093031 | 215710.7935 | 479537.319 | 4397.5563 | 9776.0169
1 | 4500 | 707 | 0.015 | 15 | 15 | 7 | 1.7783e-11 | 5spot_SharedNeighbor | Water | Porous | Wet | R600a | MinimizeLCOE_Brownfield | IgnoreSilica | 2019 | 13.0176 | 1.3365 | 0.033089 | 4 | 157775.8529 | 343217.5966 | 3216.4742 | 6996.9549 | 77.7492 | 0 | 89.6068 | 356181.6519 | 19867.6755 | 444262.3322 | 382991.7019 | 0 | 112524.6007 | 0 | 513172.9053 | 1335170.6333 | 911281.3923 | 4075452.8931 | 961560.8286 | 15845322.9242 | 15845322.9242 | 1478867.319 | 7219850.2396 | 0 | 20882336.646 | 45426377.1288 | 17782.7941 | 0.13235 | 157775.8529 | 343217.5966 | 3216.4742 | 6996.9549
1 | 4500 | 707 | 0.015 | 15 | 15 | 7 | 2.3714e-11 | 5spot_SharedNeighbor | Water | Porous | Wet | R600a | MinimizeLCOE_Brownfield | IgnoreSilica | 2019 | 16.7519 | 1.7414 | 0.04579 | 4 | 119147.1392 | 253151.4803 | 2428.9756 | 5160.8353 | 78.2746 | 0 | 89.7593 | 430731.625 | 24112.9282 | 548783.1068 | 488276.4272 | 0 | 127573.6365 | 0 | 631596.3123 | 1643284.0463 | 1121575.1277 | 5015933.2101 | 961560.8286 | 15845322.9242 | 15845322.9242 | 1478867.319 | 7219850.2396 | 0 | 21822816.963 | 46366857.4458 | 23713.7371 | 0.18316 | 119147.1392 | 253151.4803 | 2428.9756 | 5160.8353
1 | 4500 | 707 | 0.015 | 15 | 15 | 7 | 3.1623e-11 | 5spot_SharedNeighbor | Water | Porous | Wet | R600a | MinimizeLCOE_Brownfield | IgnoreSilica | 2019 | 21.4512 | 2.2507 | 0.062064 | 4 | 92457.0118 | 191322.6503 | 1884.8612 | 3900.371 | 78.6811 | 0 | 96.4019 | 517331.3654 | 29036.0661 | 673583.8627 | 619942.0492 | 0 | 144501.2484 | 0 | 773913.8908 | 2013565.1922 | 1374299.6183 | 6146173.293 | 961560.8286 | 15845322.9242 | 15845322.9242 | 1478867.319 | 7219850.2396 | 0 | 22953057.0458 | 47497097.5286 | 31622.7766 | 0.24826 | 92457.0118 | 191322.6503 | 1884.8612 | 3900.371
1 | 4500 | 707 | 0.015 | 15 | 15 | 7 | 4.217e-11 | 5spot_SharedNeighbor | Water | Porous | Wet | R600a | MinimizeLCOE_Brownfield | IgnoreSilica | 2019 | 27.0419 | 2.8569 | 0.082418 | 4 | 73531.8803 | 147981.5147 | 1499.0468 | 3016.8033 | 78.9847 | 0 | 113.8372 | 613054.9539 | 34470.3881 | 814983.5923 | 776601.7914 | 0 | 161273.2522 | 0 | 936149.7514 | 2435669.6223 | 1662394.5652 | 7434597.9167 | 961560.8286 | 15845322.9242 | 15845322.9242 | 1478867.319 | 7219850.2396 | 0 | 24241481.6695 | 48785522.1523 | 42169.6503 | 0.32967 | 73531.8803 | 147981.5147 | 1499.0468 | 3016.8033
1 | 4500 | 707 | 0.015 | 15 | 15 | 7 | 5.6234e-11 | 5spot_SharedNeighbor | Water | Porous | Wet | R600a | MinimizeLCOE_Brownfield | IgnoreSilica | 2019 | 33.4922 | 3.557 | 0.10714 | 4 | 59910.9576 | 117184.1679 | 1221.3659 | 2388.9578 | 79.2125 | 0 | 124.4679 | 716415.4641 | 40331.9742 | 971015.039 | 958077.3412 | 0 | 177195.0994 | 0 | 1116583.6179 | 2905121.5311 | 1982805.1393 | 8867545.2061 | 961560.8286 | 15845322.9242 | 15845322.9242 | 1478867.319 | 7219850.2396 | 0 | 25674428.959 | 50218469.4418 | 56234.1325 | 0.42854 | 59910.9576 | 117184.1679 | 1221.3659 | 2388.9578
1 | 4500 | 707 | 0.015 | 15 | 15 | 7 | 7.4989e-11 | 5spot_SharedNeighbor | Water | Porous | Wet | R600a | MinimizeLCOE_Brownfield | IgnoreSilica | 2019 | 40.489 | 4.3169 | 0.1357 | 4 | 50061.3968 | 95278.4367 | 1020.5693 | 1942.3798 | 79.3806 | 0 | 123.7846 | 821948.1906 | 46308.5392 | 1133525.7509 | 1155004.6053 | 0 | 190274.4539 | 0 | 1305354.0005 | 3396263.3444 | 2318019.5188 | 10366698.4036 | 961560.8286 | 15845322.9242 | 15845322.9242 | 1478867.319 | 7219850.2396 | 0 | 27173582.1564 | 51717622.6392 | 74989.4209 | 0.54281 | 50061.3968 | 95278.4367 | 1020.5693 | 1942.3798
1 | 4500 | 707 | 0.015 | 15 | 15 | 7 | 1e-10 | 5spot_SharedNeighbor | Water | Porous | Wet | R600a | MinimizeLCOE_Brownfield | IgnoreSilica | 2019 | 47.6534 | 5.0951 | 0.16695 | 4 | 42916.1081 | 79669.8293 | 874.9029 | 1624.1772 | 79.5029 | 0 | 108.9452 | 924455.1789 | 52105.9644 | 1294118.4673 | 1356664.7189 | 0 | 199395.2372 | 0 | 1492428.4311 | 3882992.6385 | 2650222.2633 | 11852382.8996 | 961560.8286 | 15845322.9242 | 15845322.9242 | 1478867.319 | 7219850.2396 | 0 | 28659266.6524 | 53203307.1353 | 100000 | 0.6678 | 42916.1081 | 79669.8293 | 874.9029 | 1624.1772
1 | 4500 | 707 | 0.015 | 15 | 15 | 7 | 1.3335e-10 | 5spot_SharedNeighbor | Water | Porous | Wet | R600a | MinimizeLCOE_Brownfield | IgnoreSilica | 2019 | 54.525 | 5.8414 | 0.19907 | 4 | 37728.02 | 68550.9704 | 769.1367 | 1397.5043 | 79.5888 | 0 | 125.207 | 1018458.95 | 57415.4818 | 1443555.5559 | 1550069.4868 | 0 | 203835.4557 | 0 | 1666600.6228 | 4336152.9537 | 2959513.4899 | 13235601.9966 | 961560.8286 | 15845322.9242 | 15845322.9242 | 1478867.319 | 7219850.2396 | 0 | 30042485.7494 | 54586526.2322 | 133352.1432 | 0.79629 | 37728.02 | 68550.9704 | 769.1367 | 1397.5043
1 | 4500 | 707 | 0.015 | 15 | 15 | 7 | 1.7783e-10 | 5spot_SharedNeighbor | Water | Porous | Wet | R600a | MinimizeLCOE_Brownfield | IgnoreSilica | 2019 | 61.1487 | 6.5601 | 0.23131 | 4 | 33877.3724 | 60404.2868 | 690.6361 | 1231.4231 | 79.6496 | 0 | 119.4367 | 1105654.0882 | 62333.8677 | 1583913.0486 | 1736432.9951 | 0 | 205557.2422 | 0 | 1830617.5843 | 4762891.4432 | 3250771.2776 | 14538171.547 | 961560.8286 | 15845322.9242 | 15845322.9242 | 1478867.319 | 7219850.2396 | 0 | 31345055.2999 | 55889095.7827 | 177827.941 | 0.92525 | 33877.3724 | 60404.2868 | 690.6361 | 1231.4231
1 | 4500 | 707 | 0.015 | 15 | 15 | 7 | 2.3714e-10 | 5spot_SharedNeighbor | Water | Porous | Wet | R600a | MinimizeLCOE_Brownfield | IgnoreSilica | 2019 | 66.4741 | 7.1373 | 0.25958 | 4 | 31168.6878 | 54806.6509 | 635.4159 | 1117.3077 | 79.6854 | 0 | 101.3834 | 1173595.3717 | 66161.3126 | 1694402.9681 | 1886191.8626 | 0 | 202338.5961 | 0 | 1958849.1433 | 5096523.6557 | 3478482.1181 | 15556545.0282 | 961560.8286 | 15845322.9242 | 15845322.9242 | 1478867.319 | 7219850.2396 | 0 | 32363428.7811 | 56907469.2639 | 237137.3706 | 1.0383 | 31168.6878 | 54806.6509 | 635.4159 | 1117.3077
1 | 4500 | 707 | 0.015 | 15 | 15 | 7 | 3.1623e-10 | 5spot_SharedNeighbor | Water | Porous | Wet | R600a | MinimizeLCOE_Brownfield | IgnoreSilica | 2019 | 70.8781 | 7.614 | 0.28424 | 4 | 29190.6399 | 50778.1911 | 595.0907 | 1035.1821 | 79.7071 | 0 | 127.0369 | 1228446.5799 | 69247.8939 | 1784311.2554 | 2009969.3374 | 0 | 197070.1715 | 0 | 2062727.6429 | 5366794.2033 | 3662947.3203 | 16381514.4047 | 961560.8286 | 15845322.9242 | 15845322.9242 | 1478867.319 | 7219850.2396 | 0 | 33188398.1576 | 57732438.6404 | 316227.766 | 1.137 | 29190.6399 | 50778.1911 | 595.0907 | 1035.1821
1 | 4500 | 707 | 0.015 | 15 | 15 | 7 | 4.217e-10 | 5spot_SharedNeighbor | Water | Porous | Wet | R600a | MinimizeLCOE_Brownfield | IgnoreSilica | 2019 | 72.842 | 7.8263 | 0.30268 | 4 | 27675.6314 | 47947.859 | 564.2052 | 977.482 | 79.7147 | 0 | 112.3421 | 1252536.9813 | 70602.4633 | 1823996.7963 | 2065140.0722 | 0 | 179798.6728 | 0 | 2102909.2445 | 5471338.4881 | 3734300.9429 | 16700623.6614 | 961560.8286 | 15845322.9242 | 15845322.9242 | 1478867.319 | 7219850.2396 | 0 | 33507507.4142 | 58051547.897 | 421696.5034 | 1.2107 | 27675.6314 | 47947.859 | 564.2052 | 977.482
1 | 4500 | 707 | 0.015 | 15 | 15 | 7 | 5.6234e-10 | 5spot_SharedNeighbor | Water | Porous | Wet | R600a | MinimizeLCOE_Brownfield | IgnoreSilica | 2019 | 77.2387 | 8.3011 | 0.32197 | 4 | 26673.0604 | 45730.6614 | 543.7664 | 932.2814 | 79.7272 | 0 | 140.8852 | 1305686.279 | 73588.6209 | 1911977.1636 | 2188597.0252 | 0 | 184849.8851 | 0 | 2209232.5998 | 5747970.0487 | 3923107.6672 | 17545009.2896 | 961560.8286 | 15845322.9242 | 15845322.9242 | 1478867.319 | 7219850.2396 | 0 | 34351893.0425 | 58895933.5253 | 562341.3252 | 1.2879 | 26673.0604 | 45730.6614 | 543.7664 | 932.2814
1 | 4500 | 707 | 0.015 | 15 | 15 | 7 | 7.4989e-10 | 5spot_SharedNeighbor | Water | Porous | Wet | R600a | MinimizeLCOE_Brownfield | IgnoreSilica | 2019 | 79.4165 | 8.536 | 0.33555 | 4 | 25884.4335 | 44170.9031 | 527.6892 | 900.4836 | 79.7313 | 0 | 132.2959 | 1331622.4803 | 75044.5894 | 1955122.966 | 2249711.9921 | 0 | 179150.5105 | 0 | 2258354.49 | 5875775.1307 | 4010337.2618 | 17935119.4207 | 961560.8286 | 15845322.9242 | 15845322.9242 | 1478867.319 | 7219850.2396 | 0 | 34742003.1736 | 59286043.6564 | 749894.2093 | 1.3422 | 25884.4335 | 44170.9031 | 527.6892 | 900.4836
1 | 4500 | 707 | 0.015 | 15 | 15 | 7 | 1e-09 | 5spot_SharedNeighbor | Water | Porous | Wet | R600a | MinimizeLCOE_Brownfield | IgnoreSilica | 2019 | 81.1 | 8.7173 | 0.34625 | 4 | 25299.9197 | 43021.0781 | 515.7731 | 877.0429 | 79.7334 | 0 | 126.9281 | 1351500.5668 | 76159.9052 | 1988285.0935 | 2296937.966 | 0 | 174216.6681 | 0 | 2295969.0779 | 5973640.5726 | 4077132.4368 | 18233842.2869 | 961560.8286 | 15845322.9242 | 15845322.9242 | 1478867.319 | 7219850.2396 | 0 | 35040726.0398 | 59584766.5226 | 1000000 | 1.385 | 25299.9197 | 43021.0781 | 515.7731 | 877.0429
1 | 4500 | 707 | 0.015 | 15 | 15 | 7 | 1.3335e-09 | 5spot_SharedNeighbor | Water | Porous | Wet | R600a | MinimizeLCOE_Brownfield | IgnoreSilica | 2019 | 82.3861 | 8.8558 | 0.35458 | 4 | 24865.5462 | 42170.6648 | 506.9178 | 859.706 | 79.7345 | 0 | 109.7607 | 1366588.2553 | 77006.1035 | 2013510.1139 | 2333006.8563 | 0 | 170070.5288 | 0 | 2324470.9245 | 6047796.5311 | 4127745.4023 | 18460194.7157 | 961560.8286 | 15845322.9242 | 15845322.9242 | 1478867.319 | 7219850.2396 | 0 | 35267078.4685 | 59811118.9513 | 1333521.4322 | 1.4183 | 24865.5462 | 42170.6648 | 506.9178 | 859.706
1 | 4500 | 707 | 0.015 | 15 | 15 | 7 | 1.7783e-09 | 5spot_SharedNeighbor | Water | Porous | Wet | R600a | MinimizeLCOE_Brownfield | IgnoreSilica | 2019 | 83.3607 | 8.9607 | 0.36099 | 4 | 24542.0657 | 41539.9673 | 500.3232 | 846.8484 | 79.7351 | 0 | 112.8487 | 1377965.3536 | 77643.9952 | 2032562.5969 | 2360333.0183 | 0 | 166668.3324 | 0 | 2345917.5856 | 6103596.3438 | 4165829.921 | 18630517.1467 | 961560.8286 | 15845322.9242 | 15845322.9242 | 1478867.319 | 7219850.2396 | 0 | 35437400.8996 | 59981441.3824 | 1778279.41 | 1.4439 | 24542.0657 | 41539.9673 | 500.3232 | 846.8484
1 | 4500 | 707 | 0.015 | 15 | 15 | 7 | 2.3714e-09 | 5spot_SharedNeighbor | Water | Porous | Wet | R600a | MinimizeLCOE_Brownfield | IgnoreSilica | 2019 | 84.1176 | 9.0421 | 0.36593 | 4 | 24300.7689 | 41069.0134 | 495.404 | 837.2474 | 79.7353 | 0 | 127.9821 | 1386767.9775 | 78137.4238 | 2047322.164 | 2381551.1215 | 0 | 164063.99 | 0 | 2362558.6439 | 6146892.9641 | 4195380.754 | 18762675.0389 | 961560.8286 | 15845322.9242 | 15845322.9242 | 1478867.319 | 7219850.2396 | 0 | 35569558.7917 | 60113599.2745 | 2371373.7057 | 1.4637 | 24300.7689 | 41069.0134 | 495.404 | 837.2474
1 | 4500 | 707 | 0.015 | 15 | 15 | 7 | 3.1623e-09 | 5spot_SharedNeighbor | Water | Porous | Wet | R600a | MinimizeLCOE_Brownfield | IgnoreSilica | 2019 | 84.6707 | 9.1016 | 0.36966 | 4 | 24120.5455 | 40719.8027 | 491.7299 | 830.1283 | 79.7354 | 0 | 132.3145 | 1393181.8621 | 78496.8868 | 2058086.6033 | 2397052.876 | 0 | 161900.3022 | 0 | 2374600.2269 | 6178222.6928 | 4216763.9376 | 18858305.3876 | 961560.8286 | 15845322.9242 | 15845322.9242 | 1478867.319 | 7219850.2396 | 0 | 35665189.1405 | 60209229.6233 | 3162277.6602 | 1.4786 | 24120.5455 | 40719.8027 | 491.7299 | 830.1283
1 | 4500 | 707 | 0.015 | 15 | 15 | 7 | 4.217e-09 | 5spot_SharedNeighbor | Water | Porous | Wet | R600a | MinimizeLCOE_Brownfield | IgnoreSilica | 2019 | 85.0922 | 9.1469 | 0.37249 | 4 | 23985.8061 | 40458.7104 | 488.9831 | 824.8055 | 79.7354 | 0 | 131.8694 | 1398060.4517 | 78770.2679 | 2066280.0613 | 2408867.3994 | 0 | 160247.3483 | 0 | 2383767.9562 | 6202075.244 | 4233043.7939 | 18931112.5228 | 961560.8286 | 15845322.9242 | 15845322.9242 | 1478867.319 | 7219850.2396 | 0 | 35737996.2756 | 60282036.7584 | 4216965.0343 | 1.49 | 23985.8061 | 40458.7104 | 488.9831 | 824.8055
1 | 4500 | 707 | 0.015 | 15 | 15 | 7 | 5.6234e-09 | 5spot_SharedNeighbor | Water | Porous | Wet | R600a | MinimizeLCOE_Brownfield | IgnoreSilica | 2019 | 85.4017 | 9.1801 | 0.37462 | 4 | 23884.9964 | 40264.339 | 486.928 | 820.843 | 79.7354 | 0 | 133.331 | 1401636.5971 | 78970.6434 | 2072289.2414 | 2417540.6674 | 0 | 158926.4884 | 0 | 2390451.8187 | 6219465.2831 | 4244912.8529 | 18984193.5923 | 961560.8286 | 15845322.9242 | 15845322.9242 | 1478867.319 | 7219850.2396 | 0 | 35791077.3452 | 60335117.828 | 5623413.2519 | 1.4985 | 23884.9964 | 40264.339 | 486.928 | 820.843
1 | 4500 | 707 | 0.015 | 15 | 15 | 7 | 7.4989e-09 | 5spot_SharedNeighbor | Water | Porous | Wet | R600a | MinimizeLCOE_Brownfield | IgnoreSilica | 2019 | 85.6381 | 9.2055 | 0.37623 | 4 | 23809.5297 | 40118.6324 | 485.3895 | 817.8726 | 79.7354 | 0 | 139.8644 | 1404364.1939 | 79123.4622 | 2076874.3428 | 2424163.2546 | 0 | 157937.95 | 0 | 2395560.6494 | 6232757.4126 | 4253985.0045 | 19024766.2699 | 961560.8286 | 15845322.9242 | 15845322.9242 | 1478867.319 | 7219850.2396 | 0 | 35831650.0228 | 60375690.5056 | 7498942.0933 | 1.5049 | 23809.5297 | 40118.6324 | 485.3895 | 817.8726
1 | 4500 | 707 | 0.015 | 15 | 15 | 7 | 1e-08 | 5spot_SharedNeighbor | Water | Porous | Wet | R600a | MinimizeLCOE_Brownfield | IgnoreSilica | 2019 | 85.8233 | 9.2254 | 0.37746 | 4 | 23753.0105 | 40008.8828 | 484.2372 | 815.6352 | 79.7353 | 0 | 132.8676 | 1406499.977 | 79243.1165 | 2080465.675 | 2429353.3311 | 0 | 157231.5385 | 0 | 2399589.5189 | 6243239.7046 | 4261139.3842 | 19056762.2459 | 961560.8286 | 15845322.9242 | 15845322.9242 | 1478867.319 | 7219850.2396 | 0 | 35863645.9987 | 60407686.4815 | 10000000 | 1.5099 | 23753.0105 | 40008.8828 | 484.2372 | 815.6352
1 | 4600 | 707 | 0.015 | 15 | 15 | 7 | 1e-13 | 5spot_SharedNeighbor | Water | Porous | Wet | R600a | MinimizeLCOE_Brownfield | IgnoreSilica | 2019 | 0 | 0 | 0 | 0 |  |  |  |  | 15 |  | 16.9372 | [19 empty] | 100 | 0
1 | 4600 | 707 | 0.015 | 15 | 15 | 7 | 1.3335e-13 | 5spot_SharedNeighbor | Water | Porous | Wet | R600a | MinimizeLCOE_Brownfield | IgnoreSilica | 2019 | 0 | 0 | 0 | 0 |  |  |  |  | 15 |  | 22.34 | [19 empty] | 133.3521 | 0
1 | 4600 | 707 | 0.015 | 15 | 15 | 7 | 1.7783e-13 | 5spot_SharedNeighbor | Water | Porous | Wet | R600a | MinimizeLCOE_Brownfield | IgnoreSilica | 2019 | 0 | 0 | 0 | 0 |  |  |  |  | 15 |  | 21.7347 | [19 empty] | 177.8279 | 0
1 | 4600 | 707 | 0.015 | 15 | 15 | 7 | 2.3714e-13 | 5spot_SharedNeighbor | Water | Porous | Wet | R600a | MinimizeLCOE_Brownfield | IgnoreSilica | 2019 | 0 | 0 | 0 | 0 |  |  |  |  | 15 |  | 22.4421 | [19 empty] | 237.1374 | 0
1 | 4600 | 707 | 0.015 | 15 | 15 | 7 | 3.1623e-13 | 5spot_SharedNeighbor | Water | Porous | Wet | R600a | MinimizeLCOE_Brownfield | IgnoreSilica | 2019 | 0 | 0 | 0 | 0 |  |  |  |  | 15 |  | 24.064 | [19 empty] | 316.2278 | 0
1 | 4600 | 707 | 0.015 | 15 | 15 | 7 | 4.217e-13 | 5spot_SharedNeighbor | Water | Porous | Wet | R600a | MinimizeLCOE_Brownfield | IgnoreSilica | 2019 | 0 | 0 | 0 | 0 |  |  |  |  | 15 |  | 25.7252 | [19 empty] | 421.6965 | 0
1 | 4600 | 707 | 0.015 | 15 | 15 | 7 | 5.6234e-13 | 5spot_SharedNeighbor | Water | Porous | Wet | R600a | MinimizeLCOE_Brownfield | IgnoreSilica | 2019 | 0 | 0 | 0 | 0 |  |  |  |  | 15 |  | 27.6432 | [19 empty] | 562.3413 | 0
1 | 4600 | 707 | 0.015 | 15 | 15 | 7 | 7.4989e-13 | 5spot_SharedNeighbor | Water | Porous | Wet | R600a | MinimizeLCOE_Brownfield | IgnoreSilica | 2019 | 0 | 0 | 0 | 0 |  |  |  |  | 15 |  | 27.8904 | [19 empty] | 749.8942 | 0
1 | 4600 | 707 | 0.015 | 15 | 15 | 7 | 1e-12 | 5spot_SharedNeighbor | Water | Porous | Wet | R600a | MinimizeLCOE_Brownfield | IgnoreSilica | 2019 | 0 | 0 | 0 | 0 |  |  |  |  | 15 |  | 26.6586 | [19 empty] | 1000 | 0
1 | 4600 | 707 | 0.015 | 15 | 15 | 7 | 1.3335e-12 | 5spot_SharedNeighbor | Water | Porous | Wet | R600a | MinimizeLCOE_Brownfield | IgnoreSilica | 2019 | 0 | 0 | 0 | 0 |  |  |  |  | 15 |  | 29.6998 | [19 empty] | 1333.5214 | 0
1 | 4600 | 707 | 0.015 | 15 | 15 | 7 | 1.7783e-12 | 5spot_SharedNeighbor | Water | Porous | Wet | R600a | MinimizeLCOE_Brownfield | IgnoreSilica | 2019 | 0 | 0 | 0 | 0 |  |  |  |  | 15 |  | 30.0389 | [19 empty] | 1778.2794 | 0
1 | 4600 | 707 | 0.015 | 15 | 15 | 7 | 2.3714e-12 | 5spot_SharedNeighbor | Water | Porous | Wet | R600a | MinimizeLCOE_Brownfield | IgnoreSilica | 2019 | 1.6 | 0.11344 | 0.00043003 | 4 | 10430065.3276 | 25081330.8083 | 212630.9894 | 511316.8535 | 64.4526 | 0 | 33.623 | 54511.4245 | 2756.5597 | 62469.7001 | 60026.6386 | 0 | 34669.5367 | 0 | 83629.2052 | 217586.0372 | 148506.9414 | 664156.0433 | 961560.8286 | 16315151.5233 | 16315151.5233 | 1478867.319 | 7407781.6792 | 0 | 17940868.3953 | 43142668.9168 | 2371.3737 | 0.0017201 | 10430065.3276 | 25081330.8083 | 212630.9894 | 511316.8535
1 | 4600 | 707 | 0.015 | 15 | 15 | 7 | 3.1623e-12 | 5spot_SharedNeighbor | Water | Porous | Wet | R600a | MinimizeLCOE_Brownfield | IgnoreSilica | 2019 | 1.6 | 0.11345 | 0.0014319 | 4 | 3128794.9892 | 7528722.9966 | 63784.7179 | 153483.2016 | 64.4534 | 0 | 34.9377 | 54513.1153 | 2756.6599 | 62470.9797 | 60027.2124 | 0 | 28262.5972 | 0 | 81131.9202 | 211088.6138 | 144072.3163 | 644323.4148 | 961560.8286 | 16315151.5233 | 16315151.5233 | 1478867.319 | 7407781.6792 | 0 | 17921035.7667 | 43122836.2883 | 3162.2777 | 0.0057278 | 3128794.9892 | 7528722.9966 | 63784.7179 | 153483.2016
1 | 4600 | 707 | 0.015 | 15 | 15 | 7 | 4.217e-12 | 5spot_SharedNeighbor | Water | Porous | Wet | R600a | MinimizeLCOE_Brownfield | IgnoreSilica | 2019 | 3.364 | 0.30297 | 0.0043195 | 4 | 1076890.4345 | 2535504.7785 | 21953.8681 | 51689.6944 | 72.5464 | 0 | 90.4847 | 119886.6356 | 6433.6408 | 136100.9588 | 111261.8735 | 0 | 55632.2708 | 0 | 167432.998 | 435626.3157 | 297323.9117 | 1329698.6049 | 961560.8286 | 16315151.5233 | 16315151.5233 | 1478867.319 | 7407781.6792 | 0 | 18606410.9569 | 43808211.4784 | 4216.965 | 0.017278 | 1076890.4345 | 2535504.7785 | 21953.8681 | 51689.6944
1 | 4600 | 707 | 0.015 | 15 | 15 | 7 | 5.6234e-12 | 5spot_SharedNeighbor | Water | Porous | Wet | R600a | MinimizeLCOE_Brownfield | IgnoreSilica | 2019 | 4.5964 | 0.43929 | 0.0077632 | 4 | 612691.5629 | 1424274.511 | 12490.5462 | 29035.7624 | 74.7902 | 0 | 102.7143 | 159260.5504 | 8686.4478 | 182849.9276 | 147322.8014 | 0 | 66568.8645 | 0 | 220228.5508 | 572989.5141 | 391077.1171 | 1748983.7738 | 961560.8286 | 16315151.5233 | 16315151.5233 | 1478867.319 | 7407781.6792 | 0 | 19025696.1257 | 44227496.6473 | 5623.4133 | 0.031053 | 612691.5629 | 1424274.511 | 12490.5462 | 29035.7624
1 | 4600 | 707 | 0.015 | 15 | 15 | 7 | 7.4989e-12 | 5spot_SharedNeighbor | Water | Porous | Wet | R600a | MinimizeLCOE_Brownfield | IgnoreSilica | 2019 | 6.0481 | 0.59998 | 0.012402 | 4 | 392676.1833 | 900697.3236 | 8005.2351 | 18361.9332 | 76.3198 | 0 | 90.352 | 201000.6837 | 11079.7013 | 234352.2566 | 188461.4867 | 0 | 76407.3344 | 0 | 277407.5704 | 721757.5941 | 492614.3886 | 2203081.0158 | 961560.8286 | 16315151.5233 | 16315151.5233 | 1478867.319 | 7407781.6792 | 0 | 19479793.3678 | 44681593.8894 | 7498.9421 | 0.049608 | 392676.1833 | 900697.3236 | 8005.2351 | 18361.9332
1 | 4600 | 707 | 0.015 | 15 | 15 | 7 | 1e-11 | 5spot_SharedNeighbor | Water | Porous | Wet | R600a | MinimizeLCOE_Brownfield | IgnoreSilica | 2019 | 8.0017 | 0.81643 | 0.018621 | 4 | 269301.8784 | 607645.0044 | 5490.083 | 12387.6653 | 77.4951 | 0 | 99.056 | 252082.9196 | 14010.5693 | 299559.0365 | 243939.4148 | 0 | 88780.4191 | 0 | 350365.2202 | 911578.4331 | 622171.0116 | 2782487.0242 | 961560.8286 | 16315151.5233 | 16315151.5233 | 1478867.319 | 7407781.6792 | 0 | 20059199.3762 | 45260999.8977 | 10000 | 0.074486 | 269301.8784 | 607645.0044 | 5490.083 | 12387.6653
1 | 4600 | 707 | 0.015 | 15 | 15 | 7 | 1.3335e-11 | 5spot_SharedNeighbor | Water | Porous | Wet | R600a | MinimizeLCOE_Brownfield | IgnoreSilica | 2019 | 10.6593 | 1.1143 | 0.027258 | 4 | 190905.0768 | 422044.8872 | 3891.8582 | 8603.9559 | 78.5194 | 0 | 104.9365 | 316350.4191 | 17706.7606 | 383873.2028 | 319880.0543 | 0 | 104551.9552 | 0 | 445521.3329 | 1159155.1192 | 791147.1871 | 3538186.0313 | 961560.8286 | 16315151.5233 | 16315151.5233 | 1478867.319 | 7407781.6792 | 0 | 20814898.3833 | 46016698.9049 | 13335.2143 | 0.10903 | 190905.0768 | 422044.8872 | 3891.8582 | 8603.9559
1 | 4600 | 707 | 0.015 | 15 | 15 | 7 | 1.7783e-11 | 5spot_SharedNeighbor | Water | Porous | Wet | R600a | MinimizeLCOE_Brownfield | IgnoreSilica | 2019 | 13.9534 | 1.4822 | 0.038434 | 4 | 141121.9163 | 305050.1675 | 2876.9611 | 6218.8603 | 79.2207 | 0 | 81.7165 | 388651.5341 | 21856.318 | 482032.2507 | 413225.2406 | 0 | 120955.3513 | 0 | 556421.071 | 1447693.489 | 988080.5534 | 4418915.8081 | 961560.8286 | 16315151.5233 | 16315151.5233 | 1478867.319 | 7407781.6792 | 0 | 21695628.1601 | 46897428.6816 | 17782.7941 | 0.15374 | 141121.9163 | 305050.1675 | 2876.9611 | 6218.8603
1 | 4600 | 707 | 0.015 | 15 | 15 | 7 | 2.3714e-11 | 5spot_SharedNeighbor | Water | Porous | Wet | R600a | MinimizeLCOE_Brownfield | IgnoreSilica | 2019 | 18.0166 | 1.9369 | 0.053003 | 4 | 107221.1851 | 226090.9529 | 2185.8489 | 4609.1699 | 79.7399 | 0 | 110.4429 | 470921.9194 | 26574.9312 | 596828.0569 | 529029.7477 | 0 | 138028.5604 | 0 | 686939.4541 | 1787275.5489 | 1219852.2869 | 5455450.5055 | 961560.8286 | 16315151.5233 | 16315151.5233 | 1478867.319 | 7407781.6792 | 0 | 22732162.8574 | 47933963.379 | 23713.7371 | 0.21201 | 107221.1851 | 226090.9529 | 2185.8489 | 4609.1699
1 | 4600 | 707 | 0.015 | 15 | 15 | 7 | 3.1623e-11 | 5spot_SharedNeighbor | Water | Porous | Wet | R600a | MinimizeLCOE_Brownfield | IgnoreSilica | 2019 | 22.9982 | 2.4948 | 0.071623 | 4 | 83590.119 | 171557.4963 | 1704.0976 | 3497.4316 | 80.1312 | 0 | 87.2026 | 564282.1426 | 31922.4262 | 730567.7298 | 671130.7039 | 0 | 155955.5458 | 0 | 840004.8339 | 2185520.2691 | 1491662.4916 | 6671046.1431 | 961560.8286 | 16315151.5233 | 16315151.5233 | 1478867.319 | 7407781.6792 | 0 | 23947758.4951 | 49149559.0166 | 31622.7766 | 0.28649 | 83590.119 | 171557.4963 | 1704.0976 | 3497.4316
1 | 4600 | 707 | 0.015 | 15 | 15 | 7 | 4.217e-11 | 5spot_SharedNeighbor | Water | Porous | Wet | R600a | MinimizeLCOE_Brownfield | IgnoreSilica | 2019 | 28.8862 | 3.1548 | 0.094788 | 4 | 66796.512 | 133265.5046 | 1361.7372 | 2716.7976 | 80.4237 | 0 | 93.7718 | 666969.2299 | 37795.6953 | 881263.8323 | 839284.9669 | 0 | 173526.6096 | 0 | 1013547.7302 | 2637043.2869 | 1799836.2291 | 8049267.5801 | 961560.8286 | 16315151.5233 | 16315151.5233 | 1478867.319 | 7407781.6792 | 0 | 25325979.9321 | 50527780.4537 | 42169.6503 | 0.37915 | 66796.512 | 133265.5046 | 1361.7372 | 2716.7976
1 | 4600 | 707 | 0.015 | 15 | 15 | 7 | 5.6234e-11 | 5spot_SharedNeighbor | Water | Porous | Wet | R600a | MinimizeLCOE_Brownfield | IgnoreSilica | 2019 | 35.5728 | 3.9047 | 0.12258 | 4 | 54721.0191 | 106117.8666 | 1115.562 | 2163.3562 | 80.642 | 0 | 114.3159 | 776138.7965 | 44030.4929 | 1045010.9936 | 1030285.2003 | 0 | 189543.1545 | 0 | 1203153.3688 | 3130358.2648 | 2136533.8382 | 9555054.1097 | 961560.8286 | 16315151.5233 | 16315151.5233 | 1478867.319 | 7407781.6792 | 0 | 26831766.4616 | 52033566.9832 | 56234.1325 | 0.49034 | 54721.0191 | 106117.8666 | 1115.562 | 2163.3562
1 | 4600 | 707 | 0.015 | 15 | 15 | 7 | 7.4989e-11 | 5spot_SharedNeighbor | Water | Porous | Wet | R600a | MinimizeLCOE_Brownfield | IgnoreSilica | 2019 | 42.7929 | 4.7147 | 0.15443 | 4 | 45978.5071 | 86777.1342 | 937.3341 | 1769.0693 | 80.8039 | 0 | 133.4635 | 887274.0002 | 50368.4255 | 1214956.1932 | 1236557.8236 | 0 | 202658.6053 | 0 | 1400807.8686 | 3644614.7289 | 2487524.4418 | 11124762.0871 | 961560.8286 | 16315151.5233 | 16315151.5233 | 1478867.319 | 7407781.6792 | 0 | 28401474.439 | 53603274.9606 | 74989.4209 | 0.61771 | 45978.5071 | 86777.1342 | 937.3341 | 1769.0693
1 | 4600 | 707 | 0.015 | 15 | 15 | 7 | 1e-10 | 5spot_SharedNeighbor | Water | Porous | Wet | R600a | MinimizeLCOE_Brownfield | IgnoreSilica | 2019 | 50.0692 | 5.5312 | 0.18881 | 4 | 39632.2634 | 73000.7146 | 807.9573 | 1488.2183 | 80.9204 | 0 | 119.9186 | 993684.8237 | 56428.442 | 1380412.7414 | 1444447.9879 | 0 | 211189.4323 | 0 | 1593603.7366 | 4146230.0296 | 2829887.1917 | 12655884.3851 | 961560.8286 | 16315151.5233 | 16315151.5233 | 1478867.319 | 7407781.6792 | 0 | 29932596.7371 | 55134397.2587 | 100000 | 0.75526 | 39632.2634 | 73000.7146 | 807.9573 | 1488.2183
1 | 4600 | 707 | 0.015 | 15 | 15 | 7 | 1.3335e-10 | 5spot_SharedNeighbor | Water | Porous | Wet | R600a | MinimizeLCOE_Brownfield | IgnoreSilica | 2019 | 56.954 | 6.3033 | 0.2237 | 4 | 35022.7363 | 63186.8626 | 713.9859 | 1288.1497 | 81.0009 | 0 | 121.7149 | 1090092.1271 | 61911.1537 | 1532443.0702 | 1641107.5198 | 0 | 214695.5987 | 0 | 1770697.2931 | 4606991.1367 | 3144366.115 | 14062304.0144 | 961560.8286 | 16315151.5233 | 16315151.5233 | 1478867.319 | 7407781.6792 | 0 | 31339016.3663 | 56540816.8879 | 133352.1432 | 0.89482 | 35022.7363 | 63186.8626 | 713.9859 | 1288.1497
1 | 4600 | 707 | 0.015 | 15 | 15 | 7 | 1.7783e-10 | 5spot_SharedNeighbor | Water | Porous | Wet | R600a | MinimizeLCOE_Brownfield | IgnoreSilica | 2019 | 63.5434 | 7.0415 | 0.25841 | 4 | 31590.8312 | 55971.9884 | 644.0218 | 1141.0647 | 81.0568 | 0 | 138.5347 | 1178983.9395 | 66959.1977 | 1674332.5134 | 1829138.821 | 0 | 215445.9594 | 0 | 1936295.5681 | 5037843.8793 | 3438431.965 | 15377431.8434 | 961560.8286 | 16315151.5233 | 16315151.5233 | 1478867.319 | 7407781.6792 | 0 | 32654144.1954 | 57855944.7169 | 177827.941 | 1.0337 | 31590.8312 | 55971.9884 | 644.0218 | 1141.0647
1 | 4600 | 707 | 0.015 | 15 | 15 | 7 | 2.3714e-10 | 5spot_SharedNeighbor | Water | Porous | Wet | R600a | MinimizeLCOE_Brownfield | IgnoreSilica | 2019 | 68.7929 | 7.6288 | 0.28847 | 4 | 29183.1418 | 51024.4123 | 594.9378 | 1040.2017 | 81.0888 | 0 | 114.7279 | 1247690.3947 | 70855.7118 | 1785091.3119 | 1978846.3569 | 0 | 211429.0863 | 0 | 2064626.0161 | 5371733.3808 | 3666318.4105 | 16396590.669 | 961560.8286 | 16315151.5233 | 16315151.5233 | 1478867.319 | 7407781.6792 | 0 | 33673303.0209 | 58875103.5425 | 237137.3706 | 1.1539 | 29183.1418 | 51024.4123 | 594.9378 | 1040.2017
1 | 4600 | 707 | 0.015 | 15 | 15 | 7 | 3.1623e-10 | 5spot_SharedNeighbor | Water | Porous | Wet | R600a | MinimizeLCOE_Brownfield | IgnoreSilica | 2019 | 73.0977 | 8.1096 | 0.31444 | 4 | 27423.1002 | 47460.0103 | 559.057 | 967.5365 | 81.1075 | 0 | 125.8476 | 1302744.0144 | 73974.3325 | 1874516.8005 | 2101533.752 | 0 | 205448.1274 | 0 | 2167704.6405 | 5639922.8171 | 3849363.2115 | 17215207.6959 | 961560.8286 | 16315151.5233 | 16315151.5233 | 1478867.319 | 7407781.6792 | 0 | 34491920.0479 | 59693720.5694 | 316227.766 | 1.2578 | 27423.1002 | 47460.0103 | 559.057 | 967.5365
1 | 4600 | 707 | 0.015 | 15 | 15 | 7 | 4.217e-10 | 5spot_SharedNeighbor | Water | Porous | Wet | R600a | MinimizeLCOE_Brownfield | IgnoreSilica | 2019 | 76.564 | 8.4962 | 0.33619 | 4 | 26131.4068 | 44872.3409 | 532.7241 | 914.7834 | 81.1181 | 0 | 134.6507 | 1346277.2257 | 76437.9185 | 1945652.5498 | 2200261.5151 | 0 | 198866.9994 | 0 | 2249323.5213 | 5852278.4028 | 3994300.2622 | 17863398.3949 | 961560.8286 | 16315151.5233 | 16315151.5233 | 1478867.319 | 7407781.6792 | 0 | 35140110.7469 | 60341911.2684 | 421696.5034 | 1.3447 | 26131.4068 | 44872.3409 | 532.7241 | 914.7834
1 | 4600 | 707 | 0.015 | 15 | 15 | 7 | 5.6234e-10 | 5spot_SharedNeighbor | Water | Porous | Wet | R600a | MinimizeLCOE_Brownfield | IgnoreSilica | 2019 | 81.1 | 9.0012 | 0.35839 | 4 | 25124.9716 | 42704.9459 | 512.2065 | 870.5981 | 81.1263 | 0 | 107.0287 | 1402227.2825 | 79600.8531 | 2037623.9779 | 2329366.2089 | 0 | 202100.8255 | 0 | 2359858.4677 | 6139867.6594 | 4190585.8392 | 18741231.1143 | 961560.8286 | 16315151.5233 | 16315151.5233 | 1478867.319 | 7407781.6792 | 0 | 36017943.4662 | 61219743.9878 | 562341.3252 | 1.4336 | 25124.9716 | 42704.9459 | 512.2065 | 870.5981
1 | 4600 | 707 | 0.015 | 15 | 15 | 7 | 7.4989e-10 | 5spot_SharedNeighbor | Water | Porous | Wet | R600a | MinimizeLCOE_Brownfield | IgnoreSilica | 2019 | 81.3922 | 9.0337 | 0.36796 | 4 | 24475.9325 | 41598.5007 | 498.975 | 848.0417 | 81.1266 | 0 | 122.3437 | 1405790.632 | 79802.1257 | 2043504.3695 | 2337678.5738 | 0 | 186366.0867 | 0 | 2360725.2972 | 6142122.9719 | 4192125.1364 | 18748115.1932 | 961560.8286 | 16315151.5233 | 16315151.5233 | 1478867.319 | 7407781.6792 | 0 | 36024827.5451 | 61226628.0667 | 749894.2093 | 1.4718 | 24475.9325 | 41598.5007 | 498.975 | 848.0417
1 | 4600 | 707 | 0.015 | 15 | 15 | 7 | 1e-09 | 5spot_SharedNeighbor | Water | Porous | Wet | R600a | MinimizeLCOE_Brownfield | IgnoreSilica | 2019 | 83.0272 | 9.2154 | 0.37906 | 4 | 23953.9537 | 40575.2614 | 488.3337 | 827.1816 | 81.1279 | 0 | 108.2748 | 1425656.9799 | 80924.1412 | 2076323.7641 | 2384180.4706 | 0 | 181296.9214 | 0 | 2397869.0881 | 6238763.4967 | 4258084.2803 | 19043099.1424 | 961560.8286 | 16315151.5233 | 16315151.5233 | 1478867.319 | 7407781.6792 | 0 | 36319811.4943 | 61521612.0159 | 1000000 | 1.5162 | 23953.9537 | 40575.2614 | 488.3337 | 827.1816
1 | 4600 | 707 | 0.015 | 15 | 15 | 7 | 1.3335e-09 | 5spot_SharedNeighbor | Water | Porous | Wet | R600a | MinimizeLCOE_Brownfield | IgnoreSilica | 2019 | 84.2614 | 9.3525 | 0.38764 | 4 | 23565.828 | 39819.1436 | 480.4213 | 811.7671 | 81.1283 | 0 | 141.9992 | 1440560.7753 | 81765.5402 | 2100996.0318 | 2419273.8433 | 0 | 176979.7636 | 0 | 2425634.6221 | 6311003.7207 | 4307389.7175 | 19263604.0145 | 961560.8286 | 16315151.5233 | 16315151.5233 | 1478867.319 | 7407781.6792 | 0 | 36540316.3664 | 61742116.888 | 1333521.4322 | 1.5506 | 23565.828 | 39819.1436 | 480.4213 | 811.7671
1 | 4600 | 707 | 0.015 | 15 | 15 | 7 | 1.7783e-09 | 5spot_SharedNeighbor | Water | Porous | Wet | R600a | MinimizeLCOE_Brownfield | IgnoreSilica | 2019 | 85.2165 | 9.4585 | 0.39428 | 4 | 23276.6564 | 39256.1406 | 474.5261 | 800.2895 | 81.1284 | 0 | 140.0847 | 1452040.8239 | 82413.4483 | 2120030.3539 | 2446426.824 | 0 | 173586.8282 | 0 | 2447054.3285 | 6366733.403 | 4345426.3708 | 19433712.3806 | 961560.8286 | 16315151.5233 | 16315151.5233 | 1478867.319 | 7407781.6792 | 0 | 36710424.7326 | 61912225.2541 | 1778279.41 | 1.5771 | 23276.6564 | 39256.1406 | 474.5261 | 800.2895
1 | 4600 | 707 | 0.015 | 15 | 15 | 7 | 2.3714e-09 | 5spot_SharedNeighbor | Water | Porous | Wet | R600a | MinimizeLCOE_Brownfield | IgnoreSilica | 2019 | 85.9204 | 9.5366 | 0.39932 | 4 | 23060.8752 | 38838.8715 | 470.1271 | 791.7829 | 81.1283 | 0 | 133.8581 | 1460470.1893 | 82889.069 | 2134023.1079 | 2466431.6002 | 0 | 170763.9979 | 0 | 2462685.4061 | 6407402.2603 | 4373183.7016 | 19557849.3323 | 961560.8286 | 16315151.5233 | 16315151.5233 | 1478867.319 | 7407781.6792 | 0 | 36834561.6843 | 62036362.2058 | 2371373.7057 | 1.5973 | 23060.8752 | 38838.8715 | 470.1271 | 791.7829
1 | 4600 | 707 | 0.015 | 15 | 15 | 7 | 3.1623e-09 | 5spot_SharedNeighbor | Water | Porous | Wet | R600a | MinimizeLCOE_Brownfield | IgnoreSilica | 2019 | 86.454 | 9.5958 | 0.40315 | 4 | 22899.6658 | 38527.562 | 466.8407 | 785.4365 | 81.1281 | 0 | 134.4918 | 1466844.011 | 83248.6428 | 2144612.9695 | 2481595.9885 | 0 | 168565.4756 | 0 | 2474498.1641 | 6438136.6335 | 4394160.5429 | 19651662.4278 | 961560.8286 | 16315151.5233 | 16315151.5233 | 1478867.319 | 7407781.6792 | 0 | 36928374.7798 | 62130175.3013 | 3162277.6602 | 1.6126 | 22899.6658 | 38527.562 | 466.8407 | 785.4365
1 | 4600 | 707 | 0.015 | 15 | 15 | 7 | 4.217e-09 | 5spot_SharedNeighbor | Water | Porous | Wet | R600a | MinimizeLCOE_Brownfield | IgnoreSilica | 2019 | 86.8755 | 9.6425 | 0.40611 | 4 | 22779.116 | 38293.4378 | 464.3831 | 780.6635 | 81.128 | 0 | 134.2065 | 1471869.1385 | 83532.0922 | 2152967.6677 | 2493574.5776 | 0 | 166981.9306 | 0 | 2483880.9085 | 6462548.6099 | 4410822.2183 | 19726177.1432 | 961560.8286 | 16315151.5233 | 16315151.5233 | 1478867.319 | 7407781.6792 | 0 | 37002889.4951 | 62204690.0167 | 4216965.0343 | 1.6244 | 22779.116 | 38293.4378 | 464.3831 | 780.6635
1 | 4600 | 707 | 0.015 | 15 | 15 | 7 | 5.6234e-09 | 5spot_SharedNeighbor | Water | Porous | Wet | R600a | MinimizeLCOE_Brownfield | IgnoreSilica | 2019 | 87.1728 | 9.6755 | 0.40829 | 4 | 22688.9084 | 38120.1881 | 462.5441 | 777.1316 | 81.1278 | 0 | 126.0573 | 1475407.4322 | 83731.6534 | 2158853.3892 | 2502021.1646 | 0 | 165637.5473 | 0 | 2490403.9628 | 6479520.259 | 4422405.7176 | 19777981.1259 | 961560.8286 | 16315151.5233 | 16315151.5233 | 1478867.319 | 7407781.6792 | 0 | 37054693.4779 | 62256493.9995 | 5623413.2519 | 1.6332 | 22688.9084 | 38120.1881 | 462.5441 | 777.1316
1 | 4600 | 707 | 0.015 | 15 | 15 | 7 | 7.4989e-09 | 5spot_SharedNeighbor | Water | Porous | Wet | R600a | MinimizeLCOE_Brownfield | IgnoreSilica | 2019 | 87.4091 | 9.7017 | 0.40997 | 4 | 22621.3703 | 37989.4883 | 461.1672 | 774.4671 | 81.1277 | 0 | 137.2642 | 1478217.1659 | 83890.1113 | 2163528.95 | 2508735.6818 | 0 | 164690.5423 | 0 | 2495634.356 | 6493128.6694 | 4431693.7373 | 19819519.2141 | 961560.8286 | 16315151.5233 | 16315151.5233 | 1478867.319 | 7407781.6792 | 0 | 37096231.566 | 62298032.0876 | 7498942.0933 | 1.6399 | 22621.3703 | 37989.4883 | 461.1672 | 774.4671
1 | 4600 | 707 | 0.015 | 15 | 15 | 7 | 1e-08 | 5spot_SharedNeighbor | Water | Porous | Wet | R600a | MinimizeLCOE_Brownfield | IgnoreSilica | 2019 | 87.5749 | 9.7201 | 0.41121 | 4 | 22570.7848 | 37892.6743 | 460.136 | 772.4934 | 81.1275 | 0 | 122.8926 | 1480186.3274 | 84001.1576 | 2166806.6897 | 2513445.2649 | 0 | 163895.9655 | 0 | 2499250.808 | 6502537.9355 | 4438115.7548 | 19848239.9034 | 961560.8286 | 16315151.5233 | 16315151.5233 | 1478867.319 | 7407781.6792 | 0 | 37124952.2554 | 62326752.7769 | 10000000 | 1.6448 | 22570.7848 | 37892.6743 | 460.136 | 772.4934
1 | 4700 | 707 | 0.015 | 15 | 15 | 7 | 1e-13 | 5spot_SharedNeighbor | Water | Porous | Wet | R600a | MinimizeLCOE_Brownfield | IgnoreSilica | 2019 | 0 | 0 | 0 | 0 |  |  |  |  | 15 |  | 19.9764 | [19 empty] | 100 | 0
1 | 4700 | 707 | 0.015 | 15 | 15 | 7 | 1.3335e-13 | 5spot_SharedNeighbor | Water | Porous | Wet | R600a | MinimizeLCOE_Brownfield | IgnoreSilica | 2019 | 0 | 0 | 0 | 0 |  |  |  |  | 15 |  | 22.2398 | [19 empty] | 133.3521 | 0
1 | 4700 | 707 | 0.015 | 15 | 15 | 7 | 1.7783e-13 | 5spot_SharedNeighbor | Water | Porous | Wet | R600a | MinimizeLCOE_Brownfield | IgnoreSilica | 2019 | 0 | 0 | 0 | 0 |  |  |  |  | 15 |  | 21.5626 | [19 empty] | 177.8279 | 0
1 | 4700 | 707 | 0.015 | 15 | 15 | 7 | 2.3714e-13 | 5spot_SharedNeighbor | Water | Porous | Wet | R600a | MinimizeLCOE_Brownfield | IgnoreSilica | 2019 | 0 | 0 | 0 | 0 |  |  |  |  | 15 |  | 21.7368 | [19 empty] | 237.1374 | 0
1 | 4700 | 707 | 0.015 | 15 | 15 | 7 | 3.1623e-13 | 5spot_SharedNeighbor | Water | Porous | Wet | R600a | MinimizeLCOE_Brownfield | IgnoreSilica | 2019 | 0 | 0 | 0 | 0 |  |  |  |  | 15 |  | 23.0171 | [19 empty] | 316.2278 | 0
1 | 4700 | 707 | 0.015 | 15 | 15 | 7 | 4.217e-13 | 5spot_SharedNeighbor | Water | Porous | Wet | R600a | MinimizeLCOE_Brownfield | IgnoreSilica | 2019 | 0 | 0 | 0 | 0 |  |  |  |  | 15 |  | 24.8967 | [19 empty] | 421.6965 | 0
1 | 4700 | 707 | 0.015 | 15 | 15 | 7 | 5.6234e-13 | 5spot_SharedNeighbor | Water | Porous | Wet | R600a | MinimizeLCOE_Brownfield | IgnoreSilica | 2019 | 0 | 0 | 0 | 0 |  |  |  |  | 15 |  | 27.7712 | [19 empty] | 562.3413 | 0
1 | 4700 | 707 | 0.015 | 15 | 15 | 7 | 7.4989e-13 | 5spot_SharedNeighbor | Water | Porous | Wet | R600a | MinimizeLCOE_Brownfield | IgnoreSilica | 2019 | 0 | 0 | 0 | 0 |  |  |  |  | 15 |  | 27.6162 | [19 empty] | 749.8942 | 0
1 | 4700 | 707 | 0.015 | 15 | 15 | 7 | 1e-12 | 5spot_SharedNeighbor | Water | Porous | Wet | R600a | MinimizeLCOE_Brownfield | IgnoreSilica | 2019 | 0 | 0 | 0 | 0 |  |  |  |  | 15 |  | 27.8429 | [19 empty] | 1000 | 0
1 | 4700 | 707 | 0.015 | 15 | 15 | 7 | 1.3335e-12 | 5spot_SharedNeighbor | Water | Porous | Wet | R600a | MinimizeLCOE_Brownfield | IgnoreSilica | 2019 | 0 | 0 | 0 | 0 |  |  |  |  | 15 |  | 28.5721 | [19 empty] | 1333.5214 | 0
1 | 4700 | 707 | 0.015 | 15 | 15 | 7 | 1.7783e-12 | 5spot_SharedNeighbor | Water | Porous | Wet | R600a | MinimizeLCOE_Brownfield | IgnoreSilica | 2019 | 0 | 0 | 0 | 0 |  |  |  |  | 15 |  | 31.1665 | [19 empty] | 1778.2794 | 0
1 | 4700 | 707 | 0.015 | 15 | 15 | 7 | 2.3714e-12 | 5spot_SharedNeighbor | Water | Porous | Wet | R600a | MinimizeLCOE_Brownfield | IgnoreSilica | 2019 | 1.6 | 0.1162 | 0.00074116 | 4 | 6214712.4326 | 14940098.4921 | 126695.319 | 304574.1157 | 65.197 | 0 | 32.1184 | 56045.3994 | 2847.6646 | 63638.5356 | 60550.7421 | 0 | 33910.224 | 0 | 84627.1006 | 220182.3564 | 150278.9825 | 672081.0051 | 961560.8286 | 16790840.2133 | 16790840.2133 | 1478867.319 | 7598057.1552 | 0 | 18424482.0471 | 44292246.7346 | 2371.3737 | 0.0029647 | 6214712.4326 | 14940098.4921 | 126695.319 | 304574.1157
1 | 4700 | 707 | 0.015 | 15 | 15 | 7 | 3.1623e-12 | 5spot_SharedNeighbor | Water | Porous | Wet | R600a | MinimizeLCOE_Brownfield | IgnoreSilica | 2019 | 1.6 | 0.1162 | 0.0017282 | 4 | 2662377.6443 | 6404384.85 | 54276.1694 | 130562.0477 | 65.1978 | 0 | 34.4915 | 56047.1245 | 2847.7669 | 63639.8832 | 60551.349 | 0 | 27453.7654 | 0 | 82110.5567 | 213634.8253 | 145810.158 | 652095.429 | 961560.8286 | 16790840.2133 | 16790840.2133 | 1478867.319 | 7598057.1552 | 0 | 18404496.471 | 44272261.1585 | 3162.2777 | 0.0069128 | 2662377.6443 | 6404384.85 | 54276.1694 | 130562.0477
1 | 4700 | 707 | 0.015 | 15 | 15 | 7 | 4.217e-12 | 5spot_SharedNeighbor | Water | Porous | Wet | R600a | MinimizeLCOE_Brownfield | IgnoreSilica | 2019 | 3.6755 | 0.34688 | 0.0053951 | 4 | 890914.0662 | 2089587.6639 | 18162.4883 | 42599.0709 | 74.3108 | 0 | 90.1729 | 134488.3351 | 7300.2659 | 151434.9285 | 121881.954 | 0 | 60739.7042 | 0 | 185579.6232 | 482840.1119 | 329548.2978 | 1473813.2205 | 961560.8286 | 16790840.2133 | 16790840.2133 | 1478867.319 | 7598057.1552 | 0 | 19226214.2625 | 45093978.95 | 4216.965 | 0.02158 | 890914.0662 | 2089587.6639 | 18162.4883 | 42599.0709
1 | 4700 | 707 | 0.015 | 15 | 15 | 7 | 5.6234e-12 | 5spot_SharedNeighbor | Water | Porous | Wet | R600a | MinimizeLCOE_Brownfield | IgnoreSilica | 2019 | 4.8741 | 0.48321 | 0.0093042 | 4 | 527455.5788 | 1222512.5216 | 10752.8954 | 24922.5713 | 76.2929 | 0 | 72.5917 | 172957.4425 | 9517.9588 | 197096.7604 | 156531.0578 | 0 | 70170.8571 | 0 | 236446.8899 | 615186.3056 | 419877.2944 | 1877784.5667 | 961560.8286 | 16790840.2133 | 16790840.2133 | 1478867.319 | 7598057.1552 | 0 | 19630185.6086 | 45497950.2961 | 5623.4133 | 0.037217 | 527455.5788 | 1222512.5216 | 10752.8954 | 24922.5713
1 | 4700 | 707 | 0.015 | 15 | 15 | 7 | 7.4989e-12 | 5spot_SharedNeighbor | Water | Porous | Wet | R600a | MinimizeLCOE_Brownfield | IgnoreSilica | 2019 | 6.6056 | 0.68138 | 0.01471 | 4 | 343051.3798 | 782677.1183 | 6993.5664 | 15955.9317 | 77.9399 | 0 | 94.975 | 223436.8147 | 12436.9995 | 259118.0302 | 206671.1724 | 0 | 83835.2946 | 0 | 306344.3414 | 797045.1366 | 543999.6833 | 2432887.4727 | 961560.8286 | 16790840.2133 | 16790840.2133 | 1478867.319 | 7598057.1552 | 0 | 20185288.5147 | 46053053.2022 | 7498.9421 | 0.05884 | 343051.3798 | 782677.1183 | 6993.5664 | 15955.9317
1 | 4700 | 707 | 0.015 | 15 | 15 | 7 | 1e-11 | 5spot_SharedNeighbor | Water | Porous | Wet | R600a | MinimizeLCOE_Brownfield | IgnoreSilica | 2019 | 9.2586 | 0.98575 | 0.022021 | 4 | 238283.8827 | 531948.8908 | 4857.7393 | 10844.4977 | 79.3194 | 0 | 95.8525 | 292865.1194 | 16453.4821 | 347799.9256 | 282536.0941 | 0 | 105485.4808 | 0 | 407604.6398 | 1060503.6615 | 723815.5401 | 3237063.9433 | 961560.8286 | 16790840.2133 | 16790840.2133 | 1478867.319 | 7598057.1552 | 0 | 20989464.9853 | 46857229.6728 | 10000 | 0.088086 | 238283.8827 | 531948.8908 | 4857.7393 | 10844.4977
1 | 4700 | 707 | 0.015 | 15 | 15 | 7 | 1.3335e-11 | 5spot_SharedNeighbor | Water | Porous | Wet | R600a | MinimizeLCOE_Brownfield | IgnoreSilica | 2019 | 11.5024 | 1.2447 | 0.03172 | 4 | 170336.0277 | 374211.8618 | 3472.5303 | 7628.815 | 80.0264 | 0 | 105.118 | 346999.8904 | 19588.6713 | 418915.6049 | 347339.2433 | 0 | 113368.1373 | 0 | 486022.5034 | 1264530.857 | 863068.2934 | 3859833.201 | 961560.8286 | 16790840.2133 | 16790840.2133 | 1478867.319 | 7598057.1552 | 0 | 21612234.2429 | 47479998.9304 | 13335.2143 | 0.12688 | 170336.0277 | 374211.8618 | 3472.5303 | 7628.815
1 | 4700 | 707 | 0.015 | 15 | 15 | 7 | 1.7783e-11 | 5spot_SharedNeighbor | Water | Porous | Wet | R600a | MinimizeLCOE_Brownfield | IgnoreSilica | 2019 | 14.9855 | 1.6469 | 0.04456 | 4 | 126554.6945 | 271683.4369 | 2579.9886 | 5538.6343 | 80.6959 | 0 | 115.2167 | 424669.3891 | 24081.4569 | 523811.7052 | 448193.2343 | 0 | 130529.2298 | 0 | 605001.1559 | 1574088.905 | 1074348.0219 | 4804723.098 | 961560.8286 | 16790840.2133 | 16790840.2133 | 1478867.319 | 7598057.1552 | 0 | 22557124.14 | 48424888.8275 | 17782.7941 | 0.17824 | 126554.6945 | 271683.4369 | 2579.9886 | 5538.6343
1 | 4700 | 707 | 0.015 | 15 | 15 | 7 | 2.3714e-11 | 5spot_SharedNeighbor | Water | Porous | Wet | R600a | MinimizeLCOE_Brownfield | IgnoreSilica | 2019 | 19.2929 | 2.1447 | 0.061186 | 4 | 96714.4495 | 202408.4262 | 1971.6549 | 4126.3695 | 81.1966 | 0 | 87.0447 | 513212.5 | 29196.6265 | 646773.7078 | 572843.6621 | 0 | 148600.1967 | 0 | 745144.4103 | 1938712.9054 | 1323211.3945 | 5917695.4033 | 961560.8286 | 16790840.2133 | 16790840.2133 | 1478867.319 | 7598057.1552 | 0 | 23670096.4452 | 49537861.1327 | 23713.7371 | 0.24474 | 96714.4495 | 202408.4262 | 1971.6549 | 4126.3695
1 | 4700 | 707 | 0.015 | 15 | 15 | 7 | 3.1623e-11 | 5spot_SharedNeighbor | Water | Porous | Wet | R600a | MinimizeLCOE_Brownfield | IgnoreSilica | 2019 | 24.5445 | 2.7518 | 0.082315 | 4 | 75828.6193 | 154391.5086 | 1545.869 | 3147.4797 | 81.5741 | 0 | 116.8102 | 613194.1396 | 34963.8866 | 789262.2216 | 724685.7765 | 0 | 167400.5985 | 0 | 908507.5829 | 2363750.3701 | 1613308.1978 | 7215072.7736 | 961560.8286 | 16790840.2133 | 16790840.2133 | 1478867.319 | 7598057.1552 | 0 | 24967473.8156 | 50835238.5031 | 31622.7766 | 0.32926 | 75828.6193 | 154391.5086 | 1545.869 | 3147.4797
1 | 4700 | 707 | 0.015 | 15 | 15 | 7 | 4.217e-11 | 5spot_SharedNeighbor | Water | Porous | Wet | R600a | MinimizeLCOE_Brownfield | IgnoreSilica | 2019 | 30.713 | 3.4653 | 0.10843 | 4 | 60935.3148 | 120576.0528 | 1242.2488 | 2458.1059 | 81.8567 | 0 | 103.0446 | 722589.8272 | 41264.4498 | 948900.0028 | 903072.7122 | 0 | 185640.686 | 0 | 1092572.3944 | 2842649.2528 | 1940166.5257 | 8676855.8509 | 961560.8286 | 16790840.2133 | 16790840.2133 | 1478867.319 | 7598057.1552 | 0 | 26429256.8928 | 52297021.5803 | 42169.6503 | 0.43373 | 60935.3148 | 120576.0528 | 1242.2488 | 2458.1059
1 | 4700 | 707 | 0.015 | 15 | 15 | 7 | 5.6234e-11 | 5spot_SharedNeighbor | Water | Porous | Wet | R600a | MinimizeLCOE_Brownfield | IgnoreSilica | 2019 | 37.6534 | 4.2683 | 0.1395 | 4 | 50199.2941 | 96556.3819 | 1023.3805 | 1968.4324 | 82.0676 | 0 | 102.4173 | 837962.5074 | 47898.7289 | 1120897.607 | 1103703.7562 | 0 | 201941.9645 | 0 | 1291837.7799 | 3361096.9109 | 2294017.7054 | 10259356.9601 | 961560.8286 | 16790840.2133 | 16790840.2133 | 1478867.319 | 7598057.1552 | 0 | 28011758.002 | 53879522.6895 | 56234.1325 | 0.55801 | 50199.2941 | 96556.3819 | 1023.3805 | 1968.4324
1 | 4700 | 707 | 0.015 | 15 | 15 | 7 | 7.4989e-11 | 5spot_SharedNeighbor | Water | Porous | Wet | R600a | MinimizeLCOE_Brownfield | IgnoreSilica | 2019 | 45.0392 | 5.1231 | 0.17468 | 4 | 42416.0695 | 79437.7463 | 864.7089 | 1619.4459 | 82.223 | 0 | 113.8885 | 953865.5132 | 54553.0001 | 1296982.3543 | 1317025.4154 | 0 | 214692.6904 | 0 | 1496476.3996 | 3893524.6223 | 2657410.5587 | 11884530.554 | 961560.8286 | 16790840.2133 | 16790840.2133 | 1478867.319 | 7598057.1552 | 0 | 29636931.596 | 55504696.2835 | 74989.4209 | 0.69872 | 42416.0695 | 79437.7463 | 864.7089 | 1619.4459
1 | 4700 | 707 | 0.015 | 15 | 15 | 7 | 1e-10 | 5spot_SharedNeighbor | Water | Porous | Wet | R600a | MinimizeLCOE_Brownfield | IgnoreSilica | 2019 | 52.425 | 5.9778 | 0.21226 | 4 | 36759.6497 | 67226.1823 | 749.3952 | 1370.4967 | 82.3343 | 0 | 127.5533 | 1064150.3091 | 60875.5115 | 1467256.7253 | 1530343.0005 | 0 | 222697.2796 | 0 | 1694675.9021 | 4409199.0715 | 3009368.9663 | 13458566.766 | 961560.8286 | 16790840.2133 | 16790840.2133 | 1478867.319 | 7598057.1552 | 0 | 31210967.8079 | 57078732.4954 | 100000 | 0.84906 | 36759.6497 | 67226.1823 | 749.3952 | 1370.4967
1 | 4700 | 707 | 0.015 | 15 | 15 | 7 | 1.3335e-10 | 5spot_SharedNeighbor | Water | Porous | Wet | R600a | MinimizeLCOE_Brownfield | IgnoreSilica | 2019 | 59.3387 | 6.7774 | 0.24995 | 4 | 32647.8693 | 58520.4839 | 665.571 | 1193.0192 | 82.4098 | 0 | 149.7596 | 1163127.3007 | 66541.5062 | 1622174.216 | 1729978.4941 | 0 | 225453.0359 | 0 | 1874837.0756 | 4877941.4888 | 3329295.2978 | 14889348.4151 | 961560.8286 | 16790840.2133 | 16790840.2133 | 1478867.319 | 7598057.1552 | 0 | 32641749.457 | 58509514.1445 | 133352.1432 | 0.99981 | 32647.8693 | 58520.4839 | 665.571 | 1193.0192
1 | 4700 | 707 | 0.015 | 15 | 15 | 7 | 1.7783e-10 | 5spot_SharedNeighbor | Water | Porous | Wet | R600a | MinimizeLCOE_Brownfield | IgnoreSilica | 2019 | 63.658 | 7.2765 | 0.28269 | 4 | 29600.619 | 52477.4034 | 603.4487 | 1069.8228 | 82.4455 | 0 | 114.9598 | 1223117.6293 | 69971.486 | 1716999.5092 | 1854655.3457 | 0 | 210169.1284 | 0 | 1979216.1085 | 5149514.3212 | 3514649.3361 | 15718292.8643 | 961560.8286 | 16790840.2133 | 16790840.2133 | 1478867.319 | 7598057.1552 | 0 | 33470693.9063 | 59338458.5938 | 177827.941 | 1.1307 | 29600.619 | 52477.4034 | 603.4487 | 1069.8228
1 | 4700 | 707 | 0.015 | 15 | 15 | 7 | 2.3714e-10 | 5spot_SharedNeighbor | Water | Porous | Wet | R600a | MinimizeLCOE_Brownfield | IgnoreSilica | 2019 | 71.0413 | 8.1282 | 0.31888 | 4 | 27424.3979 | 47704.7124 | 559.0834 | 972.5251 | 82.4891 | 0 | 138.9278 | 1322701.3032 | 75657.476 | 1875918.7603 | 2067656.3814 | 0 | 220323.1838 | 0 | 2169280.2708 | 5644022.2841 | 3852161.182 | 17227720.8416 | 961560.8286 | 16790840.2133 | 16790840.2133 | 1478867.319 | 7598057.1552 | 0 | 34980121.8835 | 60847886.571 | 237137.3706 | 1.2755 | 27424.3979 | 47704.7124 | 559.0834 | 972.5251
1 | 4700 | 707 | 0.015 | 15 | 15 | 7 | 3.1623e-10 | 5spot_SharedNeighbor | Water | Porous | Wet | R600a | MinimizeLCOE_Brownfield | IgnoreSilica | 2019 | 75.2554 | 8.6134 | 0.34615 | 4 | 25850.6935 | 44533.2875 | 527.0014 | 907.8713 | 82.505 | 0 | 146.0734 | 1377986.4037 | 78809.5249 | 1964950.2094 | 2189146.0205 | 0 | 213705.071 | 0 | 2271592.9195 | 5910218.8088 | 4033845.7798 | 18040254.7376 | 961560.8286 | 16790840.2133 | 16790840.2133 | 1478867.319 | 7598057.1552 | 0 | 35792655.7795 | 61660420.467 | 316227.766 | 1.3846 | 25850.6935 | 44533.2875 | 527.0014 | 907.8713
1 | 4700 | 707 | 0.015 | 15 | 15 | 7 | 4.217e-10 | 5spot_SharedNeighbor | Water | Porous | Wet | R600a | MinimizeLCOE_Brownfield | IgnoreSilica | 2019 | 78.6271 | 9.001 | 0.36883 | 4 | 24694.5358 | 42228.4009 | 503.4315 | 860.8831 | 82.5134 | 0 | 124.5012 | 1421457.226 | 81285.5022 | 2035357.1794 | 2286295.4343 | 0 | 206600.309 | 0 | 2352088.3038 | 6119651.2869 | 4176787.7496 | 18679522.9912 | 961560.8286 | 16790840.2133 | 16790840.2133 | 1478867.319 | 7598057.1552 | 0 | 36431924.0331 | 62299688.7206 | 421696.5034 | 1.4753 | 24694.5358 | 42228.4009 | 503.4315 | 860.8831
1 | 4700 | 707 | 0.015 | 15 | 15 | 7 | 5.6234e-10 | 5spot_SharedNeighbor | Water | Porous | Wet | R600a | MinimizeLCOE_Brownfield | IgnoreSilica | 2019 | 80.5419 | 9.2208 | 0.38638 | 4 | 23788.0091 | 40525.3816 | 484.9507 | 826.1647 | 82.5166 | 0 | 122.0514 | 1445853.602 | 82674.0482 | 2075025 | 2341442.9894 | 0 | 193406.4126 | 0 | 2393976.8003 | 6228636.5623 | 4251172.4395 | 19012187.8542 | 961560.8286 | 16790840.2133 | 16790840.2133 | 1478867.319 | 7598057.1552 | 0 | 36764588.8962 | 62632353.5837 | 562341.3252 | 1.5455 | 23788.0091 | 40525.3816 | 484.9507 | 826.1647
1 | 4700 | 707 | 0.015 | 15 | 15 | 7 | 7.4989e-10 | 5spot_SharedNeighbor | Water | Porous | Wet | R600a | MinimizeLCOE_Brownfield | IgnoreSilica | 2019 | 83.3212 | 9.5395 | 0.4018 | 4 | 23210.836 | 39305.6447 | 473.1843 | 801.2987 | 82.5192 | 0 | 139.5193 | 1480901.0864 | 84667.4994 | 2132205.8638 | 2421456.8947 | 0 | 193563.263 | 0 | 2461989.8968 | 6405592.688 | 4371948.6313 | 19552325.8234 | 961560.8286 | 16790840.2133 | 16790840.2133 | 1478867.319 | 7598057.1552 | 0 | 37304726.8653 | 63172491.5528 | 749894.2093 | 1.6072 | 23210.836 | 39305.6447 | 473.1843 | 801.2987
1 | 4700 | 707 | 0.015 | 15 | 15 | 7 | 1e-09 | 5spot_SharedNeighbor | Water | Porous | Wet | R600a | MinimizeLCOE_Brownfield | IgnoreSilica | 2019 | 84.8876 | 9.719 | 0.41323 | 4 | 22742.4836 | 38392.4083 | 463.6363 | 782.6812 | 82.5196 | 0 | 136.2189 | 1500468.3564 | 85779.7666 | 2164230.1962 | 2466534.9284 | 0 | 188227.8848 | 0 | 2498044.0417 | 6499398.1771 | 4435972.8051 | 19838656.1563 | 961560.8286 | 16790840.2133 | 16790840.2133 | 1478867.319 | 7598057.1552 | 0 | 37591057.1982 | 63458821.8858 | 1000000 | 1.6529 | 22742.4836 | 38392.4083 | 463.6363 | 782.6812
1 | 4700 | 707 | 0.015 | 15 | 15 | 7 | 1.3335e-09 | 5spot_SharedNeighbor | Water | Porous | Wet | R600a | MinimizeLCOE_Brownfield | IgnoreSilica | 2019 | 86.101 | 9.8578 | 0.42212 | 4 | 22394.045 | 37714.2669 | 456.5329 | 768.8563 | 82.5195 | 0 | 123.1923 | 1515535.64 | 86635.8943 | 2188938.52 | 2501444.6278 | 0 | 183930.0208 | 0 | 2525829.0342 | 6571689.0282 | 4485312.7964 | 20059315.5618 | 961560.8286 | 16790840.2133 | 16790840.2133 | 1478867.319 | 7598057.1552 | 0 | 37811716.6037 | 63679481.2912 | 1333521.4322 | 1.6885 | 22394.045 | 37714.2669 | 456.5329 | 768.8563
1 | 4700 | 707 | 0.015 | 15 | 15 | 7 | 1.7783e-09 | 5spot_SharedNeighbor | Water | Porous | Wet | R600a | MinimizeLCOE_Brownfield | IgnoreSilica | 2019 | 87.005 | 9.9613 | 0.42891 | 4 | 22134.3322 | 37211.9369 | 451.2383 | 758.6157 | 82.5191 | 0 | 137.8646 | 1526711.3611 | 87270.7046 | 2207292.673 | 2527449.6788 | 0 | 180343.2559 | 0 | 2546336.3926 | 6625044.9682 | 4521729.3219 | 20222178.3561 | 961560.8286 | 16790840.2133 | 16790840.2133 | 1478867.319 | 7598057.1552 | 0 | 37974579.398 | 63842344.0855 | 1778279.41 | 1.7156 | 22134.3322 | 37211.9369 | 451.2383 | 758.6157
1 | 4700 | 707 | 0.015 | 15 | 15 | 7 | 2.3714e-09 | 5spot_SharedNeighbor | Water | Porous | Wet | R600a | MinimizeLCOE_Brownfield | IgnoreSilica | 2019 | 87.7038 | 10.0412 | 0.43413 | 4 | 21940.4702 | 36836.688 | 447.2862 | 750.9657 | 82.5187 | 0 | 151.3107 | 1535320.6695 | 87759.6202 | 2221447.8899 | 2547547.8341 | 0 | 177594.7117 | 0 | 2562171.5829 | 6666244.885 | 4549849.1117 | 20347936.305 | 961560.8286 | 16790840.2133 | 16790840.2133 | 1478867.319 | 7598057.1552 | 0 | 38100337.3469 | 63968102.0344 | 2371373.7057 | 1.7365 | 21940.4702 | 36836.688 | 447.2862 | 750.9657
1 | 4700 | 707 | 0.015 | 15 | 15 | 7 | 3.1623e-09 | 5spot_SharedNeighbor | Water | Porous | Wet | R600a | MinimizeLCOE_Brownfield | IgnoreSilica | 2019 | 88.223 | 10.1005 | 0.43808 | 4 | 21795.5997 | 36557.4986 | 444.3328 | 745.2741 | 82.5183 | 0 | 125.4297 | 1541700.6758 | 88121.8697 | 2231946.7143 | 2562478.2976 | 0 | 175389.8415 | 0 | 2573858.5856 | 6696652.0688 | 4570602.6394 | 20440750.6927 | 961560.8286 | 16790840.2133 | 16790840.2133 | 1478867.319 | 7598057.1552 | 0 | 38193151.7347 | 64060916.4222 | 3162277.6602 | 1.7523 | 21795.5997 | 36557.4986 | 444.3328 | 745.2741
1 | 4700 | 707 | 0.015 | 15 | 15 | 7 | 4.217e-09 | 5spot_SharedNeighbor | Water | Porous | Wet | R600a | MinimizeLCOE_Brownfield | IgnoreSilica | 2019 | 88.6077 | 10.1445 | 0.44106 | 4 | 21687.2472 | 36349.5211 | 442.1239 | 741.0342 | 82.5179 | 0 | 121.8211 | 1546418.8262 | 88389.7247 | 2239715.7359 | 2573539.7234 | 0 | 173641.1267 | 0 | 2582465.0034 | 6719044.2025 | 4585885.7307 | 20509100.0736 | 961560.8286 | 16790840.2133 | 16790840.2133 | 1478867.319 | 7598057.1552 | 0 | 38261501.1156 | 64129265.8031 | 4216965.0343 | 1.7642 | 21687.2472 | 36349.5211 | 442.1239 | 741.0342
1 | 4700 | 707 | 0.015 | 15 | 15 | 7 | 5.6234e-09 | 5spot_SharedNeighbor | Water | Porous | Wet | R600a | MinimizeLCOE_Brownfield | IgnoreSilica | 2019 | 88.9024 | 10.1782 | 0.44332 | 4 | 21606.1552 | 36193.6207 | 440.4707 | 737.8559 | 82.5176 | 0 | 138.2075 | 1550027.8872 | 88594.5946 | 2245661.3186 | 2582012.4346 | 0 | 172332.0769 | 0 | 2589065.0416 | 6736216.148 | 4597605.9364 | 20561515.4379 | 961560.8286 | 16790840.2133 | 16790840.2133 | 1478867.319 | 7598057.1552 | 0 | 38313916.4799 | 64181681.1674 | 5623413.2519 | 1.7733 | 21606.1552 | 36193.6207 | 440.4707 | 737.8559
1 | 4700 | 707 | 0.015 | 15 | 15 | 7 | 7.4989e-09 | 5spot_SharedNeighbor | Water | Porous | Wet | R600a | MinimizeLCOE_Brownfield | IgnoreSilica | 2019 | 89.1265 | 10.2038 | 0.44503 | 4 | 21545.4352 | 36076.7791 | 439.2328 | 735.4739 | 82.5174 | 0 | 137.493 | 1552769.7835 | 88750.2274 | 2250179.9626 | 2588456.0271 | 0 | 171349.142 | 0 | 2594087.0056 | 6749282.2681 | 4606523.8319 | 20601398.248 | 961560.8286 | 16790840.2133 | 16790840.2133 | 1478867.319 | 7598057.1552 | 0 | 38353799.2899 | 64221563.9774 | 7498942.0933 | 1.7801 | 21545.4352 | 36076.7791 | 439.2328 | 735.4739
1 | 4700 | 707 | 0.015 | 15 | 15 | 7 | 1e-08 | 5spot_SharedNeighbor | Water | Porous | Wet | R600a | MinimizeLCOE_Brownfield | IgnoreSilica | 2019 | 89.2922 | 10.2227 | 0.44632 | 4 | 21499.9526 | 35989.5237 | 438.3056 | 733.6951 | 82.5172 | 0 | 129.9873 | 1554796.2231 | 88865.2433 | 2253520.4438 | 2593221.966 | 0 | 170585.0071 | 0 | 2597785.6645 | 6758905.4199 | 4613091.8307 | 20630771.7984 | 961560.8286 | 16790840.2133 | 16790840.2133 | 1478867.319 | 7598057.1552 | 0 | 38383172.8404 | 64250937.5279 | 10000000 | 1.7853 | 21499.9526 | 35989.5237 | 438.3056 | 733.6951
1 | 4800 | 707 | 0.015 | 15 | 15 | 7 | 1e-13 | 5spot_SharedNeighbor | Water | Porous | Wet | R600a | MinimizeLCOE_Brownfield | IgnoreSilica | 2019 | 0 | 0 | 0 | 0 |  |  |  |  | 15 |  | 21.0851 | [19 empty] | 100 | 0
1 | 4800 | 707 | 0.015 | 15 | 15 | 7 | 1.3335e-13 | 5spot_SharedNeighbor | Water | Porous | Wet | R600a | MinimizeLCOE_Brownfield | IgnoreSilica | 2019 | 0 | 0 | 0 | 0 |  |  |  |  | 15 |  | 23.2419 | [19 empty] | 133.3521 | 0
1 | 4800 | 707 | 0.015 | 15 | 15 | 7 | 1.7783e-13 | 5spot_SharedNeighbor | Water | Porous | Wet | R600a | MinimizeLCOE_Brownfield | IgnoreSilica | 2019 | 0 | 0 | 0 | 0 |  |  |  |  | 15 |  | 22.4121 | [19 empty] | 177.8279 | 0
1 | 4800 | 707 | 0.015 | 15 | 15 | 7 | 2.3714e-13 | 5spot_SharedNeighbor | Water | Porous | Wet | R600a | MinimizeLCOE_Brownfield | IgnoreSilica | 2019 | 0 | 0 | 0 | 0 |  |  |  |  | 15 |  | 22.8076 | [19 empty] | 237.1374 | 0
1 | 4800 | 707 | 0.015 | 15 | 15 | 7 | 3.1623e-13 | 5spot_SharedNeighbor | Water | Porous | Wet | R600a | MinimizeLCOE_Brownfield | IgnoreSilica | 2019 | 0 | 0 | 0 | 0 |  |  |  |  | 15 |  | 24.0016 | [19 empty] | 316.2278 | 0
1 | 4800 | 707 | 0.015 | 15 | 15 | 7 | 4.217e-13 | 5spot_SharedNeighbor | Water | Porous | Wet | R600a | MinimizeLCOE_Brownfield | IgnoreSilica | 2019 | 0 | 0 | 0 | 0 |  |  |  |  | 15 |  | 24.6069 | [19 empty] | 421.6965 | 0
1 | 4800 | 707 | 0.015 | 15 | 15 | 7 | 5.6234e-13 | 5spot_SharedNeighbor | Water | Porous | Wet | R600a | MinimizeLCOE_Brownfield | IgnoreSilica | 2019 | 0 | 0 | 0 | 0 |  |  |  |  | 15 |  | 27.7183 | [19 empty] | 562.3413 | 0
1 | 4800 | 707 | 0.015 | 15 | 15 | 7 | 7.4989e-13 | 5spot_SharedNeighbor | Water | Porous | Wet | R600a | MinimizeLCOE_Brownfield | IgnoreSilica | 2019 | 0 | 0 | 0 | 0 |  |  |  |  | 15 |  | 28.9167 | [19 empty] | 749.8942 | 0
1 | 4800 | 707 | 0.015 | 15 | 15 | 7 | 1e-12 | 5spot_SharedNeighbor | Water | Porous | Wet | R600a | MinimizeLCOE_Brownfield | IgnoreSilica | 2019 | 0 | 0 | 0 | 0 |  |  |  |  | 15 |  | 29.4559 | [19 empty] | 1000 | 0
1 | 4800 | 707 | 0.015 | 15 | 15 | 7 | 1.3335e-12 | 5spot_SharedNeighbor | Water | Porous | Wet | R600a | MinimizeLCOE_Brownfield | IgnoreSilica | 2019 | 0 | 0 | 0 | 0 |  |  |  |  | 15 |  | 29.5029 | [19 empty] | 1333.5214 | 0
1 | 4800 | 707 | 0.015 | 15 | 15 | 7 | 1.7783e-12 | 5spot_SharedNeighbor | Water | Porous | Wet | R600a | MinimizeLCOE_Brownfield | IgnoreSilica | 2019 | 0 | 0 | 0 | 0 |  |  |  |  | 15 |  | 29.0294 | [19 empty] | 1778.2794 | 0
1 | 4800 | 707 | 0.015 | 15 | 15 | 7 | 2.3714e-12 | 5spot_SharedNeighbor | Water | Porous | Wet | R600a | MinimizeLCOE_Brownfield | IgnoreSilica | 2019 | 1.6 | 0.11904 | 0.0010549 | 4 | 4482262.9946 | 10772184.4455 | 91376.9939 | 219605.5504 | 65.9306 | 0 | 35.069 | 57585.6195 | 2939.2885 | 64836.9069 | 61089.053 | 0 | 33132.6273 | 0 | 85637.5632 | 222811.3727 | 152073.3402 | 680105.7712 | 961560.8286 | 17272388.9941 | 17272388.9941 | 1478867.319 | 7790676.6675 | 0 | 18914055.594 | 45455988.5747 | 2371.3737 | 0.0042198 | 4482262.9946 | 10772184.4455 | 91376.9939 | 219605.5504
1 | 4800 | 707 | 0.015 | 15 | 15 | 7 | 3.1623e-12 | 5spot_SharedNeighbor | Water | Porous | Wet | R600a | MinimizeLCOE_Brownfield | IgnoreSilica | 2019 | 2.8519 | 0.26049 | 0.003363 | 4 | 1444653.0479 | 3417734.4395 | 29451.2064 | 69675.1394 | 73.0697 | 0 | 96.4389 | 108721.4449 | 5843.5748 | 120551.465 | 98601.2426 | 0 | 53578.2319 | 0 | 151045.4241 | 392989.2097 | 268223.2108 | 1199553.8037 | 961560.8286 | 17272388.9941 | 17272388.9941 | 1478867.319 | 7790676.6675 | 0 | 19433503.6265 | 45975436.6071 | 3162.2777 | 0.013452 | 1444653.0479 | 3417734.4395 | 29451.2064 | 69675.1394
1 | 4800 | 707 | 0.015 | 15 | 15 | 7 | 4.217e-12 | 5spot_SharedNeighbor | Water | Porous | Wet | R600a | MinimizeLCOE_Brownfield | IgnoreSilica | 2019 | 3.8996 | 0.38251 | 0.006591 | 4 | 751745.3205 | 1758495.725 | 15325.3452 | 35849.3139 | 75.844 | 0 | 91.0655 | 146427.7386 | 8023.7529 | 163545.4706 | 129725.2778 | 0 | 64033.6946 | 0 | 199584.8144 | 519278.7466 | 354418.4147 | 1585037.9101 | 961560.8286 | 17272388.9941 | 17272388.9941 | 1478867.319 | 7790676.6675 | 0 | 19818987.7329 | 46360920.7136 | 4216.965 | 0.026364 | 751745.3205 | 1758495.725 | 15325.3452 | 35849.3139
1 | 4800 | 707 | 0.015 | 15 | 15 | 7 | 5.6234e-12 | 5spot_SharedNeighbor | Water | Porous | Wet | R600a | MinimizeLCOE_Brownfield | IgnoreSilica | 2019 | 5.3345 | 0.55094 | 0.011115 | 4 | 456848.6542 | 1053811.8598 | 9313.4778 | 21483.3801 | 77.99 | 0 | 82.2222 | 192926.0225 | 10727.0384 | 218601.4449 | 171635.5461 | 0 | 77113.2836 | 0 | 261691.3008 | 680867.0845 | 464705.7756 | 2078267.4964 | 961560.8286 | 17272388.9941 | 17272388.9941 | 1478867.319 | 7790676.6675 | 0 | 20312217.3192 | 46854150.2999 | 5623.4133 | 0.044462 | 456848.6542 | 1053811.8598 | 9313.4778 | 21483.3801
1 | 4800 | 707 | 0.015 | 15 | 15 | 7 | 7.4989e-12 | 5spot_SharedNeighbor | Water | Porous | Wet | R600a | MinimizeLCOE_Brownfield | IgnoreSilica | 2019 | 7.042 | 0.75185 | 0.017207 | 4 | 303017.5964 | 688639.9306 | 6177.4236 | 14038.8564 | 79.4409 | 0 | 99.7278 | 242918.5048 | 13637.8827 | 280013.0885 | 220883.503 | 0 | 89231.3033 | 0 | 330206.8701 | 859130.5413 | 586374.2478 | 2622395.9417 | 961560.8286 | 17272388.9941 | 17272388.9941 | 1478867.319 | 7790676.6675 | 0 | 20856345.7644 | 47398278.7451 | 7498.9421 | 0.068829 | 303017.5964 | 688639.9306 | 6177.4236 | 14038.8564
1 | 4800 | 707 | 0.015 | 15 | 15 | 7 | 1e-11 | 5spot_SharedNeighbor | Water | Porous | Wet | R600a | MinimizeLCOE_Brownfield | IgnoreSilica | 2019 | 9.5 | 1.0439 | 0.02567 | 4 | 210460.5506 | 468953.7218 | 4290.523 | 9560.2559 | 80.6876 | 0 | 104.7399 | 309067.2904 | 17498.6604 | 363708.7246 | 292920.8237 | 0 | 106809.1349 | 0 | 425101.8073 | 1106027.7022 | 754886.6334 | 3376020.7769 | 961560.8286 | 17272388.9941 | 17272388.9941 | 1478867.319 | 7790676.6675 | 0 | 21609970.5997 | 48151903.5804 | 10000 | 0.10268 | 210460.5506 | 468953.7218 | 4290.523 | 9560.2559
1 | 4800 | 707 | 0.015 | 15 | 15 | 7 | 1.3335e-11 | 5spot_SharedNeighbor | Water | Porous | Wet | R600a | MinimizeLCOE_Brownfield | IgnoreSilica | 2019 | 12.3332 | 1.3809 | 0.03677 | 4 | 152460.1985 | 332919.198 | 3108.1074 | 6787.0082 | 81.5139 | 0 | 101.5891 | 378656.5277 | 21557.3513 | 454643.5476 | 375925.3211 | 0 | 122001.5 | 0 | 527585.8566 | 1372670.176 | 936875.6007 | 4189915.8809 | 961560.8286 | 17272388.9941 | 17272388.9941 | 1478867.319 | 7790676.6675 | 0 | 22423865.7037 | 48965798.6844 | 13335.2143 | 0.14708 | 152460.1985 | 332919.198 | 3108.1074 | 6787.0082
1 | 4800 | 707 | 0.015 | 15 | 15 | 7 | 1.7783e-11 | 5spot_SharedNeighbor | Water | Porous | Wet | R600a | MinimizeLCOE_Brownfield | IgnoreSilica | 2019 | 15.9944 | 1.8167 | 0.051339 | 4 | 114076.6939 | 243325.1455 | 2325.6077 | 4960.5122 | 82.1566 | 0 | 111.0212 | 461374.2837 | 26376.0043 | 565911.6664 | 482994.7713 | 0 | 139787.5602 | 0 | 653813.2715 | 1701088.0168 | 1161027.5254 | 5192373.0995 | 961560.8286 | 17272388.9941 | 17272388.9941 | 1478867.319 | 7790676.6675 | 0 | 23426322.9223 | 49968255.9029 | 17782.7941 | 0.20536 | 114076.6939 | 243325.1455 | 2325.6077 | 4960.5122
1 | 4800 | 707 | 0.015 | 15 | 15 | 7 | 2.3714e-11 | 5spot_SharedNeighbor | Water | Porous | Wet | R600a | MinimizeLCOE_Brownfield | IgnoreSilica | 2019 | 20.5692 | 2.3615 | 0.070158 | 4 | 87732.5047 | 182311.293 | 1788.5458 | 3716.6623 | 82.6448 | 0 | 87.9241 | 556722.4173 | 31921.5372 | 697774.2254 | 616483.4596 | 0 | 159147.7135 | 0 | 804199.2477 | 2092361.4785 | 1428079.7028 | 6386689.7819 | 961560.8286 | 17272388.9941 | 17272388.9941 | 1478867.319 | 7790676.6675 | 0 | 24620639.6047 | 51162572.5854 | 23713.7371 | 0.28063 | 87732.5047 | 182311.293 | 1788.5458 | 3716.6623
1 | 4800 | 707 | 0.015 | 15 | 15 | 7 | 3.1623e-11 | 5spot_SharedNeighbor | Water | Porous | Wet | R600a | MinimizeLCOE_Brownfield | IgnoreSilica | 2019 | 26.1575 | 3.0275 | 0.094033 | 4 | 69171.042 | 139736.8393 | 1410.1453 | 2848.7245 | 83.0144 | 0 | 126.4378 | 664703.0965 | 38192.1899 | 850951.6051 | 779625.4203 | 0 | 179519.6646 | 0 | 980066.8708 | 2549932.9585 | 1740381.64 | 7783373.4457 | 961560.8286 | 17272388.9941 | 17272388.9941 | 1478867.319 | 7790676.6675 | 0 | 26017323.2685 | 52559256.2492 | 31622.7766 | 0.37613 | 69171.042 | 139736.8393 | 1410.1453 | 2848.7245
1 | 4800 | 707 | 0.015 | 15 | 15 | 7 | 4.217e-11 | 5spot_SharedNeighbor | Water | Porous | Wet | R600a | MinimizeLCOE_Brownfield | IgnoreSilica | 2019 | 32.6233 | 3.7992 | 0.12343 | 4 | 55845.7814 | 109605.9348 | 1138.4918 | 2234.4652 | 83.2881 | 0 | 104.019 | 781428.9168 | 44963.8565 | 1020233.3741 | 969646.8156 | 0 | 198552.4427 | 0 | 1175781.9082 | 3059143.3391 | 2087928.188 | 9337678.8409 | 961560.8286 | 17272388.9941 | 17272388.9941 | 1478867.319 | 7790676.6675 | 0 | 27571628.6637 | 54113561.6443 | 42169.6503 | 0.49371 | 55845.7814 | 109605.9348 | 1138.4918 | 2234.4652
1 | 4800 | 707 | 0.015 | 15 | 15 | 7 | 5.6234e-11 | 5spot_SharedNeighbor | Water | Porous | Wet | R600a | MinimizeLCOE_Brownfield | IgnoreSilica | 2019 | 39.8387 | 4.6609 | 0.15813 | 4 | 46229.3303 | 88190.289 | 942.4474 | 1797.8783 | 83.4922 | 0 | 121.3305 | 903698.2442 | 52045.8367 | 1201283.739 | 1181753.4273 | 0 | 215300.8612 | 0 | 1386092.0223 | 3606327.1154 | 2461392.3589 | 11007893.6051 | 961560.8286 | 17272388.9941 | 17272388.9941 | 1478867.319 | 7790676.6675 | 0 | 29241843.4278 | 55783776.4085 | 56234.1325 | 0.63254 | 46229.3303 | 88190.289 | 942.4474 | 1797.8783
1 | 4800 | 707 | 0.015 | 15 | 15 | 7 | 7.4989e-11 | 5spot_SharedNeighbor | Water | Porous | Wet | R600a | MinimizeLCOE_Brownfield | IgnoreSilica | 2019 | 47.4 | 5.5641 | 0.197 | 4 | 39254.1556 | 72937.3536 | 800.2491 | 1486.9266 | 83.6412 | 0 | 131.1405 | 1024858.3106 | 59052.7243 | 1383992.4664 | 1404057.9078 | 0 | 227743.9678 | 0 | 1598885.097 | 4159971.0458 | 2839265.7176 | 12697827.2373 | 961560.8286 | 17272388.9941 | 17272388.9941 | 1478867.319 | 7790676.6675 | 0 | 30931777.06 | 57473710.0407 | 74989.4209 | 0.78799 | 39254.1556 | 72937.3536 | 800.2491 | 1486.9266
1 | 4800 | 707 | 0.015 | 15 | 15 | 7 | 1e-10 | 5spot_SharedNeighbor | Water | Porous | Wet | R600a | MinimizeLCOE_Brownfield | IgnoreSilica | 2019 | 54.854 | 6.4543 | 0.23799 | 4 | 34187.2788 | 62068.1898 | 696.9539 | 1265.344 | 83.7463 | 0 | 128.1911 | 1138667.847 | 65624.3681 | 1558328.5832 | 1623176.5397 | 0 | 234905.3778 | 0 | 1802074.0591 | 4688627.0457 | 3200084.3003 | 14311488.1209 | 961560.8286 | 17272388.9941 | 17272388.9941 | 1478867.319 | 7790676.6675 | 0 | 32545437.9437 | 59087370.9243 | 100000 | 0.95198 | 34187.2788 | 62068.1898 | 696.9539 | 1265.344
1 | 4800 | 707 | 0.015 | 15 | 15 | 7 | 1.3335e-10 | 5spot_SharedNeighbor | Water | Porous | Wet | R600a | MinimizeLCOE_Brownfield | IgnoreSilica | 2019 | 61.7601 | 7.2783 | 0.27862 | 4 | 30505.1949 | 54320.6304 | 621.8897 | 1107.3995 | 83.8162 | 0 | 148.8482 | 1239887.0552 | 71459.8746 | 1715452.3475 | 1826083.1913 | 0 | 236663.9506 | 0 | 1984923.1035 | 5164362.7516 | 3524783.695 | 15763615.9694 | 961560.8286 | 17272388.9941 | 17272388.9941 | 1478867.319 | 7790676.6675 | 0 | 33997565.7921 | 60539498.7728 | 133352.1432 | 1.1145 | 30505.1949 | 54320.6304 | 621.8897 | 1107.3995
1 | 4800 | 707 | 0.015 | 15 | 15 | 7 | 1.7783e-10 | 5spot_SharedNeighbor | Water | Porous | Wet | R600a | MinimizeLCOE_Brownfield | IgnoreSilica | 2019 | 67.7964 | 7.9974 | 0.31655 | 4 | 27826.0791 | 48788.0366 | 567.2723 | 994.6101 | 83.8596 | 0 | 167.0687 | 1325417.3574 | 76383.3076 | 1849693.8671 | 2003284.1739 | 0 | 233729.5396 | 0 | 2140518.2158 | 5569189.3169 | 3801086.1442 | 16999301.9225 | 961560.8286 | 17272388.9941 | 17272388.9941 | 1478867.319 | 7790676.6675 | 0 | 35233251.7453 | 61775184.726 | 177827.941 | 1.2662 | 27826.0791 | 48788.0366 | 567.2723 | 994.6101
1 | 4800 | 707 | 0.015 | 15 | 15 | 7 | 2.3714e-10 | 5spot_SharedNeighbor | Water | Porous | Wet | R600a | MinimizeLCOE_Brownfield | IgnoreSilica | 2019 | 73.305 | 8.6525 | 0.35188 | 4 | 25819.7125 | 44677.1499 | 526.3698 | 910.8041 | 83.8866 | 0 | 130.0005 | 1401290.2949 | 80744.3533 | 1969888.1852 | 2164821.8113 | 0 | 229537.5428 | 0 | 2280050.0531 | 5932222.5357 | 4048863.7756 | 18107418.5518 | 961560.8286 | 17272388.9941 | 17272388.9941 | 1478867.319 | 7790676.6675 | 0 | 36341368.3746 | 62883301.3553 | 237137.3706 | 1.4075 | 25819.7125 | 44677.1499 | 526.3698 | 910.8041
1 | 4800 | 707 | 0.015 | 15 | 15 | 7 | 3.1623e-10 | 5spot_SharedNeighbor | Water | Porous | Wet | R600a | MinimizeLCOE_Brownfield | IgnoreSilica | 2019 | 77.424 | 9.1413 | 0.38047 | 4 | 24409.5292 | 41849.7885 | 497.6213 | 853.1645 | 83.8996 | 0 | 140.14 | 1456752.7125 | 83928.0046 | 2058407.1367 | 2285476.25 | 0 | 222251.3464 | 0 | 2381658.0256 | 6196585.6373 | 4229297.0246 | 18914356.1377 | 961560.8286 | 17272388.9941 | 17272388.9941 | 1478867.319 | 7790676.6675 | 0 | 37148305.9604 | 63690238.9411 | 316227.766 | 1.5219 | 24409.5292 | 41849.7885 | 497.6213 | 853.1645
1 | 4800 | 707 | 0.015 | 15 | 15 | 7 | 4.217e-10 | 5spot_SharedNeighbor | Water | Porous | Wet | R600a | MinimizeLCOE_Brownfield | IgnoreSilica | 2019 | 80.6929 | 9.5286 | 0.40408 | 4 | 23372.658 | 39793.8829 | 476.4832 | 811.2521 | 83.9059 | 0 | 134.1368 | 1500035.079 | 86409.8486 | 2127871.9527 | 2381139.2331 | 0 | 214558.2043 | 0 | 2460905.5839 | 6402771.5282 | 4370023.1318 | 19543714.5617 | 961560.8286 | 17272388.9941 | 17272388.9941 | 1478867.319 | 7790676.6675 | 0 | 37777664.3845 | 64319597.3652 | 421696.5034 | 1.6163 | 23372.658 | 39793.8829 | 476.4832 | 811.2521
1 | 4800 | 707 | 0.015 | 15 | 15 | 7 | 5.6234e-10 | 5spot_SharedNeighbor | Water | Porous | Wet | R600a | MinimizeLCOE_Brownfield | IgnoreSilica | 2019 | 79.9844 | 9.4447 | 0.41557 | 4 | 22585.06 | 38552.297 | 460.427 | 785.9407 | 83.9047 | 0 | 119.0912 | 1490705.1456 | 85875.0263 | 2112871.6567 | 2360411.2037 | 0 | 184247.8887 | 0 | 2431303.2592 | 6325752.3516 | 4317455.9612 | 19308622.4931 | 961560.8286 | 17272388.9941 | 17272388.9941 | 1478867.319 | 7790676.6675 | 0 | 37542572.3158 | 64084505.2965 | 562341.3252 | 1.6623 | 22585.06 | 38552.297 | 460.427 | 785.9407
1 | 4800 | 707 | 0.015 | 15 | 15 | 7 | 7.4989e-10 | 5spot_SharedNeighbor | Water | Porous | Wet | R600a | MinimizeLCOE_Brownfield | IgnoreSilica | 2019 | 85.2313 | 10.0652 | 0.43822 | 4 | 22040.6121 | 37182.4501 | 449.3277 | 758.0145 | 83.9089 | 0 | 143.0627 | 1559096.0177 | 89792.4803 | 2223206.3174 | 2513805.7805 | 0 | 200823.6585 | 0 | 2568822.4592 | 6683549.101 | 4561659.5946 | 20400755.4092 | 961560.8286 | 17272388.9941 | 17272388.9941 | 1478867.319 | 7790676.6675 | 0 | 38634705.232 | 65176638.2127 | 749894.2093 | 1.7529 | 22040.6121 | 37182.4501 | 449.3277 | 758.0145
1 | 4800 | 707 | 0.015 | 15 | 15 | 7 | 1e-09 | 5spot_SharedNeighbor | Water | Porous | Wet | R600a | MinimizeLCOE_Brownfield | IgnoreSilica | 2019 | 86.7512 | 10.2446 | 0.45002 | 4 | 21619.7238 | 36364.6117 | 440.7473 | 741.3418 | 83.9086 | 0 | 127.2469 | 1578615.7697 | 90909.396 | 2254853.4942 | 2558193.4679 | 0 | 195349.466 | 0 | 2604389.4216 | 6776087.0413 | 4624818.6404 | 20683216.6972 | 961560.8286 | 17272388.9941 | 17272388.9941 | 1478867.319 | 7790676.6675 | 0 | 38917166.5199 | 65459099.5006 | 1000000 | 1.8001 | 21619.7238 | 36364.6117 | 440.7473 | 741.3418
1 | 4800 | 707 | 0.015 | 15 | 15 | 7 | 1.3335e-09 | 5spot_SharedNeighbor | Water | Porous | Wet | R600a | MinimizeLCOE_Brownfield | IgnoreSilica | 2019 | 87.9085 | 10.3811 | 0.45914 | 4 | 21306.4513 | 35758.4465 | 434.3608 | 728.9843 | 83.9079 | 0 | 148.3512 | 1593392.5099 | 91754.5596 | 2278856.929 | 2591974.6875 | 0 | 190834.6381 | 0 | 2631257.1964 | 6845991.4799 | 4672529.8561 | 20896591.8563 | 961560.8286 | 17272388.9941 | 17272388.9941 | 1478867.319 | 7790676.6675 | 0 | 39130541.6791 | 65672474.6598 | 1333521.4322 | 1.8366 | 21306.4513 | 35758.4465 | 434.3608 | 728.9843
1 | 4800 | 707 | 0.015 | 15 | 15 | 7 | 1.7783e-09 | 5spot_SharedNeighbor | Water | Porous | Wet | R600a | MinimizeLCOE_Brownfield | IgnoreSilica | 2019 | 88.7929 | 10.4854 | 0.46615 | 4 | 21072.8642 | 35307.3822 | 429.5988 | 719.7887 | 83.9071 | 0 | 113.1408 | 1604636.7513 | 92397.4703 | 2297148.775 | 2617783.7135 | 0 | 187245.3075 | 0 | 2651692.6869 | 6899160.4343 | 4708818.7599 | 21058883.8987 | 961560.8286 | 17272388.9941 | 17272388.9941 | 1478867.319 | 7790676.6675 | 0 | 39292833.7214 | 65834766.7021 | 1778279.41 | 1.8646 | 21072.8642 | 35307.3822 | 429.5988 | 719.7887
1 | 4800 | 707 | 0.015 | 15 | 15 | 7 | 2.3714e-09 | 5spot_SharedNeighbor | Water | Porous | Wet | R600a | MinimizeLCOE_Brownfield | IgnoreSilica | 2019 | 89.4554 | 10.5634 | 0.47149 | 4 | 20898.4533 | 34971.9005 | 426.0432 | 712.9495 | 83.9063 | 0 | 136.9019 | 1613032.0414 | 92877.3671 | 2310821.0544 | 2637111.8975 | 0 | 184363.9889 | 0 | 2666900.4762 | 6938727.9827 | 4735824.4248 | 21179659.2331 | 961560.8286 | 17272388.9941 | 17272388.9941 | 1478867.319 | 7790676.6675 | 0 | 39413609.0558 | 65955542.0365 | 2371373.7057 | 1.886 | 20898.4533 | 34971.9005 | 426.0432 | 712.9495
1 | 4800 | 707 | 0.015 | 15 | 15 | 7 | 3.1623e-09 | 5spot_SharedNeighbor | Water | Porous | Wet | R600a | MinimizeLCOE_Brownfield | IgnoreSilica | 2019 | 89.9501 | 10.6217 | 0.47553 | 4 | 20768.0897 | 34722.0013 | 423.3856 | 707.855 | 83.9057 | 0 | 135.2161 | 1619285.6427 | 93234.7722 | 2321013.8181 | 2651541.8128 | 0 | 182081.3225 | 0 | 2678191.3737 | 6968104.5817 | 4755874.5573 | 21269327.8811 | 961560.8286 | 17272388.9941 | 17272388.9941 | 1478867.319 | 7790676.6675 | 0 | 39503277.7039 | 66045210.6845 | 3162277.6602 | 1.9021 | 20768.0897 | 34722.0013 | 423.3856 | 707.855
1 | 4800 | 707 | 0.015 | 15 | 15 | 7 | 4.217e-09 | 5spot_SharedNeighbor | Water | Porous | Wet | R600a | MinimizeLCOE_Brownfield | IgnoreSilica | 2019 | 90.325 | 10.6658 | 0.47859 | 4 | 20670.571 | 34535.1538 | 421.3975 | 704.0458 | 83.9052 | 0 | 126.9276 | 1624015.9604 | 93505.0807 | 2328728.5195 | 2662475.2279 | 0 | 180332.927 | 0 | 2686732.509 | 6990326.8639 | 4771041.7215 | 21337158.8099 | 961560.8286 | 17272388.9941 | 17272388.9941 | 1478867.319 | 7790676.6675 | 0 | 39571108.6326 | 66113041.6133 | 4216965.0343 | 1.9144 | 20670.571 | 34535.1538 | 421.3975 | 704.0458
1 | 4800 | 707 | 0.015 | 15 | 15 | 7 | 5.6234e-09 | 5spot_SharedNeighbor | Water | Porous | Wet | R600a | MinimizeLCOE_Brownfield | IgnoreSilica | 2019 | 90.6151 | 10.7 | 0.48093 | 4 | 20597.5776 | 34394.8458 | 419.9095 | 701.1855 | 83.9047 | 0 | 119.6871 | 1627670.5524 | 93713.8955 | 2334691.6049 | 2670933.1113 | 0 | 179045.025 | 0 | 2693361.1338 | 7007573.1858 | 4782812.6905 | 21389801.1993 | 961560.8286 | 17272388.9941 | 17272388.9941 | 1478867.319 | 7790676.6675 | 0 | 39623751.0221 | 66165684.0027 | 5623413.2519 | 1.9237 | 20597.5776 | 34394.8458 | 419.9095 | 701.1855
1 | 4800 | 707 | 0.015 | 15 | 15 | 7 | 7.4989e-09 | 5spot_SharedNeighbor | Water | Porous | Wet | R600a | MinimizeLCOE_Brownfield | IgnoreSilica | 2019 | 90.8197 | 10.7241 | 0.48265 | 4 | 20542.9164 | 34290.8632 | 418.7951 | 699.0656 | 83.9044 | 0 | 115.6824 | 1630246.6772 | 93861.0771 | 2338896.4709 | 2676900.8073 | 0 | 177973.3873 | 0 | 2697972.5837 | 7019571.2326 | 4791001.604 | 21426423.84 | 961560.8286 | 17272388.9941 | 17272388.9941 | 1478867.319 | 7790676.6675 | 0 | 39660373.6628 | 66202306.6435 | 7498942.0933 | 1.9306 | 20542.9164 | 34290.8632 | 418.7951 | 699.0656
1 | 4800 | 707 | 0.015 | 15 | 15 | 7 | 1e-08 | 5spot_SharedNeighbor | Water | Porous | Wet | R600a | MinimizeLCOE_Brownfield | IgnoreSilica | 2019 | 90.9829 | 10.7433 | 0.48398 | 4 | 20501.969 | 34212.3126 | 417.9604 | 697.4643 | 83.9042 | 0 | 127.75 | 1632298.9017 | 93978.3199 | 2342247.0609 | 2681658.212 | 0 | 177222.4366 | 0 | 2701687.9231 | 7029237.7836 | 4797599.2237 | 21455929.8616 | 961560.8286 | 17272388.9941 | 17272388.9941 | 1478867.319 | 7790676.6675 | 0 | 39689879.6844 | 66231812.6651 | 10000000 | 1.9359 | 20501.969 | 34212.3126 | 417.9604 | 697.4643
1 | 4900 | 707 | 0.015 | 15 | 15 | 7 | 1e-13 | 5spot_SharedNeighbor | Water | Porous | Wet | R600a | MinimizeLCOE_Brownfield | IgnoreSilica | 2019 | 0 | 0 | 0 | 0 |  |  |  |  | 15 |  | 19.6879 | [19 empty] | 100 | 0
1 | 4900 | 707 | 0.015 | 15 | 15 | 7 | 1.3335e-13 | 5spot_SharedNeighbor | Water | Porous | Wet | R600a | MinimizeLCOE_Brownfield | IgnoreSilica | 2019 | 0 | 0 | 0 | 0 |  |  |  |  | 15 |  | 22.6724 | [19 empty] | 133.3521 | 0
1 | 4900 | 707 | 0.015 | 15 | 15 | 7 | 1.7783e-13 | 5spot_SharedNeighbor | Water | Porous | Wet | R600a | MinimizeLCOE_Brownfield | IgnoreSilica | 2019 | 0 | 0 | 0 | 0 |  |  |  |  | 15 |  | 22.8984 | [19 empty] | 177.8279 | 0
1 | 4900 | 707 | 0.015 | 15 | 15 | 7 | 2.3714e-13 | 5spot_SharedNeighbor | Water | Porous | Wet | R600a | MinimizeLCOE_Brownfield | IgnoreSilica | 2019 | 0 | 0 | 0 | 0 |  |  |  |  | 15 |  | 24.2332 | [19 empty] | 237.1374 | 0
1 | 4900 | 707 | 0.015 | 15 | 15 | 7 | 3.1623e-13 | 5spot_SharedNeighbor | Water | Porous | Wet | R600a | MinimizeLCOE_Brownfield | IgnoreSilica | 2019 | 0 | 0 | 0 | 0 |  |  |  |  | 15 |  | 24.5741 | [19 empty] | 316.2278 | 0
1 | 4900 | 707 | 0.015 | 15 | 15 | 7 | 4.217e-13 | 5spot_SharedNeighbor | Water | Porous | Wet | R600a | MinimizeLCOE_Brownfield | IgnoreSilica | 2019 | 0 | 0 | 0 | 0 |  |  |  |  | 15 |  | 25.654 | [19 empty] | 421.6965 | 0
1 | 4900 | 707 | 0.015 | 15 | 15 | 7 | 5.6234e-13 | 5spot_SharedNeighbor | Water | Porous | Wet | R600a | MinimizeLCOE_Brownfield | IgnoreSilica | 2019 | 0 | 0 | 0 | 0 |  |  |  |  | 15 |  | 27.0555 | [19 empty] | 562.3413 | 0
1 | 4900 | 707 | 0.015 | 15 | 15 | 7 | 7.4989e-13 | 5spot_SharedNeighbor | Water | Porous | Wet | R600a | MinimizeLCOE_Brownfield | IgnoreSilica | 2019 | 0 | 0 | 0 | 0 |  |  |  |  | 15 |  | 28.5236 | [19 empty] | 749.8942 | 0
1 | 4900 | 707 | 0.015 | 15 | 15 | 7 | 1e-12 | 5spot_SharedNeighbor | Water | Porous | Wet | R600a | MinimizeLCOE_Brownfield | IgnoreSilica | 2019 | 0 | 0 | 0 | 0 |  |  |  |  | 15 |  | 28.0857 | [19 empty] | 1000 | 0
1 | 4900 | 707 | 0.015 | 15 | 15 | 7 | 1.3335e-12 | 5spot_SharedNeighbor | Water | Porous | Wet | R600a | MinimizeLCOE_Brownfield | IgnoreSilica | 2019 | 0 | 0 | 0 | 0 |  |  |  |  | 15 |  | 28.3382 | [19 empty] | 1333.5214 | 0
1 | 4900 | 707 | 0.015 | 15 | 15 | 7 | 1.7783e-12 | 5spot_SharedNeighbor | Water | Porous | Wet | R600a | MinimizeLCOE_Brownfield | IgnoreSilica | 2019 | 1.6 | 0.12166 | 9.2899e-05 | 4 | 52291486.3838 | 125554407.6411 | 1066032.6794 | 2559596.4247 | 66.6524 | 0 | 33.8853 | 59085.2536 | 3029.9424 | 65935.4469 | 61570.6332 | 0 | 39619.7689 | 0 | 89404.0076 | 232610.8884 | 158761.711 | 710017.6519 | 961560.8286 | 17759797.8658 | 17759797.8658 | 1478867.319 | 7985640.2162 | 0 | 19431376.3464 | 46655681.7474 | 1778.2794 | 0.0003716 | 52291486.3838 | 125554407.6411 | 1066032.6794 | 2559596.4247
1 | 4900 | 707 | 0.015 | 15 | 15 | 7 | 2.3714e-12 | 5spot_SharedNeighbor | Water | Porous | Wet | R600a | MinimizeLCOE_Brownfield | IgnoreSilica | 2019 | 1.6 | 0.12167 | 0.001371 | 4 | 3539281.2948 | 8503746.0719 | 72153.0364 | 173360.3658 | 66.6535 | 0 | 34.9851 | 59087.5283 | 3030.0805 | 65937.0977 | 61571.3535 | 0 | 32336.9497 | 0 | 86565.5738 | 225225.866 | 153721.2815 | 687475.7312 | 961560.8286 | 17759797.8658 | 17759797.8658 | 1478867.319 | 7985640.2162 | 0 | 19408834.4256 | 46633139.8267 | 2371.3737 | 0.0054838 | 3539281.2948 | 8503746.0719 | 72153.0364 | 173360.3658
1 | 4900 | 707 | 0.015 | 15 | 15 | 7 | 3.1623e-12 | 5spot_SharedNeighbor | Water | Porous | Wet | R600a | MinimizeLCOE_Brownfield | IgnoreSilica | 2019 | 3.1297 | 0.3005 | 0.0042636 | 4 | 1176099.4125 | 2772431.0508 | 23976.3773 | 56519.757 | 74.9677 | 0 | 81.8786 | 122751.7457 | 6679.9491 | 134928.208 | 108230.8435 | 0 | 58818.47 | 0 | 168249.5944 | 437750.9318 | 298774.0058 | 1336183.7483 | 961560.8286 | 17759797.8658 | 17759797.8658 | 1478867.319 | 7985640.2162 | 0 | 20057542.4427 | 47281847.8438 | 3162.2777 | 0.017054 | 1176099.4125 | 2772431.0508 | 23976.3773 | 56519.757
1 | 4900 | 707 | 0.015 | 15 | 15 | 7 | 4.217e-12 | 5spot_SharedNeighbor | Water | Porous | Wet | R600a | MinimizeLCOE_Brownfield | IgnoreSilica | 2019 | 4.2675 | 0.43673 | 0.0079395 | 4 | 644704.2613 | 1501949.3159 | 13143.1684 | 30619.2683 | 77.6174 | 0 | 97.259 | 163578.3673 | 9060.5008 | 181582.233 | 141528.0165 | 0 | 70267.4282 | 0 | 220746.4529 | 574336.989 | 391996.7964 | 1753096.7841 | 961560.8286 | 17759797.8658 | 17759797.8658 | 1478867.319 | 7985640.2162 | 0 | 20474455.4786 | 47698760.8796 | 4216.965 | 0.031758 | 644704.2613 | 1501949.3159 | 13143.1684 | 30619.2683
1 | 4900 | 707 | 0.015 | 15 | 15 | 7 | 5.6234e-12 | 5spot_SharedNeighbor | Water | Porous | Wet | R600a | MinimizeLCOE_Brownfield | IgnoreSilica | 2019 | 5.6971 | 0.60961 | 0.013084 | 4 | 400591.1436 | 920780.5187 | 8166.5923 | 18771.3563 | 79.5372 | 0 | 107.1057 | 210223.8201 | 11793.8051 | 236746.5137 | 183443.0789 | 0 | 82217.9794 | 0 | 282525.8269 | 735074.2477 | 501703.2783 | 2243728.5501 | 961560.8286 | 17759797.8658 | 17759797.8658 | 1478867.319 | 7985640.2162 | 0 | 20965087.2446 | 48189392.6457 | 5623.4133 | 0.052335 | 400591.1436 | 920780.5187 | 8166.5923 | 18771.3563
1 | 4900 | 707 | 0.015 | 15 | 15 | 7 | 7.4989e-12 | 5spot_SharedNeighbor | Water | Porous | Wet | R600a | MinimizeLCOE_Brownfield | IgnoreSilica | 2019 | 7.5413 | 0.83379 | 0.020082 | 4 | 268445.3114 | 607362.0264 | 5472.6208 | 12381.8964 | 80.9571 | 0 | 92.4886 | 265077.713 | 15014.6177 | 303800.6207 | 238091.2871 | 0 | 95654.7473 | 0 | 357879.2045 | 931128.279 | 635514.1832 | 2842160.6525 | 961560.8286 | 17759797.8658 | 17759797.8658 | 1478867.319 | 7985640.2162 | 0 | 21563519.3469 | 48787824.748 | 7498.9421 | 0.080327 | 268445.3114 | 607362.0264 | 5472.6208 | 12381.8964
1 | 4900 | 707 | 0.015 | 15 | 15 | 7 | 1e-11 | 5spot_SharedNeighbor | Water | Porous | Wet | R600a | MinimizeLCOE_Brownfield | IgnoreSilica | 2019 | 10.0675 | 1.1435 | 0.02972 | 4 | 187963.5037 | 416970.9914 | 3831.8903 | 8500.5177 | 82.1568 | 0 | 109.6781 | 334121.4553 | 19075.6509 | 390762.8447 | 312938.4132 | 0 | 113059.6479 | 0 | 456283.6247 | 1187156.3947 | 810258.633 | 3623656.6644 | 961560.8286 | 17759797.8658 | 17759797.8658 | 1478867.319 | 7985640.2162 | 0 | 22345015.3588 | 49569320.7599 | 10000 | 0.11888 | 187963.5037 | 416970.9914 | 3831.8903 | 8500.5177
1 | 4900 | 707 | 0.015 | 15 | 15 | 7 | 1.3335e-11 | 5spot_SharedNeighbor | Water | Porous | Wet | R600a | MinimizeLCOE_Brownfield | IgnoreSilica | 2019 | 13.1614 | 1.5224 | 0.042309 | 4 | 137349.7367 | 298216.1492 | 2800.0602 | 6079.5396 | 82.9877 | 0 | 98.653 | 411077.8661 | 23594.4878 | 490988.1859 | 404132.0698 | 0 | 130562.6773 | 0 | 569538.5619 | 1481822.5096 | 1011374.3112 | 4523090.6695 | 961560.8286 | 17759797.8658 | 17759797.8658 | 1478867.319 | 7985640.2162 | 0 | 23244449.364 | 50468754.765 | 13335.2143 | 0.16924 | 137349.7367 | 298216.1492 | 2800.0602 | 6079.5396
1 | 4900 | 707 | 0.015 | 15 | 15 | 7 | 1.7783e-11 | 5spot_SharedNeighbor | Water | Porous | Wet | R600a | MinimizeLCOE_Brownfield | IgnoreSilica | 2019 | 17.1586 | 2.0136 | 0.058995 | 4 | 103223.7165 | 218590.9803 | 2104.3551 | 4456.2728 | 83.6276 | 0 | 104.2504 | 502856.4714 | 28983.3924 | 613756.9716 | 523540.4108 | 0 | 150965.2165 | 0 | 709839.9604 | 1846857.9689 | 1260518.5129 | 5637318.9049 | 961560.8286 | 17759797.8658 | 17759797.8658 | 1478867.319 | 7985640.2162 | 0 | 24358677.5993 | 51582983.0004 | 17782.7941 | 0.23598 | 103223.7165 | 218590.9803 | 2104.3551 | 4456.2728
1 | 4900 | 707 | 0.015 | 15 | 15 | 7 | 2.3714e-11 | 5spot_SharedNeighbor | Water | Porous | Wet | R600a | MinimizeLCOE_Brownfield | IgnoreSilica | 2019 | 21.9117 | 2.5978 | 0.080317 | 4 | 79737.0629 | 164477.7054 | 1625.5479 | 3353.1005 | 84.091 | 0 | 102.7327 | 603577.6894 | 34887.329 | 752229.0958 | 665204.2573 | 0 | 170417.7551 | 0 | 868263.2894 | 2259042.9737 | 1541843.2482 | 6895465.6378 | 961560.8286 | 17759797.8658 | 17759797.8658 | 1478867.319 | 7985640.2162 | 0 | 25616824.3323 | 52841129.7333 | 23713.7371 | 0.32127 | 79737.0629 | 164477.7054 | 1625.5479 | 3353.1005
1 | 4900 | 707 | 0.015 | 15 | 15 | 7 | 3.1623e-11 | 5spot_SharedNeighbor | Water | Porous | Wet | R600a | MinimizeLCOE_Brownfield | IgnoreSilica | 2019 | 27.7265 | 3.3118 | 0.10711 | 4 | 63222.8095 | 126768.6254 | 1288.8825 | 2584.3499 | 84.4466 | 0 | 94.8748 | 717688.2913 | 41560.2958 | 913263.2463 | 836955.9296 | 0 | 191171.3648 | 0 | 1053249.2599 | 2740338.523 | 1870337.3503 | 8364564.261 | 961560.8286 | 17759797.8658 | 17759797.8658 | 1478867.319 | 7985640.2162 | 0 | 27085922.9554 | 54310228.3565 | 31622.7766 | 0.42842 | 63222.8095 | 126768.6254 | 1288.8825 | 2584.3499
1 | 4900 | 707 | 0.015 | 15 | 15 | 7 | 4.217e-11 | 5spot_SharedNeighbor | Water | Porous | Wet | R600a | MinimizeLCOE_Brownfield | IgnoreSilica | 2019 | 34.4472 | 4.1375 | 0.13979 | 4 | 51356.2661 | 100045.5164 | 1046.9669 | 2039.5632 | 84.7122 | 0 | 100.8936 | 840844.1402 | 48750.2528 | 1091042.9907 | 1035493.1755 | 0 | 210661.331 | 0 | 1258448.8372 | 3274225.731 | 2234726.34 | 9994192.7985 | 961560.8286 | 17759797.8658 | 17759797.8658 | 1478867.319 | 7985640.2162 | 0 | 28715551.4929 | 55939856.894 | 42169.6503 | 0.55914 | 51356.2661 | 100045.5164 | 1046.9669 | 2039.5632
1 | 4900 | 707 | 0.015 | 15 | 15 | 7 | 5.6234e-11 | 5spot_SharedNeighbor | Water | Porous | Wet | R600a | MinimizeLCOE_Brownfield | IgnoreSilica | 2019 | 41.8844 | 5.0515 | 0.17805 | 4 | 42757.5447 | 80982.2604 | 871.6704 | 1650.9329 | 84.9102 | 0 | 145.8012 | 968954.9488 | 56217.3622 | 1279754.3381 | 1255220.1363 | 0 | 227501.0943 | 0 | 1477182.6731 | 3843326.3035 | 2623149.1746 | 11731306.0307 | 961560.8286 | 17759797.8658 | 17759797.8658 | 1478867.319 | 7985640.2162 | 0 | 30452664.7252 | 57676970.1262 | 56234.1325 | 0.71222 | 42757.5447 | 80982.2604 | 871.6704 | 1650.9329
1 | 4900 | 707 | 0.015 | 15 | 15 | 7 | 7.4989e-11 | 5spot_SharedNeighbor | Water | Porous | Wet | R600a | MinimizeLCOE_Brownfield | IgnoreSilica | 2019 | 49.6413 | 6.0053 | 0.22057 | 4 | 36501.9313 | 67359.1953 | 744.1412 | 1373.2083 | 85.0544 | 0 | 102.5433 | 1095517.7735 | 63583.1436 | 1469493.6764 | 1484683.42 | 0 | 239947.3636 | 0 | 1697757.8971 | 4417217.7902 | 3014841.9065 | 13483042.9709 | 961560.8286 | 17759797.8658 | 17759797.8658 | 1478867.319 | 7985640.2162 | 0 | 32204401.6653 | 59428707.0664 | 74989.4209 | 0.88227 | 36501.9313 | 67359.1953 | 744.1412 | 1373.2083
1 | 4900 | 707 | 0.015 | 15 | 15 | 7 | 1e-10 | 5spot_SharedNeighbor | Water | Porous | Wet | R600a | MinimizeLCOE_Brownfield | IgnoreSilica | 2019 | 57.1586 | 6.9295 | 0.26487 | 4 | 31948.9807 | 57644.7287 | 651.3232 | 1175.1658 | 85.154 | 0 | 119.1482 | 1212592.488 | 70386.5966 | 1647667.5124 | 1707390.4274 | 0 | 246343.2057 | 0 | 1904908.2898 | 4956180.6195 | 3382695.1122 | 15128164.2516 | 961560.8286 | 17759797.8658 | 17759797.8658 | 1478867.319 | 7985640.2162 | 0 | 33849522.946 | 61073828.3471 | 100000 | 1.0595 | 31948.9807 | 57644.7287 | 651.3232 | 1175.1658
1 | 4900 | 707 | 0.015 | 15 | 15 | 7 | 1.3335e-10 | 5spot_SharedNeighbor | Water | Porous | Wet | R600a | MinimizeLCOE_Brownfield | IgnoreSilica | 2019 | 64.0381 | 7.7743 | 0.30826 | 4 | 28637.664 | 50716.435 | 583.8175 | 1033.9231 | 85.2187 | 0 | 136.1833 | 1315564.8552 | 76360.8036 | 1806408.3261 | 1911096.9463 | 0 | 247060.6081 | 0 | 2089031.7003 | 5435231.9649 | 3709657.4989 | 16590412.7033 | 961560.8286 | 17759797.8658 | 17759797.8658 | 1478867.319 | 7985640.2162 | 0 | 35311771.3978 | 62536076.7989 | 133352.1432 | 1.2331 | 28637.664 | 50716.435 | 583.8175 | 1033.9231
1 | 4900 | 707 | 0.015 | 15 | 15 | 7 | 1.7783e-10 | 5spot_SharedNeighbor | Water | Porous | Wet | R600a | MinimizeLCOE_Brownfield | IgnoreSilica | 2019 | 70.0085 | 8.5062 | 0.34839 | 4 | 26226.0792 | 45761.8194 | 534.6541 | 932.9166 | 85.2576 | 0 | 158.0907 | 1402057.2125 | 81370.953 | 1941169.5498 | 2087757.5401 | 0 | 243183.3611 | 0 | 2244660.0604 | 5840145.034 | 3986018.9887 | 17826362.6995 | 961560.8286 | 17759797.8658 | 17759797.8658 | 1478867.319 | 7985640.2162 | 0 | 36547721.394 | 63772026.795 | 177827.941 | 1.3936 | 26226.0792 | 45761.8194 | 534.6541 | 932.9166
1 | 4900 | 707 | 0.015 | 15 | 15 | 7 | 2.3714e-10 | 5spot_SharedNeighbor | Water | Porous | Wet | R600a | MinimizeLCOE_Brownfield | IgnoreSilica | 2019 | 74.9654 | 9.1127 | 0.38448 | 4 | 24413.1096 | 42115.1253 | 497.6943 | 858.5738 | 85.2792 | 0 | 161.6305 | 1472006.3871 | 85416.9716 | 2051094.5024 | 2234308.8777 | 0 | 234841.6474 | 0 | 2370290.6706 | 6167010.1115 | 4209111.1205 | 18824080.2888 | 961560.8286 | 17759797.8658 | 17759797.8658 | 1478867.319 | 7985640.2162 | 0 | 37545438.9832 | 64769744.3843 | 237137.3706 | 1.5379 | 24413.1096 | 42115.1253 | 497.6943 | 858.5738
1 | 4900 | 707 | 0.015 | 15 | 15 | 7 | 3.1623e-10 | 5spot_SharedNeighbor | Water | Porous | Wet | R600a | MinimizeLCOE_Brownfield | IgnoreSilica | 2019 | 79.4554 | 9.661 | 0.41537 | 4 | 23141.0564 | 39526.439 | 471.7617 | 805.7999 | 85.2911 | 0 | 139.7085 | 1534001.5648 | 88998.1464 | 2149219.355 | 2366943.7666 | 0 | 230188.2836 | 0 | 2484046.9354 | 6462980.5778 | 4411117.0453 | 19727495.6748 | 961560.8286 | 17759797.8658 | 17759797.8658 | 1478867.319 | 7985640.2162 | 0 | 38448854.3692 | 65673159.7703 | 316227.766 | 1.6615 | 23141.0564 | 39526.439 | 471.7617 | 805.7999
1 | 4900 | 707 | 0.015 | 15 | 15 | 7 | 4.217e-10 | 5spot_SharedNeighbor | Water | Porous | Wet | R600a | MinimizeLCOE_Brownfield | IgnoreSilica | 2019 | 82.6567 | 10.0512 | 0.43991 | 4 | 22205.3541 | 37676.9715 | 452.6862 | 768.096 | 85.2955 | 0 | 124.4303 | 1577447.6829 | 91504.9852 | 2218376.773 | 2461435.0979 | 0 | 222161.587 | 0 | 2562661.1891 | 6667518.7399 | 4550718.5438 | 20351824.5987 | 961560.8286 | 17759797.8658 | 17759797.8658 | 1478867.319 | 7985640.2162 | 0 | 39073183.2932 | 66297488.6942 | 421696.5034 | 1.7596 | 22205.3541 | 37676.9715 | 452.6862 | 768.096
1 | 4900 | 707 | 0.015 | 15 | 15 | 7 | 5.6234e-10 | 5spot_SharedNeighbor | Water | Porous | Wet | R600a | MinimizeLCOE_Brownfield | IgnoreSilica | 2019 | 85.1434 | 10.3538 | 0.45959 | 4 | 21514.1226 | 36323.0177 | 438.5945 | 740.4938 | 85.2966 | 0 | 149.8446 | 1610776.6995 | 93426.4063 | 2271648.7739 | 2534785.1726 | 0 | 214569.6159 | 0 | 2622830.6006 | 6824067.2063 | 4657566.0888 | 20829670.564 | 961560.8286 | 17759797.8658 | 17759797.8658 | 1478867.319 | 7985640.2162 | 0 | 39551029.2585 | 66775334.6595 | 562341.3252 | 1.8384 | 21514.1226 | 36323.0177 | 438.5945 | 740.4938
1 | 4900 | 707 | 0.015 | 15 | 15 | 7 | 7.4989e-10 | 5spot_SharedNeighbor | Water | Porous | Wet | R600a | MinimizeLCOE_Brownfield | IgnoreSilica | 2019 | 86.303 | 10.4948 | 0.47401 | 4 | 20960.7121 | 35319.332 | 427.3125 | 720.0324 | 85.2964 | 0 | 123.9412 | 1626197.7834 | 94314.9293 | 2296361.8214 | 2568977.8132 | 0 | 201024.891 | 0 | 2646882.1229 | 6886644.3337 | 4700276.2641 | 21020679.959 | 961560.8286 | 17759797.8658 | 17759797.8658 | 1478867.319 | 7985640.2162 | 0 | 39742038.6534 | 66966344.0545 | 749894.2093 | 1.896 | 20960.7121 | 35319.332 | 427.3125 | 720.0324
1 | 4900 | 707 | 0.015 | 15 | 15 | 7 | 1e-09 | 5spot_SharedNeighbor | Water | Porous | Wet | R600a | MinimizeLCOE_Brownfield | IgnoreSilica | 2019 | 88.5345 | 10.7658 | 0.48727 | 4 | 20621.192 | 34588.8524 | 420.3909 | 705.1405 | 85.295 | 0 | 126.4018 | 1655658.4458 | 96011.4732 | 2343687.3553 | 2634747.1974 | 0 | 202268.102 | 0 | 2703625.3038 | 7034278.4506 | 4801039.5825 | 21471315.9106 | 961560.8286 | 17759797.8658 | 17759797.8658 | 1478867.319 | 7985640.2162 | 0 | 40192674.6051 | 67416980.0061 | 1000000 | 1.9491 | 20621.192 | 34588.8524 | 420.3909 | 705.1405
1 | 4900 | 707 | 0.015 | 15 | 15 | 7 | 1.3335e-09 | 5spot_SharedNeighbor | Water | Porous | Wet | R600a | MinimizeLCOE_Brownfield | IgnoreSilica | 2019 | 89.6601 | 10.9024 | 0.49665 | 4 | 20337.732 | 34041.6378 | 414.6122 | 693.9848 | 85.2938 | 0 | 137.4379 | 1670412.8905 | 96860.6777 | 2367445.0009 | 2667907.1176 | 0 | 197694.5141 | 0 | 2730124.8783 | 7103224.9077 | 4848096.9562 | 21681766.943 | 961560.8286 | 17759797.8658 | 17759797.8658 | 1478867.319 | 7985640.2162 | 0 | 40403125.6374 | 67627431.0385 | 1333521.4322 | 1.9866 | 20337.732 | 34041.6378 | 414.6122 | 693.9848
1 | 4900 | 707 | 0.015 | 15 | 15 | 7 | 1.7783e-09 | 5spot_SharedNeighbor | Water | Porous | Wet | R600a | MinimizeLCOE_Brownfield | IgnoreSilica | 2019 | 90.5102 | 11.0055 | 0.50383 | 4 | 20126.2975 | 33634.9404 | 410.3018 | 685.6938 | 85.2926 | 0 | 115.1252 | 1681510.9987 | 97499.2347 | 2385339.9332 | 2692947.1445 | 0 | 194004.9462 | 0 | 2750007.8803 | 7154956.4005 | 4883404.763 | 21839671.3011 | 961560.8286 | 17759797.8658 | 17759797.8658 | 1478867.319 | 7985640.2162 | 0 | 40561029.9955 | 67785335.3966 | 1778279.41 | 2.0153 | 20126.2975 | 33634.9404 | 410.3018 | 685.6938
1 | 4900 | 707 | 0.015 | 15 | 15 | 7 | 2.3714e-09 | 5spot_SharedNeighbor | Water | Porous | Wet | R600a | MinimizeLCOE_Brownfield | IgnoreSilica | 2019 | 91.1487 | 11.0829 | 0.50929 | 4 | 19968.3832 | 33332.1973 | 407.0825 | 679.5219 | 85.2915 | 0 | 122.0392 | 1689819.2611 | 97977.1553 | 2398750.3486 | 2711747.5024 | 0 | 191066.7654 | 0 | 2764850.8028 | 7193574.64 | 4909762.5049 | 21957548.9804 | 961560.8286 | 17759797.8658 | 17759797.8658 | 1478867.319 | 7985640.2162 | 0 | 40678907.6749 | 67903213.076 | 2371373.7057 | 2.0372 | 19968.3832 | 33332.1973 | 407.0825 | 679.5219
1 | 4900 | 707 | 0.015 | 15 | 15 | 7 | 3.1623e-09 | 5spot_SharedNeighbor | Water | Porous | Wet | R600a | MinimizeLCOE_Brownfield | IgnoreSilica | 2019 | 91.6286 | 11.141 | 0.51343 | 4 | 19850.3248 | 33106.3795 | 404.6757 | 674.9183 | 85.2907 | 0 | 131.259 | 1696049.8111 | 98335.493 | 2408814.9417 | 2725877.1826 | 0 | 188767.63 | 0 | 2775959.5728 | 7222477.3808 | 4929489.2195 | 22045771.2316 | 961560.8286 | 17759797.8658 | 17759797.8658 | 1478867.319 | 7985640.2162 | 0 | 40767129.9261 | 67991435.3271 | 3162277.6602 | 2.0537 | 19850.3248 | 33106.3795 | 404.6757 | 674.9183
1 | 4900 | 707 | 0.015 | 15 | 15 | 7 | 4.217e-09 | 5spot_SharedNeighbor | Water | Porous | Wet | R600a | MinimizeLCOE_Brownfield | IgnoreSilica | 2019 | 91.9982 | 11.1858 | 0.51659 | 4 | 19761.9967 | 32937.0726 | 402.875 | 671.4668 | 85.29 | 0 | 136.2296 | 1700840.0375 | 98610.9551 | 2416557.4436 | 2736758.4675 | 0 | 187050.1665 | 0 | 2784528.6574 | 7244772.3812 | 4944706.0153 | 22113824.1241 | 961560.8286 | 17759797.8658 | 17759797.8658 | 1478867.319 | 7985640.2162 | 0 | 40835182.8186 | 68059488.2196 | 4216965.0343 | 2.0663 | 19761.9967 | 32937.0726 | 402.875 | 671.4668
1 | 4900 | 707 | 0.015 | 15 | 15 | 7 | 5.6234e-09 | 5spot_SharedNeighbor | Water | Porous | Wet | R600a | MinimizeLCOE_Brownfield | IgnoreSilica | 2019 | 92.2734 | 11.2191 | 0.51896 | 4 | 19695.8744 | 32810.6596 | 401.527 | 668.8897 | 85.2894 | 0 | 150.2425 | 1704402.2718 | 98815.7797 | 2422317.7033 | 2744860.4578 | 0 | 185714.6107 | 0 | 2790883.2211 | 7261305.6525 | 4955990.3128 | 22164290.0099 | 961560.8286 | 17759797.8658 | 17759797.8658 | 1478867.319 | 7985640.2162 | 0 | 40885648.7044 | 68109954.1054 | 5623413.2519 | 2.0758 | 19695.8744 | 32810.6596 | 401.527 | 668.8897
1 | 4900 | 707 | 0.015 | 15 | 15 | 7 | 7.4989e-09 | 5spot_SharedNeighbor | Water | Porous | Wet | R600a | MinimizeLCOE_Brownfield | IgnoreSilica | 2019 | 92.4781 | 11.2439 | 0.52075 | 4 | 19646.3541 | 32716.2143 | 400.5175 | 666.9643 | 85.289 | 0 | 143.2666 | 1707048.6181 | 98967.9297 | 2426598.3636 | 2750884.9578 | 0 | 184681.6183 | 0 | 2795590.7801 | 7273553.7554 | 4964349.8946 | 22201675.9176 | 961560.8286 | 17759797.8658 | 17759797.8658 | 1478867.319 | 7985640.2162 | 0 | 40923034.612 | 68147340.0131 | 7498942.0933 | 2.083 | 19646.3541 | 32716.2143 | 400.5175 | 666.9643
1 | 4900 | 707 | 0.015 | 15 | 15 | 7 | 1e-08 | 5spot_SharedNeighbor | Water | Porous | Wet | R600a | MinimizeLCOE_Brownfield | IgnoreSilica | 2019 | 92.6413 | 11.2637 | 0.52212 | 4 | 19609.2554 | 32644.8422 | 399.7612 | 665.5093 | 85.2887 | 0 | 157.3874 | 1709156.8062 | 99089.1314 | 2430009.369 | 2755687.7152 | 0 | 183962.1436 | 0 | 2799383.0145 | 7283420.3713 | 4971084.0627 | 22231792.6139 | 961560.8286 | 17759797.8658 | 17759797.8658 | 1478867.319 | 7985640.2162 | 0 | 40953151.3083 | 68177456.7094 | 10000000 | 2.0885 | 19609.2554 | 32644.8422 | 399.7612 | 665.5093
1 | 5000 | 707 | 0.015 | 15 | 15 | 7 | 1e-13 | 5spot_SharedNeighbor | Water | Porous | Wet | R600a | MinimizeLCOE_Brownfield | IgnoreSilica | 2019 | 0 | 0 | 0 | 0 |  |  |  |  | 15 |  | 21.4742 | [19 empty] | 100 | 0
1 | 5000 | 707 | 0.015 | 15 | 15 | 7 | 1.3335e-13 | 5spot_SharedNeighbor | Water | Porous | Wet | R600a | MinimizeLCOE_Brownfield | IgnoreSilica | 2019 | 0 | 0 | 0 | 0 |  |  |  |  | 15 |  | 24.0255 | [19 empty] | 133.3521 | 0
1 | 5000 | 707 | 0.015 | 15 | 15 | 7 | 1.7783e-13 | 5spot_SharedNeighbor | Water | Porous | Wet | R600a | MinimizeLCOE_Brownfield | IgnoreSilica | 2019 | 0 | 0 | 0 | 0 |  |  |  |  | 15 |  | 23.2167 | [19 empty] | 177.8279 | 0
1 | 5000 | 707 | 0.015 | 15 | 15 | 7 | 2.3714e-13 | 5spot_SharedNeighbor | Water | Porous | Wet | R600a | MinimizeLCOE_Brownfield | IgnoreSilica | 2019 | 0 | 0 | 0 | 0 |  |  |  |  | 15 |  | 23.747 | [19 empty] | 237.1374 | 0
1 | 5000 | 707 | 0.015 | 15 | 15 | 7 | 3.1623e-13 | 5spot_SharedNeighbor | Water | Porous | Wet | R600a | MinimizeLCOE_Brownfield | IgnoreSilica | 2019 | 0 | 0 | 0 | 0 |  |  |  |  | 15 |  | 23.546 | [19 empty] | 316.2278 | 0
1 | 5000 | 707 | 0.015 | 15 | 15 | 7 | 4.217e-13 | 5spot_SharedNeighbor | Water | Porous | Wet | R600a | MinimizeLCOE_Brownfield | IgnoreSilica | 2019 | 0 | 0 | 0 | 0 |  |  |  |  | 15 |  | 24.3468 | [19 empty] | 421.6965 | 0
1 | 5000 | 707 | 0.015 | 15 | 15 | 7 | 5.6234e-13 | 5spot_SharedNeighbor | Water | Porous | Wet | R600a | MinimizeLCOE_Brownfield | IgnoreSilica | 2019 | 0 | 0 | 0 | 0 |  |  |  |  | 15 |  | 27.503 | [19 empty] | 562.3413 | 0
1 | 5000 | 707 | 0.015 | 15 | 15 | 7 | 7.4989e-13 | 5spot_SharedNeighbor | Water | Porous | Wet | R600a | MinimizeLCOE_Brownfield | IgnoreSilica | 2019 | 0 | 0 | 0 | 0 |  |  |  |  | 15 |  | 27.8651 | [19 empty] | 749.8942 | 0
1 | 5000 | 707 | 0.015 | 15 | 15 | 7 | 1e-12 | 5spot_SharedNeighbor | Water | Porous | Wet | R600a | MinimizeLCOE_Brownfield | IgnoreSilica | 2019 | 0 | 0 | 0 | 0 |  |  |  |  | 15 |  | 27.8463 | [19 empty] | 1000 | 0
1 | 5000 | 707 | 0.015 | 15 | 15 | 7 | 1.3335e-12 | 5spot_SharedNeighbor | Water | Porous | Wet | R600a | MinimizeLCOE_Brownfield | IgnoreSilica | 2019 | 0 | 0 | 0 | 0 |  |  |  |  | 15 |  | 28.3474 | [19 empty] | 1333.5214 | 0
1 | 5000 | 707 | 0.015 | 15 | 15 | 7 | 1.7783e-12 | 5spot_SharedNeighbor | Water | Porous | Wet | R600a | MinimizeLCOE_Brownfield | IgnoreSilica | 2019 | 1.6 | 0.12429 | 0.0004298 | 4 | 11593836.4225 | 27831076.9397 | 236356.0373 | 567374.1477 | 67.3648 | 0 | 34.5023 | 60580.5157 | 3120.8586 | 67028.4953 | 62049.2398 | 0 | 38834.4739 | 0 | 90329.2975 | 235018.3029 | 160404.8209 | 717366.0044 | 961560.8286 | 18253066.8284 | 18253066.8284 | 1478867.319 | 8182947.8012 | 0 | 19931993.6614 | 47846875.6101 | 1778.2794 | 0.0017192 | 11593836.4225 | 27831076.9397 | 236356.0373 | 567374.1477
1 | 5000 | 707 | 0.015 | 15 | 15 | 7 | 2.3714e-12 | 5spot_SharedNeighbor | Water | Porous | Wet | R600a | MinimizeLCOE_Brownfield | IgnoreSilica | 2019 | 1.6 | 0.12429 | 0.0016894 | 4 | 2946268.4497 | 7077227.8448 | 60063.6675 | 144278.8623 | 67.3658 | 0 | 34.4227 | 60582.8211 | 3120.999 | 67030.1916 | 62049.9849 | 0 | 31520.229 | 0 | 87478.648 | 227601.4977 | 155342.6989 | 694727.0703 | 961560.8286 | 18253066.8284 | 18253066.8284 | 1478867.319 | 8182947.8012 | 0 | 19909354.7273 | 47824236.6759 | 2371.3737 | 0.0067575 | 2946268.4497 | 7077227.8448 | 60063.6675 | 144278.8623
1 | 5000 | 707 | 0.015 | 15 | 15 | 7 | 3.1623e-12 | 5spot_SharedNeighbor | Water | Porous | Wet | R600a | MinimizeLCOE_Brownfield | IgnoreSilica | 2019 | 3.2734 | 0.32535 | 0.0052222 | 4 | 987547.1792 | 2323896.6321 | 20132.485 | 47375.7761 | 76.4016 | 0 | 91.0058 | 131707.3805 | 7228.4256 | 143620.2737 | 113091.8484 | 0 | 60935.7303 | 0 | 178067.6268 | 463295.4383 | 316208.6564 | 1414155.3801 | 961560.8286 | 18253066.8284 | 18253066.8284 | 1478867.319 | 8182947.8012 | 0 | 20628783.0371 | 48543664.9858 | 3162.2777 | 0.020889 | 987547.1792 | 2323896.6321 | 20132.485 | 47375.7761
1 | 5000 | 707 | 0.015 | 15 | 15 | 7 | 4.217e-12 | 5spot_SharedNeighbor | Water | Porous | Wet | R600a | MinimizeLCOE_Brownfield | IgnoreSilica | 2019 | 4.5575 | 0.48395 | 0.0094525 | 4 | 558273.7724 | 1296567.4117 | 11381.166 | 26432.2804 | 79.2049 | 0 | 94.9206 | 178526.092 | 9981.4431 | 196877.1806 | 151163.7809 | 0 | 74865.1958 | 0 | 238451.34 | 620401.4736 | 423436.7537 | 1893703.2597 | 961560.8286 | 18253066.8284 | 18253066.8284 | 1478867.319 | 8182947.8012 | 0 | 21108330.9167 | 49023212.8653 | 4216.965 | 0.03781 | 558273.7724 | 1296567.4117 | 11381.166 | 26432.2804
1 | 5000 | 707 | 0.015 | 15 | 15 | 7 | 5.6234e-12 | 5spot_SharedNeighbor | Water | Porous | Wet | R600a | MinimizeLCOE_Brownfield | IgnoreSilica | 2019 | 6.1233 | 0.67952 | 0.015369 | 4 | 352251.3255 | 806330.1686 | 7181.1197 | 16438.1311 | 81.1203 | 0 | 128.9534 | 230338.3032 | 13043.9408 | 257897.9522 | 198122.3876 | 0 | 88495.8628 | 0 | 307280.3942 | 799480.5537 | 545661.9056 | 2440321.3 | 961560.8286 | 18253066.8284 | 18253066.8284 | 1478867.319 | 8182947.8012 | 0 | 21654948.957 | 49569830.9057 | 5623.4133 | 0.061476 | 352251.3255 | 806330.1686 | 7181.1197 | 16438.1311
1 | 5000 | 707 | 0.015 | 15 | 15 | 7 | 7.4989e-12 | 5spot_SharedNeighbor | Water | Porous | Wet | R600a | MinimizeLCOE_Brownfield | IgnoreSilica | 2019 | 8.0017 | 0.91427 | 0.023231 | 4 | 239614.8854 | 540017.0749 | 4884.8735 | 11008.9785 | 82.4267 | 0 | 104.2235 | 286693.0807 | 16375.9599 | 326661.5926 | 254145.3839 | 0 | 101381.4856 | 0 | 384250.426 | 999740.7879 | 682343.6304 | 3051592.3469 | 961560.8286 | 18253066.8284 | 18253066.8284 | 1478867.319 | 8182947.8012 | 0 | 22266220.0039 | 50181101.9525 | 7498.9421 | 0.092925 | 239614.8854 | 540017.0749 | 4884.8735 | 11008.9785
1 | 5000 | 707 | 0.015 | 15 | 15 | 7 | 1e-11 | 5spot_SharedNeighbor | Water | Porous | Wet | R600a | MinimizeLCOE_Brownfield | IgnoreSilica | 2019 | 10.825 | 1.2717 | 0.03433 | 4 | 168631.3357 | 371916.8748 | 3437.7779 | 7582.0285 | 83.6743 | 0 | 96.222 | 365094.8146 | 21025.3834 | 424913.3379 | 339362.6023 | 0 | 122211.3806 | 0 | 496316.9323 | 1291314.8493 | 881348.9185 | 3941588.2189 | 961560.8286 | 18253066.8284 | 18253066.8284 | 1478867.319 | 8182947.8012 | 0 | 23156215.8759 | 51071097.8245 | 10000 | 0.13732 | 168631.3357 | 371916.8748 | 3437.7779 | 7582.0285
1 | 5000 | 707 | 0.015 | 15 | 15 | 7 | 1.3335e-11 | 5spot_SharedNeighbor | Water | Porous | Wet | R600a | MinimizeLCOE_Brownfield | IgnoreSilica | 2019 | 14.0434 | 1.6779 | 0.048598 | 4 | 123985.2703 | 267587.6929 | 2527.6074 | 5455.1371 | 84.4605 | 0 | 112.4375 | 446218.9557 | 25825.939 | 530094.4915 | 435828.8051 | 0 | 139840.9679 | 0 | 615345.5721 | 1601002.9538 | 1092717.4133 | 4886875.0983 | 961560.8286 | 18253066.8284 | 18253066.8284 | 1478867.319 | 8182947.8012 | 0 | 24101502.7554 | 52016384.704 | 13335.2143 | 0.19439 | 123985.2703 | 267587.6929 | 2527.6074 | 5455.1371
1 | 5000 | 707 | 0.015 | 15 | 15 | 7 | 1.7783e-11 | 5spot_SharedNeighbor | Water | Porous | Wet | R600a | MinimizeLCOE_Brownfield | IgnoreSilica | 2019 | 18.2381 | 2.2074 | 0.067253 | 4 | 93955.6029 | 197724.3842 | 1915.412 | 4030.879 | 85.0782 | 0 | 114.6584 | 543424.4248 | 31567.6755 | 659851.1315 | 560815.5989 | 0 | 161044.7436 | 0 | 763114.3939 | 1985467.1167 | 1355122.1044 | 6060407.1892 | 961560.8286 | 18253066.8284 | 18253066.8284 | 1478867.319 | 8182947.8012 | 0 | 25275034.8462 | 53189916.7949 | 17782.7941 | 0.26901 | 93955.6029 | 197724.3842 | 1915.412 | 4030.879
1 | 5000 | 707 | 0.015 | 15 | 15 | 7 | 2.3714e-11 | 5spot_SharedNeighbor | Water | Porous | Wet | R600a | MinimizeLCOE_Brownfield | IgnoreSilica | 2019 | 23.3271 | 2.8513 | 0.091233 | 4 | 72988.8767 | 149482.2172 | 1487.977 | 3047.3972 | 85.5355 | 0 | 91.417 | 652666.8377 | 38012.7131 | 809485.6729 | 713440.0251 | 0 | 182505.5006 | 0 | 934483.1922 | 2431333.5774 | 1659435.1255 | 7421362.6444 | 961560.8286 | 18253066.8284 | 18253066.8284 | 1478867.319 | 8182947.8012 | 0 | 26635990.3015 | 54550872.2501 | 23713.7371 | 0.36493 | 72988.8767 | 149482.2172 | 1487.977 | 3047.3972
1 | 5000 | 707 | 0.015 | 15 | 15 | 7 | 3.1623e-11 | 5spot_SharedNeighbor | Water | Porous | Wet | R600a | MinimizeLCOE_Brownfield | IgnoreSilica | 2019 | 29.4218 | 3.6228 | 0.1213 | 4 | 58114.0961 | 115647.4854 | 1184.7345 | 2357.6304 | 85.8797 | 0 | 125.6317 | 774261.8529 | 45174.242 | 980158.3792 | 896264.1296 | 0 | 204133.1894 | 0 | 1130996.7993 | 2942621.6724 | 2008399.7563 | 8982010.021 | 961560.8286 | 18253066.8284 | 18253066.8284 | 1478867.319 | 8182947.8012 | 0 | 28196637.6781 | 56111519.6267 | 31622.7766 | 0.48519 | 58114.0961 | 115647.4854 | 1184.7345 | 2357.6304
1 | 5000 | 707 | 0.015 | 15 | 15 | 7 | 4.217e-11 | 5spot_SharedNeighbor | Water | Porous | Wet | R600a | MinimizeLCOE_Brownfield | IgnoreSilica | 2019 | 36.4398 | 4.5116 | 0.15778 | 4 | 47411.8916 | 91641.969 | 966.5555 | 1868.2455 | 86.1378 | 0 | 122.8702 | 905170.1421 | 52871.8826 | 1167992.5564 | 1106941.8268 | 0 | 224405.7421 | 0 | 1348379.0385 | 3508205.6676 | 2394422.4545 | 10708389.3106 | 961560.8286 | 18253066.8284 | 18253066.8284 | 1478867.319 | 8182947.8012 | 0 | 29923016.9676 | 57837898.9162 | 42169.6503 | 0.63113 | 47411.8916 | 91641.969 | 966.5555 | 1868.2455
1 | 5000 | 707 | 0.015 | 15 | 15 | 7 | 5.6234e-11 | 5spot_SharedNeighbor | Water | Porous | Wet | R600a | MinimizeLCOE_Brownfield | IgnoreSilica | 2019 | 44.0964 | 5.4817 | 0.20009 | 4 | 39653.5136 | 74530.9216 | 808.3905 | 1519.4136 | 86.3287 | 0 | 143.2083 | 1039605.5069 | 60764.2925 | 1364711.6247 | 1336917.8631 | 0 | 241232.0681 | 0 | 1576860.2286 | 4102666.8563 | 2800154.4308 | 12522912.871 | 961560.8286 | 18253066.8284 | 18253066.8284 | 1478867.319 | 8182947.8012 | 0 | 31737540.528 | 59652422.4766 | 56234.1325 | 0.80037 | 39653.5136 | 74530.9216 | 808.3905 | 1519.4136
1 | 5000 | 707 | 0.015 | 15 | 15 | 7 | 7.4989e-11 | 5spot_SharedNeighbor | Water | Porous | Wet | R600a | MinimizeLCOE_Brownfield | IgnoreSilica | 2019 | 51.9575 | 6.4777 | 0.2465 | 4 | 34013.6776 | 62324.9428 | 693.4148 | 1270.5783 | 86.466 | 0 | 143.5672 | 1170474.2057 | 68434.5216 | 1559547.2216 | 1573035.2581 | 0 | 252872.703 | 0 | 1803501.9249 | 4692342.0595 | 3202619.8736 | 14322827.7682 | 961560.8286 | 18253066.8284 | 18253066.8284 | 1478867.319 | 8182947.8012 | 0 | 33537455.4252 | 61452337.3738 | 74989.4209 | 0.986 | 34013.6776 | 62324.9428 | 693.4148 | 1270.5783
1 | 5000 | 707 | 0.015 | 15 | 15 | 7 | 1e-10 | 5spot_SharedNeighbor | Water | Porous | Wet | R600a | MinimizeLCOE_Brownfield | IgnoreSilica | 2019 | 59.5091 | 7.4338 | 0.2943 | 4 | 29912.1132 | 53625.2741 | 609.7989 | 1093.2237 | 86.5594 | 0 | 144.2854 | 1290561.8162 | 75460.8848 | 1741003.9768 | 1799781.7175 | 0 | 258282.2185 | 0 | 2014385.3394 | 5241017.4458 | 3577102.0989 | 15997595.498 | 961560.8286 | 18253066.8284 | 18253066.8284 | 1478867.319 | 8182947.8012 | 0 | 35212223.155 | 63127105.1036 | 100000 | 1.1772 | 29912.1132 | 53625.2741 | 609.7989 | 1093.2237
1 | 5000 | 707 | 0.015 | 15 | 15 | 7 | 1.3335e-10 | 5spot_SharedNeighbor | Water | Porous | Wet | R600a | MinimizeLCOE_Brownfield | IgnoreSilica | 2019 | 66.3445 | 8.298 | 0.34058 | 4 | 26928.2585 | 47419.1151 | 548.969 | 966.7028 | 86.6184 | 0 | 121.3886 | 1395150.7205 | 81569.8511 | 1901031.6633 | 2004884.3518 | 0 | 257839.8811 | 0 | 2199785.8225 | 5723391.4719 | 3906332.2835 | 17469986.0457 | 961560.8286 | 18253066.8284 | 18253066.8284 | 1478867.319 | 8182947.8012 | 0 | 36684613.7027 | 64599495.6514 | 133352.1432 | 1.3623 | 26928.2585 | 47419.1151 | 548.969 | 966.7028
1 | 5000 | 707 | 0.015 | 15 | 15 | 7 | 1.7783e-10 | 5spot_SharedNeighbor | Water | Porous | Wet | R600a | MinimizeLCOE_Brownfield | IgnoreSilica | 2019 | 72.2398 | 9.0419 | 0.38299 | 4 | 24753.9151 | 42975.6921 | 504.642 | 876.1176 | 86.6528 | 0 | 135.6258 | 1482541.1144 | 86665.7492 | 2036134.4486 | 2181619.0229 | 0 | 252963.0464 | 0 | 2355570.1188 | 6128710.2551 | 4182970.6815 | 18707174.4369 | 961560.8286 | 18253066.8284 | 18253066.8284 | 1478867.319 | 8182947.8012 | 0 | 37921802.0939 | 65836684.0425 | 177827.941 | 1.532 | 24753.9151 | 42975.6921 | 504.642 | 876.1176
1 | 5000 | 707 | 0.015 | 15 | 15 | 7 | 2.3714e-10 | 5spot_SharedNeighbor | Water | Porous | Wet | R600a | MinimizeLCOE_Brownfield | IgnoreSilica | 2019 | 77.1339 | 9.6581 | 0.4201 | 4 | 23164.6578 | 39776.8619 | 472.2429 | 810.9051 | 86.6709 | 0 | 129.2961 | 1553262.5523 | 90783.3743 | 2146386.1342 | 2328194.7435 | 0 | 245363.8291 | 0 | 2481956.347 | 6457541.2958 | 4407404.6236 | 19710892.8998 | 961560.8286 | 18253066.8284 | 18253066.8284 | 1478867.319 | 8182947.8012 | 0 | 38925520.5568 | 66840402.5055 | 237137.3706 | 1.6804 | 23164.6578 | 39776.8619 | 472.2429 | 810.9051
1 | 5000 | 707 | 0.015 | 15 | 15 | 7 | 3.1623e-10 | 5spot_SharedNeighbor | Water | Porous | Wet | R600a | MinimizeLCOE_Brownfield | IgnoreSilica | 2019 | 81.5165 | 10.2088 | 0.45318 | 4 | 21964.4637 | 37364.0154 | 447.7753 | 761.716 | 86.6798 | 0 | 126.4542 | 1615271.0451 | 94388.7245 | 2243728.7161 | 2459322.4635 | 0 | 238510.4232 | 0 | 2593976.3352 | 6748994.3266 | 4606327.3059 | 20600519.3402 | 961560.8286 | 18253066.8284 | 18253066.8284 | 1478867.319 | 8182947.8012 | 0 | 39815146.9972 | 67730028.9458 | 316227.766 | 1.8127 | 21964.4637 | 37364.0154 | 447.7753 | 761.716
1 | 5000 | 707 | 0.015 | 15 | 15 | 7 | 4.217e-10 | 5spot_SharedNeighbor | Water | Porous | Wet | R600a | MinimizeLCOE_Brownfield | IgnoreSilica | 2019 | 84.6124 | 10.5971 | 0.47856 | 4 | 21119.152 | 35702.0051 | 430.5425 | 727.8337 | 86.6821 | 0 | 124.8802 | 1658351.7425 | 96890.62 | 2311730.7336 | 2551865.9809 | 0 | 229876.7989 | 0 | 2670999.1916 | 6949391.9992 | 4743102.8352 | 21212209.9018 | 961560.8286 | 18253066.8284 | 18253066.8284 | 1478867.319 | 8182947.8012 | 0 | 40426837.5588 | 68341719.5074 | 421696.5034 | 1.9142 | 21119.152 | 35702.0051 | 430.5425 | 727.8337
1 | 5000 | 707 | 0.015 | 15 | 15 | 7 | 5.6234e-10 | 5spot_SharedNeighbor | Water | Porous | Wet | R600a | MinimizeLCOE_Brownfield | IgnoreSilica | 2019 | 87.0218 | 10.8988 | 0.49888 | 4 | 20494.2122 | 34483.0877 | 417.8022 | 702.9844 | 86.6818 | 0 | 116.7874 | 1691482.9645 | 98812.9997 | 2364235.7148 | 2623841.8676 | 0 | 221922.2107 | 0 | 2730115.3454 | 7103200.105 | 4848080.0278 | 21681691.2354 | 961560.8286 | 18253066.8284 | 18253066.8284 | 1478867.319 | 8182947.8012 | 0 | 40896318.8924 | 68811200.8411 | 562341.3252 | 1.9955 | 20494.2122 | 34483.0877 | 417.8022 | 702.9844
1 | 5000 | 707 | 0.015 | 15 | 15 | 7 | 7.4989e-10 | 5spot_SharedNeighbor | Water | Porous | Wet | R600a | MinimizeLCOE_Brownfield | IgnoreSilica | 2019 | 88.8977 | 11.1334 | 0.51494 | 4 | 20030.7657 | 33583.3436 | 408.3543 | 684.6419 | 86.6804 | 0 | 125.8166 | 1717041.1942 | 100294.926 | 2404863.232 | 2679845.435 | 0 | 215125.7406 | 0 | 2775696.5058 | 7221792.9345 | 4929022.0708 | 22043682.0389 | 961560.8286 | 18253066.8284 | 18253066.8284 | 1478867.319 | 8182947.8012 | 0 | 41258309.6959 | 69173191.6445 | 749894.2093 | 2.0597 | 20030.7657 | 33583.3436 | 408.3543 | 684.6419
1 | 5000 | 707 | 0.015 | 15 | 15 | 7 | 1e-09 | 5spot_SharedNeighbor | Water | Porous | Wet | R600a | MinimizeLCOE_Brownfield | IgnoreSilica | 2019 | 91.1 | 11.4084 | 0.53056 | 4 | 19648.9436 | 32802.4743 | 400.5703 | 668.7228 | 86.6774 | 0 | 118.3527 | 1746791.2117 | 102018.7635 | 2452288.4906 | 2745557.2058 | 0 | 213016.6861 | 0 | 2831272.2195 | 7366389.5415 | 5027712.2262 | 22485046.345 | 961560.8286 | 18253066.8284 | 18253066.8284 | 1478867.319 | 8182947.8012 | 0 | 41699674.002 | 69614555.9506 | 1000000 | 2.1222 | 19648.9436 | 32802.4743 | 400.5703 | 668.7228
1 | 5000 | 707 | 0.015 | 15 | 15 | 7 | 1.3335e-09 | 5spot_SharedNeighbor | Water | Porous | Wet | R600a | MinimizeLCOE_Brownfield | IgnoreSilica | 2019 | 91.3922 | 11.4449 | 0.53698 | 4 | 19429.5219 | 32425.8808 | 396.0971 | 661.0454 | 86.6768 | 0 | 112.3187 | 1750715.1579 | 102245.9925 | 2458556.9111 | 2754272.1402 | 0 | 204536.8266 | 0 | 2835427.541 | 7377200.8356 | 5035091.1566 | 22518046.5616 | 961560.8286 | 18253066.8284 | 18253066.8284 | 1478867.319 | 8182947.8012 | 0 | 41732674.2186 | 69647556.1672 | 1333521.4322 | 2.1479 | 19429.5219 | 32425.8808 | 396.0971 | 661.0454
1 | 5000 | 707 | 0.015 | 15 | 15 | 7 | 1.7783e-09 | 5spot_SharedNeighbor | Water | Porous | Wet | R600a | MinimizeLCOE_Brownfield | IgnoreSilica | 2019 | 92.2151 | 11.5475 | 0.54434 | 4 | 19237.9946 | 32058.5874 | 392.1925 | 653.5577 | 86.6752 | 0 | 131.4474 | 1761745.5556 | 102884.7323 | 2476186.0295 | 2778810.2344 | 0 | 200783.4274 | 0 | 2854959.8919 | 7428020.0059 | 5069776.2846 | 22673166.1615 | 961560.8286 | 18253066.8284 | 18253066.8284 | 1478867.319 | 8182947.8012 | 0 | 41887793.8185 | 69802675.7672 | 1778279.41 | 2.1773 | 19237.9946 | 32058.5874 | 392.1925 | 653.5577
1 | 5000 | 707 | 0.015 | 15 | 15 | 7 | 2.3714e-09 | 5spot_SharedNeighbor | Water | Porous | Wet | R600a | MinimizeLCOE_Brownfield | IgnoreSilica | 2019 | 92.8413 | 11.6256 | 0.54996 | 4 | 19094.9123 | 31784.5027 | 389.2756 | 647.9701 | 86.6739 | 0 | 128.4614 | 1770115.0416 | 103369.2657 | 2489575.9143 | 2797481.1971 | 0 | 197862.7027 | 0 | 2869777.6074 | 7466572.662 | 5096089.2645 | 22790843.6553 | 961560.8286 | 18253066.8284 | 18253066.8284 | 1478867.319 | 8182947.8012 | 0 | 42005471.3123 | 69920353.261 | 2371373.7057 | 2.1998 | 19094.9123 | 31784.5027 | 389.2756 | 647.9701
1 | 5000 | 707 | 0.015 | 15 | 15 | 7 | 3.1623e-09 | 5spot_SharedNeighbor | Water | Porous | Wet | R600a | MinimizeLCOE_Brownfield | IgnoreSilica | 2019 | 93.3017 | 11.683 | 0.55418 | 4 | 18987.9218 | 31580.6927 | 387.0945 | 643.8151 | 86.6728 | 0 | 137.7648 | 1776255.0634 | 103724.6621 | 2499406.4453 | 2811207.3633 | 0 | 195508.8335 | 0 | 2880579.9234 | 7494678.0724 | 5115271.7846 | 22876632.148 | 961560.8286 | 18253066.8284 | 18253066.8284 | 1478867.319 | 8182947.8012 | 0 | 42091259.805 | 70006141.7536 | 3162277.6602 | 2.2167 | 18987.9218 | 31580.6927 | 387.0945 | 643.8151
1 | 5000 | 707 | 0.015 | 15 | 15 | 7 | 4.217e-09 | 5spot_SharedNeighbor | Water | Porous | Wet | R600a | MinimizeLCOE_Brownfield | IgnoreSilica | 2019 | 93.6501 | 11.7265 | 0.55739 | 4 | 18907.8625 | 31428.2648 | 385.4624 | 640.7077 | 86.672 | 0 | 148.1365 | 1780893.021 | 103993.0786 | 2506836.2541 | 2821591.761 | 0 | 193708.0221 | 0 | 2888738.6333 | 7515905.3621 | 5129759.8461 | 22941425.9783 | 961560.8286 | 18253066.8284 | 18253066.8284 | 1478867.319 | 8182947.8012 | 0 | 42156053.6353 | 70070935.5839 | 4216965.0343 | 2.2296 | 18907.8625 | 31428.2648 | 385.4624 | 640.7077
1 | 5000 | 707 | 0.015 | 15 | 15 | 7 | 5.6234e-09 | 5spot_SharedNeighbor | Water | Porous | Wet | R600a | MinimizeLCOE_Brownfield | IgnoreSilica | 2019 | 93.913 | 11.7592 | 0.55981 | 4 | 18847.9236 | 31314.2018 | 384.2404 | 638.3824 | 86.6713 | 0 | 134.7097 | 1784387.6417 | 104195.3043 | 2512436.8588 | 2829425.4028 | 0 | 192335.7435 | 0 | 2894884.5709 | 7531895.8311 | 5140673.6697 | 22990235.0228 | 961560.8286 | 18253066.8284 | 18253066.8284 | 1478867.319 | 8182947.8012 | 0 | 42204862.6798 | 70119744.6284 | 5623413.2519 | 2.2392 | 18847.9236 | 31314.2018 | 384.2404 | 638.3824
1 | 5000 | 707 | 0.015 | 15 | 15 | 7 | 7.4989e-09 | 5spot_SharedNeighbor | Water | Porous | Wet | R600a | MinimizeLCOE_Brownfield | IgnoreSilica | 2019 | 94.1176 | 11.7847 | 0.56165 | 4 | 18803.0301 | 31228.3638 | 383.3252 | 636.6324 | 86.6708 | 0 | 131.0489 | 1787106.237 | 104352.6106 | 2516795.1783 | 2835524.9179 | 0 | 191341.1504 | 0 | 2899696.8367 | 7544416.3595 | 5149219.1876 | 23028452.478 | 961560.8286 | 18253066.8284 | 18253066.8284 | 1478867.319 | 8182947.8012 | 0 | 42243080.135 | 70157962.0836 | 7498942.0933 | 2.2466 | 18803.0301 | 31228.3638 | 383.3252 | 636.6324
1 | 5000 | 707 | 0.015 | 15 | 15 | 7 | 1e-08 | 5spot_SharedNeighbor | Water | Porous | Wet | R600a | MinimizeLCOE_Brownfield | IgnoreSilica | 2019 | 94.2614 | 11.8026 | 0.56301 | 4 | 18769.3956 | 31164.7466 | 382.6395 | 635.3355 | 86.6704 | 0 | 141.371 | 1789013.8928 | 104462.9864 | 2519854.1907 | 2839807.8738 | 0 | 190515.8248 | 0 | 2903025.3597 | 7553076.4936 | 5155129.9071 | 23054886.529 | 961560.8286 | 18253066.8284 | 18253066.8284 | 1478867.319 | 8182947.8012 | 0 | 42269514.186 | 70184396.1346 | 10000000 | 2.252 | 18769.3956 | 31164.7466 | 382.6395 | 635.3355
1 | 5100 | 707 | 0.015 | 15 | 15 | 7 | 1e-13 | 5spot_SharedNeighbor | Water | Porous | Wet | R600a | MinimizeLCOE_Brownfield | IgnoreSilica | 2019 | 0 | 0 | 0 | 0 |  |  |  |  | 15 |  | 22.5255 | [19 empty] | 100 | 0
1 | 5100 | 707 | 0.015 | 15 | 15 | 7 | 1.3335e-13 | 5spot_SharedNeighbor | Water | Porous | Wet | R600a | MinimizeLCOE_Brownfield | IgnoreSilica | 2019 | 0 | 0 | 0 | 0 |  |  |  |  | 15 |  | 23.6329 | [19 empty] | 133.3521 | 0
1 | 5100 | 707 | 0.015 | 15 | 15 | 7 | 1.7783e-13 | 5spot_SharedNeighbor | Water | Porous | Wet | R600a | MinimizeLCOE_Brownfield | IgnoreSilica | 2019 | 0 | 0 | 0 | 0 |  |  |  |  | 15 |  | 22.8068 | [19 empty] | 177.8279 | 0
1 | 5100 | 707 | 0.015 | 15 | 15 | 7 | 2.3714e-13 | 5spot_SharedNeighbor | Water | Porous | Wet | R600a | MinimizeLCOE_Brownfield | IgnoreSilica | 2019 | 0 | 0 | 0 | 0 |  |  |  |  | 15 |  | 24.2346 | [19 empty] | 237.1374 | 0
1 | 5100 | 707 | 0.015 | 15 | 15 | 7 | 3.1623e-13 | 5spot_SharedNeighbor | Water | Porous | Wet | R600a | MinimizeLCOE_Brownfield | IgnoreSilica | 2019 | 0 | 0 | 0 | 0 |  |  |  |  | 15 |  | 25.024 | [19 empty] | 316.2278 | 0
1 | 5100 | 707 | 0.015 | 15 | 15 | 7 | 4.217e-13 | 5spot_SharedNeighbor | Water | Porous | Wet | R600a | MinimizeLCOE_Brownfield | IgnoreSilica | 2019 | 0 | 0 | 0 | 0 |  |  |  |  | 15 |  | 24.9813 | [19 empty] | 421.6965 | 0
1 | 5100 | 707 | 0.015 | 15 | 15 | 7 | 5.6234e-13 | 5spot_SharedNeighbor | Water | Porous | Wet | R600a | MinimizeLCOE_Brownfield | IgnoreSilica | 2019 | 0 | 0 | 0 | 0 |  |  |  |  | 15 |  | 28.033 | [19 empty] | 562.3413 | 0
1 | 5100 | 707 | 0.015 | 15 | 15 | 7 | 7.4989e-13 | 5spot_SharedNeighbor | Water | Porous | Wet | R600a | MinimizeLCOE_Brownfield | IgnoreSilica | 2019 | 0 | 0 | 0 | 0 |  |  |  |  | 15 |  | 29.0036 | [19 empty] | 749.8942 | 0
1 | 5100 | 707 | 0.015 | 15 | 15 | 7 | 1e-12 | 5spot_SharedNeighbor | Water | Porous | Wet | R600a | MinimizeLCOE_Brownfield | IgnoreSilica | 2019 | 0 | 0 | 0 | 0 |  |  |  |  | 15 |  | 27.7642 | [19 empty] | 1000 | 0
1 | 5100 | 707 | 0.015 | 15 | 15 | 7 | 1.3335e-12 | 5spot_SharedNeighbor | Water | Porous | Wet | R600a | MinimizeLCOE_Brownfield | IgnoreSilica | 2019 | 0 | 0 | 0 | 0 |  |  |  |  | 15 |  | 29.4794 | [19 empty] | 1333.5214 | 0
1 | 5100 | 707 | 0.015 | 15 | 15 | 7 | 1.7783e-12 | 5spot_SharedNeighbor | Water | Porous | Wet | R600a | MinimizeLCOE_Brownfield | IgnoreSilica | 2019 | 1.6 | 0.12692 | 0.00076861 | 4 | 6647849.3844 | 15954800.4355 | 135525.4016 | 325260.1873 | 68.0668 | 0 | 33.3877 | 62071.2905 | 3211.9408 | 68121.0428 | 62528.0864 | 0 | 38035.3635 | 0 | 91247.4123 | 237407.0495 | 162035.1895 | 724657.3753 | 961560.8286 | 18752195.8818 | 18752195.8818 | 1478867.319 | 8382599.4226 | 0 | 20438414.0858 | 49052076.7092 | 1778.2794 | 0.0030744 | 6647849.3844 | 15954800.4355 | 135525.4016 | 325260.1873
1 | 5100 | 707 | 0.015 | 15 | 15 | 7 | 2.3714e-12 | 5spot_SharedNeighbor | Water | Porous | Wet | R600a | MinimizeLCOE_Brownfield | IgnoreSilica | 2019 | 1.6 | 0.12693 | 0.0020102 | 4 | 2539059.075 | 6097691.0873 | 51762.1536 | 124309.6806 | 68.0679 | 0 | 34.9657 | 62073.6034 | 3212.0827 | 68122.721 | 62528.8204 | 0 | 30680.1973 | 0 | 88380.7957 | 229948.701 | 156944.7134 | 701891.6349 | 961560.8286 | 18752195.8818 | 18752195.8818 | 1478867.319 | 8382599.4226 | 0 | 20415648.3453 | 49029310.9687 | 2371.3737 | 0.0080406 | 2539059.075 | 6097691.0873 | 51762.1536 | 124309.6806
1 | 5100 | 707 | 0.015 | 15 | 15 | 7 | 3.1623e-12 | 5spot_SharedNeighbor | Water | Porous | Wet | R600a | MinimizeLCOE_Brownfield | IgnoreSilica | 2019 | 3.5318 | 0.36601 | 0.0063548 | 4 | 836317.479 | 1961984.9737 | 17049.463 | 39997.7175 | 78.1389 | 0 | 76.6891 | 145574.2443 | 8075.2049 | 157584.6632 | 121864.7372 | 0 | 65677.0531 | 0 | 194522.6021 | 506107.9085 | 345429.0471 | 1544835.4605 | 961560.8286 | 18752195.8818 | 18752195.8818 | 1478867.319 | 8382599.4226 | 0 | 21258592.1709 | 49872254.7943 | 3162.2777 | 0.025419 | 836317.479 | 1961984.9737 | 17049.463 | 39997.7175
1 | 5100 | 707 | 0.015 | 15 | 15 | 7 | 4.217e-12 | 5spot_SharedNeighbor | Water | Porous | Wet | R600a | MinimizeLCOE_Brownfield | IgnoreSilica | 2019 | 4.9083 | 0.5414 | 0.011202 | 4 | 486002.4762 | 1124564.2497 | 9907.8178 | 22925.7633 | 80.8544 | 0 | 80.896 | 196228.4638 | 11080.1867 | 215078.4533 | 163221.8307 | 0 | 80721.1299 | 0 | 259868.7251 | 676125.1164 | 461469.2849 | 2063793.1908 | 961560.8286 | 18752195.8818 | 18752195.8818 | 1478867.319 | 8382599.4226 | 0 | 21777549.9013 | 50391212.5247 | 4216.965 | 0.04481 | 486002.4762 | 1124564.2497 | 9907.8178 | 22925.7633
1 | 5100 | 707 | 0.015 | 15 | 15 | 7 | 5.6234e-12 | 5spot_SharedNeighbor | Water | Porous | Wet | R600a | MinimizeLCOE_Brownfield | IgnoreSilica | 2019 | 6.5324 | 0.75019 | 0.017888 | 4 | 312315.223 | 712211.4434 | 6366.9683 | 14519.3936 | 82.6584 | 0 | 104.2719 | 250418.0616 | 14307.3934 | 278803.6548 | 212234.2303 | 0 | 94424.469 | 0 | 331573.2455 | 862685.5699 | 588800.6278 | 2633247.2523 | 961560.8286 | 18752195.8818 | 18752195.8818 | 1478867.319 | 8382599.4226 | 0 | 22347003.9627 | 50960666.5862 | 5623.4133 | 0.071553 | 312315.223 | 712211.4434 | 6366.9683 | 14519.3936
1 | 5100 | 707 | 0.015 | 15 | 15 | 7 | 7.4989e-12 | 5spot_SharedNeighbor | Water | Porous | Wet | R600a | MinimizeLCOE_Brownfield | IgnoreSilica | 2019 | 9.2586 | 1.1031 | 0.02717 | 4 | 214087.2046 | 477369.5497 | 4364.4572 | 9731.824 | 84.3257 | 0 | 96.7812 | 332708.1809 | 19218.5692 | 379034.1838 | 295336.1106 | 0 | 120962.0555 | 0 | 447431.049 | 1164123.8088 | 794538.4199 | 3553352.3779 | 961560.8286 | 18752195.8818 | 18752195.8818 | 1478867.319 | 8382599.4226 | 0 | 23267109.0883 | 51880771.7117 | 7498.9421 | 0.10868 | 214087.2046 | 477369.5497 | 4364.4572 | 9731.824
1 | 5100 | 707 | 0.015 | 15 | 15 | 7 | 1e-11 | 5spot_SharedNeighbor | Water | Porous | Wet | R600a | MinimizeLCOE_Brownfield | IgnoreSilica | 2019 | 11.5218 | 1.3969 | 0.039317 | 4 | 152319.5947 | 334260.6045 | 3105.241 | 6814.3545 | 85.1562 | 0 | 108.2709 | 395123.9237 | 22941.6681 | 457547.3833 | 363399.2768 | 0 | 130387.5642 | 0 | 534065.9283 | 1389529.9934 | 948382.7725 | 4241378.5102 | 961560.8286 | 18752195.8818 | 18752195.8818 | 1478867.319 | 8382599.4226 | 0 | 23955135.2207 | 52568797.8441 | 10000 | 0.15727 | 152319.5947 | 334260.6045 | 3105.241 | 6814.3545
1 | 5100 | 707 | 0.015 | 15 | 15 | 7 | 1.3335e-11 | 5spot_SharedNeighbor | Water | Porous | Wet | R600a | MinimizeLCOE_Brownfield | IgnoreSilica | 2019 | 15.0197 | 1.8517 | 0.055476 | 4 | 112646.4564 | 241593.4479 | 2296.4504 | 4925.2092 | 85.9388 | 0 | 103.8158 | 484436.8337 | 28264.3423 | 572939.4567 | 469563.8512 | 0 | 150427.9 | 0 | 665196.6297 | 1730705.18 | 1181241.8478 | 5282776.0415 | 961560.8286 | 18752195.8818 | 18752195.8818 | 1478867.319 | 8382599.4226 | 0 | 24996532.7519 | 53610195.3754 | 13335.2143 | 0.2219 | 112646.4564 | 241593.4479 | 2296.4504 | 4925.2092
1 | 5100 | 707 | 0.015 | 15 | 15 | 7 | 1.7783e-11 | 5spot_SharedNeighbor | Water | Porous | Wet | R600a | MinimizeLCOE_Brownfield | IgnoreSilica | 2019 | 19.4218 | 2.4247 | 0.076564 | 4 | 85698.121 | 179128.9063 | 1747.0721 | 3651.785 | 86.532 | 0 | 117.7709 | 588049.2099 | 34432.3456 | 710514.7607 | 603453.3103 | 0 | 172430.7476 | 0 | 822463.3459 | 2139880.9156 | 1460512.6951 | 6531737.3307 | 961560.8286 | 18752195.8818 | 18752195.8818 | 1478867.319 | 8382599.4226 | 0 | 26245494.0411 | 54859156.6645 | 17782.7941 | 0.30626 | 85698.121 | 179128.9063 | 1747.0721 | 3651.785
1 | 5100 | 707 | 0.015 | 15 | 15 | 7 | 2.3714e-11 | 5spot_SharedNeighbor | Water | Porous | Wet | R600a | MinimizeLCOE_Brownfield | IgnoreSilica | 2019 | 24.7808 | 3.1228 | 0.10351 | 4 | 66894.0536 | 136003.5433 | 1363.7258 | 2772.6162 | 86.9756 | 0 | 124.9106 | 704793.5306 | 41370.4793 | 869616.2286 | 766521.2546 | 0 | 195027.1887 | 0 | 1005158.1859 | 2615215.4135 | 1784938.257 | 7982640.5382 | 961560.8286 | 18752195.8818 | 18752195.8818 | 1478867.319 | 8382599.4226 | 0 | 27696397.2487 | 56310059.8721 | 23713.7371 | 0.41403 | 66894.0536 | 136003.5433 | 1363.7258 | 2772.6162
1 | 5100 | 707 | 0.015 | 15 | 15 | 7 | 3.1623e-11 | 5spot_SharedNeighbor | Water | Porous | Wet | R600a | MinimizeLCOE_Brownfield | IgnoreSilica | 2019 | 31.1345 | 3.9507 | 0.13704 | 4 | 53528.1303 | 105728.2584 | 1091.2433 | 2155.4136 | 87.3086 | 0 | 99.1097 | 833486.4631 | 49002.9596 | 1049342.8806 | 959400.4088 | 0 | 217280.7222 | 0 | 1212320.2394 | 3154208.5818 | 2152812.1696 | 9627854.4251 | 961560.8286 | 18752195.8818 | 18752195.8818 | 1478867.319 | 8382599.4226 | 0 | 29341611.1355 | 57955273.7589 | 31622.7766 | 0.54815 | 53528.1303 | 105728.2584 | 1091.2433 | 2155.4136
1 | 5100 | 707 | 0.015 | 15 | 15 | 7 | 4.217e-11 | 5spot_SharedNeighbor | Water | Porous | Wet | R600a | MinimizeLCOE_Brownfield | IgnoreSilica | 2019 | 38.4085 | 4.899 | 0.17744 | 4 | 43889.4108 | 84203.0857 | 894.745 | 1716.5938 | 87.5587 | 0 | 126.2224 | 971397.5119 | 57167.553 | 1246171.4921 | 1180220.83 | 0 | 237951.6927 | 0 | 1440234.5411 | 3747194.8432 | 2557537.4776 | 11437875.9417 | 961560.8286 | 18752195.8818 | 18752195.8818 | 1478867.319 | 8382599.4226 | 0 | 31151632.6521 | 59765295.2755 | 42169.6503 | 0.70978 | 43889.4108 | 84203.0857 | 894.745 | 1716.5938
1 | 5100 | 707 | 0.015 | 15 | 15 | 7 | 5.6234e-11 | 5spot_SharedNeighbor | Water | Porous | Wet | R600a | MinimizeLCOE_Brownfield | IgnoreSilica | 2019 | 46.265 | 5.9235 | 0.22387 | 4 | 36891.3205 | 68844.896 | 752.0795 | 1403.4963 | 87.7431 | 0 | 128.9984 | 1111782.0955 | 65464.2541 | 1450430.0431 | 1418755.0964 | 0 | 254649.4961 | 0 | 1677421.5843 | 4364306.8758 | 2978729.1203 | 13321538.5656 | 961560.8286 | 18752195.8818 | 18752195.8818 | 1478867.319 | 8382599.4226 | 0 | 33035295.276 | 61648957.8995 | 56234.1325 | 0.89548 | 36891.3205 | 68844.896 | 752.0795 | 1403.4963
1 | 5100 | 707 | 0.015 | 15 | 15 | 7 | 7.4989e-11 | 5spot_SharedNeighbor | Water | Porous | Wet | R600a | MinimizeLCOE_Brownfield | IgnoreSilica | 2019 | 54.2233 | 6.9612 | 0.27421 | 4 | 31799.4119 | 57886.8358 | 648.274 | 1180.1014 | 87.8739 | 0 | 125.462 | 1246793.6076 | 73429.6199 | 1650197.5425 | 1660365.1151 | 0 | 265496.4482 | 0 | 1909550.11 | 4968257.6835 | 3390937.9565 | 15165028.0832 | 961560.8286 | 18752195.8818 | 18752195.8818 | 1478867.319 | 8382599.4226 | 0 | 34878784.7936 | 63492447.417 | 74989.4209 | 1.0968 | 31799.4119 | 57886.8358 | 648.274 | 1180.1014
1 | 5100 | 707 | 0.015 | 15 | 15 | 7 | 1e-10 | 5spot_SharedNeighbor | Water | Porous | Wet | R600a | MinimizeLCOE_Brownfield | IgnoreSilica | 2019 | 61.7944 | 7.9474 | 0.32549 | 4 | 28094.2457 | 50071.3733 | 572.7392 | 1020.7727 | 87.9612 | 0 | 125.8782 | 1369636.3328 | 80664.1574 | 1834597.7872 | 1890130.8919 | 0 | 269871.5549 | 0 | 2123511.2825 | 5524940.7649 | 3770885.5982 | 16864238.3698 | 961560.8286 | 18752195.8818 | 18752195.8818 | 1478867.319 | 8382599.4226 | 0 | 36577995.0802 | 65191657.7037 | 100000 | 1.302 | 28094.2457 | 50071.3733 | 572.7392 | 1020.7727
1 | 5100 | 707 | 0.015 | 15 | 15 | 7 | 1.3335e-10 | 5spot_SharedNeighbor | Water | Porous | Wet | R600a | MinimizeLCOE_Brownfield | IgnoreSilica | 2019 | 68.6077 | 8.8335 | 0.3747 | 4 | 25396.7385 | 44487.9195 | 517.7469 | 906.9464 | 88.015 | 0 | 131.5135 | 1476130.2497 | 86924.8556 | 1996400.0046 | 2096845.0621 | 0 | 268500.2756 | 0 | 2310672.1746 | 6011895.0142 | 4103241.8793 | 18350609.5156 | 961560.8286 | 18752195.8818 | 18752195.8818 | 1478867.319 | 8382599.4226 | 0 | 38064366.226 | 66678028.8494 | 133352.1432 | 1.4988 | 25396.7385 | 44487.9195 | 517.7469 | 906.9464
1 | 5100 | 707 | 0.015 | 15 | 15 | 7 | 1.7783e-10 | 5spot_SharedNeighbor | Water | Porous | Wet | R600a | MinimizeLCOE_Brownfield | IgnoreSilica | 2019 | 74.413 | 9.5869 | 0.41933 | 4 | 23429.1476 | 40488.2915 | 477.6349 | 825.4086 | 88.0448 | 0 | 125.6957 | 1564139.5795 | 92090.3249 | 2131446.7755 | 2272941.1995 | 0 | 262547.897 | 0 | 2466034.6528 | 6416116.3133 | 4379131.2219 | 19584447.9644 | 961560.8286 | 18752195.8818 | 18752195.8818 | 1478867.319 | 8382599.4226 | 0 | 39298204.6749 | 67911867.2983 | 177827.941 | 1.6773 | 23429.1476 | 40488.2915 | 477.6349 | 825.4086
1 | 5100 | 707 | 0.015 | 15 | 15 | 7 | 2.3714e-10 | 5spot_SharedNeighbor | Water | Porous | Wet | R600a | MinimizeLCOE_Brownfield | IgnoreSilica | 2019 | 79.2191 | 10.2092 | 0.45813 | 4 | 21989.8615 | 37604.2176 | 448.2931 | 766.6128 | 88.0594 | 0 | 144.521 | 1635220.6667 | 96255.6355 | 2241407.6391 | 2418559.2101 | 0 | 254175.0297 | 0 | 2591791.0906 | 6743308.7684 | 4602446.7955 | 20583164.8356 | 961560.8286 | 18752195.8818 | 18752195.8818 | 1478867.319 | 8382599.4226 | 0 | 40296921.546 | 68910584.1695 | 237137.3706 | 1.8325 | 21989.8615 | 37604.2176 | 448.2931 | 766.6128
1 | 5100 | 707 | 0.015 | 15 | 15 | 7 | 3.1623e-10 | 5spot_SharedNeighbor | Water | Porous | Wet | R600a | MinimizeLCOE_Brownfield | IgnoreSilica | 2019 | 83.5117 | 10.7638 | 0.49264 | 4 | 20897.7091 | 35418.4074 | 426.0281 | 722.0521 | 88.0655 | 0 | 125.5251 | 1697421.2446 | 99895.3573 | 2338282.1192 | 2548470.0497 | 0 | 246613.5788 | 0 | 2702966.1164 | 7032563.3802 | 4799869.0117 | 21466080.8579 | 961560.8286 | 18752195.8818 | 18752195.8818 | 1478867.319 | 8382599.4226 | 0 | 41179837.5683 | 69793500.1917 | 316227.766 | 1.9705 | 20897.7091 | 35418.4074 | 426.0281 | 722.0521
1 | 5100 | 707 | 0.015 | 15 | 15 | 7 | 4.217e-10 | 5spot_SharedNeighbor | Water | Porous | Wet | R600a | MinimizeLCOE_Brownfield | IgnoreSilica | 2019 | 86.5271 | 11.1525 | 0.51889 | 4 | 20131.3172 | 33917.3686 | 410.4041 | 691.4514 | 88.066 | 0 | 125.1703 | 1740417.5306 | 102408.2832 | 2405605.1606 | 2639634.4018 | 0 | 237548.4322 | 0 | 2778989.3852 | 7230360.3313 | 4934869.4951 | 22069833.0199 | 961560.8286 | 18752195.8818 | 18752195.8818 | 1478867.319 | 8382599.4226 | 0 | 41783589.7303 | 70397252.3538 | 421696.5034 | 2.0756 | 20131.3172 | 33917.3686 | 410.4041 | 691.4514
1 | 5100 | 707 | 0.015 | 15 | 15 | 7 | 5.6234e-10 | 5spot_SharedNeighbor | Water | Porous | Wet | R600a | MinimizeLCOE_Brownfield | IgnoreSilica | 2019 | 88.8707 | 11.4542 | 0.53984 | 4 | 19564.3113 | 32815.2934 | 398.8449 | 668.9841 | 88.0643 | 0 | 123.1088 | 1773449.5787 | 104337.0987 | 2457525.473 | 2710429.6007 | 0 | 229305.6584 | 0 | 2837268.4897 | 7381990.6065 | 5038360.2737 | 22532666.7794 | 961560.8286 | 18752195.8818 | 18752195.8818 | 1478867.319 | 8382599.4226 | 0 | 42246423.4898 | 70860086.1132 | 562341.3252 | 2.1594 | 19564.3113 | 32815.2934 | 398.8449 | 668.9841
1 | 5100 | 707 | 0.015 | 15 | 15 | 7 | 7.4989e-10 | 5spot_SharedNeighbor | Water | Porous | Wet | R600a | MinimizeLCOE_Brownfield | IgnoreSilica | 2019 | 90.6734 | 11.686 | 0.5563 | 4 | 19143.5727 | 32002.4434 | 390.2676 | 652.4131 | 88.0619 | 0 | 126.6576 | 1798635.062 | 105806.6836 | 2497229.1071 | 2764851.5437 | 0 | 222176.8126 | 0 | 2881592.6916 | 7497313.0875 | 5117070.2366 | 22884675.2248 | 961560.8286 | 18752195.8818 | 18752195.8818 | 1478867.319 | 8382599.4226 | 0 | 42598431.9352 | 71212094.5586 | 749894.2093 | 2.2252 | 19143.5727 | 32002.4434 | 390.2676 | 652.4131
1 | 5100 | 707 | 0.015 | 15 | 15 | 7 | 1e-09 | 5spot_SharedNeighbor | Water | Porous | Wet | R600a | MinimizeLCOE_Brownfield | IgnoreSilica | 2019 | 90.2614 | 11.633 | 0.56442 | 4 | 18802.2197 | 31476.1392 | 383.3087 | 641.6837 | 88.0625 | 0 | 121.3861 | 1792893.2872 | 105471.696 | 2488170.1757 | 2752414.2634 | 0 | 201634.7234 | 0 | 2862827.8169 | 7448490.7328 | 5083747.9763 | 22735650.6718 | 961560.8286 | 18752195.8818 | 18752195.8818 | 1478867.319 | 8382599.4226 | 0 | 42449407.3822 | 71063070.0057 | 1000000 | 2.2577 | 18802.2197 | 31476.1392 | 383.3087 | 641.6837
1 | 5100 | 707 | 0.015 | 15 | 15 | 7 | 1.3335e-09 | 5spot_SharedNeighbor | Water | Porous | Wet | R600a | MinimizeLCOE_Brownfield | IgnoreSilica | 2019 | 94.8 | 12.2155 | 0.58461 | 4 | 18581.422 | 30817.7238 | 378.8074 | 628.261 | 88.0528 | 0 | 124.5798 | 1855578.3938 | 109125.9543 | 2587367.9991 | 2889310.377 | 0 | 222661.1698 | 0 | 2988977.1187 | 7776705.3393 | 5307761.1894 | 23737487.5414 | 961560.8286 | 18752195.8818 | 18752195.8818 | 1478867.319 | 8382599.4226 | 0 | 43451244.2519 | 72064906.8753 | 1333521.4322 | 2.3384 | 18581.422 | 30817.7238 | 378.8074 | 628.261
1 | 5100 | 707 | 0.015 | 15 | 15 | 7 | 1.7783e-09 | 5spot_SharedNeighbor | Water | Porous | Wet | R600a | MinimizeLCOE_Brownfield | IgnoreSilica | 2019 | 93.8935 | 12.0993 | 0.58646 | 4 | 18423.2926 | 30620.9058 | 375.5837 | 624.2486 | 88.0552 | 0 | 128.3224 | 1843149.668 | 108401.8384 | 2567652.0571 | 2861982.8772 | 0 | 207588.5748 | 0 | 2959622.256 | 7700330.0081 | 5255633.4565 | 23504360.736 | 961560.8286 | 18752195.8818 | 18752195.8818 | 1478867.319 | 8382599.4226 | 0 | 43218117.4465 | 71831780.0699 | 1778279.41 | 2.3458 | 18423.2926 | 30620.9058 | 375.5837 | 624.2486
1 | 5100 | 707 | 0.015 | 15 | 15 | 7 | 2.3714e-09 | 5spot_SharedNeighbor | Water | Porous | Wet | R600a | MinimizeLCOE_Brownfield | IgnoreSilica | 2019 | 94.5003 | 12.177 | 0.59221 | 4 | 18293.2117 | 30372.3779 | 372.9319 | 619.182 | 88.0536 | 0 | 123.3984 | 1851470.9214 | 108886.6267 | 2580851.6849 | 2880273.807 | 0 | 204631.8774 | 0 | 2974184.8178 | 7738218.8066 | 5281493.34 | 23620011.8817 | 961560.8286 | 18752195.8818 | 18752195.8818 | 1478867.319 | 8382599.4226 | 0 | 43333768.5922 | 71947431.2156 | 2371373.7057 | 2.3688 | 18293.2117 | 30372.3779 | 372.9319 | 619.182
1 | 5100 | 707 | 0.015 | 15 | 15 | 7 | 3.1623e-09 | 5spot_SharedNeighbor | Water | Porous | Wet | R600a | MinimizeLCOE_Brownfield | IgnoreSilica | 2019 | 94.9413 | 12.2336 | 0.59652 | 4 | 18195.9255 | 30187.8449 | 370.9486 | 615.4201 | 88.0523 | 0 | 124.8799 | 1857505.6242 | 109238.1357 | 2590431.254 | 2893565.1802 | 0 | 202217.9624 | 0 | 2984653.681 | 7765456.6414 | 5300083.7219 | 23703152.2008 | 961560.8286 | 18752195.8818 | 18752195.8818 | 1478867.319 | 8382599.4226 | 0 | 43416908.9112 | 72030571.5346 | 3162277.6602 | 2.3861 | 18195.9255 | 30187.8449 | 370.9486 | 615.4201
1 | 5100 | 707 | 0.015 | 15 | 15 | 7 | 4.217e-09 | 5spot_SharedNeighbor | Water | Porous | Wet | R600a | MinimizeLCOE_Brownfield | IgnoreSilica | 2019 | 95.2897 | 12.2782 | 0.59983 | 4 | 18123.1181 | 30048.8838 | 369.4643 | 612.5871 | 88.0513 | 0 | 133.7946 | 1862265.3023 | 109515.338 | 2597990.9412 | 2904063.959 | 0 | 200480.6131 | 0 | 2992983.2999 | 7787128.601 | 5314875.2797 | 23769303.3341 | 961560.8286 | 18752195.8818 | 18752195.8818 | 1478867.319 | 8382599.4226 | 0 | 43483060.0445 | 72096722.668 | 4216965.0343 | 2.3993 | 18123.1181 | 30048.8838 | 369.4643 | 612.5871
1 | 5100 | 707 | 0.015 | 15 | 15 | 7 | 5.6234e-09 | 5spot_SharedNeighbor | Water | Porous | Wet | R600a | MinimizeLCOE_Brownfield | IgnoreSilica | 2019 | 95.5332 | 12.3094 | 0.60227 | 4 | 18068.6027 | 29946.0803 | 368.3529 | 610.4914 | 88.0506 | 0 | 138.6151 | 1865588.7498 | 109708.8732 | 2603271.6894 | 2911403.0158 | 0 | 199018.0751 | 0 | 2998706.2573 | 7802018.5622 | 5325037.9841 | 23814753.2068 | 961560.8286 | 18752195.8818 | 18752195.8818 | 1478867.319 | 8382599.4226 | 0 | 43528509.9172 | 72142172.5406 | 5623413.2519 | 2.4091 | 18068.6027 | 29946.0803 | 368.3529 | 610.4914
1 | 5100 | 707 | 0.015 | 15 | 15 | 7 | 7.4989e-09 | 5spot_SharedNeighbor | Water | Porous | Wet | R600a | MinimizeLCOE_Brownfield | IgnoreSilica | 2019 | 95.7307 | 12.3347 | 0.60415 | 4 | 18027.7684 | 29868.2365 | 367.5204 | 608.9044 | 88.05 | 0 | 135.8276 | 1868280.3576 | 109865.6022 | 2607549.7651 | 2917351.6975 | 0 | 198010.3836 | 0 | 3003412.5443 | 7814263.3556 | 5333395.3073 | 23852129.0131 | 961560.8286 | 18752195.8818 | 18752195.8818 | 1478867.319 | 8382599.4226 | 0 | 43565885.7235 | 72179548.347 | 7498942.0933 | 2.4166 | 18027.7684 | 29868.2365 | 367.5204 | 608.9044
1 | 5100 | 707 | 0.015 | 15 | 15 | 7 | 1e-08 | 5spot_SharedNeighbor | Water | Porous | Wet | R600a | MinimizeLCOE_Brownfield | IgnoreSilica | 2019 | 95.8692 | 12.3524 | 0.60554 | 4 | 17997.1731 | 29810.5435 | 366.8967 | 607.7283 | 88.0495 | 0 | 119.8221 | 1870168.0502 | 109975.5132 | 2610550.8003 | 2921526.3389 | 0 | 197175.6396 | 0 | 3006664.5734 | 7822724.4684 | 5339170.1906 | 23877955.5745 | 961560.8286 | 18752195.8818 | 18752195.8818 | 1478867.319 | 8382599.4226 | 0 | 43591712.285 | 72205374.9084 | 10000000 | 2.4221 | 17997.1731 | 29810.5435 | 366.8967 | 607.7283
1 | 5200 | 707 | 0.015 | 15 | 15 | 7 | 1e-13 | 5spot_SharedNeighbor | Water | Porous | Wet | R600a | MinimizeLCOE_Brownfield | IgnoreSilica | 2019 | 0 | 0 | 0 | 0 |  |  |  |  | 15 |  | 22.214 | [19 empty] | 100 | 0
1 | 5200 | 707 | 0.015 | 15 | 15 | 7 | 1.3335e-13 | 5spot_SharedNeighbor | Water | Porous | Wet | R600a | MinimizeLCOE_Brownfield | IgnoreSilica | 2019 | 0 | 0 | 0 | 0 |  |  |  |  | 15 |  | 23.6153 | [19 empty] | 133.3521 | 0
1 | 5200 | 707 | 0.015 | 15 | 15 | 7 | 1.7783e-13 | 5spot_SharedNeighbor | Water | Porous | Wet | R600a | MinimizeLCOE_Brownfield | IgnoreSilica | 2019 | 0 | 0 | 0 | 0 |  |  |  |  | 15 |  | 22.909 | [19 empty] | 177.8279 | 0
1 | 5200 | 707 | 0.015 | 15 | 15 | 7 | 2.3714e-13 | 5spot_SharedNeighbor | Water | Porous | Wet | R600a | MinimizeLCOE_Brownfield | IgnoreSilica | 2019 | 0 | 0 | 0 | 0 |  |  |  |  | 15 |  | 24.0261 | [19 empty] | 237.1374 | 0
1 | 5200 | 707 | 0.015 | 15 | 15 | 7 | 3.1623e-13 | 5spot_SharedNeighbor | Water | Porous | Wet | R600a | MinimizeLCOE_Brownfield | IgnoreSilica | 2019 | 0 | 0 | 0 | 0 |  |  |  |  | 15 |  | 23.9932 | [19 empty] | 316.2278 | 0
1 | 5200 | 707 | 0.015 | 15 | 15 | 7 | 4.217e-13 | 5spot_SharedNeighbor | Water | Porous | Wet | R600a | MinimizeLCOE_Brownfield | IgnoreSilica | 2019 | 0 | 0 | 0 | 0 |  |  |  |  | 15 |  | 25.6473 | [19 empty] | 421.6965 | 0
1 | 5200 | 707 | 0.015 | 15 | 15 | 7 | 5.6234e-13 | 5spot_SharedNeighbor | Water | Porous | Wet | R600a | MinimizeLCOE_Brownfield | IgnoreSilica | 2019 | 0 | 0 | 0 | 0 |  |  |  |  | 15 |  | 28.7651 | [19 empty] | 562.3413 | 0
1 | 5200 | 707 | 0.015 | 15 | 15 | 7 | 7.4989e-13 | 5spot_SharedNeighbor | Water | Porous | Wet | R600a | MinimizeLCOE_Brownfield | IgnoreSilica | 2019 | 0 | 0 | 0 | 0 |  |  |  |  | 15 |  | 28.931 | [19 empty] | 749.8942 | 0
1 | 5200 | 707 | 0.015 | 15 | 15 | 7 | 1e-12 | 5spot_SharedNeighbor | Water | Porous | Wet | R600a | MinimizeLCOE_Brownfield | IgnoreSilica | 2019 | 0 | 0 | 0 | 0 |  |  |  |  | 15 |  | 27.9367 | [19 empty] | 1000 | 0
1 | 5200 | 707 | 0.015 | 15 | 15 | 7 | 1.3335e-12 | 5spot_SharedNeighbor | Water | Porous | Wet | R600a | MinimizeLCOE_Brownfield | IgnoreSilica | 2019 | 0 | 0 | 0 | 0 |  |  |  |  | 15 |  | 28.8614 | [19 empty] | 1333.5214 | 0
1 | 5200 | 707 | 0.015 | 15 | 15 | 7 | 1.7783e-12 | 5spot_SharedNeighbor | Water | Porous | Wet | R600a | MinimizeLCOE_Brownfield | IgnoreSilica | 2019 | 1.6 | 0.12952 | 0.0011092 | 4 | 4722061.8747 | 11330683.7317 | 96265.6184 | 230991.3138 | 68.7586 | 0 | 33.4957 | 63549.1087 | 3302.9211 | 69189.9801 | 62994.6123 | 0 | 37221.3928 | 0 | 92140.6259 | 239731.0079 | 163621.3389 | 731750.9877 | 961560.8286 | 19257185.0261 | 19257185.0261 | 1478867.319 | 8584595.0803 | 0 | 20950496.8424 | 50271144.2678 | 1778.2794 | 0.0044367 | 4722061.8747 | 11330683.7317 | 96265.6184 | 230991.3138
1 | 5200 | 707 | 0.015 | 15 | 15 | 7 | 2.3714e-12 | 5spot_SharedNeighbor | Water | Porous | Wet | R600a | MinimizeLCOE_Brownfield | IgnoreSilica | 2019 | 2.7157 | 0.26942 | 0.0037696 | 4 | 1423191.9553 | 3367750.0639 | 29013.693 | 68656.1403 | 76.3219 | 0 | 88.2943 | 115523.7272 | 6326.2557 | 123509.8806 | 97890.6416 | 0 | 57292.0179 | 0 | 156211.584 | 406430.4981 | 277397.1663 | 1240581.7713 | 961560.8286 | 19257185.0261 | 19257185.0261 | 1478867.319 | 8584595.0803 | 0 | 21459327.626 | 50779975.0514 | 2371.3737 | 0.015078 | 1423191.9553 | 3367750.0639 | 29013.693 | 68656.1403
1 | 5200 | 707 | 0.015 | 15 | 15 | 7 | 3.1623e-12 | 5spot_SharedNeighbor | Water | Porous | Wet | R600a | MinimizeLCOE_Brownfield | IgnoreSilica | 2019 | 3.8607 | 0.41748 | 0.0076218 | 4 | 719167.4909 | 1680904.345 | 14661.202 | 34267.5087 | 79.9942 | 0 | 83.4236 | 162473.9362 | 9113.3418 | 174818.0099 | 132543.2939 | 0 | 72070.2359 | 0 | 214897.3389 | 559118.7944 | 381610.0659 | 1706645.0171 | 961560.8286 | 19257185.0261 | 19257185.0261 | 1478867.319 | 8584595.0803 | 0 | 21925390.8718 | 51246038.2972 | 3162.2777 | 0.030487 | 719167.4909 | 1680904.345 | 14661.202 | 34267.5087
1 | 5200 | 707 | 0.015 | 15 | 15 | 7 | 4.217e-12 | 5spot_SharedNeighbor | Water | Porous | Wet | R600a | MinimizeLCOE_Brownfield | IgnoreSilica | 2019 | 5.2297 | 0.59754 | 0.013146 | 4 | 426809.2293 | 984397.958 | 8701.0834 | 20068.2839 | 82.4265 | 0 | 78.4973 | 213367.5317 | 12159.2873 | 232450.2149 | 174442.4846 | 0 | 85925.9715 | 0 | 280154.7411 | 728905.1688 | 497492.7552 | 2224898.1552 | 961560.8286 | 19257185.0261 | 19257185.0261 | 1478867.319 | 8584595.0803 | 0 | 22443644.01 | 51764291.4354 | 4216.965 | 0.052585 | 426809.2293 | 984397.958 | 8701.0834 | 20068.2839
1 | 5200 | 707 | 0.015 | 15 | 15 | 7 | 5.6234e-12 | 5spot_SharedNeighbor | Water | Porous | Wet | R600a | MinimizeLCOE_Brownfield | IgnoreSilica | 2019 | 6.9493 | 0.82542 | 0.020748 | 4 | 277794.3174 | 631081.7478 | 5663.2129 | 12865.455 | 84.1783 | 0 | 103.9 | 271567.7575 | 15654.9157 | 300587.8443 | 227510.9309 | 0 | 100472.2386 | 0 | 357159.5379 | 929255.8542 | 634236.2148 | 2836445.2939 | 961560.8286 | 19257185.0261 | 19257185.0261 | 1478867.319 | 8584595.0803 | 0 | 23055191.1486 | 52375838.574 | 5623.4133 | 0.082994 | 277794.3174 | 631081.7478 | 5663.2129 | 12865.455
1 | 5200 | 707 | 0.015 | 15 | 15 | 7 | 7.4989e-12 | 5spot_SharedNeighbor | Water | Porous | Wet | R600a | MinimizeLCOE_Brownfield | IgnoreSilica | 2019 | 9.4561 | 1.1592 | 0.031165 | 4 | 191722.4677 | 426924.7029 | 3908.5218 | 8703.4375 | 85.6739 | 0 | 98.6855 | 348616.5231 | 20285.8527 | 393977.3064 | 303873.4087 | 0 | 121929.5197 | 0 | 463586.2181 | 1206156.245 | 823226.4212 | 3681651.4949 | 961560.8286 | 19257185.0261 | 19257185.0261 | 1478867.319 | 8584595.0803 | 0 | 23900397.3496 | 53221044.775 | 7498.9421 | 0.12466 | 191722.4677 | 426924.7029 | 3908.5218 | 8703.4375
1 | 5200 | 707 | 0.015 | 15 | 15 | 7 | 1e-11 | 5spot_SharedNeighbor | Water | Porous | Wet | R600a | MinimizeLCOE_Brownfield | IgnoreSilica | 2019 | 12.2944 | 1.5386 | 0.044966 | 4 | 137867.1028 | 300883.3303 | 2810.6074 | 6133.9137 | 86.6459 | 0 | 88.3511 | 428441.86 | 25084.7893 | 493743.9928 | 391240.3625 | 0 | 139732.609 | 0 | 576515.0093 | 1499973.7947 | 1023762.9362 | 4578495.3537 | 961560.8286 | 19257185.0261 | 19257185.0261 | 1478867.319 | 8584595.0803 | 0 | 24797241.2085 | 54117888.6339 | 10000 | 0.17986 | 137867.1028 | 300883.3303 | 2810.6074 | 6133.9137
1 | 5200 | 707 | 0.015 | 15 | 15 | 7 | 1.3335e-11 | 5spot_SharedNeighbor | Water | Porous | Wet | R600a | MinimizeLCOE_Brownfield | IgnoreSilica | 2019 | 15.9749 | 2.031 | 0.063138 | 4 | 102570.0997 | 218668.3709 | 2091.0302 | 4457.8505 | 87.4018 | 0 | 103.4103 | 523596.0774 | 30797.4604 | 616187.531 | 504341.346 | 0 | 160690.4281 | 0 | 715889.0088 | 1862596.3518 | 1271260.2826 | 5685358.4861 | 961560.8286 | 19257185.0261 | 19257185.0261 | 1478867.319 | 8584595.0803 | 0 | 25904104.3408 | 55224751.7662 | 13335.2143 | 0.25255 | 102570.0997 | 218668.3709 | 2091.0302 | 4457.8505
1 | 5200 | 707 | 0.015 | 15 | 15 | 7 | 1.7783e-11 | 5spot_SharedNeighbor | Water | Porous | Wet | R600a | MinimizeLCOE_Brownfield | IgnoreSilica | 2019 | 20.5887 | 2.6487 | 0.08672 | 4 | 78485.2009 | 163011.5298 | 1600.027 | 3323.2105 | 87.9759 | 0 | 91.7831 | 633576.1064 | 37388.4165 | 761701.2958 | 645882.9694 | 0 | 183566.2838 | 0 | 882224.878 | 2295368.1634 | 1566635.9366 | 7006344.0499 | 961560.8286 | 19257185.0261 | 19257185.0261 | 1478867.319 | 8584595.0803 | 0 | 27225089.9047 | 56545737.3301 | 17782.7941 | 0.34688 | 78485.2009 | 163011.5298 | 1600.027 | 3323.2105
1 | 5200 | 707 | 0.015 | 15 | 15 | 7 | 2.3714e-11 | 5spot_SharedNeighbor | Water | Porous | Wet | R600a | MinimizeLCOE_Brownfield | IgnoreSilica | 2019 | 26.2649 | 3.4098 | 0.11691 | 4 | 61548.2636 | 124248.6485 | 1254.7446 | 2532.9768 | 88.4114 | 0 | 126.6524 | 759093.0973 | 44900.7458 | 931945.6903 | 820917.431 | 0 | 207893.6796 | 0 | 1078252.7512 | 2805392.4785 | 1914738.0116 | 8563133.8853 | 961560.8286 | 19257185.0261 | 19257185.0261 | 1478867.319 | 8584595.0803 | 0 | 28781879.7401 | 58102527.1655 | 23713.7371 | 0.46763 | 61548.2636 | 124248.6485 | 1254.7446 | 2532.9768
1 | 5200 | 707 | 0.015 | 15 | 15 | 7 | 3.1623e-11 | 5spot_SharedNeighbor | Water | Porous | Wet | R600a | MinimizeLCOE_Brownfield | IgnoreSilica | 2019 | 32.9197 | 4.3027 | 0.15431 | 4 | 49461.0738 | 96964.188 | 1008.3309 | 1976.7461 | 88.7357 | 0 | 114.2818 | 896119.5751 | 53086.8873 | 1122242.7265 | 1026228.9444 | 0 | 231214.6921 | 0 | 1298268.2019 | 3377827.55 | 2305436.7103 | 10310425.2876 | 961560.8286 | 19257185.0261 | 19257185.0261 | 1478867.319 | 8584595.0803 | 0 | 30529171.1423 | 59849818.5677 | 31622.7766 | 0.61724 | 49461.0738 | 96964.188 | 1008.3309 | 1976.7461
1 | 5200 | 707 | 0.015 | 15 | 15 | 7 | 4.217e-11 | 5spot_SharedNeighbor | Water | Porous | Wet | R600a | MinimizeLCOE_Brownfield | IgnoreSilica | 2019 | 40.4501 | 5.3136 | 0.19903 | 4 | 40734.4149 | 77563.9069 | 830.4261 | 1581.2452 | 88.9781 | 0 | 114.2638 | 1041425.7333 | 61751.8466 | 1328376.7947 | 1258611.248 | 0 | 252257.3813 | 0 | 1537544.9715 | 4000376.622 | 2730339.244 | 12210683.8413 | 961560.8286 | 19257185.0261 | 19257185.0261 | 1478867.319 | 8584595.0803 | 0 | 32429429.696 | 61750077.1214 | 42169.6503 | 0.79612 | 40734.4149 | 77563.9069 | 830.4261 | 1581.2452
1 | 5200 | 707 | 0.015 | 15 | 15 | 7 | 5.6234e-11 | 5spot_SharedNeighbor | Water | Porous | Wet | R600a | MinimizeLCOE_Brownfield | IgnoreSilica | 2019 | 48.4887 | 6.3928 | 0.24989 | 4 | 34398.3554 | 63731.6513 | 701.257 | 1299.2559 | 89.1555 | 0 | 101.4312 | 1187762.0996 | 70461.8465 | 1539951.2222 | 1506507.232 | 0 | 268652.1952 | 0 | 1783600.4923 | 4640562.6141 | 3167279.3381 | 14164777.04 | 961560.8286 | 19257185.0261 | 19257185.0261 | 1478867.319 | 8584595.0803 | 0 | 34383522.8948 | 63704170.3202 | 56234.1325 | 0.99957 | 34398.3554 | 63731.6513 | 701.257 | 1299.2559
1 | 5200 | 707 | 0.015 | 15 | 15 | 7 | 7.4989e-11 | 5spot_SharedNeighbor | Water | Porous | Wet | R600a | MinimizeLCOE_Brownfield | IgnoreSilica | 2019 | 56.5519 | 7.475 | 0.30446 | 4 | 29788.231 | 53863.882 | 607.2734 | 1098.0881 | 89.2798 | 0 | 124.5383 | 1327281.442 | 78750.8798 | 1745008.5116 | 1755090.6273 | 0 | 278782.8809 | 0 | 2022116.5932 | 5261132.5824 | 3590831.093 | 16058994.6102 | 961560.8286 | 19257185.0261 | 19257185.0261 | 1478867.319 | 8584595.0803 | 0 | 36277740.4649 | 65598387.8904 | 74989.4209 | 1.2179 | 29788.231 | 53863.882 | 607.2734 | 1098.0881
1 | 5200 | 707 | 0.015 | 15 | 15 | 7 | 1e-10 | 5spot_SharedNeighbor | Water | Porous | Wet | R600a | MinimizeLCOE_Brownfield | IgnoreSilica | 2019 | 64.1159 | 8.4888 | 0.35938 | 4 | 26433.7193 | 46830.4475 | 538.8871 | 954.702 | 89.3605 | 0 | 149.9799 | 1452593.0975 | 86181.7186 | 1931793.7514 | 1988144.3253 | 0 | 281914.8532 | 0 | 2238844.8209 | 5825014.9738 | 3975692.4117 | 17780179.9524 | 961560.8286 | 19257185.0261 | 19257185.0261 | 1478867.319 | 8584595.0803 | 0 | 37998925.8071 | 67319573.2326 | 100000 | 1.4375 | 26433.7193 | 46830.4475 | 538.8871 | 954.702
1 | 5200 | 707 | 0.015 | 15 | 15 | 7 | 1.3335e-10 | 5spot_SharedNeighbor | Water | Porous | Wet | R600a | MinimizeLCOE_Brownfield | IgnoreSilica | 2019 | 70.8392 | 9.3882 | 0.41146 | 4 | 23991.1745 | 41806.3543 | 489.0925 | 852.2791 | 89.4083 | 0 | 130.2431 | 1559992.7709 | 92538.2723 | 2093785.2756 | 2195099.7981 | 0 | 279095.1854 | 0 | 2425999.4079 | 6311952.8185 | 4308037.4963 | 19266501.025 | 961560.8286 | 19257185.0261 | 19257185.0261 | 1478867.319 | 8584595.0803 | 0 | 39485246.8797 | 68805894.3051 | 133352.1432 | 1.6458 | 23991.1745 | 41806.3543 | 489.0925 | 852.2791
1 | 5200 | 707 | 0.015 | 15 | 15 | 7 | 1.7783e-10 | 5spot_SharedNeighbor | Water | Porous | Wet | R600a | MinimizeLCOE_Brownfield | IgnoreSilica | 2019 | 76.564 | 10.1521 | 0.45836 | 4 | 22208.7686 | 38200.775 | 452.7558 | 778.7745 | 89.4336 | 0 | 151.0026 | 1648752.2993 | 97782.0962 | 2228972.7209 | 2371120.5042 | 0 | 272160.2552 | 0 | 2581327.2716 | 6716084.0576 | 4583865.371 | 20500064.576 | 961560.8286 | 19257185.0261 | 19257185.0261 | 1478867.319 | 8584595.0803 | 0 | 40718810.4307 | 70039457.8562 | 177827.941 | 1.8335 | 22208.7686 | 38200.775 | 452.7558 | 778.7745
1 | 5200 | 707 | 0.015 | 15 | 15 | 7 | 2.3714e-10 | 5spot_SharedNeighbor | Water | Porous | Wet | R600a | MinimizeLCOE_Brownfield | IgnoreSilica | 2019 | 81.2607 | 10.7774 | 0.49881 | 4 | 20903.7122 | 35598.9834 | 426.1504 | 725.7334 | 89.4448 | 0 | 133.1683 | 1719850.1734 | 101975.6906 | 2338113.6326 | 2515365.612 | 0 | 262859.2126 | 0 | 2705884.0853 | 7040155.3368 | 4805050.6781 | 21489254.4214 | 961560.8286 | 19257185.0261 | 19257185.0261 | 1478867.319 | 8584595.0803 | 0 | 41708000.2761 | 71028647.7015 | 237137.3706 | 1.9952 | 20903.7122 | 35598.9834 | 426.1504 | 725.7334
1 | 5200 | 707 | 0.015 | 15 | 15 | 7 | 3.1623e-10 | 5spot_SharedNeighbor | Water | Porous | Wet | R600a | MinimizeLCOE_Brownfield | IgnoreSilica | 2019 | 84.128 | 11.1583 | 0.53068 | 4 | 19912.3223 | 33725.1602 | 405.9396 | 687.533 | 89.4477 | 0 | 237.0312 | 1762527.3074 | 104489.8294 | 2403991.7898 | 2603341.3223 | 0 | 244646.1673 | 0 | 2776408.6023 | 7223645.6635 | 4930286.5964 | 22049337.2783 | 961560.8286 | 19257185.0261 | 19257185.0261 | 1478867.319 | 8584595.0803 | 0 | 42268083.133 | 71588730.5584 | 316227.766 | 2.1227 | 19912.3223 | 33725.1602 | 405.9396 | 687.533
1 | 5200 | 707 | 0.015 | 15 | 15 | 7 | 4.217e-10 | 5spot_SharedNeighbor | Water | Porous | Wet | R600a | MinimizeLCOE_Brownfield | IgnoreSilica | 2019 | 88.4297 | 11.7287 | 0.56197 | 4 | 19212.721 | 32256.3069 | 391.6773 | 657.5884 | 89.4468 | 0 | 126.5392 | 1825566.1301 | 108199.0331 | 2501802.4751 | 2735203.0903 | 0 | 245311.1507 | 0 | 2892271.933 | 7525098.2831 | 5136034.2035 | 22969486.2989 | 961560.8286 | 19257185.0261 | 19257185.0261 | 1478867.319 | 8584595.0803 | 0 | 43188232.1537 | 72508879.5791 | 421696.5034 | 2.2479 | 19212.721 | 32256.3069 | 391.6773 | 657.5884
1 | 5200 | 707 | 0.015 | 15 | 15 | 7 | 5.6234e-10 | 5spot_SharedNeighbor | Water | Porous | Wet | R600a | MinimizeLCOE_Brownfield | IgnoreSilica | 2019 | 90.7077 | 12.0301 | 0.58356 | 4 | 18697.5713 | 31258.6587 | 381.1753 | 637.25 | 89.4439 | 0 | 117.9154 | 1858479.7771 | 110133.4338 | 2553111.4156 | 2804964.0279 | 0 | 236771.6812 | 0 | 2949749.5309 | 7674643.2025 | 5238101.6839 | 23425954.7529 | 961560.8286 | 19257185.0261 | 19257185.0261 | 1478867.319 | 8584595.0803 | 0 | 43644700.6076 | 72965348.033 | 562341.3252 | 2.3342 | 18697.5713 | 31258.6587 | 381.1753 | 637.25
1 | 5200 | 707 | 0.015 | 15 | 15 | 7 | 7.4989e-10 | 5spot_SharedNeighbor | Water | Porous | Wet | R600a | MinimizeLCOE_Brownfield | IgnoreSilica | 2019 | 92.4586 | 12.2615 | 0.60048 | 4 | 18315.0798 | 30522.152 | 373.3777 | 622.2354 | 89.4405 | 0 | 145.2905 | 1883564.1765 | 111606.637 | 2592326.138 | 2858552.3825 | 0 | 229449.3085 | 0 | 2993444.4705 | 7788328.4724 | 5315694.2166 | 23772965.802 | 961560.8286 | 19257185.0261 | 19257185.0261 | 1478867.319 | 8584595.0803 | 0 | 43991711.6567 | 73312359.0821 | 749894.2093 | 2.4019 | 18315.0798 | 30522.152 | 373.3777 | 622.2354
1 | 5200 | 707 | 0.015 | 15 | 15 | 7 | 1e-09 | 5spot_SharedNeighbor | Water | Porous | Wet | R600a | MinimizeLCOE_Brownfield | IgnoreSilica | 2019 | 93.7887 | 12.437 | 0.61358 | 4 | 18030.4314 | 29976.9042 | 367.5747 | 611.1197 | 89.4373 | 0 | 130.1685 | 1902496.2003 | 112717.8933 | 2621986.4394 | 2899239.5236 | 0 | 223329.6965 | 0 | 3026310.2037 | 7873838.3685 | 5374056.4777 | 24033974.8031 | 961560.8286 | 19257185.0261 | 19257185.0261 | 1478867.319 | 8584595.0803 | 0 | 44252720.6578 | 73573368.0832 | 1000000 | 2.4543 | 18030.4314 | 29976.9042 | 367.5747 | 611.1197
1 | 5200 | 707 | 0.015 | 15 | 15 | 7 | 1.3335e-09 | 5spot_SharedNeighbor | Water | Porous | Wet | R600a | MinimizeLCOE_Brownfield | IgnoreSilica | 2019 | 94.8485 | 12.5768 | 0.62382 | 4 | 17818.2161 | 29568.7526 | 363.2484 | 602.799 | 89.4344 | 0 | 120.3696 | 1917506.8647 | 113598.5944 | 2645542.1854 | 2931647.4645 | 0 | 218749.4253 | 0 | 3052547.3684 | 7942102.0891 | 5420647.8697 | 24242341.8616 | 961560.8286 | 19257185.0261 | 19257185.0261 | 1478867.319 | 8584595.0803 | 0 | 44461087.7163 | 73781735.1417 | 1333521.4322 | 2.4953 | 17818.2161 | 29568.7526 | 363.2484 | 602.799
1 | 5200 | 707 | 0.015 | 15 | 15 | 7 | 1.7783e-09 | 5spot_SharedNeighbor | Water | Porous | Wet | R600a | MinimizeLCOE_Brownfield | IgnoreSilica | 2019 | 95.5649 | 12.6712 | 0.63135 | 4 | 17659.7703 | 29270.0667 | 360.0183 | 596.7099 | 89.4323 | 0 | 148.1372 | 1927616.1537 | 114191.5268 | 2661425.9883 | 2953547.8328 | 0 | 214464.702 | 0 | 3069786.0194 | 7986953.5228 | 5451259.8948 | 24379245.6405 | 961560.8286 | 19257185.0261 | 19257185.0261 | 1478867.319 | 8584595.0803 | 0 | 44597991.4952 | 73918638.9206 | 1778279.41 | 2.5254 | 17659.7703 | 29270.0667 | 360.0183 | 596.7099
1 | 5200 | 707 | 0.015 | 15 | 15 | 7 | 2.3714e-09 | 5spot_SharedNeighbor | Water | Porous | Wet | R600a | MinimizeLCOE_Brownfield | IgnoreSilica | 2019 | 96.1445 | 12.7476 | 0.63721 | 4 | 17541.3499 | 29044.9364 | 357.6041 | 592.1203 | 89.4304 | 0 | 132.8429 | 1935772.7568 | 114669.8166 | 2674253.0973 | 2971261.3761 | 0 | 211407.6529 | 0 | 3083872.2329 | 8023602.9608 | 5476273.8893 | 24491113.7827 | 961560.8286 | 19257185.0261 | 19257185.0261 | 1478867.319 | 8584595.0803 | 0 | 44709859.6374 | 74030507.0628 | 2371373.7057 | 2.5488 | 17541.3499 | 29044.9364 | 357.6041 | 592.1203
1 | 5200 | 707 | 0.015 | 15 | 15 | 7 | 3.1623e-09 | 5spot_SharedNeighbor | Water | Porous | Wet | R600a | MinimizeLCOE_Brownfield | IgnoreSilica | 2019 | 96.5855 | 12.8057 | 0.64166 | 4 | 17452.7693 | 28876.5472 | 355.7983 | 588.6875 | 89.4289 | 0 | 137.7154 | 1941966.2346 | 115032.9232 | 2683999.8201 | 2984737.6365 | 0 | 209070.947 | 0 | 3094574.949 | 8051449.2326 | 5495279.542 | 24576111.2851 | 961560.8286 | 19257185.0261 | 19257185.0261 | 1478867.319 | 8584595.0803 | 0 | 44794857.1398 | 74115504.5652 | 3162277.6602 | 2.5666 | 17452.7693 | 28876.5472 | 355.7983 | 588.6875
1 | 5200 | 707 | 0.015 | 15 | 15 | 7 | 4.217e-09 | 5spot_SharedNeighbor | Water | Porous | Wet | R600a | MinimizeLCOE_Brownfield | IgnoreSilica | 2019 | 96.9144 | 12.849 | 0.64501 | 4 | 17386.4683 | 28750.8364 | 354.4467 | 586.1247 | 89.4278 | 0 | 141.776 | 1946578.6387 | 115303.2969 | 2691262.24 | 2994788.2871 | 0 | 207252.6772 | 0 | 3102522.2046 | 8072126.3614 | 5509392.1073 | 24639225.8132 | 961560.8286 | 19257185.0261 | 19257185.0261 | 1478867.319 | 8584595.0803 | 0 | 44857971.6679 | 74178619.0933 | 4216965.0343 | 2.5801 | 17386.4683 | 28750.8364 | 354.4467 | 586.1247
1 | 5200 | 707 | 0.015 | 15 | 15 | 7 | 5.6234e-09 | 5spot_SharedNeighbor | Water | Porous | Wet | R600a | MinimizeLCOE_Brownfield | IgnoreSilica | 2019 | 97.1534 | 12.8805 | 0.64751 | 4 | 17336.8197 | 28657.2758 | 353.4345 | 584.2173 | 89.4269 | 0 | 125.5672 | 1949925.0296 | 115499.4373 | 2696533.3384 | 3002088.0791 | 0 | 205801.1771 | 0 | 3108240.354 | 8087003.8133 | 5519546.2739 | 24684637.5025 | 961560.8286 | 19257185.0261 | 19257185.0261 | 1478867.319 | 8584595.0803 | 0 | 44903383.3573 | 74224030.7827 | 5623413.2519 | 2.5901 | 17336.8197 | 28657.2758 | 353.4345 | 584.2173
1 | 5200 | 707 | 0.015 | 15 | 15 | 7 | 7.4989e-09 | 5spot_SharedNeighbor | Water | Porous | Wet | R600a | MinimizeLCOE_Brownfield | IgnoreSilica | 2019 | 97.336 | 12.9045 | 0.64941 | 4 | 17299.6281 | 28587.0556 | 352.6763 | 582.7858 | 89.4263 | 0 | 137.468 | 1952480.4897 | 115649.2075 | 2700559.7529 | 3007666.9517 | 0 | 204720.9841 | 0 | 3112620.1805 | 8098399.2234 | 5527323.8754 | 24719420.6652 | 961560.8286 | 19257185.0261 | 19257185.0261 | 1478867.319 | 8584595.0803 | 0 | 44938166.5199 | 74258813.9453 | 7498942.0933 | 2.5976 | 17299.6281 | 28587.0556 | 352.6763 | 582.7858
1 | 5200 | 707 | 0.015 | 15 | 15 | 7 | 1e-08 | 5spot_SharedNeighbor | Water | Porous | Wet | R600a | MinimizeLCOE_Brownfield | IgnoreSilica | 2019 | 97.4823 | 12.9238 | 0.65087 | 4 | 17271.7606 | 28533.9334 | 352.1082 | 581.7028 | 89.4258 | 0 | 125.0126 | 1954526.7137 | 115769.1254 | 2703784.5186 | 3012136.8247 | 0 | 203971.0284 | 0 | 3116173.4022 | 8107643.9775 | 5533633.6101 | 24747639.2005 | 961560.8286 | 19257185.0261 | 19257185.0261 | 1478867.319 | 8584595.0803 | 0 | 44966385.0553 | 74287032.4807 | 10000000 | 2.6035 | 17271.7606 | 28533.9334 | 352.1082 | 581.7028
1 | 5300 | 707 | 0.015 | 15 | 15 | 7 | 1e-13 | 5spot_SharedNeighbor | Water | Porous | Wet | R600a | MinimizeLCOE_Brownfield | IgnoreSilica | 2019 | 0 | 0 | 0 | 0 |  |  |  |  | 15 |  | 22.2697 | [19 empty] | 100 | 0
1 | 5300 | 707 | 0.015 | 15 | 15 | 7 | 1.3335e-13 | 5spot_SharedNeighbor | Water | Porous | Wet | R600a | MinimizeLCOE_Brownfield | IgnoreSilica | 2019 | 0 | 0 | 0 | 0 |  |  |  |  | 15 |  | 23.3436 | [19 empty] | 133.3521 | 0
1 | 5300 | 707 | 0.015 | 15 | 15 | 7 | 1.7783e-13 | 5spot_SharedNeighbor | Water | Porous | Wet | R600a | MinimizeLCOE_Brownfield | IgnoreSilica | 2019 | 0 | 0 | 0 | 0 |  |  |  |  | 15 |  | 23.4271 | [19 empty] | 177.8279 | 0
1 | 5300 | 707 | 0.015 | 15 | 15 | 7 | 2.3714e-13 | 5spot_SharedNeighbor | Water | Porous | Wet | R600a | MinimizeLCOE_Brownfield | IgnoreSilica | 2019 | 0 | 0 | 0 | 0 |  |  |  |  | 15 |  | 24.271 | [19 empty] | 237.1374 | 0
1 | 5300 | 707 | 0.015 | 15 | 15 | 7 | 3.1623e-13 | 5spot_SharedNeighbor | Water | Porous | Wet | R600a | MinimizeLCOE_Brownfield | IgnoreSilica | 2019 | 0 | 0 | 0 | 0 |  |  |  |  | 15 |  | 24.09 | [19 empty] | 316.2278 | 0
1 | 5300 | 707 | 0.015 | 15 | 15 | 7 | 4.217e-13 | 5spot_SharedNeighbor | Water | Porous | Wet | R600a | MinimizeLCOE_Brownfield | IgnoreSilica | 2019 | 0 | 0 | 0 | 0 |  |  |  |  | 15 |  | 24.7643 | [19 empty] | 421.6965 | 0
1 | 5300 | 707 | 0.015 | 15 | 15 | 7 | 5.6234e-13 | 5spot_SharedNeighbor | Water | Porous | Wet | R600a | MinimizeLCOE_Brownfield | IgnoreSilica | 2019 | 0 | 0 | 0 | 0 |  |  |  |  | 15 |  | 28.3596 | [19 empty] | 562.3413 | 0
1 | 5300 | 707 | 0.015 | 15 | 15 | 7 | 7.4989e-13 | 5spot_SharedNeighbor | Water | Porous | Wet | R600a | MinimizeLCOE_Brownfield | IgnoreSilica | 2019 | 0 | 0 | 0 | 0 |  |  |  |  | 15 |  | 28.6737 | [19 empty] | 749.8942 | 0
1 | 5300 | 707 | 0.015 | 15 | 15 | 7 | 1e-12 | 5spot_SharedNeighbor | Water | Porous | Wet | R600a | MinimizeLCOE_Brownfield | IgnoreSilica | 2019 | 0 | 0 | 0 | 0 |  |  |  |  | 15 |  | 27.2781 | [19 empty] | 1000 | 0
1 | 5300 | 707 | 0.015 | 15 | 15 | 7 | 1.3335e-12 | 5spot_SharedNeighbor | Water | Porous | Wet | R600a | MinimizeLCOE_Brownfield | IgnoreSilica | 2019 | 0 | 0 | 0 | 0 |  |  |  |  | 15 |  | 29.7653 | [19 empty] | 1333.5214 | 0
1 | 5300 | 707 | 0.015 | 15 | 15 | 7 | 1.7783e-12 | 5spot_SharedNeighbor | Water | Porous | Wet | R600a | MinimizeLCOE_Brownfield | IgnoreSilica | 2019 | 1.6 | 0.1321 | 0.0014514 | 4 | 3697916.7372 | 8871588.5723 | 75387.0345 | 180859.3328 | 69.4404 | 0 | 33.0137 | 65018.1734 | 3393.8692 | 70249.8983 | 63455.3025 | 0 | 36391.1358 | 0 | 93018.2679 | 242014.4525 | 165179.8367 | 738720.9363 | 961560.8286 | 19768034.2612 | 19768034.2612 | 1478867.319 | 8788934.7744 | 0 | 21468316.0262 | 51504152.3808 | 1778.2794 | 0.0058055 | 3697916.7372 | 8871588.5723 | 75387.0345 | 180859.3328
1 | 5300 | 707 | 0.015 | 15 | 15 | 7 | 2.3714e-12 | 5spot_SharedNeighbor | Water | Porous | Wet | R600a | MinimizeLCOE_Brownfield | IgnoreSilica | 2019 | 2.925 | 0.30304 | 0.0046679 | 4 | 1182717.4472 | 2791368.7194 | 24111.2949 | 56905.827 | 78.126 | 0 | 82.9401 | 127749.0962 | 7074.0881 | 135494.7147 | 105058.2954 | 0 | 61605.5351 | 0 | 170422.8745 | 443405.3609 | 302633.2699 | 1353443.2349 | 961560.8286 | 19768034.2612 | 19768034.2612 | 1478867.319 | 8788934.7744 | 0 | 22083038.3248 | 52118874.6794 | 2371.3737 | 0.018671 | 1182717.4472 | 2791368.7194 | 24111.2949 | 56905.827
1 | 5300 | 707 | 0.015 | 15 | 15 | 7 | 3.1623e-12 | 5spot_SharedNeighbor | Water | Porous | Wet | R600a | MinimizeLCOE_Brownfield | IgnoreSilica | 2019 | 4.136 | 0.46462 | 0.0090805 | 4 | 621675.7264 | 1448608.5268 | 12673.7006 | 29531.8442 | 81.6619 | 0 | 93.3307 | 177908.8146 | 10079.475 | 190184.4093 | 142232.7335 | 0 | 77187.8668 | 0 | 233061.3867 | 606377.9207 | 413865.3907 | 1850897.9974 | 961560.8286 | 19768034.2612 | 19768034.2612 | 1478867.319 | 8788934.7744 | 0 | 22580493.0872 | 52616329.4418 | 3162.2777 | 0.036322 | 621675.7264 | 1448608.5268 | 12673.7006 | 29531.8442
1 | 5300 | 707 | 0.015 | 15 | 15 | 7 | 4.217e-12 | 5spot_SharedNeighbor | Water | Porous | Wet | R600a | MinimizeLCOE_Brownfield | IgnoreSilica | 2019 | 5.5728 | 0.65945 | 0.015367 | 4 | 376304.2251 | 864950.5589 | 7671.4706 | 17633.1871 | 83.9998 | 0 | 94.3748 | 231983.9394 | 13344.4128 | 251207.6028 | 187051.742 | 0 | 91570.042 | 0 | 302311.5182 | 786552.5577 | 536838.2826 | 2400860.0974 | 961560.8286 | 19768034.2612 | 19768034.2612 | 1478867.319 | 8788934.7744 | 0 | 23130455.1872 | 53166291.5419 | 4216.965 | 0.061467 | 376304.2251 | 864950.5589 | 7671.4706 | 17633.1871
1 | 5300 | 707 | 0.015 | 15 | 15 | 7 | 5.6234e-12 | 5spot_SharedNeighbor | Water | Porous | Wet | R600a | MinimizeLCOE_Brownfield | IgnoreSilica | 2019 | 7.4339 | 0.91227 | 0.023846 | 4 | 249464.5392 | 564363.923 | 5085.6721 | 11505.3219 | 85.7219 | 0 | 114.7801 | 295201.0008 | 17165.5914 | 325247.904 | 244133.7613 | 0 | 107810.1842 | 0 | 385927.7922 | 1004104.9507 | 685322.2612 | 3064913.4458 | 961560.8286 | 19768034.2612 | 19768034.2612 | 1478867.319 | 8788934.7744 | 0 | 23794508.5357 | 53830344.8903 | 5623.4133 | 0.095382 | 249464.5392 | 564363.923 | 5085.6721 | 11505.3219
1 | 5300 | 707 | 0.015 | 15 | 15 | 7 | 7.4989e-12 | 5spot_SharedNeighbor | Water | Porous | Wet | R600a | MinimizeLCOE_Brownfield | IgnoreSilica | 2019 | 9.9554 | 1.2587 | 0.03565 | 4 | 172893.6519 | 383522.0527 | 3524.6709 | 7818.6158 | 87.1352 | 0 | 109.906 | 374115.761 | 21950.3684 | 420321.389 | 322738.3445 | 0 | 128198.6808 | 0 | 494256.572 | 1285954.2144 | 877690.1751 | 3925225.5052 | 961560.8286 | 19768034.2612 | 19768034.2612 | 1478867.319 | 8788934.7744 | 0 | 24654820.5951 | 54690656.9497 | 7498.9421 | 0.1426 | 172893.6519 | 383522.0527 | 3524.6709 | 7818.6158
1 | 5300 | 707 | 0.015 | 15 | 15 | 7 | 1e-11 | 5spot_SharedNeighbor | Water | Porous | Wet | R600a | MinimizeLCOE_Brownfield | IgnoreSilica | 2019 | 13.0862 | 1.6888 | 0.051174 | 4 | 125345.0706 | 272077.7 | 2555.3288 | 5546.6719 | 88.1268 | 0 | 77.7783 | 463222.2598 | 27344.2816 | 531341.1717 | 419902.2727 | 0 | 149359.8491 | 0 | 620556.2356 | 1614560.0315 | 1101970.3974 | 4928256.4995 | 961560.8286 | 19768034.2612 | 19768034.2612 | 1478867.319 | 8788934.7744 | 0 | 25657851.5894 | 55693687.944 | 10000 | 0.2047 | 125345.0706 | 272077.7 | 2555.3288 | 5546.6719
1 | 5300 | 707 | 0.015 | 15 | 15 | 7 | 1.3335e-11 | 5spot_SharedNeighbor | Water | Porous | Wet | R600a | MinimizeLCOE_Brownfield | IgnoreSilica | 2019 | 17.0077 | 2.229 | 0.071649 | 4 | 93698.0262 | 198499.8706 | 1910.161 | 4046.6884 | 88.8665 | 0 | 100.7265 | 566019.059 | 33562.9052 | 663034.1086 | 542541.7932 | 0 | 172053.9404 | 0 | 771112.6045 | 2006276.8199 | 1369325.1544 | 6123926.3851 | 961560.8286 | 19768034.2612 | 19768034.2612 | 1478867.319 | 8788934.7744 | 0 | 26853521.475 | 56889357.8296 | 13335.2143 | 0.2866 | 93698.0262 | 198499.8706 | 1910.161 | 4046.6884
1 | 5300 | 707 | 0.015 | 15 | 15 | 7 | 1.7783e-11 | 5spot_SharedNeighbor | Water | Porous | Wet | R600a | MinimizeLCOE_Brownfield | IgnoreSilica | 2019 | 21.8682 | 2.899 | 0.098125 | 4 | 72009.963 | 148534.2648 | 1468.0205 | 3028.0719 | 89.423 | 0 | 94.7872 | 683575.7907 | 40661.1575 | 817829.727 | 694369.8668 | 0 | 196157.4299 | 0 | 948711.6491 | 2468353.1034 | 1684701.7126 | 7534360.437 | 961560.8286 | 19768034.2612 | 19768034.2612 | 1478867.319 | 8788934.7744 | 0 | 28263955.5269 | 58299791.8815 | 17782.7941 | 0.3925 | 72009.963 | 148534.2648 | 1468.0205 | 3028.0719
1 | 5300 | 707 | 0.015 | 15 | 15 | 7 | 2.3714e-11 | 5spot_SharedNeighbor | Water | Porous | Wet | R600a | MinimizeLCOE_Brownfield | IgnoreSilica | 2019 | 27.7628 | 3.7122 | 0.13171 | 4 | 56750.1378 | 113761.8451 | 1156.9283 | 2319.1891 | 89.8423 | 0 | 125.4004 | 815786.2305 | 48628.9864 | 996375.6054 | 878484.4455 | 0 | 220907.5736 | 0 | 1154471.3081 | 3003697.5291 | 2050085.2834 | 9168436.962 | 961560.8286 | 19768034.2612 | 19768034.2612 | 1478867.319 | 8788934.7744 | 0 | 29898032.0519 | 59933868.4065 | 23713.7371 | 0.52684 | 56750.1378 | 113761.8451 | 1156.9283 | 2319.1891
1 | 5300 | 707 | 0.015 | 15 | 15 | 7 | 3.1623e-11 | 5spot_SharedNeighbor | Water | Porous | Wet | R600a | MinimizeLCOE_Brownfield | IgnoreSilica | 2019 | 34.6862 | 4.6676 | 0.17313 | 4 | 45827.2425 | 89198.2324 | 934.2503 | 1818.4266 | 90.1577 | 0 | 102.056 | 960540.1462 | 57335.9783 | 1196435.5425 | 1094622.5608 | 0 | 244948.7681 | 0 | 1386014.3684 | 3606125.0758 | 2461254.4627 | 11007276.9027 | 961560.8286 | 19768034.2612 | 19768034.2612 | 1478867.319 | 8788934.7744 | 0 | 31736871.9925 | 61772708.3472 | 31622.7766 | 0.69253 | 45827.2425 | 89198.2324 | 934.2503 | 1818.4266
1 | 5300 | 707 | 0.015 | 15 | 15 | 7 | 4.217e-11 | 5spot_SharedNeighbor | Water | Porous | Wet | R600a | MinimizeLCOE_Brownfield | IgnoreSilica | 2019 | 42.4593 | 5.7406 | 0.22229 | 4 | 37924.2508 | 71703.9071 | 773.1371 | 1461.7811 | 90.3932 | 0 | 106.3199 | 1112992.0822 | 66488.732 | 1411570.9861 | 1337190.0238 | 0 | 266276.7574 | 0 | 1635862.2468 | 4256178.0046 | 2904928.9439 | 12991487.7767 | 961560.8286 | 19768034.2612 | 19768034.2612 | 1478867.319 | 8788934.7744 | 0 | 33721082.8665 | 63756919.2212 | 42169.6503 | 0.88917 | 37924.2508 | 71703.9071 | 773.1371 | 1461.7811
1 | 5300 | 707 | 0.015 | 15 | 15 | 7 | 5.6234e-11 | 5spot_SharedNeighbor | Water | Porous | Wet | R600a | MinimizeLCOE_Brownfield | IgnoreSilica | 2019 | 50.6734 | 6.8746 | 0.2777 | 4 | 32176.5294 | 59215.9896 | 655.9621 | 1207.198 | 90.5641 | 0 | 132.5001 | 1265196.7649 | 75609.7496 | 1630344.7078 | 1593530.8542 | 0 | 282378.0579 | 0 | 1890353.4524 | 4918311.9183 | 3356848.9455 | 15012574.4505 | 961560.8286 | 19768034.2612 | 19768034.2612 | 1478867.319 | 8788934.7744 | 0 | 35742169.5404 | 65778005.895 | 56234.1325 | 1.1108 | 32176.5294 | 59215.9896 | 655.9621 | 1207.198
1 | 5300 | 707 | 0.015 | 15 | 15 | 7 | 7.4989e-11 | 5spot_SharedNeighbor | Water | Porous | Wet | R600a | MinimizeLCOE_Brownfield | IgnoreSilica | 2019 | 58.8124 | 7.9976 | 0.3365 | 4 | 27992.1882 | 50307.0504 | 570.6586 | 1025.5773 | 90.6818 | 0 | 122.3781 | 1408708.2073 | 84193.3649 | 1839954.1554 | 1847453.4927 | 0 | 291612.8031 | 0 | 2134049.5891 | 5552359.277 | 3789599.2962 | 16947930.1856 | 961560.8286 | 19768034.2612 | 19768034.2612 | 1478867.319 | 8788934.7744 | 0 | 37677525.2754 | 67713361.6301 | 74989.4209 | 1.346 | 27992.1882 | 50307.0504 | 570.6586 | 1025.5773
1 | 5300 | 707 | 0.015 | 15 | 15 | 7 | 1e-10 | 5spot_SharedNeighbor | Water | Porous | Wet | R600a | MinimizeLCOE_Brownfield | IgnoreSilica | 2019 | 66.3808 | 9.0402 | 0.39506 | 4 | 24946.3264 | 43953.4749 | 508.5646 | 896.051 | 90.7562 | 0 | 155.1127 | 1536611.7655 | 91828.1826 | 2029351.3284 | 2083418.0929 | 0 | 293673.0871 | 0 | 2353604.1581 | 6123595.2287 | 4179479.5709 | 18691561.4142 | 961560.8286 | 19768034.2612 | 19768034.2612 | 1478867.319 | 8788934.7744 | 0 | 39421156.504 | 69456992.8587 | 100000 | 1.5802 | 24946.3264 | 43953.4749 | 508.5646 | 896.051
1 | 5300 | 707 | 0.015 | 15 | 15 | 7 | 1.3335e-10 | 5spot_SharedNeighbor | Water | Porous | Wet | R600a | MinimizeLCOE_Brownfield | IgnoreSilica | 2019 | 73.0318 | 9.9543 | 0.45 | 4 | 22727.2272 | 39413.619 | 463.3253 | 803.4999 | 90.7985 | 0 | 123.7987 | 1645094.7891 | 98290.8559 | 2191852.9263 | 2290575.8817 | 0 | 289591.5446 | 0 | 2541008.3391 | 6611182.4658 | 4512267.8791 | 20179864.6817 | 961560.8286 | 19768034.2612 | 19768034.2612 | 1478867.319 | 8788934.7744 | 0 | 40909459.7715 | 70945296.1262 | 133352.1432 | 1.8 | 22727.2272 | 39413.619 | 463.3253 | 803.4999
1 | 5300 | 707 | 0.015 | 15 | 15 | 7 | 1.7783e-10 | 5spot_SharedNeighbor | Water | Porous | Wet | R600a | MinimizeLCOE_Brownfield | IgnoreSilica | 2019 | 78.664 | 10.7265 | 0.49911 | 4 | 21106.5833 | 36151.1792 | 430.2862 | 736.9907 | 90.8194 | 0 | 141.5217 | 1734339.6937 | 103597.5191 | 2326807.0898 | 2465806.4848 | 0 | 281610.7292 | 0 | 2695742.9915 | 7013770.291 | 4787042.3422 | 21408717.1413 | 961560.8286 | 19768034.2612 | 19768034.2612 | 1478867.319 | 8788934.7744 | 0 | 42138312.2312 | 72174148.5858 | 177827.941 | 1.9965 | 21106.5833 | 36151.1792 | 430.2862 | 736.9907
1 | 5300 | 707 | 0.015 | 15 | 15 | 7 | 2.3714e-10 | 5spot_SharedNeighbor | Water | Porous | Wet | R600a | MinimizeLCOE_Brownfield | IgnoreSilica | 2019 | 83.2675 | 11.356 | 0.5412 | 4 | 19918.8971 | 33793.5539 | 406.0737 | 688.9273 | 90.8273 | 0 | 165.2581 | 1805613.34 | 107828.5466 | 2435408.6214 | 2608873.4934 | 0 | 271520.4693 | 0 | 2819405.3436 | 7335514.3645 | 5006639.2835 | 22390803.4623 | 961560.8286 | 19768034.2612 | 19768034.2612 | 1478867.319 | 8788934.7744 | 0 | 43120398.5522 | 73156234.9068 | 237137.3706 | 2.1648 | 19918.8971 | 33793.5539 | 406.0737 | 688.9273
1 | 5300 | 707 | 0.015 | 15 | 15 | 7 | 3.1623e-10 | 5spot_SharedNeighbor | Water | Porous | Wet | R600a | MinimizeLCOE_Brownfield | IgnoreSilica | 2019 | 86.9487 | 11.8582 | 0.57614 | 4 | 19045.157 | 32078.303 | 388.2613 | 653.9596 | 90.828 | 0 | 134.2538 | 1861578.8986 | 111146.1621 | 2521198.6944 | 2723163.9845 | 0 | 260943.6774 | 0 | 2916432.2527 | 7587958.479 | 5178937.5788 | 23161359.7276 | 961560.8286 | 19768034.2612 | 19768034.2612 | 1478867.319 | 8788934.7744 | 0 | 43890954.8174 | 73926791.1721 | 316227.766 | 2.3046 | 19045.157 | 32078.303 | 388.2613 | 653.9596
1 | 5300 | 707 | 0.015 | 15 | 15 | 7 | 4.217e-10 | 5spot_SharedNeighbor | Water | Porous | Wet | R600a | MinimizeLCOE_Brownfield | IgnoreSilica | 2019 | 90.2667 | 12.3099 | 0.6066 | 4 | 18374.7493 | 30753.4542 | 374.5941 | 626.9508 | 90.8248 | 0 | 115.6651 | 1911270.9257 | 114088.2909 | 2597751.1354 | 2826085.176 | 0 | 252826.1759 | 0 | 3003788.4645 | 7815241.423 | 5334062.8583 | 23855114.4497 | 961560.8286 | 19768034.2612 | 19768034.2612 | 1478867.319 | 8788934.7744 | 0 | 44584709.5396 | 74620545.8942 | 421696.5034 | 2.4264 | 18374.7493 | 30753.4542 | 374.5941 | 626.9508
1 | 5300 | 707 | 0.015 | 15 | 15 | 7 | 5.6234e-10 | 5spot_SharedNeighbor | Water | Porous | Wet | R600a | MinimizeLCOE_Brownfield | IgnoreSilica | 2019 | 92.4929 | 12.6125 | 0.62883 | 4 | 17905.0706 | 29846.1464 | 365.0191 | 608.4541 | 90.8206 | 0 | 126.4529 | 1944220.6607 | 116037.1714 | 2648710.948 | 2895086.4653 | 0 | 244091.6276 | 0 | 3060777.2804 | 7963514.6319 | 5435262.3701 | 24307701.1553 | 961560.8286 | 19768034.2612 | 19768034.2612 | 1478867.319 | 8788934.7744 | 0 | 45037296.2452 | 75073132.5998 | 562341.3252 | 2.5153 | 17905.0706 | 29846.1464 | 365.0191 | 608.4541
1 | 5300 | 707 | 0.015 | 15 | 15 | 7 | 7.4989e-10 | 5spot_SharedNeighbor | Water | Porous | Wet | R600a | MinimizeLCOE_Brownfield | IgnoreSilica | 2019 | 94.1862 | 12.8423 | 0.64617 | 4 | 17556.1463 | 29176.8042 | 357.9058 | 594.8086 | 90.8164 | 0 | 126.4406 | 1969077.3884 | 117506.3111 | 2687259.306 | 2947539.3391 | 0 | 236525.4098 | 0 | 3103584.0242 | 8074888.9985 | 5511277.6638 | 24647658.441 | 961560.8286 | 19768034.2612 | 19768034.2612 | 1478867.319 | 8788934.7744 | 0 | 45377253.5309 | 75413089.8855 | 749894.2093 | 2.5847 | 17556.1463 | 29176.8042 | 357.9058 | 594.8086
1 | 5300 | 707 | 0.015 | 15 | 15 | 7 | 1e-09 | 5spot_SharedNeighbor | Water | Porous | Wet | R600a | MinimizeLCOE_Brownfield | IgnoreSilica | 2019 | 95.4749 | 13.017 | 0.65958 | 4 | 17296.3632 | 28680.7473 | 352.6098 | 584.6958 | 90.8126 | 0 | 126.2846 | 1987878.862 | 118616.9399 | 2716477.2941 | 2987443.3209 | 0 | 230265.7135 | 0 | 3135866.0309 | 8158880.1578 | 5568603.3559 | 24904031.675 | 961560.8286 | 19768034.2612 | 19768034.2612 | 1478867.319 | 8788934.7744 | 0 | 45633626.7649 | 75669463.1195 | 1000000 | 2.6383 | 17296.3632 | 28680.7473 | 352.6098 | 584.6958
1 | 5300 | 707 | 0.015 | 15 | 15 | 7 | 1.3335e-09 | 5spot_SharedNeighbor | Water | Porous | Wet | R600a | MinimizeLCOE_Brownfield | IgnoreSilica | 2019 | 96.454 | 13.1496 | 0.66988 | 4 | 17102.6151 | 28311.9603 | 348.6599 | 577.1776 | 90.8093 | 0 | 128.5276 | 2002095.8214 | 119456.3958 | 2738605.3727 | 3017748.4817 | 0 | 225229.651 | 0 | 3160222.9318 | 8222251.8176 | 5611855.8159 | 25097466.2879 | 961560.8286 | 19768034.2612 | 19768034.2612 | 1478867.319 | 8788934.7744 | 0 | 45827061.3777 | 75862897.7324 | 1333521.4322 | 2.6795 | 17102.6151 | 28311.9603 | 348.6599 | 577.1776
1 | 5300 | 707 | 0.015 | 15 | 15 | 7 | 1.7783e-09 | 5spot_SharedNeighbor | Water | Porous | Wet | R600a | MinimizeLCOE_Brownfield | IgnoreSilica | 2019 | 97.2115 | 13.2522 | 0.6778 | 4 | 16957.9243 | 28036.2923 | 345.7102 | 571.5577 | 90.8066 | 0 | 111.8643 | 2013057.027 | 120103.399 | 2755686.3366 | 3041190.8904 | 0 | 221371.5953 | 0 | 3179049.6068 | 8271234.9642 | 5645287.82 | 25246981.6393 | 961560.8286 | 19768034.2612 | 19768034.2612 | 1478867.319 | 8788934.7744 | 0 | 45976576.7291 | 76012413.0837 | 1778279.41 | 2.7112 | 16957.9243 | 28036.2923 | 345.7102 | 571.5577
1 | 5300 | 707 | 0.015 | 15 | 15 | 7 | 2.3714e-09 | 5spot_SharedNeighbor | Water | Porous | Wet | R600a | MinimizeLCOE_Brownfield | IgnoreSilica | 2019 | 97.7646 | 13.327 | 0.68376 | 4 | 16849.7593 | 27831.6819 | 343.5051 | 567.3865 | 90.8046 | 0 | 113.0183 | 2021037.8408 | 120574.3609 | 2768134.1281 | 3058301.7537 | 0 | 218211.9322 | 0 | 3192641.4061 | 8306598.0379 | 5669423.8444 | 25354923.3041 | 961560.8286 | 19768034.2612 | 19768034.2612 | 1478867.319 | 8788934.7744 | 0 | 46084518.394 | 76120354.7486 | 2371373.7057 | 2.735 | 16849.7593 | 27831.6819 | 343.5051 | 567.3865
1 | 5300 | 707 | 0.015 | 15 | 15 | 7 | 3.1623e-09 | 5spot_SharedNeighbor | Water | Porous | Wet | R600a | MinimizeLCOE_Brownfield | IgnoreSilica | 2019 | 98.1861 | 13.3841 | 0.68828 | 4 | 16768.8376 | 27678.5598 | 341.8554 | 564.2649 | 90.8029 | 0 | 108.3758 | 2027108.8831 | 120932.557 | 2777609.5221 | 3071342.026 | 0 | 215806.2698 | 0 | 3202991.7106 | 8333527.407 | 5687803.6921 | 25437122.0676 | 961560.8286 | 19768034.2612 | 19768034.2612 | 1478867.319 | 8788934.7744 | 0 | 46166717.1575 | 76202553.5121 | 3162277.6602 | 2.7531 | 16768.8376 | 27678.5598 | 341.8554 | 564.2649
1 | 5300 | 707 | 0.015 | 15 | 15 | 7 | 4.217e-09 | 5spot_SharedNeighbor | Water | Porous | Wet | R600a | MinimizeLCOE_Brownfield | IgnoreSilica | 2019 | 98.5003 | 13.4266 | 0.69169 | 4 | 16708.2613 | 27564.2376 | 340.6205 | 561.9343 | 90.8017 | 0 | 131.5388 | 2031625.9905 | 121199.0317 | 2784663.1588 | 3081058.0103 | 0 | 213936.0902 | 0 | 3210668.0898 | 8353499.7711 | 5701435.241 | 25498085.3835 | 961560.8286 | 19768034.2612 | 19768034.2612 | 1478867.319 | 8788934.7744 | 0 | 46227680.4734 | 76263516.828 | 4216965.0343 | 2.7668 | 16708.2613 | 27564.2376 | 340.6205 | 561.9343
1 | 5300 | 707 | 0.015 | 15 | 15 | 7 | 5.6234e-09 | 5spot_SharedNeighbor | Water | Porous | Wet | R600a | MinimizeLCOE_Brownfield | IgnoreSilica | 2019 | 98.7392 | 13.4589 | 0.69427 | 4 | 16662.8959 | 27478.5416 | 339.6957 | 560.1872 | 90.8007 | 0 | 117.7558 | 2035057.9975 | 121401.4724 | 2790024.3852 | 3088447.687 | 0 | 212530.3008 | 0 | 3216510.1187 | 8368699.532 | 5711809.3902 | 25544480.8839 | 961560.8286 | 19768034.2612 | 19768034.2612 | 1478867.319 | 8788934.7744 | 0 | 46274075.9738 | 76309912.3284 | 5623413.2519 | 2.7771 | 16662.8959 | 27478.5416 | 339.6957 | 560.1872
1 | 5300 | 707 | 0.015 | 15 | 15 | 7 | 7.4989e-09 | 5spot_SharedNeighbor | Water | Porous | Wet | R600a | MinimizeLCOE_Brownfield | IgnoreSilica | 2019 | 98.9218 | 13.4836 | 0.69622 | 4 | 16628.9104 | 27414.2139 | 339.0028 | 558.8758 | 90.7999 | 0 | 138.1482 | 2037678.8538 | 121556.054 | 2794119.6624 | 3094095.2778 | 0 | 211485.8404 | 0 | 3220984.9185 | 8380342.043 | 5719755.6432 | 25580018.2931 | 961560.8286 | 19768034.2612 | 19768034.2612 | 1478867.319 | 8788934.7744 | 0 | 46309613.383 | 76345449.7376 | 7498942.0933 | 2.7849 | 16628.9104 | 27414.2139 | 339.0028 | 558.8758
1 | 5300 | 707 | 0.015 | 15 | 15 | 7 | 1e-08 | 5spot_SharedNeighbor | Water | Porous | Wet | R600a | MinimizeLCOE_Brownfield | IgnoreSilica | 2019 | 99.0487 | 13.5007 | 0.69765 | 4 | 16603.444 | 27366.5975 | 338.4837 | 557.9051 | 90.7994 | 0 | 125.4233 | 2039498.5416 | 121663.3748 | 2796963.6754 | 3098018.7864 | 0 | 210616.0157 | 0 | 3224036.5536 | 8388281.7717 | 5725174.6711 | 25604253.3904 | 961560.8286 | 19768034.2612 | 19768034.2612 | 1478867.319 | 8788934.7744 | 0 | 46333848.4802 | 76369684.8349 | 10000000 | 2.7906 | 16603.444 | 27366.5975 | 338.4837 | 557.9051
1 | 5400 | 707 | 0.015 | 15 | 15 | 7 | 1e-13 | 5spot_SharedNeighbor | Water | Porous | Wet | R600a | MinimizeLCOE_Brownfield | IgnoreSilica | 2019 | 0 | 0 | 0 | 0 |  |  |  |  | 15 |  | 21.9176 | [19 empty] | 100 | 0
1 | 5400 | 707 | 0.015 | 15 | 15 | 7 | 1.3335e-13 | 5spot_SharedNeighbor | Water | Porous | Wet | R600a | MinimizeLCOE_Brownfield | IgnoreSilica | 2019 | 0 | 0 | 0 | 0 |  |  |  |  | 15 |  | 23.003 | [19 empty] | 133.3521 | 0
1 | 5400 | 707 | 0.015 | 15 | 15 | 7 | 1.7783e-13 | 5spot_SharedNeighbor | Water | Porous | Wet | R600a | MinimizeLCOE_Brownfield | IgnoreSilica | 2019 | 0 | 0 | 0 | 0 |  |  |  |  | 15 |  | 23.6206 | [19 empty] | 177.8279 | 0
1 | 5400 | 707 | 0.015 | 15 | 15 | 7 | 2.3714e-13 | 5spot_SharedNeighbor | Water | Porous | Wet | R600a | MinimizeLCOE_Brownfield | IgnoreSilica | 2019 | 0 | 0 | 0 | 0 |  |  |  |  | 15 |  | 24.4887 | [19 empty] | 237.1374 | 0
1 | 5400 | 707 | 0.015 | 15 | 15 | 7 | 3.1623e-13 | 5spot_SharedNeighbor | Water | Porous | Wet | R600a | MinimizeLCOE_Brownfield | IgnoreSilica | 2019 | 0 | 0 | 0 | 0 |  |  |  |  | 15 |  | 24.5064 | [19 empty] | 316.2278 | 0
1 | 5400 | 707 | 0.015 | 15 | 15 | 7 | 4.217e-13 | 5spot_SharedNeighbor | Water | Porous | Wet | R600a | MinimizeLCOE_Brownfield | IgnoreSilica | 2019 | 0 | 0 | 0 | 0 |  |  |  |  | 15 |  | 26.3297 | [19 empty] | 421.6965 | 0
1 | 5400 | 707 | 0.015 | 15 | 15 | 7 | 5.6234e-13 | 5spot_SharedNeighbor | Water | Porous | Wet | R600a | MinimizeLCOE_Brownfield | IgnoreSilica | 2019 | 0 | 0 | 0 | 0 |  |  |  |  | 15 |  | 29.4414 | [19 empty] | 562.3413 | 0
1 | 5400 | 707 | 0.015 | 15 | 15 | 7 | 7.4989e-13 | 5spot_SharedNeighbor | Water | Porous | Wet | R600a | MinimizeLCOE_Brownfield | IgnoreSilica | 2019 | 0 | 0 | 0 | 0 |  |  |  |  | 15 |  | 27.6663 | [19 empty] | 749.8942 | 0
1 | 5400 | 707 | 0.015 | 15 | 15 | 7 | 1e-12 | 5spot_SharedNeighbor | Water | Porous | Wet | R600a | MinimizeLCOE_Brownfield | IgnoreSilica | 2019 | 0 | 0 | 0 | 0 |  |  |  |  | 15 |  | 28.3441 | [19 empty] | 1000 | 0
1 | 5400 | 707 | 0.015 | 15 | 15 | 7 | 1.3335e-12 | 5spot_SharedNeighbor | Water | Porous | Wet | R600a | MinimizeLCOE_Brownfield | IgnoreSilica | 2019 | 1.6 | 0.13466 | 0.00020816 | 4 | 26443306.8306 | 63385246.202 | 539082.577 | 1292193.9787 | 70.1109 | 0 | 31.6743 | 66474.2222 | 3484.5414 | 71295.6841 | 63908.0933 | 0 | 43888.425 | 0 | 97129.8768 | 252712.0153 | 172481.1432 | 771374.0013 | 961560.8286 | 20284743.5872 | 20284743.5872 | 1478867.319 | 8995618.5048 | 0 | 22017678.4172 | 52776907.8282 | 1333.5214 | 0.00083264 | 26443306.8306 | 63385246.202 | 539082.577 | 1292193.9787
1 | 5400 | 707 | 0.015 | 15 | 15 | 7 | 1.7783e-12 | 5spot_SharedNeighbor | Water | Porous | Wet | R600a | MinimizeLCOE_Brownfield | IgnoreSilica | 2019 | 1.6 | 0.13467 | 0.0017951 | 4 | 3062690.9477 | 7346369.1387 | 62437.0976 | 149765.6716 | 70.1123 | 0 | 32.5654 | 66477.3454 | 3484.7366 | 71297.9143 | 63909.0572 | 0 | 35543.1728 | 0 | 93877.7683 | 244250.6961 | 166706.1189 | 745546.8096 | 961560.8286 | 20284743.5872 | 20284743.5872 | 1478867.319 | 8995618.5048 | 0 | 21991851.2255 | 52751080.6365 | 1778.2794 | 0.0071806 | 3062690.9477 | 7346369.1387 | 62437.0976 | 149765.6716
1 | 5400 | 707 | 0.015 | 15 | 15 | 7 | 2.3714e-12 | 5spot_SharedNeighbor | Water | Porous | Wet | R600a | MinimizeLCOE_Brownfield | IgnoreSilica | 2019 | 3.2151 | 0.34899 | 0.0056812 | 4 | 1001165.1616 | 2354721.3928 | 20410.106 | 48004.1806 | 80.1588 | 0 | 77.3977 | 143771.9048 | 8059.8282 | 151450.3704 | 114559.2473 | 0 | 68048.9227 | 0 | 189497.2066 | 493032.8604 | 336505.0581 | 1504925.3985 | 961560.8286 | 20284743.5872 | 20284743.5872 | 1478867.319 | 8995618.5048 | 0 | 22751229.8144 | 53510459.2254 | 2371.3737 | 0.022725 | 1001165.1616 | 2354721.3928 | 20410.106 | 48004.1806
1 | 5400 | 707 | 0.015 | 15 | 15 | 7 | 3.1623e-12 | 5spot_SharedNeighbor | Water | Porous | Wet | R600a | MinimizeLCOE_Brownfield | IgnoreSilica | 2019 | 4.4797 | 0.5233 | 0.010723 | 4 | 542636.2432 | 1259788.5183 | 11062.3738 | 25682.4929 | 83.4242 | 0 | 99.1879 | 196488.9387 | 11249.2508 | 208879.2635 | 154142.4973 | 0 | 83947.203 | 0 | 255335.7898 | 664331.3485 | 453419.796 | 2027794.0876 | 961560.8286 | 20284743.5872 | 20284743.5872 | 1478867.319 | 8995618.5048 | 0 | 23274098.5034 | 54033327.9145 | 3162.2777 | 0.042891 | 542636.2432 | 1259788.5183 | 11062.3738 | 25682.4929
1 | 5400 | 707 | 0.015 | 15 | 15 | 7 | 4.217e-12 | 5spot_SharedNeighbor | Water | Porous | Wet | R600a | MinimizeLCOE_Brownfield | IgnoreSilica | 2019 | 5.9944 | 0.73425 | 0.017776 | 4 | 335485.549 | 768079.1532 | 6839.3267 | 15658.3324 | 85.6349 | 0 | 95.6131 | 253654.5415 | 14727.1179 | 273413.625 | 201381.7796 | 0 | 98902.123 | 0 | 328410.8829 | 854457.7511 | 583184.9725 | 2608132.7936 | 961560.8286 | 20284743.5872 | 20284743.5872 | 1478867.319 | 8995618.5048 | 0 | 23854437.2094 | 54613666.6205 | 4216.965 | 0.071104 | 335485.549 | 768079.1532 | 6839.3267 | 15658.3324
1 | 5400 | 707 | 0.015 | 15 | 15 | 7 | 5.6234e-12 | 5spot_SharedNeighbor | Water | Porous | Wet | R600a | MinimizeLCOE_Brownfield | IgnoreSilica | 2019 | 7.8749 | 0.99718 | 0.02731 | 4 | 224563.5742 | 506141.2103 | 4578.0322 | 10318.3732 | 87.2084 | 0 | 118.6418 | 318301.021 | 18667.2343 | 348843.9239 | 260459.9827 | 0 | 114271.2699 | 0 | 413611.9384 | 1076133.4203 | 734483.1717 | 3284771.9623 | 961560.8286 | 20284743.5872 | 20284743.5872 | 1478867.319 | 8995618.5048 | 0 | 24531076.3782 | 55290305.7892 | 5623.4133 | 0.10924 | 224563.5742 | 506141.2103 | 4578.0322 | 10318.3732
1 | 5400 | 707 | 0.015 | 15 | 15 | 7 | 7.4989e-12 | 5spot_SharedNeighbor | Water | Porous | Wet | R600a | MinimizeLCOE_Brownfield | IgnoreSilica | 2019 | 10.6204 | 1.3855 | 0.040659 | 4 | 156673.8636 | 345804.2318 | 3194.0086 | 7049.687 | 88.6465 | 0 | 95.2956 | 405338.7443 | 23985.3203 | 453335.8102 | 347081.9383 | 0 | 137391.7414 | 0 | 533182.0862 | 1387230.4177 | 946813.2648 | 4234359.3233 | 961560.8286 | 20284743.5872 | 20284743.5872 | 1478867.319 | 8995618.5048 | 0 | 25480663.7391 | 56239893.1502 | 7498.9421 | 0.16264 | 156673.8636 | 345804.2318 | 3194.0086 | 7049.687
1 | 5400 | 707 | 0.015 | 15 | 15 | 7 | 1e-11 | 5spot_SharedNeighbor | Water | Porous | Wet | R600a | MinimizeLCOE_Brownfield | IgnoreSilica | 2019 | 13.8996 | 1.8494 | 0.058116 | 4 | 114186.5636 | 246504.075 | 2327.8475 | 5025.319 | 89.6003 | 0 | 91.9328 | 499950.8157 | 29757.63 | 570713.2253 | 450849.0118 | 0 | 159312.1534 | 0 | 667127.3061 | 1735728.4038 | 1184670.3013 | 5298108.8474 | 961560.8286 | 20284743.5872 | 20284743.5872 | 1478867.319 | 8995618.5048 | 0 | 26544413.2632 | 57303642.6743 | 10000 | 0.23247 | 114186.5636 | 246504.075 | 2327.8475 | 5025.319
1 | 5400 | 707 | 0.015 | 15 | 15 | 7 | 1.3335e-11 | 5spot_SharedNeighbor | Water | Porous | Wet | R600a | MinimizeLCOE_Brownfield | IgnoreSilica | 2019 | 18.0166 | 2.4322 | 0.080968 | 4 | 85872.163 | 180845.7187 | 1750.6202 | 3686.7846 | 90.3179 | 0 | 109.1015 | 609171.7156 | 36410.5972 | 710172.5153 | 580903.5768 | 0 | 183039.8828 | 0 | 826682.3322 | 2150857.8525 | 1468004.6801 | 6565243.1525 | 961560.8286 | 20284743.5872 | 20284743.5872 | 1478867.319 | 8995618.5048 | 0 | 27811547.5684 | 58570776.9794 | 13335.2143 | 0.32387 | 85872.163 | 180845.7187 | 1750.6202 | 3686.7846
1 | 5400 | 707 | 0.015 | 15 | 15 | 7 | 1.7783e-11 | 5spot_SharedNeighbor | Water | Porous | Wet | R600a | MinimizeLCOE_Brownfield | IgnoreSilica | 2019 | 23.1297 | 3.1565 | 0.11046 | 4 | 66336.7988 | 135951.9265 | 1352.3654 | 2771.5639 | 90.8612 | 0 | 88.5471 | 734453.429 | 44027.8842 | 874482.1607 | 742280.5021 | 0 | 208483.8831 | 0 | 1015453.8651 | 2642002.6587 | 1803221.1023 | 8064405.4853 | 961560.8286 | 20284743.5872 | 20284743.5872 | 1478867.319 | 8995618.5048 | 0 | 29310709.9011 | 60069939.3122 | 17782.7941 | 0.44185 | 66336.7988 | 135951.9265 | 1352.3654 | 2771.5639
1 | 5400 | 707 | 0.015 | 15 | 15 | 7 | 2.3714e-11 | 5spot_SharedNeighbor | Water | Porous | Wet | R600a | MinimizeLCOE_Brownfield | IgnoreSilica | 2019 | 29.3124 | 4.0331 | 0.14775 | 4 | 52526.5389 | 104572.2319 | 1070.8245 | 2131.8464 | 91.2707 | 0 | 95.2074 | 875061.9178 | 52560.2809 | 1063536.9463 | 937473.8009 | 0 | 234526.4904 | 0 | 1233632.1802 | 3209657.88 | 2190657.455 | 9797106.9515 | 961560.8286 | 20284743.5872 | 20284743.5872 | 1478867.319 | 8995618.5048 | 0 | 31043411.3673 | 61802640.7784 | 23713.7371 | 0.591 | 52526.5389 | 104572.2319 | 1070.8245 | 2131.8464
1 | 5400 | 707 | 0.015 | 15 | 15 | 7 | 3.1623e-11 | 5spot_SharedNeighbor | Water | Porous | Wet | R600a | MinimizeLCOE_Brownfield | IgnoreSilica | 2019 | 36.5083 | 5.0539 | 0.19349 | 4 | 42608.328 | 82351.8586 | 868.6284 | 1678.854 | 91.5777 | 0 | 107.8528 | 1027806.4575 | 61810.9303 | 1273625.8733 | 1164717.4714 | 0 | 259302.616 | 0 | 1477032.706 | 3842936.1198 | 2622882.8662 | 11730115.0407 | 961560.8286 | 20284743.5872 | 20284743.5872 | 1478867.319 | 8995618.5048 | 0 | 32976419.4565 | 63735648.8676 | 31622.7766 | 0.77394 | 42608.328 | 82351.8586 | 868.6284 | 1678.854
1 | 5400 | 707 | 0.015 | 15 | 15 | 7 | 4.217e-11 | 5spot_SharedNeighbor | Water | Porous | Wet | R600a | MinimizeLCOE_Brownfield | IgnoreSilica | 2019 | 44.5056 | 6.1888 | 0.24734 | 4 | 35418.3851 | 66507.9289 | 722.0517 | 1355.8541 | 91.8059 | 0 | 113.6658 | 1187263.8571 | 71449.682 | 1497457.9987 | 1417310.2426 | 0 | 280714.0141 | 0 | 1737136.3599 | 4519672.4727 | 3084769.3326 | 13795773.9598 | 961560.8286 | 20284743.5872 | 20284743.5872 | 1478867.319 | 8995618.5048 | 0 | 35042078.3757 | 65801307.7867 | 42169.6503 | 0.98938 | 35418.3851 | 66507.9289 | 722.0517 | 1355.8541
1 | 5400 | 707 | 0.015 | 15 | 15 | 7 | 5.6234e-11 | 5spot_SharedNeighbor | Water | Porous | Wet | R600a | MinimizeLCOE_Brownfield | IgnoreSilica | 2019 | 52.866 | 7.3753 | 0.30746 | 4 | 30185.7543 | 55196.334 | 615.3774 | 1125.2519 | 91.97 | 0 | 129.1185 | 1344944.5044 | 80962.7488 | 1722809.8386 | 1681368.3867 | 0 | 296264.8066 | 0 | 1999276.6112 | 5201707.6343 | 3550272.3448 | 15877606.8754 | 961560.8286 | 20284743.5872 | 20284743.5872 | 1478867.319 | 8995618.5048 | 0 | 37123911.2913 | 67883140.7023 | 56234.1325 | 1.2298 | 30185.7543 | 55196.334 | 615.3774 | 1125.2519
1 | 5400 | 707 | 0.015 | 15 | 15 | 7 | 7.4989e-11 | 5spot_SharedNeighbor | Water | Porous | Wet | R600a | MinimizeLCOE_Brownfield | IgnoreSilica | 2019 | 61.0903 | 8.5416 | 0.37068 | 4 | 26374.0574 | 47119.2664 | 537.6708 | 960.59 | 92.081 | 0 | 139.3019 | 1492755.3827 | 89863.636 | 1937344.7401 | 1941344.0323 | 0 | 304736.6682 | 0 | 2248757.3391 | 5850805.3128 | 3993294.848 | 17858901.9591 | 961560.8286 | 20284743.5872 | 20284743.5872 | 1478867.319 | 8995618.5048 | 0 | 39105206.375 | 69864435.786 | 74989.4209 | 1.4827 | 26374.0574 | 47119.2664 | 537.6708 | 960.59
1 | 5400 | 707 | 0.015 | 15 | 15 | 7 | 1e-10 | 5spot_SharedNeighbor | Water | Porous | Wet | R600a | MinimizeLCOE_Brownfield | IgnoreSilica | 2019 | 68.6271 | 9.6084 | 0.43289 | 4 | 23599.1458 | 41362.9186 | 481.1005 | 843.239 | 92.1488 | 0 | 136.7916 | 1622705.886 | 97672.6943 | 2128501.7497 | 2179437.8076 | 0 | 305450.0004 | 0 | 2470169.5738 | 6426874.5296 | 4386473.9255 | 19617286.167 | 961560.8286 | 20284743.5872 | 20284743.5872 | 1478867.319 | 8995618.5048 | 0 | 40863590.5828 | 71622819.9939 | 100000 | 1.7316 | 23599.1458 | 41362.9186 | 481.1005 | 843.239
1 | 5400 | 707 | 0.015 | 15 | 15 | 7 | 1.3335e-10 | 5spot_SharedNeighbor | Water | Porous | Wet | R600a | MinimizeLCOE_Brownfield | IgnoreSilica | 2019 | 75.1971 | 10.5359 | 0.49071 | 4 | 21576.8906 | 37247.5469 | 439.8741 | 759.3416 | 92.1854 | 0 | 156.1819 | 1732132.4829 | 104234.5469 | 2291292.8271 | 2386702.8471 | 0 | 300064.0863 | 0 | 2657626.4483 | 6914598.8642 | 4719355.8056 | 21106007.9085 | 961560.8286 | 20284743.5872 | 20284743.5872 | 1478867.319 | 8995618.5048 | 0 | 42352312.3243 | 73111541.7354 | 133352.1432 | 1.9629 | 21576.8906 | 37247.5469 | 439.8741 | 759.3416
1 | 5400 | 707 | 0.015 | 15 | 15 | 7 | 1.7783e-10 | 5spot_SharedNeighbor | Water | Porous | Wet | R600a | MinimizeLCOE_Brownfield | IgnoreSilica | 2019 | 80.742 | 11.3166 | 0.54204 | 4 | 20099.1459 | 34286.0602 | 409.7483 | 698.9677 | 92.202 | 0 | 133.0584 | 1821914.7931 | 109607.8289 | 2426100.7408 | 2561366.5237 | 0 | 291099.752 | 0 | 2811934.959 | 7316077.9562 | 4993373.5355 | 22331476.0892 | 961560.8286 | 20284743.5872 | 20284743.5872 | 1478867.319 | 8995618.5048 | 0 | 43577780.5051 | 74337009.9161 | 177827.941 | 2.1681 | 20099.1459 | 34286.0602 | 409.7483 | 698.9677
1 | 5400 | 707 | 0.015 | 15 | 15 | 7 | 2.3714e-10 | 5spot_SharedNeighbor | Water | Porous | Wet | R600a | MinimizeLCOE_Brownfield | IgnoreSilica | 2019 | 85.236 | 11.9476 | 0.58569 | 4 | 19015.3843 | 32144.9049 | 387.6543 | 655.3174 | 92.2066 | 0 | 162.693 | 1893058.163 | 113858.2305 | 2533718.9984 | 2702722.211 | 0 | 280098.7469 | 0 | 2934147.9765 | 7634051.1582 | 5210396.7796 | 23302052.2641 | 961560.8286 | 20284743.5872 | 20284743.5872 | 1478867.319 | 8995618.5048 | 0 | 44548356.68 | 75307586.091 | 237137.3706 | 2.3428 | 19015.3843 | 32144.9049 | 387.6543 | 655.3174
1 | 5400 | 707 | 0.015 | 15 | 15 | 7 | 3.1623e-10 | 5spot_SharedNeighbor | Water | Porous | Wet | R600a | MinimizeLCOE_Brownfield | IgnoreSilica | 2019 | 88.8272 | 12.4506 | 0.62179 | 4 | 18217.4904 | 30584.7388 | 371.3882 | 623.5113 | 92.2051 | 0 | 139.2505 | 1948911.6336 | 117190.2774 | 2618704.4421 | 2815533.707 | 0 | 268919.5516 | 0 | 3030011.2486 | 7883467.728 | 5380628.7134 | 24063367.3017 | 961560.8286 | 20284743.5872 | 20284743.5872 | 1478867.319 | 8995618.5048 | 0 | 45309671.7176 | 76068901.1286 | 316227.766 | 2.4872 | 18217.4904 | 30584.7388 | 371.3882 | 623.5113
1 | 5400 | 707 | 0.015 | 15 | 15 | 7 | 4.217e-10 | 5spot_SharedNeighbor | Water | Porous | Wet | R600a | MinimizeLCOE_Brownfield | IgnoreSilica | 2019 | 92.089 | 12.9064 | 0.65336 | 4 | 17601.724 | 29371.3215 | 358.835 | 598.7741 | 92.1999 | 0 | 147.6029 | 1998904.8695 | 120168.9449 | 2695143.6585 | 2917880.1735 | 0 | 260429.5408 | 0 | 3117085.6031 | 8110017.337 | 5535253.4767 | 24754883.604 | 961560.8286 | 20284743.5872 | 20284743.5872 | 1478867.319 | 8995618.5048 | 0 | 46001188.0199 | 76760417.4309 | 421696.5034 | 2.6134 | 17601.724 | 29371.3215 | 358.835 | 598.7741
1 | 5400 | 707 | 0.015 | 15 | 15 | 7 | 5.6234e-10 | 5spot_SharedNeighbor | Water | Porous | Wet | R600a | MinimizeLCOE_Brownfield | IgnoreSilica | 2019 | 94.2445 | 13.2071 | 0.67615 | 4 | 17172.4855 | 28545.4075 | 350.0843 | 581.9367 | 92.1945 | 0 | 122.0909 | 2031562.0654 | 122112.6498 | 2745268.7408 | 2985443.9986 | 0 | 251348.2676 | 0 | 3172936.9317 | 8255331.0373 | 5634433.063 | 25198436.7542 | 961560.8286 | 20284743.5872 | 20284743.5872 | 1478867.319 | 8995618.5048 | 0 | 46444741.1701 | 77203970.5811 | 562341.3252 | 2.7046 | 17172.4855 | 28545.4075 | 350.0843 | 581.9367
1 | 5400 | 707 | 0.015 | 15 | 15 | 7 | 7.4989e-10 | 5spot_SharedNeighbor | Water | Porous | Wet | R600a | MinimizeLCOE_Brownfield | IgnoreSilica | 2019 | 95.8887 | 13.4361 | 0.69391 | 4 | 16853.4441 | 27935.288 | 343.5803 | 569.4986 | 92.1894 | 0 | 128.924 | 2056275.1092 | 123582.438 | 2783301.3636 | 3036943.9777 | 0 | 243594.0716 | 0 | 3215041.8145 | 8364879.3055 | 5709202.0071 | 25532820.0872 | 961560.8286 | 20284743.5872 | 20284743.5872 | 1478867.319 | 8995618.5048 | 0 | 46779124.503 | 77538353.9141 | 749894.2093 | 2.7756 | 16853.4441 | 27935.288 | 343.5803 | 569.4986
1 | 5400 | 707 | 0.015 | 15 | 15 | 7 | 1e-09 | 5spot_SharedNeighbor | Water | Porous | Wet | R600a | MinimizeLCOE_Brownfield | IgnoreSilica | 2019 | 97.1339 | 13.6094 | 0.70761 | 4 | 16615.8143 | 27483.158 | 338.7358 | 560.2813 | 92.185 | 0 | 125.763 | 2074879.1529 | 124688.2647 | 2811990.0114 | 3075925.207 | 0 | 237168.3139 | 0 | 3246613.8705 | 8447023.3189 | 5765266.9842 | 25783555.1236 | 961560.8286 | 20284743.5872 | 20284743.5872 | 1478867.319 | 8995618.5048 | 0 | 47029859.5394 | 77789088.9505 | 1000000 | 2.8304 | 16615.8143 | 27483.158 | 338.7358 | 560.2813
1 | 5400 | 707 | 0.015 | 15 | 15 | 7 | 1.3335e-09 | 5spot_SharedNeighbor | Water | Porous | Wet | R600a | MinimizeLCOE_Brownfield | IgnoreSilica | 2019 | 98.0741 | 13.7402 | 0.71809 | 4 | 16438.5327 | 27147.1642 | 335.1217 | 553.4317 | 92.1814 | 0 | 121.2908 | 2088862.3891 | 125519.0665 | 2833585.7408 | 3105344.5378 | 0 | 231976.1858 | 0 | 3270262.2888 | 8508551.6524 | 5807261.336 | 25971363.1972 | 961560.8286 | 20284743.5872 | 20284743.5872 | 1478867.319 | 8995618.5048 | 0 | 47217667.6131 | 77976897.0241 | 1333521.4322 | 2.8724 | 16438.5327 | 27147.1642 | 335.1217 | 553.4317
1 | 5400 | 707 | 0.015 | 15 | 15 | 7 | 1.7783e-09 | 5spot_SharedNeighbor | Water | Porous | Wet | R600a | MinimizeLCOE_Brownfield | IgnoreSilica | 2019 | 98.7929 | 13.84 | 0.72612 | 4 | 16306.1066 | 26896.3694 | 332.422 | 548.3189 | 92.1784 | 0 | 118.6062 | 2099517.1461 | 126151.8983 | 2850059.8063 | 3127830.369 | 0 | 227940.0704 | 0 | 3288284.7232 | 8555442.3297 | 5839265.1868 | 26114491.5298 | 961560.8286 | 20284743.5872 | 20284743.5872 | 1478867.319 | 8995618.5048 | 0 | 47360795.9457 | 78120025.3567 | 1778279.41 | 2.9045 | 16306.1066 | 26896.3694 | 332.422 | 548.3189
1 | 5400 | 707 | 0.015 | 15 | 15 | 7 | 2.3714e-09 | 5spot_SharedNeighbor | Water | Porous | Wet | R600a | MinimizeLCOE_Brownfield | IgnoreSilica | 2019 | 97.4284 | 13.6504 | 0.72594 | 4 | 16187.0922 | 26779.9713 | 329.9958 | 545.9459 | 92.1838 | 0 | 117.8557 | 2079260.7162 | 124948.5589 | 2818756.6735 | 3085138.7117 | 0 | 208038.3376 | 0 | 3243295.7692 | 8438390.3001 | 5759374.7714 | 25757203.8386 | 961560.8286 | 20284743.5872 | 20284743.5872 | 1478867.319 | 8995618.5048 | 0 | 47003508.2545 | 77762737.6655 | 2371373.7057 | 2.9038 | 16187.0922 | 26779.9713 | 329.9958 | 545.9459
1 | 5400 | 707 | 0.015 | 15 | 15 | 7 | 3.1623e-09 | 5spot_SharedNeighbor | Water | Porous | Wet | R600a | MinimizeLCOE_Brownfield | IgnoreSilica | 2019 | 99.285 | 13.9084 | 0.73614 | 4 | 16108.5997 | 26554.6845 | 328.3956 | 541.3532 | 92.1763 | 0 | 122.5779 | 2106793.6223 | 126583.9788 | 2861319.6471 | 3143220.6798 | 0 | 216861.751 | 0 | 3297364.0748 | 8579064.9403 | 5855388.1039 | 26186596.7981 | 961560.8286 | 20284743.5872 | 20284743.5872 | 1478867.319 | 8995618.5048 | 0 | 47432901.214 | 78192130.625 | 3162277.6602 | 2.9446 | 16108.5997 | 26554.6845 | 328.3956 | 541.3532
1 | 5400 | 707 | 0.015 | 15 | 15 | 7 | 4.217e-09 | 5spot_SharedNeighbor | Water | Porous | Wet | R600a | MinimizeLCOE_Brownfield | IgnoreSilica | 2019 | 101.1 | 14.1603 | 0.74451 | 4 | 16070.7013 | 26399.3325 | 327.623 | 538.1861 | 92.1679 | 0 | 104.7114 | 2133506.7914 | 128169.5154 | 2902720.1611 | 3199957.7164 | 0 | 228137.0734 | 0 | 3351071.5905 | 8718800.8792 | 5950760.7535 | 26613124.481 | 961560.8286 | 20284743.5872 | 20284743.5872 | 1478867.319 | 8995618.5048 | 0 | 47859428.8969 | 78618658.3079 | 4216965.0343 | 2.9781 | 16070.7013 | 26399.3325 | 327.623 | 538.1861
1 | 5400 | 707 | 0.015 | 15 | 15 | 7 | 5.6234e-09 | 5spot_SharedNeighbor | Water | Porous | Wet | R600a | MinimizeLCOE_Brownfield | IgnoreSilica | 2019 | 100.2855 | 14.0473 | 0.74295 | 4 | 16035.9979 | 26386.351 | 326.9155 | 537.9215 | 92.1718 | 0 | 143.6752 | 2121540.4376 | 127459.3697 | 2884163.4005 | 3174498.8446 | 0 | 219102.3743 | 0 | 3325438.1264 | 8652107.8638 | 5905241.4001 | 26409551.817 | 961560.8286 | 20284743.5872 | 20284743.5872 | 1478867.319 | 8995618.5048 | 0 | 47655856.2329 | 78415085.6439 | 5623413.2519 | 2.9718 | 16035.9979 | 26386.351 | 326.9155 | 537.9215
1 | 5400 | 707 | 0.015 | 15 | 15 | 7 | 7.4989e-09 | 5spot_SharedNeighbor | Water | Porous | Wet | R600a | MinimizeLCOE_Brownfield | IgnoreSilica | 2019 | 102.7 | 14.382 | 0.75393 | 4 | 15990.3225 | 26189.9733 | 325.9844 | 533.918 | 92.1599 | 0 | 123.9339 | 2156894.5853 | 129556.7327 | 2939050.4916 | 3249940.2815 | 0 | 234188.5047 | 0 | 3396755.9323 | 8837662.1655 | 6031886.0237 | 26975934.7172 | 961560.8286 | 20284743.5872 | 20284743.5872 | 1478867.319 | 8995618.5048 | 0 | 48222239.1331 | 78981468.5441 | 7498942.0933 | 3.0157 | 15990.3225 | 26189.9733 | 325.9844 | 533.918
1 | 5400 | 707 | 0.015 | 15 | 15 | 7 | 1e-08 | 5spot_SharedNeighbor | Water | Porous | Wet | R600a | MinimizeLCOE_Brownfield | IgnoreSilica | 2019 | 100.5903 | 14.0896 | 0.74642 | 4 | 15981.5523 | 26283.817 | 325.8056 | 535.8312 | 92.1703 | 0 | 151.7859 | 2126022.2522 | 127725.3468 | 2891112.1769 | 3184027.5379 | 0 | 217213.2394 | 0 | 3332979.2158 | 8671728.2314 | 5918632.7041 | 26469440.7046 | 961560.8286 | 20284743.5872 | 20284743.5872 | 1478867.319 | 8995618.5048 | 0 | 47715745.1205 | 78474974.5315 | 10000000 | 2.9857 | 15981.5523 | 26283.817 | 325.8056 | 535.8312
1 | 5500 | 707 | 0.015 | 15 | 15 | 7 | 1e-13 | 5spot_SharedNeighbor | Water | Porous | Wet | R600a | MinimizeLCOE_Brownfield | IgnoreSilica | 2019 | 0 | 0 | 0 | 0 |  |  |  |  | 15 |  | 21.2993 | [19 empty] | 100 | 0
1 | 5500 | 707 | 0.015 | 15 | 15 | 7 | 1.3335e-13 | 5spot_SharedNeighbor | Water | Porous | Wet | R600a | MinimizeLCOE_Brownfield | IgnoreSilica | 2019 | 0 | 0 | 0 | 0 |  |  |  |  | 15 |  | 22.2149 | [19 empty] | 133.3521 | 0
1 | 5500 | 707 | 0.015 | 15 | 15 | 7 | 1.7783e-13 | 5spot_SharedNeighbor | Water | Porous | Wet | R600a | MinimizeLCOE_Brownfield | IgnoreSilica | 2019 | 0 | 0 | 0 | 0 |  |  |  |  | 15 |  | 22.0038 | [19 empty] | 177.8279 | 0
1 | 5500 | 707 | 0.015 | 15 | 15 | 7 | 2.3714e-13 | 5spot_SharedNeighbor | Water | Porous | Wet | R600a | MinimizeLCOE_Brownfield | IgnoreSilica | 2019 | 0 | 0 | 0 | 0 |  |  |  |  | 15 |  | 23.0527 | [19 empty] | 237.1374 | 0
1 | 5500 | 707 | 0.015 | 15 | 15 | 7 | 3.1623e-13 | 5spot_SharedNeighbor | Water | Porous | Wet | R600a | MinimizeLCOE_Brownfield | IgnoreSilica | 2019 | 0 | 0 | 0 | 0 |  |  |  |  | 15 |  | 24.8503 | [19 empty] | 316.2278 | 0
1 | 5500 | 707 | 0.015 | 15 | 15 | 7 | 4.217e-13 | 5spot_SharedNeighbor | Water | Porous | Wet | R600a | MinimizeLCOE_Brownfield | IgnoreSilica | 2019 | 0 | 0 | 0 | 0 |  |  |  |  | 15 |  | 24.7293 | [19 empty] | 421.6965 | 0
1 | 5500 | 707 | 0.015 | 15 | 15 | 7 | 5.6234e-13 | 5spot_SharedNeighbor | Water | Porous | Wet | R600a | MinimizeLCOE_Brownfield | IgnoreSilica | 2019 | 0 | 0 | 0 | 0 |  |  |  |  | 15 |  | 28.5553 | [19 empty] | 562.3413 | 0
1 | 5500 | 707 | 0.015 | 15 | 15 | 7 | 7.4989e-13 | 5spot_SharedNeighbor | Water | Porous | Wet | R600a | MinimizeLCOE_Brownfield | IgnoreSilica | 2019 | 0 | 0 | 0 | 0 |  |  |  |  | 15 |  | 26.1202 | [19 empty] | 749.8942 | 0
1 | 5500 | 707 | 0.015 | 15 | 15 | 7 | 1e-12 | 5spot_SharedNeighbor | Water | Porous | Wet | R600a | MinimizeLCOE_Brownfield | IgnoreSilica | 2019 | 0 | 0 | 0 | 0 |  |  |  |  | 15 |  | 27.3979 | [19 empty] | 1000 | 0
1 | 5500 | 707 | 0.015 | 15 | 15 | 7 | 1.3335e-12 | 5spot_SharedNeighbor | Water | Porous | Wet | R600a | MinimizeLCOE_Brownfield | IgnoreSilica | 2019 | 1.6 | 0.1372 | 0.00057532 | 4 | 9797516.2591 | 23481469.6077 | 199735.6211 | 478701.519 | 70.7731 | 0 | 31.5367 | 67921.5128 | 3575.2635 | 72326.301 | 64352.7156 | 0 | 43050.2542 | 0 | 97978.1583 | 254919.0699 | 173987.5033 | 778110.7785 | 961560.8286 | 20807313.0041 | 20807313.0041 | 1478867.319 | 9204646.2715 | 0 | 22546984.6112 | 54037811.2059 | 1333.5214 | 0.0023013 | 9797516.2591 | 23481469.6077 | 199735.6211 | 478701.519
1 | 5500 | 707 | 0.015 | 15 | 15 | 7 | 1.7783e-12 | 5spot_SharedNeighbor | Water | Porous | Wet | R600a | MinimizeLCOE_Brownfield | IgnoreSilica | 2019 | 1.6 | 0.13721 | 0.0021404 | 4 | 2630485.0278 | 6308647.5892 | 53625.9953 | 128610.3142 | 70.7745 | 0 | 32.0612 | 67924.6501 | 3575.4607 | 72328.529 | 64353.6751 | 0 | 34676.0085 | 0 | 94714.7461 | 246428.3408 | 168192.4062 | 752193.8165 | 961560.8286 | 20807313.0041 | 20807313.0041 | 1478867.319 | 9204646.2715 | 0 | 22521067.6492 | 54011894.2439 | 1778.2794 | 0.0085616 | 2630485.0278 | 6308647.5892 | 53625.9953 | 128610.3142
1 | 5500 | 707 | 0.015 | 15 | 15 | 7 | 2.3714e-12 | 5spot_SharedNeighbor | Water | Porous | Wet | R600a | MinimizeLCOE_Brownfield | IgnoreSilica | 2019 | 3.4392 | 0.38824 | 0.0068498 | 4 | 854010.7783 | 2003351.6836 | 17410.1649 | 40841.0338 | 81.8809 | 0 | 77.0564 | 157445.8892 | 8918.5462 | 164705.2552 | 122527.7197 | 0 | 72737.7864 | 0 | 205270.7267 | 534072.3241 | 364515.3353 | 1630193.5829 | 961560.8286 | 20807313.0041 | 20807313.0041 | 1478867.319 | 9204646.2715 | 0 | 23399067.4156 | 54889894.0103 | 2371.3737 | 0.027399 | 854010.7783 | 2003351.6836 | 17410.1649 | 40841.0338
1 | 5500 | 707 | 0.015 | 15 | 15 | 7 | 3.1623e-12 | 5spot_SharedNeighbor | Water | Porous | Wet | R600a | MinimizeLCOE_Brownfield | IgnoreSilica | 2019 | 4.689 | 0.56532 | 0.012522 | 4 | 477488.0451 | 1106186.6865 | 9734.2396 | 22551.1118 | 84.8925 | 0 | 97.2196 | 210137.2201 | 12133.0969 | 221936.7188 | 161892.0272 | 0 | 87411.9719 | 0 | 270469.3036 | 703705.6471 | 480293.5639 | 2147979.5494 | 961560.8286 | 20807313.0041 | 20807313.0041 | 1478867.319 | 9204646.2715 | 0 | 23916853.3822 | 55407679.9768 | 3162.2777 | 0.050089 | 477488.0451 | 1106186.6865 | 9734.2396 | 22551.1118
1 | 5500 | 707 | 0.015 | 15 | 15 | 7 | 4.217e-12 | 5spot_SharedNeighbor | Water | Porous | Wet | R600a | MinimizeLCOE_Brownfield | IgnoreSilica | 2019 | 6.3692 | 0.80614 | 0.020499 | 4 | 299676.2698 | 683722.8029 | 6109.3061 | 13938.6141 | 87.1852 | 0 | 81.5355 | 274477.8566 | 16079.8795 | 294271.0902 | 215229.8376 | 0 | 105197.6778 | 0 | 353049.9733 | 918563.6099 | 626938.5383 | 2803808.4632 | 961560.8286 | 20807313.0041 | 20807313.0041 | 1478867.319 | 9204646.2715 | 0 | 24572682.2959 | 56063508.8905 | 4216.965 | 0.081997 | 299676.2698 | 683722.8029 | 6109.3061 | 13938.6141
1 | 5500 | 707 | 0.015 | 15 | 15 | 7 | 5.6234e-12 | 5spot_SharedNeighbor | Water | Porous | Wet | R600a | MinimizeLCOE_Brownfield | IgnoreSilica | 2019 | 8.3572 | 1.0914 | 0.031124 | 4 | 203171.1163 | 456117.5111 | 4141.918 | 9298.5724 | 88.6956 | 0 | 81.1838 | 343391.3944 | 20309.8464 | 374536.6495 | 278381.709 | 0 | 121526.5556 | 0 | 443877.0005 | 1154876.9035 | 788227.217 | 3525127.2759 | 961560.8286 | 20807313.0041 | 20807313.0041 | 1478867.319 | 9204646.2715 | 0 | 25294001.1086 | 56784827.7033 | 5623.4133 | 0.1245 | 203171.1163 | 456117.5111 | 4141.918 | 9298.5724
1 | 5500 | 707 | 0.015 | 15 | 15 | 7 | 7.4989e-12 | 5spot_SharedNeighbor | Water | Porous | Wet | R600a | MinimizeLCOE_Brownfield | IgnoreSilica | 2019 | 11.264 | 1.515 | 0.046198 | 4 | 142394.6691 | 312807.7746 | 2902.9079 | 6377.0096 | 90.1339 | 0 | 96.2995 | 436965.1632 | 26074.3621 | 486362.5637 | 371655.0035 | 0 | 146176.6029 | 0 | 572221.1412 | 1488802.0307 | 1016137.9778 | 4544394.845 | 961560.8286 | 20807313.0041 | 20807313.0041 | 1478867.319 | 9204646.2715 | 0 | 26313268.6777 | 57804095.2724 | 7498.9421 | 0.18479 | 142394.6691 | 312807.7746 | 2902.9079 | 6377.0096
1 | 5500 | 707 | 0.015 | 15 | 15 | 7 | 1e-11 | 5spot_SharedNeighbor | Water | Porous | Wet | R600a | MinimizeLCOE_Brownfield | IgnoreSilica | 2019 | 14.7297 | 2.0184 | 0.065671 | 4 | 104489.1363 | 224370.0259 | 2130.1524 | 4574.0865 | 91.066 | 0 | 105.4383 | 538053.7127 | 32285.3179 | 611391.5586 | 482257.6225 | 0 | 169500.9591 | 0 | 715060.7766 | 1860441.4616 | 1269789.5258 | 5678780.9347 | 961560.8286 | 20807313.0041 | 20807313.0041 | 1478867.319 | 9204646.2715 | 0 | 27447654.7674 | 58938481.3621 | 10000 | 0.26268 | 104489.1363 | 224370.0259 | 2130.1524 | 4574.0865
1 | 5500 | 707 | 0.015 | 15 | 15 | 7 | 1.3335e-11 | 5spot_SharedNeighbor | Water | Porous | Wet | R600a | MinimizeLCOE_Brownfield | IgnoreSilica | 2019 | 19.0734 | 2.6503 | 0.091139 | 4 | 78995.8271 | 165376.7234 | 1610.4368 | 3371.4282 | 91.7672 | 0 | 108.0285 | 654713.9884 | 39441.2017 | 759824.0005 | 620965.9917 | 0 | 194700.5535 | 0 | 885161.8369 | 2303009.5281 | 1571851.325 | 7029668.4258 | 961560.8286 | 20807313.0041 | 20807313.0041 | 1478867.319 | 9204646.2715 | 0 | 28798542.2585 | 60289368.8532 | 13335.2143 | 0.36456 | 78995.8271 | 165376.7234 | 1610.4368 | 3371.4282
1 | 5500 | 707 | 0.015 | 15 | 15 | 7 | 1.7783e-11 | 5spot_SharedNeighbor | Water | Porous | Wet | R600a | MinimizeLCOE_Brownfield | IgnoreSilica | 2019 | 24.4667 | 3.4358 | 0.12401 | 4 | 61284.4099 | 124767.6432 | 1249.3656 | 2543.5572 | 92.2989 | 0 | 105.9402 | 788731.6063 | 47648.5599 | 934824.4368 | 793729.6731 | 0 | 221801.5113 | 0 | 1086826.9571 | 2827700.8035 | 1929963.9019 | 8631227.45 | 961560.8286 | 20807313.0041 | 20807313.0041 | 1478867.319 | 9204646.2715 | 0 | 30400101.2827 | 61890927.8774 | 17782.7941 | 0.49605 | 61284.4099 | 124767.6432 | 1249.3656 | 2543.5572
1 | 5500 | 707 | 0.015 | 15 | 15 | 7 | 2.3714e-11 | 5spot_SharedNeighbor | Water | Porous | Wet | R600a | MinimizeLCOE_Brownfield | IgnoreSilica | 2019 | 30.9176 | 4.3764 | 0.16539 | 4 | 48720.251 | 96320.1518 | 993.2282 | 1963.6166 | 92.697 | 0 | 100.9383 | 937709.6025 | 56755.3962 | 1134124.3428 | 1000792.4105 | 0 | 248819.7179 | 0 | 1317498.5733 | 3427861.0315 | 2339585.5895 | 10463146.6642 | 961560.8286 | 20807313.0041 | 20807313.0041 | 1478867.319 | 9204646.2715 | 0 | 32232020.497 | 63722847.0916 | 23713.7371 | 0.66157 | 48720.251 | 96320.1518 | 993.2282 | 1963.6166
1 | 5500 | 707 | 0.015 | 15 | 15 | 7 | 3.1623e-11 | 5spot_SharedNeighbor | Water | Porous | Wet | R600a | MinimizeLCOE_Brownfield | IgnoreSilica | 2019 | 38.389 | 5.4664 | 0.21587 | 4 | 39683.8859 | 76152.9558 | 809.0097 | 1552.481 | 92.9958 | 0 | 128.8213 | 1098916.8164 | 66590.0058 | 1354645.8263 | 1240681.0705 | 0 | 274330.6678 | 0 | 1573714.1109 | 4094481.3033 | 2794567.6227 | 12497927.4236 | 961560.8286 | 20807313.0041 | 20807313.0041 | 1478867.319 | 9204646.2715 | 0 | 34266801.2564 | 65757627.851 | 31622.7766 | 0.86349 | 39683.8859 | 76152.9558 | 809.0097 | 1552.481
1 | 5500 | 707 | 0.015 | 15 | 15 | 7 | 4.217e-11 | 5spot_SharedNeighbor | Water | Porous | Wet | R600a | MinimizeLCOE_Brownfield | IgnoreSilica | 2019 | 46.5861 | 6.6619 | 0.27471 | 4 | 33135.1886 | 61793.601 | 675.5056 | 1259.7461 | 93.2162 | 0 | 112.5898 | 1265094.8868 | 76705.7593 | 1586624.6469 | 1503170.5914 | 0 | 295554.9375 | 0 | 1843588.8206 | 4796639.939 | 3273805.3195 | 14641184.901 | 961560.8286 | 20807313.0041 | 20807313.0041 | 1478867.319 | 9204646.2715 | 0 | 36410058.7337 | 67900885.3284 | 42169.6503 | 1.0988 | 33135.1886 | 61793.601 | 675.5056 | 1259.7461
1 | 5500 | 707 | 0.015 | 15 | 15 | 7 | 5.6234e-11 | 5spot_SharedNeighbor | Water | Porous | Wet | R600a | MinimizeLCOE_Brownfield | IgnoreSilica | 2019 | 55.0929 | 7.9023 | 0.3398 | 4 | 28366.5017 | 51535.4076 | 578.2895 | 1050.619 | 93.3733 | 0 | 111.535 | 1428404.6047 | 86626.9518 | 1818643.0712 | 1775534.0887 | 0 | 310575.5671 | 0 | 2113715.8706 | 5499455.1125 | 3753491.1168 | 16786446.3833 | 961560.8286 | 20807313.0041 | 20807313.0041 | 1478867.319 | 9204646.2715 | 0 | 38555320.2161 | 70046146.8107 | 56234.1325 | 1.3592 | 28366.5017 | 51535.4076 | 578.2895 | 1050.619
1 | 5500 | 707 | 0.015 | 15 | 15 | 7 | 7.4989e-11 | 5spot_SharedNeighbor | Water | Porous | Wet | R600a | MinimizeLCOE_Brownfield | IgnoreSilica | 2019 | 63.307 | 9.0986 | 0.4073 | 4 | 24893.3938 | 44222.2588 | 507.4855 | 901.5306 | 93.4765 | 0 | 139.2338 | 1578783.699 | 95743.17 | 2035587.8321 | 2038388.7009 | 0 | 317435.7876 | 0 | 2365716.284 | 6155108.4957 | 4200988.0232 | 18787751.9925 | 961560.8286 | 20807313.0041 | 20807313.0041 | 1478867.319 | 9204646.2715 | 0 | 40556625.8252 | 72047452.4199 | 74989.4209 | 1.6292 | 24893.3938 | 44222.2588 | 507.4855 | 901.5306
1 | 5500 | 707 | 0.015 | 15 | 15 | 7 | 1e-10 | 5spot_SharedNeighbor | Water | Porous | Wet | R600a | MinimizeLCOE_Brownfield | IgnoreSilica | 2019 | 70.8197 | 10.1904 | 0.47321 | 4 | 22363.8318 | 39000.7986 | 455.917 | 795.084 | 93.5378 | 0 | 131.5509 | 1710865.9251 | 103732.4736 | 2228650.0408 | 2278572.3331 | 0 | 316929.2285 | 0 | 2589112.5004 | 6736339.626 | 4597690.2127 | 20561892.3401 | 961560.8286 | 20807313.0041 | 20807313.0041 | 1478867.319 | 9204646.2715 | 0 | 42330766.1728 | 73821592.7675 | 100000 | 1.8928 | 22363.8318 | 39000.7986 | 455.917 | 795.084
1 | 5500 | 707 | 0.015 | 15 | 15 | 7 | 1.3335e-10 | 5spot_SharedNeighbor | Water | Porous | Wet | R600a | MinimizeLCOE_Brownfield | IgnoreSilica | 2019 | 77.3313 | 11.1341 | 0.53396 | 4 | 20518.8825 | 35262.9284 | 418.3052 | 718.8825 | 93.5691 | 0 | 159.6474 | 1821552.6237 | 110413.0499 | 2392223.9255 | 2486501.5288 | 0 | 310469.9564 | 0 | 2777252.8229 | 7225842.1524 | 4931785.7452 | 22056041.8051 | 961560.8286 | 20807313.0041 | 20807313.0041 | 1478867.319 | 9204646.2715 | 0 | 43824915.6378 | 75315742.2325 | 133352.1432 | 2.1358 | 20518.8825 | 35262.9284 | 418.3052 | 718.8825
1 | 5500 | 707 | 0.015 | 15 | 15 | 7 | 1.7783e-10 | 5spot_SharedNeighbor | Water | Porous | Wet | R600a | MinimizeLCOE_Brownfield | IgnoreSilica | 2019 | 82.7734 | 11.9204 | 0.58743 | 4 | 19169.4387 | 32571.4574 | 390.7949 | 664.0132 | 93.5814 | 0 | 145.7377 | 1911560.5413 | 115834.6611 | 2526436.1121 | 2660059.1401 | 0 | 300413.2726 | 0 | 2930578.4536 | 7624763.992 | 5204058.0978 | 23273704.2705 | 961560.8286 | 20807313.0041 | 20807313.0041 | 1478867.319 | 9204646.2715 | 0 | 45042578.1033 | 76533404.6979 | 177827.941 | 2.3497 | 19169.4387 | 32571.4574 | 390.7949 | 664.0132
1 | 5500 | 707 | 0.015 | 15 | 15 | 7 | 2.3714e-10 | 5spot_SharedNeighbor | Water | Porous | Wet | R600a | MinimizeLCOE_Brownfield | IgnoreSilica | 2019 | 87.1728 | 12.5544 | 0.63267 | 4 | 18178.8279 | 30622.3851 | 370.6 | 624.2787 | 93.5829 | 0 | 150.0606 | 1982754.9673 | 120115.5545 | 2633358.7558 | 2800195.5371 | 0 | 288624.9509 | 0 | 3051769.4086 | 7940077.9971 | 5419266.3853 | 24236163.5566 | 961560.8286 | 20807313.0041 | 20807313.0041 | 1478867.319 | 9204646.2715 | 0 | 46005037.3893 | 77495863.984 | 237137.3706 | 2.5307 | 18178.8279 | 30622.3851 | 370.6 | 624.2787
1 | 5500 | 707 | 0.015 | 15 | 15 | 7 | 3.1623e-10 | 5spot_SharedNeighbor | Water | Porous | Wet | R600a | MinimizeLCOE_Brownfield | IgnoreSilica | 2019 | 90.6929 | 13.0604 | 0.66998 | 4 | 17448.8693 | 29199.4867 | 355.7188 | 595.271 | 93.5791 | 0 | 156.8595 | 2038753.626 | 123477.7978 | 2717936.2197 | 2912204.1653 | 0 | 276992.1396 | 0 | 3147051.9399 | 8187983.5985 | 5588467.0522 | 24992866.5391 | 961560.8286 | 20807313.0041 | 20807313.0041 | 1478867.319 | 9204646.2715 | 0 | 46761740.3719 | 78252566.9665 | 316227.766 | 2.6799 | 17448.8693 | 29199.4867 | 355.7188 | 595.271
1 | 5500 | 707 | 0.015 | 15 | 15 | 7 | 4.217e-10 | 5spot_SharedNeighbor | Water | Porous | Wet | R600a | MinimizeLCOE_Brownfield | IgnoreSilica | 2019 | 91.5185 | 13.1788 | 0.69361 | 4 | 16890.252 | 28240.6534 | 344.3306 | 575.7239 | 93.5775 | 0 | 154.8746 | 2051763.3067 | 124258.2218 | 2737647.7576 | 2938456.965 | 0 | 249195.257 | 0 | 3159515.3882 | 8220410.9343 | 5610599.3752 | 25091847.2059 | 961560.8286 | 20807313.0041 | 20807313.0041 | 1478867.319 | 9204646.2715 | 0 | 46860721.0386 | 78351547.6333 | 421696.5034 | 2.7744 | 16890.252 | 28240.6534 | 344.3306 | 575.7239
1 | 5500 | 707 | 0.015 | 15 | 15 | 7 | 5.6234e-10 | 5spot_SharedNeighbor | Water | Porous | Wet | R600a | MinimizeLCOE_Brownfield | IgnoreSilica | 2019 | 95.9741 | 13.8173 | 0.72599 | 4 | 16489.1082 | 27333.2447 | 336.1528 | 557.2252 | 93.5655 | 0 | 132.2097 | 2121225.232 | 128421.2008 | 2843264.9642 | 3080040.8384 | 0 | 258603.6365 | 0 | 3288306.79 | 8555499.7432 | 5839304.3727 | 26114666.7777 | 961560.8286 | 20807313.0041 | 20807313.0041 | 1478867.319 | 9204646.2715 | 0 | 47883540.6105 | 79374367.2051 | 562341.3252 | 2.9039 | 16489.1082 | 27333.2447 | 336.1528 | 557.2252
1 | 5500 | 707 | 0.015 | 15 | 15 | 7 | 7.4989e-10 | 5spot_SharedNeighbor | Water | Porous | Wet | R600a | MinimizeLCOE_Brownfield | IgnoreSilica | 2019 | 97.5749 | 14.0461 | 0.74419 | 4 | 16196.8231 | 26775.7541 | 330.1941 | 545.86 | 93.5595 | 0 | 132.0187 | 2145866.8641 | 129896.2043 | 2880891.7917 | 3130861.218 | 0 | 250696.5506 | 0 | 3329902.9252 | 8663724.3544 | 5913169.8936 | 26445009.8019 | 961560.8286 | 20807313.0041 | 20807313.0041 | 1478867.319 | 9204646.2715 | 0 | 48213883.6346 | 79704710.2293 | 749894.2093 | 2.9767 | 16196.8231 | 26775.7541 | 330.1941 | 545.86
1 | 5500 | 707 | 0.015 | 15 | 15 | 7 | 1e-09 | 5spot_SharedNeighbor | Water | Porous | Wet | R600a | MinimizeLCOE_Brownfield | IgnoreSilica | 2019 | 98.7929 | 14.2201 | 0.75823 | 4 | 15979.0348 | 26362.057 | 325.7542 | 537.4262 | 93.5545 | 0 | 120.349 | 2164507.1837 | 131011.3453 | 2909409.9608 | 3169510.9284 | 0 | 244223.4626 | 0 | 3361278.5235 | 8745357.2251 | 5968886.0052 | 26694184.6346 | 961560.8286 | 20807313.0041 | 20807313.0041 | 1478867.319 | 9204646.2715 | 0 | 48463058.4673 | 79953885.0619 | 1000000 | 3.0329 | 15979.0348 | 26362.057 | 325.7542 | 537.4262
1 | 5500 | 707 | 0.015 | 15 | 15 | 7 | 1.3335e-09 | 5spot_SharedNeighbor | Water | Porous | Wet | R600a | MinimizeLCOE_Brownfield | IgnoreSilica | 2019 | 99.7092 | 14.3508 | 0.76896 | 4 | 15816.505 | 26054.6501 | 322.4408 | 531.1593 | 93.5504 | 0 | 133.0211 | 2178468.6026 | 131846.2116 | 2930800.9995 | 3198575.9756 | 0 | 238983.2413 | 0 | 3384683.2619 | 8806251.5535 | 6010447.6357 | 26880057.4817 | 961560.8286 | 20807313.0041 | 20807313.0041 | 1478867.319 | 9204646.2715 | 0 | 48648931.3144 | 80139757.9091 | 1333521.4322 | 3.0758 | 15816.505 | 26054.6501 | 322.4408 | 531.1593
1 | 5500 | 707 | 0.015 | 15 | 15 | 7 | 1.7783e-09 | 5spot_SharedNeighbor | Water | Porous | Wet | R600a | MinimizeLCOE_Brownfield | IgnoreSilica | 2019 | 100.3982 | 14.4491 | 0.77712 | 4 | 15695.0694 | 25825.6907 | 319.9652 | 526.4916 | 93.5471 | 0 | 122.4506 | 2188933.0909 | 132471.762 | 2946851.7695 | 3220426.8107 | 0 | 234827.1585 | 0 | 3402169.1308 | 8851746.1974 | 6041498.6649 | 27018924.5847 | 961560.8286 | 20807313.0041 | 20807313.0041 | 1478867.319 | 9204646.2715 | 0 | 48787798.4174 | 80278625.0121 | 1778279.41 | 3.1085 | 15695.0694 | 25825.6907 | 319.9652 | 526.4916
1 | 5500 | 707 | 0.015 | 15 | 15 | 7 | 2.3714e-09 | 5spot_SharedNeighbor | Water | Porous | Wet | R600a | MinimizeLCOE_Brownfield | IgnoreSilica | 2019 | 100.9239 | 14.524 | 0.78334 | 4 | 15604.2555 | 25654.4704 | 318.1139 | 523.0011 | 93.5446 | 0 | 166.1396 | 2196897.8062 | 132947.7611 | 2959078.3942 | 3237095.6589 | 0 | 231641.7135 | 0 | 3415487.9202 | 8886398.9555 | 6065149.8843 | 27124698.0939 | 961560.8286 | 20807313.0041 | 20807313.0041 | 1478867.319 | 9204646.2715 | 0 | 48893571.9266 | 80384398.5213 | 2371373.7057 | 3.1333 | 15604.2555 | 25654.4704 | 318.1139 | 523.0011
1 | 5500 | 707 | 0.015 | 15 | 15 | 7 | 3.1623e-09 | 5spot_SharedNeighbor | Water | Porous | Wet | R600a | MinimizeLCOE_Brownfield | IgnoreSilica | 2019 | 98.2709 | 14.1455 | 0.77649 | 4 | 15524.9713 | 25663.8395 | 316.4975 | 523.1921 | 93.5565 | 0 | 151.5158 | 2156520.2231 | 130533.4633 | 2897190.2486 | 3152942.0904 | 0 | 202936.3646 | 0 | 3330647.7321 | 8665662.1892 | 5914492.5057 | 26450924.8172 | 961560.8286 | 20807313.0041 | 20807313.0041 | 1478867.319 | 9204646.2715 | 0 | 48219798.6499 | 79710625.2445 | 3162277.6602 | 3.106 | 15524.9713 | 25663.8395 | 316.4975 | 523.1921
1 | 5500 | 707 | 0.015 | 15 | 15 | 7 | 4.217e-09 | 5spot_SharedNeighbor | Water | Porous | Wet | R600a | MinimizeLCOE_Brownfield | IgnoreSilica | 2019 | 99.6476 | 14.342 | 0.78461 | 4 | 15467.6751 | 25501.6055 | 315.3295 | 519.8847 | 93.5505 | 0 | 154.6962 | 2177526.3407 | 131789.7953 | 2929359.7327 | 3196619.2335 | 0 | 209589.7142 | 0 | 3371505.0784 | 8771964.6233 | 5987046.1012 | 26775400.6194 | 961560.8286 | 20807313.0041 | 20807313.0041 | 1478867.319 | 9204646.2715 | 0 | 48544274.4521 | 80035101.0468 | 4216965.0343 | 3.1384 | 15467.6751 | 25501.6055 | 315.3295 | 519.8847
1 | 5500 | 707 | 0.015 | 15 | 15 | 7 | 5.6234e-09 | 5spot_SharedNeighbor | Water | Porous | Wet | R600a | MinimizeLCOE_Brownfield | IgnoreSilica | 2019 | 100.6874 | 14.4903 | 0.79068 | 4 | 15426.3003 | 25383.2201 | 314.486 | 517.4713 | 93.5457 | 0 | 130.5536 | 2193314.5423 | 132733.5904 | 2953578.0737 | 3229595.9334 | 0 | 214637.2902 | 0 | 3402305.1777 | 8852100.1637 | 6041740.2542 | 27020005.0256 | 961560.8286 | 20807313.0041 | 20807313.0041 | 1478867.319 | 9204646.2715 | 0 | 48788878.8583 | 80279705.453 | 5623413.2519 | 3.1627 | 15426.3003 | 25383.2201 | 314.486 | 517.4713
1 | 5500 | 707 | 0.015 | 15 | 15 | 7 | 7.4989e-09 | 5spot_SharedNeighbor | Water | Porous | Wet | R600a | MinimizeLCOE_Brownfield | IgnoreSilica | 2019 | 101.482 | 14.6036 | 0.79524 | 4 | 15396.5558 | 25296.3615 | 313.8796 | 515.7005 | 93.5417 | 0 | 122.1979 | 2205334.3359 | 133451.8451 | 2972038.8093 | 3254787.5638 | 0 | 218576.9264 | 0 | 3425833.8974 | 8913317.0659 | 6083522.0478 | 27206862.4916 | 961560.8286 | 20807313.0041 | 20807313.0041 | 1478867.319 | 9204646.2715 | 0 | 48975736.3243 | 80466562.919 | 7498942.0933 | 3.181 | 15396.5558 | 25296.3615 | 313.8796 | 515.7005
1 | 5500 | 707 | 0.015 | 15 | 15 | 7 | 1e-08 | 5spot_SharedNeighbor | Water | Porous | Wet | R600a | MinimizeLCOE_Brownfield | IgnoreSilica | 2019 | 102.0836 | 14.6892 | 0.79866 | 4 | 15374.8965 | 25232.3202 | 313.4381 | 514.395 | 93.5386 | 0 | 132.0444 | 2214408.6033 | 133993.9308 | 2985988.7916 | 3273855.1536 | 0 | 221589.0353 | 0 | 3443635.8507 | 8959634.0966 | 6115134.373 | 27348239.8348 | 961560.8286 | 20807313.0041 | 20807313.0041 | 1478867.319 | 9204646.2715 | 0 | 49117113.6675 | 80607940.2622 | 10000000 | 3.1946 | 15374.8965 | 25232.3202 | 313.4381 | 514.395
1 | 5600 | 707 | 0.015 | 15 | 15 | 7 | 1e-13 | 5spot_SharedNeighbor | Water | Porous | Wet | R600a | MinimizeLCOE_Brownfield | IgnoreSilica | 2019 | 0 | 0 | 0 | 0 |  |  |  |  | 15 |  | 21.3206 | [19 empty] | 100 | 0
1 | 5600 | 707 | 0.015 | 15 | 15 | 7 | 1.3335e-13 | 5spot_SharedNeighbor | Water | Porous | Wet | R600a | MinimizeLCOE_Brownfield | IgnoreSilica | 2019 | 0 | 0 | 0 | 0 |  |  |  |  | 15 |  | 22.3827 | [19 empty] | 133.3521 | 0
1 | 5600 | 707 | 0.015 | 15 | 15 | 7 | 1.7783e-13 | 5spot_SharedNeighbor | Water | Porous | Wet | R600a | MinimizeLCOE_Brownfield | IgnoreSilica | 2019 | 0 | 0 | 0 | 0 |  |  |  |  | 15 |  | 23.2423 | [19 empty] | 177.8279 | 0
1 | 5600 | 707 | 0.015 | 15 | 15 | 7 | 2.3714e-13 | 5spot_SharedNeighbor | Water | Porous | Wet | R600a | MinimizeLCOE_Brownfield | IgnoreSilica | 2019 | 0 | 0 | 0 | 0 |  |  |  |  | 15 |  | 24.6099 | [19 empty] | 237.1374 | 0
1 | 5600 | 707 | 0.015 | 15 | 15 | 7 | 3.1623e-13 | 5spot_SharedNeighbor | Water | Porous | Wet | R600a | MinimizeLCOE_Brownfield | IgnoreSilica | 2019 | 0 | 0 | 0 | 0 |  |  |  |  | 15 |  | 24.6457 | [19 empty] | 316.2278 | 0
1 | 5600 | 707 | 0.015 | 15 | 15 | 7 | 4.217e-13 | 5spot_SharedNeighbor | Water | Porous | Wet | R600a | MinimizeLCOE_Brownfield | IgnoreSilica | 2019 | 0 | 0 | 0 | 0 |  |  |  |  | 15 |  | 28.8332 | [19 empty] | 421.6965 | 0
1 | 5600 | 707 | 0.015 | 15 | 15 | 7 | 5.6234e-13 | 5spot_SharedNeighbor | Water | Porous | Wet | R600a | MinimizeLCOE_Brownfield | IgnoreSilica | 2019 | 0 | 0 | 0 | 0 |  |  |  |  | 15 |  | 28.7226 | [19 empty] | 562.3413 | 0
1 | 5600 | 707 | 0.015 | 15 | 15 | 7 | 7.4989e-13 | 5spot_SharedNeighbor | Water | Porous | Wet | R600a | MinimizeLCOE_Brownfield | IgnoreSilica | 2019 | 0 | 0 | 0 | 0 |  |  |  |  | 15 |  | 28.332 | [19 empty] | 749.8942 | 0
1 | 5600 | 707 | 0.015 | 15 | 15 | 7 | 1e-12 | 5spot_SharedNeighbor | Water | Porous | Wet | R600a | MinimizeLCOE_Brownfield | IgnoreSilica | 2019 | 0 | 0 | 0 | 0 |  |  |  |  | 15 |  | 28.4461 | [19 empty] | 1000 | 0
1 | 5600 | 707 | 0.015 | 15 | 15 | 7 | 1.3335e-12 | 5spot_SharedNeighbor | Water | Porous | Wet | R600a | MinimizeLCOE_Brownfield | IgnoreSilica | 2019 | 1.6 | 0.13973 | 0.00094341 | 4 | 6116658.4761 | 14657657.5757 | 124696.3564 | 298816.1756 | 71.4256 | 0 | 31.3478 | 69359.8432 | 3665.8795 | 73349.4471 | 64792.5703 | 0 | 42199.8705 | 0 | 98813.3682 | 257092.1145 | 175470.6509 | 784743.7443 | 961560.8286 | 21335742.5118 | 21335742.5118 | 1478867.319 | 9416018.0746 | 0 | 23082047.0847 | 55312674.9902 | 1333.5214 | 0.0037736 | 6116658.4761 | 14657657.5757 | 124696.3564 | 298816.1756
1 | 5600 | 707 | 0.015 | 15 | 15 | 7 | 1.7783e-12 | 5spot_SharedNeighbor | Water | Porous | Wet | R600a | MinimizeLCOE_Brownfield | IgnoreSilica | 2019 | 1.6 | 0.13974 | 0.0024871 | 4 | 2317598.5054 | 5557432.5501 | 47247.3803 | 113295.7795 | 71.4271 | 0 | 33.3487 | 69363.0003 | 3666.0789 | 73351.6921 | 64793.5338 | 0 | 33787.6878 | 0 | 95535.1773 | 248562.9343 | 169649.3101 | 758709.4146 | 961560.8286 | 21335742.5118 | 21335742.5118 | 1478867.319 | 9416018.0746 | 0 | 23056012.7551 | 55286640.6606 | 1778.2794 | 0.0099482 | 2317598.5054 | 5557432.5501 | 47247.3803 | 113295.7795
1 | 5600 | 707 | 0.015 | 15 | 15 | 7 | 2.3714e-12 | 5spot_SharedNeighbor | Water | Porous | Wet | R600a | MinimizeLCOE_Brownfield | IgnoreSilica | 2019 | 3.7339 | 0.43949 | 0.0081806 | 4 | 736174.4491 | 1721148.9232 | 15007.9119 | 35087.9488 | 83.762 | 0 | 96.865 | 174686.4432 | 10007.9236 | 181608.7141 | 132947.9969 | 0 | 79331.2166 | 0 | 225647.0948 | 587087.4542 | 400699.2509 | 1792016.0944 | 961560.8286 | 21335742.5118 | 21335742.5118 | 1478867.319 | 9416018.0746 | 0 | 24089319.4349 | 56319947.3403 | 2371.3737 | 0.032722 | 736174.4491 | 1721148.9232 | 15007.9119 | 35087.9488
1 | 5600 | 707 | 0.015 | 15 | 15 | 7 | 3.1623e-12 | 5spot_SharedNeighbor | Water | Porous | Wet | R600a | MinimizeLCOE_Brownfield | IgnoreSilica | 2019 | 5.0593 | 0.6328 | 0.014587 | 4 | 422317.5017 | 974707.4057 | 8609.5135 | 19870.7289 | 86.6191 | 0 | 63.381 | 230820.2738 | 13462.8543 | 242561.3993 | 175130.2085 | 0 | 94796.1727 | 0 | 295140.6543 | 767895.4409 | 524104.4171 | 2343911.421 | 961560.8286 | 21335742.5118 | 21335742.5118 | 1478867.319 | 9416018.0746 | 0 | 24641214.7615 | 56871842.6669 | 3162.2777 | 0.058348 | 422317.5017 | 974707.4057 | 8609.5135 | 19870.7289
1 | 5600 | 707 | 0.015 | 15 | 15 | 7 | 4.217e-12 | 5spot_SharedNeighbor | Water | Porous | Wet | R600a | MinimizeLCOE_Brownfield | IgnoreSilica | 2019 | 6.7908 | 0.88791 | 0.023524 | 4 | 269096.5038 | 611631.2059 | 5485.8962 | 12468.9294 | 88.7541 | 0 | 84.254 | 297608.9378 | 17593.1621 | 317530.2927 | 230844.5628 | 0 | 112511.9224 | 0 | 380674.6623 | 990437.3842 | 675993.8662 | 3023194.7904 | 961560.8286 | 21335742.5118 | 21335742.5118 | 1478867.319 | 9416018.0746 | 0 | 25320498.1308 | 57551126.0363 | 4216.965 | 0.094094 | 269096.5038 | 611631.2059 | 5485.8962 | 12468.9294
1 | 5600 | 707 | 0.015 | 15 | 15 | 7 | 5.6234e-12 | 5spot_SharedNeighbor | Water | Porous | Wet | R600a | MinimizeLCOE_Brownfield | IgnoreSilica | 2019 | 9.3635 | 1.2701 | 0.035927 | 4 | 182889.0186 | 407170.659 | 3728.44 | 8300.7246 | 90.5582 | 0 | 98.3901 | 387791.1787 | 23182.8008 | 422245.9008 | 314066.8955 | 0 | 139322.2749 | 0 | 501777.5298 | 1305522.2037 | 891045.7298 | 3984954.514 | 961560.8286 | 21335742.5118 | 21335742.5118 | 1478867.319 | 9416018.0746 | 0 | 26282257.8545 | 58512885.76 | 5623.4133 | 0.14371 | 182889.0186 | 407170.659 | 3728.44 | 8300.7246
1 | 5600 | 707 | 0.015 | 15 | 15 | 7 | 7.4989e-12 | 5spot_SharedNeighbor | Water | Porous | Wet | R600a | MinimizeLCOE_Brownfield | IgnoreSilica | 2019 | 11.9434 | 1.6547 | 0.052249 | 4 | 130000.6765 | 284218.3997 | 2650.2396 | 5794.1765 | 91.6196 | 0 | 106.9041 | 470470.9334 | 28306.0899 | 521320.1782 | 397361.6073 | 0 | 155579.7748 | 0 | 613485.0476 | 1596162.2508 | 1089413.534 | 4872099.416 | 961560.8286 | 21335742.5118 | 21335742.5118 | 1478867.319 | 9416018.0746 | 0 | 27169402.7564 | 59400030.6619 | 7498.9421 | 0.20899 | 130000.6765 | 284218.3997 | 2650.2396 | 5794.1765
1 | 5600 | 707 | 0.015 | 15 | 15 | 7 | 1e-11 | 5spot_SharedNeighbor | Water | Porous | Wet | R600a | MinimizeLCOE_Brownfield | IgnoreSilica | 2019 | 15.6239 | 2.2044 | 0.074034 | 4 | 95868.1494 | 204705.7318 | 1954.4019 | 4173.2032 | 92.5339 | 0 | 119.9689 | 579225.9109 | 35038.5485 | 655320.0346 | 516794.1092 | 0 | 180725.5026 | 0 | 767170.6013 | 1996020.5362 | 1362325.0301 | 6092620.2734 | 961560.8286 | 21335742.5118 | 21335742.5118 | 1478867.319 | 9416018.0746 | 0 | 28389923.6138 | 60620551.5193 | 10000 | 0.29614 | 95868.1494 | 204705.7318 | 1954.4019 | 4173.2032
1 | 5600 | 707 | 0.015 | 15 | 15 | 7 | 1.3335e-11 | 5spot_SharedNeighbor | Water | Porous | Wet | R600a | MinimizeLCOE_Brownfield | IgnoreSilica | 2019 | 20.1749 | 2.8849 | 0.10242 | 4 | 72795.4203 | 151468.362 | 1484.0331 | 3087.8874 | 93.2138 | 0 | 91.9151 | 703124.8664 | 42696.1269 | 812274.5788 | 664610.6345 | 0 | 207004.1832 | 0 | 947587.0521 | 2465427.1326 | 1682704.6775 | 7525429.252 | 961560.8286 | 21335742.5118 | 21335742.5118 | 1478867.319 | 9416018.0746 | 0 | 29822732.5925 | 62053360.498 | 13335.2143 | 0.40968 | 72795.4203 | 151468.362 | 1484.0331 | 3087.8874
1 | 5600 | 707 | 0.015 | 15 | 15 | 7 | 1.7783e-11 | 5spot_SharedNeighbor | Water | Porous | Wet | R600a | MinimizeLCOE_Brownfield | IgnoreSilica | 2019 | 25.7897 | 3.7246 | 0.13879 | 4 | 56751.6029 | 114808.3969 | 1156.9582 | 2340.5245 | 93.7292 | 0 | 104.5408 | 844434.9924 | 51410.2086 | 996074.7425 | 846373.9443 | 0 | 234901.0466 | 0 | 1159546.0244 | 3016900.8999 | 2059096.8553 | 9208738.714 | 961560.8286 | 21335742.5118 | 21335742.5118 | 1478867.319 | 9416018.0746 | 0 | 31506042.0544 | 63736669.9599 | 17782.7941 | 0.55516 | 56751.6029 | 114808.3969 | 1156.9582 | 2340.5245
1 | 5600 | 707 | 0.015 | 15 | 15 | 7 | 2.3714e-11 | 5spot_SharedNeighbor | Water | Porous | Wet | R600a | MinimizeLCOE_Brownfield | IgnoreSilica | 2019 | 32.587 | 4.742 | 0.18461 | 4 | 45308.2266 | 88955.7573 | 923.6695 | 1813.4834 | 94.1214 | 0 | 66.4314 | 1003492.0955 | 61198.9222 | 1207993.2873 | 1066621.394 | 0 | 263767.526 | 0 | 1405198.5577 | 3656038.4014 | 2495321.333 | 11159631.5171 | 961560.8286 | 21335742.5118 | 21335742.5118 | 1478867.319 | 9416018.0746 | 0 | 33456934.8575 | 65687562.763 | 23713.7371 | 0.73843 | 45308.2266 | 88955.7573 | 923.6695 | 1813.4834
1 | 5600 | 707 | 0.015 | 15 | 15 | 7 | 3.1623e-11 | 5spot_SharedNeighbor | Water | Porous | Wet | R600a | MinimizeLCOE_Brownfield | IgnoreSilica | 2019 | 40.3038 | 5.8978 | 0.2399 | 4 | 37077.7296 | 70664.7234 | 755.8797 | 1440.596 | 94.4112 | 0 | 70.8315 | 1172400.813 | 71573.7825 | 1437985.4877 | 1317011.926 | 0 | 289695.7526 | 0 | 1672580.4271 | 4351711.178 | 2970132.2977 | 13283091.6648 | 961560.8286 | 21335742.5118 | 21335742.5118 | 1478867.319 | 9416018.0746 | 0 | 35580395.0053 | 67811022.9108 | 31622.7766 | 0.95962 | 37077.7296 | 70664.7234 | 755.8797 | 1440.596
1 | 5600 | 707 | 0.015 | 15 | 15 | 7 | 4.217e-11 | 5spot_SharedNeighbor | Water | Porous | Wet | R600a | MinimizeLCOE_Brownfield | IgnoreSilica | 2019 | 48.725 | 7.1595 | 0.30399 | 4 | 31095.0133 | 57601.6689 | 633.9139 | 1174.2879 | 94.6246 | 0 | 61.6082 | 1345949.7143 | 82212.0818 | 1678951.1944 | 1590292.9492 | 0 | 311067.9472 | 0 | 1953304.8159 | 5082098.4531 | 3468636.6209 | 15512513.777 | 961560.8286 | 21335742.5118 | 21335742.5118 | 1478867.319 | 9416018.0746 | 0 | 37809817.1174 | 70040445.0229 | 42169.6503 | 1.2159 | 31095.0133 | 57601.6689 | 633.9139 | 1174.2879
1 | 5600 | 707 | 0.015 | 15 | 15 | 7 | 5.6234e-11 | 5spot_SharedNeighbor | Water | Porous | Wet | R600a | MinimizeLCOE_Brownfield | IgnoreSilica | 2019 | 57.3413 | 8.4499 | 0.37411 | 4 | 26736.304 | 48274.492 | 545.0557 | 984.1408 | 94.774 | 0 | 73.541 | 1514273.9227 | 92508.3911 | 1916724.5798 | 1869834.7405 | 0 | 325272.5875 | 0 | 2230259.5464 | 5802677.8506 | 3960446.8662 | 17711998.4847 | 961560.8286 | 21335742.5118 | 21335742.5118 | 1478867.319 | 9416018.0746 | 0 | 40009301.8252 | 72239929.7307 | 56234.1325 | 1.4964 | 26736.304 | 48274.492 | 545.0557 | 984.1408
1 | 5600 | 707 | 0.015 | 15 | 15 | 7 | 7.4989e-11 | 5spot_SharedNeighbor | Water | Porous | Wet | R600a | MinimizeLCOE_Brownfield | IgnoreSilica | 2019 | 65.5922 | 9.6836 | 0.44612 | 4 | 23561.2646 | 41622.8791 | 480.3282 | 848.5387 | 94.8699 | 0 | 66.3404 | 1668134.0652 | 101898.711 | 2137353.6101 | 2137321.9866 | 0 | 331053.5658 | 0 | 2486547.156 | 6469485.6391 | 4415556.8833 | 19747351.617 | 961560.8286 | 21335742.5118 | 21335742.5118 | 1478867.319 | 9416018.0746 | 0 | 42044654.9575 | 74275282.8629 | 74989.4209 | 1.7845 | 23561.2646 | 41622.8791 | 480.3282 | 848.5387
1 | 5600 | 707 | 0.015 | 15 | 15 | 7 | 1e-10 | 5spot_SharedNeighbor | Water | Porous | Wet | R600a | MinimizeLCOE_Brownfield | IgnoreSilica | 2019 | 73.0318 | 10.7932 | 0.5156 | 4 | 21248.1784 | 36875.8768 | 433.1729 | 751.7646 | 94.9242 | 0 | 66.4235 | 1801481.9276 | 110018.1135 | 2331036.11 | 2378207.3955 | 0 | 328969.9598 | 0 | 2710388.2675 | 7051874.2949 | 4813049.1078 | 21525025.1766 | 961560.8286 | 21335742.5118 | 21335742.5118 | 1478867.319 | 9416018.0746 | 0 | 43822328.5171 | 76052956.4226 | 100000 | 2.0624 | 21248.1784 | 36875.8768 | 433.1729 | 751.7646
1 | 5600 | 707 | 0.015 | 15 | 15 | 7 | 1.3335e-10 | 5spot_SharedNeighbor | Water | Porous | Wet | R600a | MinimizeLCOE_Brownfield | IgnoreSilica | 2019 | 79.4554 | 11.7483 | 0.57916 | 4 | 19560.3023 | 33472.8796 | 398.7632 | 682.3899 | 94.9501 | 0 | 83.8746 | 1912901.1555 | 116786.8909 | 2494609.2221 | 2585889.7595 | 0 | 321283.6235 | 0 | 2898273.5541 | 7540713.27 | 5146691.7529 | 23017149.2284 | 961560.8286 | 21335742.5118 | 21335742.5118 | 1478867.319 | 9416018.0746 | 0 | 45314452.5689 | 77545080.4744 | 133352.1432 | 2.3167 | 19560.3023 | 33472.8796 | 398.7632 | 682.3899
1 | 5600 | 707 | 0.015 | 15 | 15 | 7 | 1.7783e-10 | 5spot_SharedNeighbor | Water | Porous | Wet | R600a | MinimizeLCOE_Brownfield | IgnoreSilica | 2019 | 84.7903 | 12.5391 | 0.63469 | 4 | 18324.9653 | 31020.357 | 373.5792 | 632.3919 | 94.9584 | 0 | 83.8518 | 2003003.484 | 122249.3004 | 2628047.5853 | 2758110.6372 | 0 | 310194.0665 | 0 | 3050425.9786 | 7936582.668 | 5416880.7514 | 24225494.4714 | 961560.8286 | 21335742.5118 | 21335742.5118 | 1478867.319 | 9416018.0746 | 0 | 46522797.8119 | 78753425.7173 | 177827.941 | 2.5388 | 18324.9653 | 31020.357 | 373.5792 | 632.3919
1 | 5600 | 707 | 0.015 | 15 | 15 | 7 | 2.3714e-10 | 5spot_SharedNeighbor | Water | Porous | Wet | R600a | MinimizeLCOE_Brownfield | IgnoreSilica | 2019 | 89.0876 | 13.1743 | 0.68142 | 4 | 17417.5053 | 29242.2915 | 355.0794 | 596.1437 | 94.9571 | 0 | 78.5741 | 2074061.3872 | 126549.4242 | 2734017.4051 | 2896637.1978 | 0 | 297648.4861 | 0 | 3170276.4212 | 8248408.9348 | 5629708.5858 | 25177307.8422 | 961560.8286 | 21335742.5118 | 21335742.5118 | 1478867.319 | 9416018.0746 | 0 | 47474611.1827 | 79705239.0881 | 237137.3706 | 2.7257 | 17417.5053 | 29242.2915 | 355.0794 | 596.1437
1 | 5600 | 707 | 0.015 | 15 | 15 | 7 | 3.1623e-10 | 5spot_SharedNeighbor | Water | Porous | Wet | R600a | MinimizeLCOE_Brownfield | IgnoreSilica | 2019 | 92.4929 | 13.6763 | 0.7197 | 4 | 16748.3899 | 27944.2928 | 341.4386 | 569.6822 | 94.9512 | 0 | 74.9706 | 2129447.6371 | 129896.1665 | 2817068.5444 | 3006276.9026 | 0 | 285290.5918 | 0 | 3263512.1385 | 8490989.1461 | 5795274.5646 | 25917755.6916 | 961560.8286 | 21335742.5118 | 21335742.5118 | 1478867.319 | 9416018.0746 | 0 | 48215059.0321 | 80445686.9376 | 316227.766 | 2.8788 | 16748.3899 | 27944.2928 | 341.4386 | 569.6822
1 | 5600 | 707 | 0.015 | 15 | 15 | 7 | 4.217e-10 | 5spot_SharedNeighbor | Water | Porous | Wet | R600a | MinimizeLCOE_Brownfield | IgnoreSilica | 2019 | 95.1434 | 14.0663 | 0.75034 | 4 | 16253.3154 | 26991.9556 | 331.3458 | 550.2675 | 94.944 | 0 | 86.9228 | 2172008.6997 | 132464.8369 | 2881159.6353 | 3091525.1395 | 0 | 273934.3648 | 0 | 3334926.1437 | 8676793.7386 | 5922090.0169 | 26484902.5754 | 961560.8286 | 21335742.5118 | 21335742.5118 | 1478867.319 | 9416018.0746 | 0 | 48782205.9158 | 81012833.8213 | 421696.5034 | 3.0014 | 16253.3154 | 26991.9556 | 331.3458 | 550.2675
1 | 5600 | 707 | 0.015 | 15 | 15 | 7 | 5.6234e-10 | 5spot_SharedNeighbor | Water | Porous | Wet | R600a | MinimizeLCOE_Brownfield | IgnoreSilica | 2019 | 97.6527 | 14.4348 | 0.77727 | 4 | 15865.1435 | 26231.7716 | 323.4324 | 534.7701 | 94.935 | 0 | 74.0087 | 2211876.3868 | 134868.4842 | 2941407.693 | 3172163.271 | 0 | 266326.2685 | 0 | 3403390.4204 | 8854923.7425 | 6043667.4047 | 27028623.6712 | 961560.8286 | 21335742.5118 | 21335742.5118 | 1478867.319 | 9416018.0746 | 0 | 49325927.0116 | 81556554.9171 | 562341.3252 | 3.1091 | 15865.1435 | 26231.7716 | 323.4324 | 534.7701
1 | 5600 | 707 | 0.015 | 15 | 15 | 7 | 7.4989e-10 | 5spot_SharedNeighbor | Water | Porous | Wet | R600a | MinimizeLCOE_Brownfield | IgnoreSilica | 2019 | 99.1996 | 14.6616 | 0.79581 | 4 | 15596.9866 | 25722.0518 | 317.9657 | 524.3788 | 94.9285 | 0 | 71.6771 | 2236246.1329 | 136336.4743 | 2978339.8557 | 3221836.2881 | 0 | 258234.6411 | 0 | 3444087.4229 | 8960808.995 | 6115936.2653 | 27351826.0753 | 961560.8286 | 21335742.5118 | 21335742.5118 | 1478867.319 | 9416018.0746 | 0 | 49649129.4158 | 81879757.3212 | 749894.2093 | 3.1833 | 15596.9866 | 25722.0518 | 317.9657 | 524.3788
1 | 5600 | 707 | 0.015 | 15 | 15 | 7 | 1e-09 | 5spot_SharedNeighbor | Water | Porous | Wet | R600a | MinimizeLCOE_Brownfield | IgnoreSilica | 2019 | 100.3787 | 14.8343 | 0.81011 | 4 | 15397.1174 | 25343.4763 | 313.8911 | 516.661 | 94.923 | 0 | 60.4364 | 2254717.6211 | 137448.5275 | 3006385.5299 | 3259678.6416 | 0 | 251665.5716 | 0 | 3474859.3978 | 9040871.3614 | 6170580.4755 | 27596207.1263 | 961560.8286 | 21335742.5118 | 21335742.5118 | 1478867.319 | 9416018.0746 | 0 | 49893510.4668 | 82124138.3723 | 1000000 | 3.2404 | 15397.1174 | 25343.4763 | 313.8911 | 516.661
1 | 5600 | 707 | 0.015 | 15 | 15 | 7 | 1.3335e-09 | 5spot_SharedNeighbor | Water | Porous | Wet | R600a | MinimizeLCOE_Brownfield | IgnoreSilica | 2019 | 101.2601 | 14.9633 | 0.821 | 4 | 15247.9256 | 25062.3198 | 310.8496 | 510.9293 | 94.9186 | 0 | 81.636 | 2268466.515 | 138275.9012 | 3027290.171 | 3287953.6042 | 0 | 246323.1879 | 0 | 3497640.6579 | 9100143.5272 | 6211034.9465 | 27777128.5109 | 961560.8286 | 21335742.5118 | 21335742.5118 | 1478867.319 | 9416018.0746 | 0 | 50074431.8514 | 82305059.7568 | 1333521.4322 | 3.284 | 15247.9256 | 25062.3198 | 310.8496 | 510.9293
1 | 5600 | 707 | 0.015 | 15 | 15 | 7 | 1.7783e-09 | 5spot_SharedNeighbor | Water | Porous | Wet | R600a | MinimizeLCOE_Brownfield | IgnoreSilica | 2019 | 101.925 | 15.0605 | 0.82929 | 4 | 15136.4357 | 24852.7325 | 308.5767 | 506.6566 | 94.9151 | 0 | 74.5039 | 2278806.9776 | 138897.9591 | 3043028.9789 | 3309279.7173 | 0 | 242118.3333 | 0 | 3514731.4668 | 9144610.306 | 6241384.4368 | 27912858.1758 | 961560.8286 | 21335742.5118 | 21335742.5118 | 1478867.319 | 9416018.0746 | 0 | 50210161.5163 | 82440789.4218 | 1778279.41 | 3.3172 | 15136.4357 | 24852.7325 | 308.5767 | 506.6566
1 | 5600 | 707 | 0.015 | 15 | 15 | 7 | 2.3714e-09 | 5spot_SharedNeighbor | Water | Porous | Wet | R600a | MinimizeLCOE_Brownfield | IgnoreSilica | 2019 | 102.4346 | 15.135 | 0.83561 | 4 | 15053.0485 | 24695.8549 | 306.8768 | 503.4584 | 94.9124 | 0 | 73.6254 | 2286711.8432 | 139373.3783 | 3055070.2379 | 3325617.8057 | 0 | 238919.6608 | 0 | 3527820.2411 | 9178664.6119 | 6264627.2003 | 28016804.9792 | 961560.8286 | 21335742.5118 | 21335742.5118 | 1478867.319 | 9416018.0746 | 0 | 50314108.3197 | 82544736.2251 | 2371373.7057 | 3.3425 | 15053.0485 | 24695.8549 | 306.8768 | 503.4584
1 | 5600 | 707 | 0.015 | 15 | 15 | 7 | 3.1623e-09 | 5spot_SharedNeighbor | Water | Porous | Wet | R600a | MinimizeLCOE_Brownfield | IgnoreSilica | 2019 | 102.807 | 15.1895 | 0.84035 | 4 | 14990.6396 | 24579.1296 | 305.6045 | 501.0788 | 94.9103 | 0 | 79.1998 | 2292479.9607 | 139720.2215 | 3063861.9339 | 3337558.913 | 0 | 236363.21 | 0 | 3537293.8532 | 9203313.0074 | 6281450.2367 | 28092041.3365 | 961560.8286 | 21335742.5118 | 21335742.5118 | 1478867.319 | 9416018.0746 | 0 | 50389344.677 | 82619972.5824 | 3162277.6602 | 3.3614 | 14990.6396 | 24579.1296 | 305.6045 | 501.0788
1 | 5600 | 707 | 0.015 | 15 | 15 | 7 | 4.217e-09 | 5spot_SharedNeighbor | Water | Porous | Wet | R600a | MinimizeLCOE_Brownfield | IgnoreSilica | 2019 | 103.0971 | 15.2318 | 0.84396 | 4 | 14943.9084 | 24491.3461 | 304.6518 | 499.2892 | 94.9087 | 0 | 77.1041 | 2296965.6934 | 139989.9158 | 3070702.0759 | 3346856.4222 | 0 | 234489.7316 | 0 | 3544711.4972 | 9222612.1953 | 6294622.329 | 28150949.8604 | 961560.8286 | 21335742.5118 | 21335742.5118 | 1478867.319 | 9416018.0746 | 0 | 50448253.2008 | 82678881.1063 | 4216965.0343 | 3.3758 | 14943.9084 | 24491.3461 | 304.6518 | 499.2892
1 | 5600 | 707 | 0.015 | 15 | 15 | 7 | 5.6234e-09 | 5spot_SharedNeighbor | Water | Porous | Wet | R600a | MinimizeLCOE_Brownfield | IgnoreSilica | 2019 | 103.3166 | 15.2639 | 0.84669 | 4 | 14908.9037 | 24425.5708 | 303.9382 | 497.9483 | 94.9074 | 0 | 77.6619 | 2300356.6884 | 140193.7692 | 3075874.6687 | 3353891.4113 | 0 | 233075.4836 | 0 | 3550322.8882 | 9237211.8838 | 6304586.9164 | 28195513.7095 | 961560.8286 | 21335742.5118 | 21335742.5118 | 1478867.319 | 9416018.0746 | 0 | 50492817.05 | 82723444.9555 | 5623413.2519 | 3.3868 | 14908.9037 | 24425.5708 | 303.9382 | 497.9483
1 | 5600 | 707 | 0.015 | 15 | 15 | 7 | 7.4989e-09 | 5spot_SharedNeighbor | Water | Porous | Wet | R600a | MinimizeLCOE_Brownfield | IgnoreSilica | 2019 | 100.1001 | 14.7934 | 0.83497 | 4 | 14874.1684 | 24524.4054 | 303.23 | 499.9632 | 94.9241 | 0 | 71.8613 | 2250348.7948 | 137185.3768 | 2999755.2001 | 3250729.653 | 0 | 202272.679 | 0 | 3447713.7644 | 8970243.9918 | 6122375.8445 | 27380625.3044 | 961560.8286 | 21335742.5118 | 21335742.5118 | 1478867.319 | 9416018.0746 | 0 | 49677928.6448 | 81908556.5503 | 7498942.0933 | 3.3399 | 14874.1684 | 24524.4054 | 303.23 | 499.9632
1 | 5600 | 707 | 0.015 | 15 | 15 | 7 | 1e-08 | 5spot_SharedNeighbor | Water | Porous | Wet | R600a | MinimizeLCOE_Brownfield | IgnoreSilica | 2019 | 100.6874 | 14.8794 | 0.83861 | 4 | 14851.6208 | 24459.9725 | 302.7704 | 498.6496 | 94.9212 | 0 | 67.0242 | 2259528.6165 | 137737.9222 | 3013703.5998 | 3269576.0659 | 0 | 205245.4266 | 0 | 3465458.7361 | 9016412.7679 | 6153886.9829 | 27521550.1178 | 961560.8286 | 21335742.5118 | 21335742.5118 | 1478867.319 | 9416018.0746 | 0 | 49818853.4583 | 82049481.3637 | 10000000 | 3.3544 | 14851.6208 | 24459.9725 | 302.7704 | 498.6496
1 | 5700 | 707 | 0.015 | 15 | 15 | 7 | 1e-13 | 5spot_SharedNeighbor | Water | Porous | Wet | R600a | MinimizeLCOE_Brownfield | IgnoreSilica | 2019 | 0 | 0 | 0 | 0 |  |  |  |  | 15 |  | 21.3414 | [19 empty] | 100 | 0
1 | 5700 | 707 | 0.015 | 15 | 15 | 7 | 1.3335e-13 | 5spot_SharedNeighbor | Water | Porous | Wet | R600a | MinimizeLCOE_Brownfield | IgnoreSilica | 2019 | 0 | 0 | 0 | 0 |  |  |  |  | 15 |  | 22.7098 | [19 empty] | 133.3521 | 0
1 | 5700 | 707 | 0.015 | 15 | 15 | 7 | 1.7783e-13 | 5spot_SharedNeighbor | Water | Porous | Wet | R600a | MinimizeLCOE_Brownfield | IgnoreSilica | 2019 | 0 | 0 | 0 | 0 |  |  |  |  | 15 |  | 22.9876 | [19 empty] | 177.8279 | 0
1 | 5700 | 707 | 0.015 | 15 | 15 | 7 | 2.3714e-13 | 5spot_SharedNeighbor | Water | Porous | Wet | R600a | MinimizeLCOE_Brownfield | IgnoreSilica | 2019 | 0 | 0 | 0 | 0 |  |  |  |  | 15 |  | 24.0685 | [19 empty] | 237.1374 | 0
1 | 5700 | 707 | 0.015 | 15 | 15 | 7 | 3.1623e-13 | 5spot_SharedNeighbor | Water | Porous | Wet | R600a | MinimizeLCOE_Brownfield | IgnoreSilica | 2019 | 0 | 0 | 0 | 0 |  |  |  |  | 15 |  | 25.236 | [19 empty] | 316.2278 | 0
1 | 5700 | 707 | 0.015 | 15 | 15 | 7 | 4.217e-13 | 5spot_SharedNeighbor | Water | Porous | Wet | R600a | MinimizeLCOE_Brownfield | IgnoreSilica | 2019 | 0 | 0 | 0 | 0 |  |  |  |  | 15 |  | 28.2776 | [19 empty] | 421.6965 | 0
1 | 5700 | 707 | 0.015 | 15 | 15 | 7 | 5.6234e-13 | 5spot_SharedNeighbor | Water | Porous | Wet | R600a | MinimizeLCOE_Brownfield | IgnoreSilica | 2019 | 0 | 0 | 0 | 0 |  |  |  |  | 15 |  | 29.3311 | [19 empty] | 562.3413 | 0
1 | 5700 | 707 | 0.015 | 15 | 15 | 7 | 7.4989e-13 | 5spot_SharedNeighbor | Water | Porous | Wet | R600a | MinimizeLCOE_Brownfield | IgnoreSilica | 2019 | 0 | 0 | 0 | 0 |  |  |  |  | 15 |  | 27.2912 | [19 empty] | 749.8942 | 0
1 | 5700 | 707 | 0.015 | 15 | 15 | 7 | 1e-12 | 5spot_SharedNeighbor | Water | Porous | Wet | R600a | MinimizeLCOE_Brownfield | IgnoreSilica | 2019 | 0 | 0 | 0 | 0 |  |  |  |  | 15 |  | 28.6485 | [19 empty] | 1000 | 0
1 | 5700 | 707 | 0.015 | 15 | 15 | 7 | 1.3335e-12 | 5spot_SharedNeighbor | Water | Porous | Wet | R600a | MinimizeLCOE_Brownfield | IgnoreSilica | 2019 | 1.6 | 0.14224 | 0.0013124 | 4 | 4500029.2544 | 10782288.6324 | 91739.1831 | 219811.5379 | 72.0687 | 0 | 31.0635 | 70787.7766 | 3756.3386 | 74361.1915 | 65226.0995 | 0 | 41336.2528 | 0 | 99632.387 | 259223.0335 | 176925.0469 | 791248.1262 | 961560.8286 | 21870032.1104 | 21870032.1104 | 1478867.319 | 9629733.914 | 0 | 23622841.0653 | 56601474.4088 | 1333.5214 | 0.0052495 | 4500029.2544 | 10782288.6324 | 91739.1831 | 219811.5379
1 | 5700 | 707 | 0.015 | 15 | 15 | 7 | 1.7783e-12 | 5spot_SharedNeighbor | Water | Porous | Wet | R600a | MinimizeLCOE_Brownfield | IgnoreSilica | 2019 | 2.7935 | 0.31064 | 0.004633 | 4 | 1307179.5565 | 3086741.217 | 26648.6234 | 62927.3948 | 81.2112 | 0 | 72.2573 | 134065.694 | 7551.9475 | 137868.7165 | 103546.7705 | 0 | 66690.8565 | 0 | 175392.3541 | 456334.9275 | 311457.9647 | 1392909.2312 | 961560.8286 | 21870032.1104 | 21870032.1104 | 1478867.319 | 9629733.914 | 0 | 24224502.1703 | 57203135.5138 | 1778.2794 | 0.018532 | 1307179.5565 | 3086741.217 | 26648.6234 | 62927.3948
1 | 5700 | 707 | 0.015 | 15 | 15 | 7 | 2.3714e-12 | 5spot_SharedNeighbor | Water | Porous | Wet | R600a | MinimizeLCOE_Brownfield | IgnoreSilica | 2019 | 3.9339 | 0.47865 | 0.0096278 | 4 | 642436.6646 | 1498776.7719 | 13096.9404 | 30554.5917 | 85.3229 | 0 | 68.856 | 187968.9723 | 10866.235 | 194208.1197 | 140107.8155 | 0 | 83322.4589 | 0 | 240424.7046 | 625535.7634 | 426941.012 | 1909375.0813 | 961560.8286 | 21870032.1104 | 21870032.1104 | 1478867.319 | 9629733.914 | 0 | 24740968.0204 | 57719601.3639 | 2371.3737 | 0.038511 | 642436.6646 | 1498776.7719 | 13096.9404 | 30554.5917
1 | 5700 | 707 | 0.015 | 15 | 15 | 7 | 3.1623e-12 | 5spot_SharedNeighbor | Water | Porous | Wet | R600a | MinimizeLCOE_Brownfield | IgnoreSilica | 2019 | 5.4077 | 0.69989 | 0.016869 | 4 | 375907.1046 | 864641.5309 | 7663.3748 | 17626.8871 | 88.2638 | 0 | 69.3246 | 251149.4282 | 14788.8915 | 262590.6023 | 187883.0911 | 0 | 101642.3617 | 0 | 319041.2061 | 830079.774 | 566546.5022 | 2533721.8571 | 961560.8286 | 21870032.1104 | 21870032.1104 | 1478867.319 | 9629733.914 | 0 | 25365314.7962 | 58343948.1397 | 3162.2777 | 0.067478 | 375907.1046 | 864641.5309 | 7663.3748 | 17626.8871
1 | 5700 | 707 | 0.015 | 15 | 15 | 7 | 4.217e-12 | 5spot_SharedNeighbor | Water | Porous | Wet | R600a | MinimizeLCOE_Brownfield | IgnoreSilica | 2019 | 7.1781 | 0.968 | 0.026853 | 4 | 242659.046 | 549682.7615 | 4946.9329 | 11206.0266 | 90.2648 | 0 | 96.0798 | 320154.0098 | 19090.6779 | 339845.5864 | 245824.3014 | 0 | 119034.9172 | 0 | 407140.3021 | 1059295.5502 | 722990.9794 | 3233376.3244 | 961560.8286 | 21870032.1104 | 21870032.1104 | 1478867.319 | 9629733.914 | 0 | 26064969.2635 | 59043602.607 | 4216.965 | 0.10741 | 242659.046 | 549682.7615 | 4946.9329 | 11206.0266
1 | 5700 | 707 | 0.015 | 15 | 15 | 7 | 5.6234e-12 | 5spot_SharedNeighbor | Water | Porous | Wet | R600a | MinimizeLCOE_Brownfield | IgnoreSilica | 2019 | 9.6413 | 1.3441 | 0.040637 | 4 | 166040.8906 | 368927.2871 | 3384.9681 | 7521.0818 | 91.9352 | 0 | 83.9461 | 408000.5517 | 24577.8107 | 441343.8867 | 326230.6036 | 0 | 142295.6219 | 0 | 523554.9051 | 1362182.4672 | 929717.5239 | 4157903.3707 | 961560.8286 | 21870032.1104 | 21870032.1104 | 1478867.319 | 9629733.914 | 0 | 26989496.3098 | 59968129.6533 | 5623.4133 | 0.16255 | 166040.8906 | 368927.2871 | 3384.9681 | 7521.0818
1 | 5700 | 707 | 0.015 | 15 | 15 | 7 | 7.4989e-12 | 5spot_SharedNeighbor | Water | Porous | Wet | R600a | MinimizeLCOE_Brownfield | IgnoreSilica | 2019 | 12.6498 | 1.8049 | 0.058981 | 4 | 118906.4458 | 258692.1468 | 2424.0687 | 5273.7893 | 93.1006 | 0 | 69.554 | 506045.5336 | 30701.0751 | 558210.5282 | 425319.8255 | 0 | 165457.8308 | 0 | 657436.5694 | 1710515.0947 | 1167461.6997 | 5221148.1571 | 961560.8286 | 21870032.1104 | 21870032.1104 | 1478867.319 | 9629733.914 | 0 | 28052741.0962 | 61031374.4397 | 7498.9421 | 0.23592 | 118906.4458 | 258692.1468 | 2424.0687 | 5273.7893
1 | 5700 | 707 | 0.015 | 15 | 15 | 7 | 1e-11 | 5spot_SharedNeighbor | Water | Porous | Wet | R600a | MinimizeLCOE_Brownfield | IgnoreSilica | 2019 | 16.513 | 2.3968 | 0.083233 | 4 | 88137.9672 | 187193.3153 | 1796.8117 | 3816.1889 | 93.9904 | 0 | 65.0167 | 621404.1297 | 37892.3537 | 699926.2697 | 551727.1018 | 0 | 191655.4271 | 0 | 820016.06 | 2133513.5797 | 1456166.8574 | 6512301.7791 | 961560.8286 | 21870032.1104 | 21870032.1104 | 1478867.319 | 9629733.914 | 0 | 29343894.7182 | 62322528.0617 | 10000 | 0.33293 | 88137.9672 | 187193.3153 | 1796.8117 | 3816.1889
1 | 5700 | 707 | 0.015 | 15 | 15 | 7 | 1.3335e-11 | 5spot_SharedNeighbor | Water | Porous | Wet | R600a | MinimizeLCOE_Brownfield | IgnoreSilica | 2019 | 21.3346 | 3.1369 | 0.11472 | 4 | 67292.0072 | 139160.2857 | 1371.8386 | 2836.9707 | 94.659 | 0 | 48.8903 | 754241.5379 | 46160.443 | 867605.3137 | 710075.7465 | 0 | 220057.1456 | 0 | 1013274.6728 | 2636332.8473 | 1799351.3395 | 8047099.0461 | 961560.8286 | 21870032.1104 | 21870032.1104 | 1478867.319 | 9629733.914 | 0 | 30878691.9852 | 63857325.3287 | 13335.2143 | 0.45888 | 67292.0072 | 139160.2857 | 1371.8386 | 2836.9707
1 | 5700 | 707 | 0.015 | 15 | 15 | 7 | 1.7783e-11 | 5spot_SharedNeighbor | Water | Porous | Wet | R600a | MinimizeLCOE_Brownfield | IgnoreSilica | 2019 | 27.1781 | 4.0345 | 0.15489 | 4 | 52697.2728 | 105924.6797 | 1074.3052 | 2159.4179 | 95.1585 | 0 | 59.6027 | 903304.4588 | 55418.6277 | 1060673.504 | 901863.6205 | 0 | 248832.1221 | 0 | 1236336.0099 | 3216692.6904 | 2195458.8576 | 9818579.891 | 961560.8286 | 21870032.1104 | 21870032.1104 | 1478867.319 | 9629733.914 | 0 | 32650172.8301 | 65628806.1736 | 17782.7941 | 0.61958 | 52697.2728 | 105924.6797 | 1074.3052 | 2159.4179
1 | 5700 | 707 | 0.015 | 15 | 15 | 7 | 2.3714e-11 | 5spot_SharedNeighbor | Water | Porous | Wet | R600a | MinimizeLCOE_Brownfield | IgnoreSilica | 2019 | 34.1501 | 5.1056 | 0.20501 | 4 | 42279.3501 | 82494.6652 | 861.9217 | 1681.7653 | 95.5366 | 0 | 68.0809 | 1068796.487 | 65674.1115 | 1280175.3526 | 1130342.0144 | 0 | 277642.382 | 0 | 1490825.8356 | 3878823.0137 | 2647376.4087 | 11839655.6055 | 961560.8286 | 21870032.1104 | 21870032.1104 | 1478867.319 | 9629733.914 | 0 | 34671248.5446 | 67649881.8881 | 23713.7371 | 0.82005 | 42279.3501 | 82494.6652 | 861.9217 | 1681.7653
1 | 5700 | 707 | 0.015 | 15 | 15 | 7 | 3.1623e-11 | 5spot_SharedNeighbor | Water | Porous | Wet | R600a | MinimizeLCOE_Brownfield | IgnoreSilica | 2019 | 42.1085 | 6.329 | 0.26542 | 4 | 34742.0502 | 65804.8054 | 708.2637 | 1341.52 | 95.8197 | 0 | 77.6009 | 1245682.199 | 76612.772 | 1519867.1661 | 1391200.4167 | 0 | 303968.7353 | 0 | 1769559.2027 | 4604030.059 | 3142345.1186 | 14053265.6694 | 961560.8286 | 21870032.1104 | 21870032.1104 | 1478867.319 | 9629733.914 | 0 | 36884858.6084 | 69863491.952 | 31622.7766 | 1.0617 | 34742.0502 | 65804.8054 | 708.2637 | 1341.52
1 | 5700 | 707 | 0.015 | 15 | 15 | 7 | 4.217e-11 | 5spot_SharedNeighbor | Water | Porous | Wet | R600a | MinimizeLCOE_Brownfield | IgnoreSilica | 2019 | 50.7271 | 7.654 | 0.33491 | 4 | 29255.1582 | 53872.5238 | 596.406 | 1098.2643 | 96.027 | 0 | 67.9975 | 1426213.7731 | 87753.6282 | 1769229.1261 | 1673731.2934 | 0 | 325188.9956 | 0 | 2060025.5583 | 5359763.9334 | 3658149.0167 | 16360055.3247 | 961560.8286 | 21870032.1104 | 21870032.1104 | 1478867.319 | 9629733.914 | 0 | 39191648.2638 | 72170281.6073 | 42169.6503 | 1.3396 | 29255.1582 | 53872.5238 | 596.406 | 1098.2643
1 | 5700 | 707 | 0.015 | 15 | 15 | 7 | 5.6234e-11 | 5spot_SharedNeighbor | Water | Porous | Wet | R600a | MinimizeLCOE_Brownfield | IgnoreSilica | 2019 | 59.436 | 8.992 | 0.41021 | 4 | 25254.779 | 45353.5401 | 514.8528 | 924.5933 | 96.1692 | 0 | 77.7685 | 1599305.5149 | 98412.0712 | 2012383.8524 | 1959194.6605 | 0 | 338344.0377 | 0 | 2342979.6533 | 6095952.4467 | 4160612.8042 | 18607185.0409 | 961560.8286 | 21870032.1104 | 21870032.1104 | 1478867.319 | 9629733.914 | 0 | 41438777.98 | 74417411.3235 | 56234.1325 | 1.6408 | 25254.779 | 45353.5401 | 514.8528 | 924.5933
1 | 5700 | 707 | 0.015 | 15 | 15 | 7 | 7.4989e-11 | 5spot_SharedNeighbor | Water | Porous | Wet | R600a | MinimizeLCOE_Brownfield | IgnoreSilica | 2019 | 67.7038 | 10.2598 | 0.4868 | 4 | 22339.7829 | 39276.0984 | 455.4267 | 800.6964 | 96.2577 | 0 | 87.3056 | 1756293.8452 | 108055.9079 | 2236190.7068 | 2229976.6776 | 0 | 342733.1459 | 0 | 2602567.6106 | 6771347.0627 | 4621583.5075 | 20668748.4643 | 961560.8286 | 21870032.1104 | 21870032.1104 | 1478867.319 | 9629733.914 | 0 | 43500341.4034 | 76478974.7469 | 74989.4209 | 1.9472 | 22339.7829 | 39276.0984 | 455.4267 | 800.6964
1 | 5700 | 707 | 0.015 | 15 | 15 | 7 | 1e-10 | 5spot_SharedNeighbor | Water | Porous | Wet | R600a | MinimizeLCOE_Brownfield | IgnoreSilica | 2019 | 75.1117 | 11.3926 | 0.5601 | 4 | 20215.181 | 34935.2356 | 412.1138 | 712.202 | 96.3054 | 0 | 80.9749 | 1891598.4498 | 116347.3033 | 2431527.1509 | 2472293.6008 | 0 | 339255.954 | 0 | 2827898.7589 | 7357612.4888 | 5021721.7075 | 22458255.4139 | 961560.8286 | 21870032.1104 | 21870032.1104 | 1478867.319 | 9629733.914 | 0 | 45289848.3529 | 78268481.6965 | 100000 | 2.2404 | 20215.181 | 34935.2356 | 412.1138 | 712.202
1 | 5700 | 707 | 0.015 | 15 | 15 | 7 | 1.3335e-10 | 5spot_SharedNeighbor | Water | Porous | Wet | R600a | MinimizeLCOE_Brownfield | IgnoreSilica | 2019 | 81.4434 | 12.3576 | 0.62656 | 4 | 18663.8321 | 31822.4532 | 380.4875 | 648.7438 | 96.3256 | 0 | 81.3184 | 2003591.3147 | 123193.9556 | 2594910.7691 | 2679109.274 | 0 | 330046.2914 | 0 | 3015032.1259 | 7844495.1234 | 5354029.11 | 23944407.964 | 961560.8286 | 21870032.1104 | 21870032.1104 | 1478867.319 | 9629733.914 | 0 | 46776000.903 | 79754634.2465 | 133352.1432 | 2.5062 | 18663.8321 | 31822.4532 | 380.4875 | 648.7438
1 | 5700 | 707 | 0.015 | 15 | 15 | 7 | 1.7783e-10 | 5spot_SharedNeighbor | Water | Porous | Wet | R600a | MinimizeLCOE_Brownfield | IgnoreSilica | 2019 | 86.6929 | 13.1551 | 0.68432 | 4 | 17527.5401 | 29575.4326 | 357.3226 | 602.9352 | 96.3294 | 0 | 68.4951 | 2094062.3768 | 128713.0625 | 2728026.0218 | 2850332.1477 | 0 | 317817.7264 | 0 | 3166391.0208 | 8238299.9199 | 5622808.9755 | 25146451.2514 | 961560.8286 | 21870032.1104 | 21870032.1104 | 1478867.319 | 9629733.914 | 0 | 47978044.1904 | 80956677.5339 | 177827.941 | 2.7373 | 17527.5401 | 29575.4326 | 357.3226 | 602.9352
1 | 5700 | 707 | 0.015 | 15 | 15 | 7 | 2.3714e-10 | 5spot_SharedNeighbor | Water | Porous | Wet | R600a | MinimizeLCOE_Brownfield | IgnoreSilica | 2019 | 90.9124 | 13.7942 | 0.73273 | 4 | 16692.1776 | 27944.2223 | 340.2926 | 569.6808 | 96.3247 | 0 | 68.2008 | 2165295.6713 | 133050.5944 | 2833550.5059 | 2987775.3484 | 0 | 304414.782 | 0 | 3285393.8918 | 8547920.9794 | 5834131.7107 | 26091533.4838 | 961560.8286 | 21870032.1104 | 21870032.1104 | 1478867.319 | 9629733.914 | 0 | 48923126.4228 | 81901759.7663 | 237137.3706 | 2.9309 | 16692.1776 | 27944.2223 | 340.2926 | 569.6808
1 | 5700 | 707 | 0.015 | 15 | 15 | 7 | 3.1623e-10 | 5spot_SharedNeighbor | Water | Porous | Wet | R600a | MinimizeLCOE_Brownfield | IgnoreSilica | 2019 | 94.2419 | 14.2971 | 0.7722 | 4 | 16075.7713 | 26752.5639 | 327.7263 | 545.3872 | 96.3164 | 0 | 82.9403 | 2220607.7506 | 136413.5264 | 2915927.0133 | 3096108.6037 | 0 | 291352.8875 | 0 | 3377559.8148 | 8787717.8053 | 5997797.9717 | 26823485.3734 | 961560.8286 | 21870032.1104 | 21870032.1104 | 1478867.319 | 9629733.914 | 0 | 49655078.3124 | 82633711.6559 | 316227.766 | 3.0888 | 16075.7713 | 26752.5639 | 327.7263 | 545.3872
1 | 5700 | 707 | 0.015 | 15 | 15 | 7 | 4.217e-10 | 5spot_SharedNeighbor | Water | Porous | Wet | R600a | MinimizeLCOE_Brownfield | IgnoreSilica | 2019 | 96.8413 | 14.6889 | 0.80378 | 4 | 15619.4043 | 25876.8245 | 318.4227 | 527.5341 | 96.3073 | 0 | 89.2104 | 2263254.6919 | 139003.2425 | 2979704.2551 | 3180603.5876 | 0 | 279576.3452 | 0 | 3448435.4277 | 8972121.6115 | 6123657.3585 | 27386356.5201 | 961560.8286 | 21870032.1104 | 21870032.1104 | 1478867.319 | 9629733.914 | 0 | 50217949.4592 | 83196582.8027 | 421696.5034 | 3.2151 | 15619.4043 | 25876.8245 | 318.4227 | 527.5341
1 | 5700 | 707 | 0.015 | 15 | 15 | 7 | 5.6234e-10 | 5spot_SharedNeighbor | Water | Porous | Wet | R600a | MinimizeLCOE_Brownfield | IgnoreSilica | 2019 | 97.446 | 14.78 | 0.82359 | 4 | 15263.5474 | 25274.1296 | 311.1681 | 515.2473 | 96.3047 | 0 | 162.5298 | 2273107.745 | 139601.1138 | 2994473.664 | 3200249.6702 | 0 | 255997.3423 | 0 | 3456737.5188 | 8993721.9494 | 6138400.033 | 27452289.0365 | 961560.8286 | 21870032.1104 | 21870032.1104 | 1478867.319 | 9629733.914 | 0 | 50283881.9755 | 83262515.3191 | 562341.3252 | 3.2944 | 15263.5474 | 25274.1296 | 311.1681 | 515.2473
1 | 5700 | 707 | 0.015 | 15 | 15 | 7 | 7.4989e-10 | 5spot_SharedNeighbor | Water | Porous | Wet | R600a | MinimizeLCOE_Brownfield | IgnoreSilica | 2019 | 100.7996 | 15.2842 | 0.85053 | 4 | 15012.2474 | 24705.7787 | 306.045 | 503.6607 | 96.2891 | 0 | 80.4654 | 2327326.8358 | 142888.641 | 3075953.8108 | 3309137.9259 | 0 | 263091.332 | 0 | 3556175.4328 | 9252439.0042 | 6314979.739 | 28241992.7215 | 961560.8286 | 21870032.1104 | 21870032.1104 | 1478867.319 | 9629733.914 | 0 | 51073585.6605 | 84052219.0041 | 749894.2093 | 3.4021 | 15012.2474 | 24705.7787 | 306.045 | 503.6607
1 | 5700 | 707 | 0.015 | 15 | 15 | 7 | 1e-09 | 5spot_SharedNeighbor | Water | Porous | Wet | R600a | MinimizeLCOE_Brownfield | IgnoreSilica | 2019 | 101.9445 | 15.456 | 0.86515 | 4 | 14827.8483 | 24357.5599 | 302.2857 | 496.5618 | 96.2829 | 0 | 79.149 | 2345663.1372 | 143999.3192 | 3103596.0654 | 3346279.149 | 0 | 256298.1827 | 0 | 3586375.9829 | 9331014.6406 | 6368609.2254 | 28481835.7023 | 961560.8286 | 21870032.1104 | 21870032.1104 | 1478867.319 | 9629733.914 | 0 | 51313428.6414 | 84292061.9849 | 1000000 | 3.4606 | 14827.8483 | 24357.5599 | 302.2857 | 496.5618
1 | 5700 | 707 | 0.015 | 15 | 15 | 7 | 1.3335e-09 | 5spot_SharedNeighbor | Water | Porous | Wet | R600a | MinimizeLCOE_Brownfield | IgnoreSilica | 2019 | 102.805 | 15.585 | 0.8763 | 4 | 14690.1679 | 24098.6132 | 299.4789 | 491.2828 | 96.2779 | 0 | 78.1354 | 2359389.5152 | 144830.3957 | 3124317.0661 | 3374186.6834 | 0 | 250835.3063 | 0 | 3608887.997 | 9389586.2835 | 6408585.5752 | 28660618.8224 | 961560.8286 | 21870032.1104 | 21870032.1104 | 1478867.319 | 9629733.914 | 0 | 51492211.7615 | 84470845.105 | 1333521.4322 | 3.5052 | 14690.1679 | 24098.6132 | 299.4789 | 491.2828
1 | 5700 | 707 | 0.015 | 15 | 15 | 7 | 1.7783e-09 | 5spot_SharedNeighbor | Water | Porous | Wet | R600a | MinimizeLCOE_Brownfield | IgnoreSilica | 2019 | 103.4527 | 15.682 | 0.88478 | 4 | 14587.2592 | 23905.5915 | 297.381 | 487.3478 | 96.2741 | 0 | 78.0179 | 2369689.4629 | 145453.8077 | 3139881.5483 | 3395186.4327 | 0 | 246531.4673 | 0 | 3625729.6604 | 9433404.8369 | 6438492.6383 | 28794369.8546 | 961560.8286 | 21870032.1104 | 21870032.1104 | 1478867.319 | 9629733.914 | 0 | 51625962.7936 | 84604596.1371 | 1778279.41 | 3.5391 | 14587.2592 | 23905.5915 | 297.381 | 487.3478
1 | 5700 | 707 | 0.015 | 15 | 15 | 7 | 2.3714e-09 | 5spot_SharedNeighbor | Water | Porous | Wet | R600a | MinimizeLCOE_Brownfield | IgnoreSilica | 2019 | 103.9519 | 15.7568 | 0.89125 | 4 | 14510.2781 | 23760.948 | 295.8116 | 484.3991 | 96.271 | 0 | 77.7715 | 2377609.1146 | 145933.0294 | 3151858.3855 | 3411367.3294 | 0 | 243285.3729 | 0 | 3638720.7604 | 9467205.0143 | 6461561.9539 | 28897540.9604 | 961560.8286 | 21870032.1104 | 21870032.1104 | 1478867.319 | 9629733.914 | 0 | 51729133.8994 | 84707767.2429 | 2371373.7057 | 3.565 | 14510.2781 | 23760.948 | 295.8116 | 484.3991
1 | 5700 | 707 | 0.015 | 15 | 15 | 7 | 3.1623e-09 | 5spot_SharedNeighbor | Water | Porous | Wet | R600a | MinimizeLCOE_Brownfield | IgnoreSilica | 2019 | 104.3151 | 15.8112 | 0.89609 | 4 | 14452.6567 | 23653.3859 | 294.637 | 482.2063 | 96.2687 | 0 | 73.6113 | 2383361.5402 | 146281.0436 | 3160562.8565 | 3423139.0638 | 0 | 240680.0504 | 0 | 3648069.5763 | 9491528.7155 | 6478163.3797 | 28971786.2259 | 961560.8286 | 21870032.1104 | 21870032.1104 | 1478867.319 | 9629733.914 | 0 | 51803379.165 | 84782012.5085 | 3162277.6602 | 3.5843 | 14452.6567 | 23653.3859 | 294.637 | 482.2063
1 | 5700 | 707 | 0.015 | 15 | 15 | 7 | 4.217e-09 | 5spot_SharedNeighbor | Water | Porous | Wet | R600a | MinimizeLCOE_Brownfield | IgnoreSilica | 2019 | 104.5929 | 15.8528 | 0.89976 | 4 | 14409.5065 | 23572.7044 | 293.7573 | 480.5615 | 96.267 | 0 | 66.9848 | 2387756.1008 | 146546.871 | 3167215.4988 | 3432142.6389 | 0 | 238728.4693 | 0 | 3655231.9357 | 9510163.7056 | 6490882.1434 | 29028667.3634 | 961560.8286 | 21870032.1104 | 21870032.1104 | 1478867.319 | 9629733.914 | 0 | 51860260.3025 | 84838893.646 | 4216965.0343 | 3.599 | 14409.5065 | 23572.7044 | 293.7573 | 480.5615
1 | 5700 | 707 | 0.015 | 15 | 15 | 7 | 5.6234e-09 | 5spot_SharedNeighbor | Water | Porous | Wet | R600a | MinimizeLCOE_Brownfield | IgnoreSilica | 2019 | 104.8 | 15.8837 | 0.90252 | 4 | 14377.1819 | 23512.3838 | 293.0983 | 479.3317 | 96.2656 | 0 | 76.5335 | 2391028.6153 | 146744.8041 | 3172171.1764 | 3438853.3489 | 0 | 237229.0965 | 0 | 3660550.5461 | 9524001.6387 | 6500326.8171 | 29070906.0431 | 961560.8286 | 21870032.1104 | 21870032.1104 | 1478867.319 | 9629733.914 | 0 | 51902498.9822 | 84881132.3257 | 5623413.2519 | 3.6101 | 14377.1819 | 23512.3838 | 293.0983 | 479.3317
1 | 5700 | 707 | 0.015 | 15 | 15 | 7 | 7.4989e-09 | 5spot_SharedNeighbor | Water | Porous | Wet | R600a | MinimizeLCOE_Brownfield | IgnoreSilica | 2019 | 104.9607 | 15.9078 | 0.90461 | 4 | 14352.9607 | 23466.9792 | 292.6045 | 478.4061 | 96.2646 | 0 | 69.9827 | 2393566.8008 | 146898.3102 | 3176015.7745 | 3444061.6972 | 0 | 236136.6175 | 0 | 3664704.8881 | 9534810.3845 | 6507704.0082 | 29103898.4811 | 961560.8286 | 21870032.1104 | 21870032.1104 | 1478867.319 | 9629733.914 | 0 | 51935491.4202 | 84914124.7637 | 7498942.0933 | 3.6185 | 14352.9607 | 23466.9792 | 292.6045 | 478.4061
1 | 5700 | 707 | 0.015 | 15 | 15 | 7 | 1e-08 | 5spot_SharedNeighbor | Water | Porous | Wet | R600a | MinimizeLCOE_Brownfield | IgnoreSilica | 2019 | 105.0728 | 15.9246 | 0.90615 | 4 | 14334.808 | 23433.3464 | 292.2344 | 477.7205 | 96.2638 | 0 | 69.177 | 2395335.2291 | 147005.2552 | 3178694.9374 | 3447692.3818 | 0 | 235237.0091 | 0 | 3667546.2769 | 9542203.0954 | 6512749.6853 | 29126463.8703 | 961560.8286 | 21870032.1104 | 21870032.1104 | 1478867.319 | 9629733.914 | 0 | 51958056.8093 | 84936690.1528 | 10000000 | 3.6246 | 14334.808 | 23433.3464 | 292.2344 | 477.7205
1 | 5800 | 707 | 0.015 | 15 | 15 | 7 | 1e-13 | 5spot_SharedNeighbor | Water | Porous | Wet | R600a | MinimizeLCOE_Brownfield | IgnoreSilica | 2019 | 0 | 0 | 0 | 0 |  |  |  |  | 15 |  | 21.2201 | [19 empty] | 100 | 0
1 | 5800 | 707 | 0.015 | 15 | 15 | 7 | 1.3335e-13 | 5spot_SharedNeighbor | Water | Porous | Wet | R600a | MinimizeLCOE_Brownfield | IgnoreSilica | 2019 | 0 | 0 | 0 | 0 |  |  |  |  | 15 |  | 22.2022 | [19 empty] | 133.3521 | 0
1 | 5800 | 707 | 0.015 | 15 | 15 | 7 | 1.7783e-13 | 5spot_SharedNeighbor | Water | Porous | Wet | R600a | MinimizeLCOE_Brownfield | IgnoreSilica | 2019 | 0 | 0 | 0 | 0 |  |  |  |  | 15 |  | 22.5643 | [19 empty] | 177.8279 | 0
1 | 5800 | 707 | 0.015 | 15 | 15 | 7 | 2.3714e-13 | 5spot_SharedNeighbor | Water | Porous | Wet | R600a | MinimizeLCOE_Brownfield | IgnoreSilica | 2019 | 0 | 0 | 0 | 0 |  |  |  |  | 15 |  | 22.6093 | [19 empty] | 237.1374 | 0
1 | 5800 | 707 | 0.015 | 15 | 15 | 7 | 3.1623e-13 | 5spot_SharedNeighbor | Water | Porous | Wet | R600a | MinimizeLCOE_Brownfield | IgnoreSilica | 2019 | 0 | 0 | 0 | 0 |  |  |  |  | 15 |  | 25.4337 | [19 empty] | 316.2278 | 0
1 | 5800 | 707 | 0.015 | 15 | 15 | 7 | 4.217e-13 | 5spot_SharedNeighbor | Water | Porous | Wet | R600a | MinimizeLCOE_Brownfield | IgnoreSilica | 2019 | 0 | 0 | 0 | 0 |  |  |  |  | 15 |  | 27.5904 | [19 empty] | 421.6965 | 0
1 | 5800 | 707 | 0.015 | 15 | 15 | 7 | 5.6234e-13 | 5spot_SharedNeighbor | Water | Porous | Wet | R600a | MinimizeLCOE_Brownfield | IgnoreSilica | 2019 | 0 | 0 | 0 | 0 |  |  |  |  | 15 |  | 29.2972 | [19 empty] | 562.3413 | 0
1 | 5800 | 707 | 0.015 | 15 | 15 | 7 | 7.4989e-13 | 5spot_SharedNeighbor | Water | Porous | Wet | R600a | MinimizeLCOE_Brownfield | IgnoreSilica | 2019 | 0 | 0 | 0 | 0 |  |  |  |  | 15 |  | 27.1722 | [19 empty] | 749.8942 | 0
1 | 5800 | 707 | 0.015 | 15 | 15 | 7 | 1e-12 | 5spot_SharedNeighbor | Water | Porous | Wet | R600a | MinimizeLCOE_Brownfield | IgnoreSilica | 2019 | 0 | 0 | 0 | 0 |  |  |  |  | 15 |  | 27.4 | [19 empty] | 1000 | 0
1 | 5800 | 707 | 0.015 | 15 | 15 | 7 | 1.3335e-12 | 5spot_SharedNeighbor | Water | Porous | Wet | R600a | MinimizeLCOE_Brownfield | IgnoreSilica | 2019 | 1.6 | 0.14471 | 0.0016821 | 4 | 3592063.2534 | 8605766.7922 | 73229.068 | 175440.1962 | 72.7026 | 0 | 31.0722 | 72201.1848 | 3846.5429 | 75349.2896 | 65648.261 | 0 | 40458.4359 | 0 | 100426.4486 | 261289.0189 | 178335.1243 | 797554.306 | 961560.8286 | 22410181.7999 | 22410181.7999 | 1478867.319 | 9845793.7898 | 0 | 24169296.9345 | 57904139.8433 | 1333.5214 | 0.0067285 | 3592063.2534 | 8605766.7922 | 73229.068 | 175440.1962
1 | 5800 | 707 | 0.015 | 15 | 15 | 7 | 1.7783e-12 | 5spot_SharedNeighbor | Water | Porous | Wet | R600a | MinimizeLCOE_Brownfield | IgnoreSilica | 2019 | 3.0519 | 0.3555 | 0.0056378 | 4 | 1104763.3619 | 2600683.8155 | 22522.0954 | 53018.4573 | 83.299 | 0 | 58.7027 | 150152.4913 | 8565.2896 | 153325.8454 | 112547.0902 | 0 | 73278.6228 | 0 | 194169.0424 | 505188.0187 | 344801.2033 | 1542027.6038 | 961560.8286 | 22410181.7999 | 22410181.7999 | 1478867.319 | 9845793.7898 | 0 | 24913770.2323 | 58648613.141 | 1778.2794 | 0.022551 | 1104763.3619 | 2600683.8155 | 22522.0954 | 53018.4573
1 | 5800 | 707 | 0.015 | 15 | 15 | 7 | 2.3714e-12 | 5spot_SharedNeighbor | Water | Porous | Wet | R600a | MinimizeLCOE_Brownfield | IgnoreSilica | 2019 | 4.1897 | 0.52824 | 0.011291 | 4 | 563055.6244 | 1309987.5513 | 11478.6505 | 26705.8681 | 86.9998 | 0 | 78.6176 | 204338.2739 | 11930.0849 | 209869.1046 | 149631.4147 | 0 | 88823.1911 | 0 | 259190.9069 | 674361.5725 | 460265.63 | 2058410.1785 | 961560.8286 | 22410181.7999 | 22410181.7999 | 1478867.319 | 9845793.7898 | 0 | 25430152.807 | 59164995.7158 | 2371.3737 | 0.045165 | 563055.6244 | 1309987.5513 | 11478.6505 | 26705.8681
1 | 5800 | 707 | 0.015 | 15 | 15 | 7 | 3.1623e-12 | 5spot_SharedNeighbor | Water | Porous | Wet | R600a | MinimizeLCOE_Brownfield | IgnoreSilica | 2019 | 5.736 | 0.767 | 0.019427 | 4 | 335765.2609 | 769884.0891 | 6845.029 | 15695.1285 | 89.8453 | 0 | 100.832 | 271343.7252 | 16126.2106 | 282200.6873 | 200608.0352 | 0 | 107971.9715 | 0 | 342517.7456 | 891160.9141 | 608235.6354 | 2720164.9249 | 961560.8286 | 22410181.7999 | 22410181.7999 | 1478867.319 | 9845793.7898 | 0 | 26091907.5535 | 59826750.4622 | 3162.2777 | 0.077709 | 335765.2609 | 769884.0891 | 6845.029 | 15695.1285
1 | 5800 | 707 | 0.015 | 15 | 15 | 7 | 4.217e-12 | 5spot_SharedNeighbor | Water | Porous | Wet | R600a | MinimizeLCOE_Brownfield | IgnoreSilica | 2019 | 7.5802 | 1.0532 | 0.030478 | 4 | 220028.6579 | 496740.65 | 4485.5818 | 10126.73 | 91.7653 | 0 | 88.6343 | 343759.6153 | 20673.0089 | 363163.2318 | 261289.8025 | 0 | 125861.267 | 0 | 434751.3009 | 1131133.7052 | 772021.9963 | 3452653.9278 | 961560.8286 | 22410181.7999 | 22410181.7999 | 1478867.319 | 9845793.7898 | 0 | 26824396.5563 | 60559239.465 | 4216.965 | 0.12191 | 220028.6579 | 496740.65 | 4485.5818 | 10126.73
1 | 5800 | 707 | 0.015 | 15 | 15 | 7 | 5.6234e-12 | 5spot_SharedNeighbor | Water | Porous | Wet | R600a | MinimizeLCOE_Brownfield | IgnoreSilica | 2019 | 10.1944 | 1.4639 | 0.045949 | 4 | 151364.9825 | 334911.2764 | 3085.7799 | 6827.6194 | 93.4318 | 0 | 82.5305 | 438375.8108 | 26633.0356 | 471988.0901 | 348322.2387 | 0 | 150903.0992 | 0 | 560126.687 | 1457334.7419 | 994660.9066 | 4448344.6099 | 961560.8286 | 22410181.7999 | 22410181.7999 | 1478867.319 | 9845793.7898 | 0 | 27820087.2385 | 61554930.1472 | 5623.4133 | 0.18379 | 151364.9825 | 334911.2764 | 3085.7799 | 6827.6194
1 | 5800 | 707 | 0.015 | 15 | 15 | 7 | 7.4989e-12 | 5spot_SharedNeighbor | Water | Porous | Wet | R600a | MinimizeLCOE_Brownfield | IgnoreSilica | 2019 | 13.4003 | 1.9674 | 0.066353 | 4 | 109123.6052 | 236227.2726 | 2224.6323 | 4815.8125 | 94.5816 | 0 | 41.5713 | 543824.8838 | 33264.8854 | 597384.6676 | 454641.9991 | 0 | 176023.2601 | 0 | 704004.4814 | 1831675.2495 | 1250155.9949 | 5590975.4218 | 961560.8286 | 22410181.7999 | 22410181.7999 | 1478867.319 | 9845793.7898 | 0 | 28962718.0504 | 62697560.9591 | 7498.9421 | 0.26541 | 109123.6052 | 236227.2726 | 2224.6323 | 4815.8125
1 | 5800 | 707 | 0.015 | 15 | 15 | 7 | 1e-11 | 5spot_SharedNeighbor | Water | Porous | Wet | R600a | MinimizeLCOE_Brownfield | IgnoreSilica | 2019 | 17.4 | 2.5965 | 0.093057 | 4 | 81437.122 | 172066.879 | 1660.2059 | 3507.8161 | 95.4374 | 0 | 58.7773 | 664734.4848 | 40857.6478 | 745383.2489 | 587294.2482 | 0 | 202862.0931 | 0 | 874041.3719 | 2274076.3591 | 1552103.8427 | 6941353.2965 | 961560.8286 | 22410181.7999 | 22410181.7999 | 1478867.319 | 9845793.7898 | 0 | 30313095.925 | 64047938.8338 | 10000 | 0.37223 | 81437.122 | 172066.879 | 1660.2059 | 3507.8161
1 | 5800 | 707 | 0.015 | 15 | 15 | 7 | 1.3335e-11 | 5spot_SharedNeighbor | Water | Porous | Wet | R600a | MinimizeLCOE_Brownfield | IgnoreSilica | 2019 | 22.4038 | 3.3843 | 0.12773 | 4 | 62476.9054 | 128506.8397 | 1273.6762 | 2619.7857 | 96.0875 | 0 | 62.5001 | 804291.8394 | 49603.3339 | 920924.2262 | 753013.4573 | 0 | 231983.0753 | 0 | 1076328.2136 | 2800385.2264 | 1911320.4592 | 8547849.8313 | 961560.8286 | 22410181.7999 | 22410181.7999 | 1478867.319 | 9845793.7898 | 0 | 31919592.4598 | 65654435.3686 | 13335.2143 | 0.5109 | 62476.9054 | 128506.8397 | 1273.6762 | 2619.7857
1 | 5800 | 707 | 0.015 | 15 | 15 | 7 | 1.7783e-11 | 5spot_SharedNeighbor | Water | Porous | Wet | R600a | MinimizeLCOE_Brownfield | IgnoreSilica | 2019 | 28.5204 | 4.348 | 0.17197 | 4 | 49128.9881 | 98172.0682 | 1001.5609 | 2001.3704 | 96.5794 | 0 | 62.4854 | 962454.0747 | 59494.4053 | 1124935.5951 | 955767.319 | 0 | 262327.5407 | 0 | 1312341.7846 | 3414444.1251 | 2330428.2752 | 10422193.1197 | 961560.8286 | 22410181.7999 | 22410181.7999 | 1478867.319 | 9845793.7898 | 0 | 33793935.7482 | 67528778.657 | 17782.7941 | 0.68786 | 49128.9881 | 98172.0682 | 1001.5609 | 2001.3704
1 | 5800 | 707 | 0.015 | 15 | 15 | 7 | 2.3714e-11 | 5spot_SharedNeighbor | Water | Porous | Wet | R600a | MinimizeLCOE_Brownfield | IgnoreSilica | 2019 | 35.846 | 5.5031 | 0.22725 | 4 | 39541.763 | 76653.9736 | 806.1123 | 1562.6949 | 96.9535 | 0 | 112.4718 | 1138864.1342 | 70502.5529 | 1357870.9922 | 1198670.9635 | 0 | 293027.0489 | 0 | 1582984.9197 | 4118602.0463 | 2811030.5254 | 12571553.1831 | 961560.8286 | 22410181.7999 | 22410181.7999 | 1478867.319 | 9845793.7898 | 0 | 35943295.8116 | 69678138.7204 | 23713.7371 | 0.909 | 39541.763 | 76653.9736 | 806.1123 | 1562.6949
1 | 5800 | 707 | 0.015 | 15 | 15 | 7 | 3.1623e-11 | 5spot_SharedNeighbor | Water | Porous | Wet | R600a | MinimizeLCOE_Brownfield | IgnoreSilica | 2019 | 44.0575 | 6.7984 | 0.29314 | 4 | 32623.3899 | 61394.0743 | 665.0719 | 1251.6012 | 97.2293 | 0 | 131.7092 | 1324087.0211 | 82034.8162 | 1607709.0948 | 1470801.2115 | 0 | 319805.0016 | 0 | 1873730.4866 | 4875062.3713 | 3327330.2409 | 14880560.2441 | 961560.8286 | 22410181.7999 | 22410181.7999 | 1478867.319 | 9845793.7898 | 0 | 38252302.8726 | 71987145.7814 | 31622.7766 | 1.1725 | 32623.3899 | 61394.0743 | 665.0719 | 1251.6012
1 | 5800 | 707 | 0.015 | 15 | 15 | 7 | 4.217e-11 | 5spot_SharedNeighbor | Water | Porous | Wet | R600a | MinimizeLCOE_Brownfield | IgnoreSilica | 2019 | 52.842 | 8.184 | 0.3682 | 4 | 27586.1396 | 50491.4602 | 562.3808 | 1029.3367 | 97.4287 | 0 | 123.3699 | 1511004.0777 | 93647.2305 | 1864619.5331 | 1761878.3743 | 0 | 340557.0329 | 0 | 2172965.4369 | 5653610.3303 | 3858705.2205 | 17256987.2362 | 961560.8286 | 22410181.7999 | 22410181.7999 | 1478867.319 | 9845793.7898 | 0 | 40628729.8647 | 74363572.7734 | 42169.6503 | 1.4728 | 27586.1396 | 50491.4602 | 562.3808 | 1029.3367
1 | 5800 | 707 | 0.015 | 15 | 15 | 7 | 5.6234e-11 | 5spot_SharedNeighbor | Water | Porous | Wet | R600a | MinimizeLCOE_Brownfield | IgnoreSilica | 2019 | 61.6286 | 9.5685 | 0.44868 | 4 | 23914.5124 | 42711.0328 | 487.5297 | 870.7222 | 97.563 | 0 | 139.8422 | 1688572.276 | 104653.3063 | 2112759.7304 | 2052903.5378 | 0 | 352689.5462 | 0 | 2461515.5747 | 6404358.5991 | 4371106.3403 | 19548558.9106 | 961560.8286 | 22410181.7999 | 22410181.7999 | 1478867.319 | 9845793.7898 | 0 | 42920301.5391 | 76655144.4479 | 56234.1325 | 1.7947 | 23914.5124 | 42711.0328 | 487.5297 | 870.7222
1 | 5800 | 707 | 0.015 | 15 | 15 | 7 | 7.4989e-11 | 5spot_SharedNeighbor | Water | Porous | Wet | R600a | MinimizeLCOE_Brownfield | IgnoreSilica | 2019 | 69.8964 | 10.8683 | 0.52973 | 4 | 21239.1789 | 37159.8507 | 432.9894 | 757.5538 | 97.644 | 0 | 162.9565 | 1848344.0223 | 114531.6664 | 2339273.8305 | 2326494.8445 | 0 | 355821.7127 | 0 | 2723941.7698 | 7087137.7278 | 4837117.1254 | 21632662.6995 | 961560.8286 | 22410181.7999 | 22410181.7999 | 1478867.319 | 9845793.7898 | 0 | 45004405.3281 | 78739248.2368 | 74989.4209 | 2.1189 | 21239.1789 | 37159.8507 | 432.9894 | 757.5538
1 | 5800 | 707 | 0.015 | 15 | 15 | 7 | 1e-10 | 5spot_SharedNeighbor | Water | Porous | Wet | R600a | MinimizeLCOE_Brownfield | IgnoreSilica | 2019 | 77.2387 | 12.0191 | 0.60654 | 4 | 19288.6036 | 33193.1332 | 393.2243 | 676.6869 | 97.6853 | 0 | 165.3672 | 1984952.255 | 122956.4206 | 2535340.7706 | 2569149.9022 | 0 | 351015.6713 | 0 | 2949731.8577 | 7674597.2205 | 5238070.3002 | 23425814.3981 | 961560.8286 | 22410181.7999 | 22410181.7999 | 1478867.319 | 9845793.7898 | 0 | 46797557.0267 | 80532399.9354 | 100000 | 2.4262 | 19288.6036 | 33193.1332 | 393.2243 | 676.6869
1 | 5800 | 707 | 0.015 | 15 | 15 | 7 | 1.3335e-10 | 5spot_SharedNeighbor | Water | Porous | Wet | R600a | MinimizeLCOE_Brownfield | IgnoreSilica | 2019 | 83.4844 | 12.9947 | 0.67569 | 4 | 17863.3484 | 30345.0034 | 364.1685 | 618.6239 | 97.7006 | 0 | 177.387 | 2097578.9527 | 129885.43 | 2698642.6139 | 2775266.9957 | 0 | 340748.7523 | 0 | 3136427.8704 | 8160341.949 | 5569601.0585 | 24908493.6226 | 961560.8286 | 22410181.7999 | 22410181.7999 | 1478867.319 | 9845793.7898 | 0 | 48280236.2511 | 82015079.1598 | 133352.1432 | 2.7028 | 17863.3484 | 30345.0034 | 364.1685 | 618.6239
1 | 5800 | 707 | 0.015 | 15 | 15 | 7 | 1.7783e-10 | 5spot_SharedNeighbor | Water | Porous | Wet | R600a | MinimizeLCOE_Brownfield | IgnoreSilica | 2019 | 88.642 | 13.7976 | 0.73543 | 4 | 16818.4985 | 28286.2681 | 342.8678 | 576.6538 | 97.7008 | 0 | 142.7012 | 2188265.4313 | 135452.5451 | 2831224.1272 | 2945238.6529 | 0 | 327733.6969 | 0 | 3286886.6368 | 8551804.7958 | 5836782.4952 | 26103388.3811 | 961560.8286 | 22410181.7999 | 22410181.7999 | 1478867.319 | 9845793.7898 | 0 | 49475131.0096 | 83209973.9184 | 177827.941 | 2.9417 | 16818.4985 | 28286.2681 | 342.8678 | 576.6538
1 | 5800 | 707 | 0.015 | 15 | 15 | 7 | 2.3714e-10 | 5spot_SharedNeighbor | Water | Porous | Wet | R600a | MinimizeLCOE_Brownfield | IgnoreSilica | 2019 | 92.7681 | 14.4379 | 0.78522 | 4 | 16049.66 | 26790.1864 | 327.194 | 546.1542 | 97.6936 | 0 | 158.219 | 2259379.0894 | 139810.023 | 2935876.9743 | 3081047.7371 | 0 | 313723.4703 | 0 | 3404636.5447 | 8858165.9023 | 6045880.2454 | 27038519.9866 | 961560.8286 | 22410181.7999 | 22410181.7999 | 1478867.319 | 9845793.7898 | 0 | 50410262.6151 | 84145105.5239 | 237137.3706 | 3.1409 | 16049.66 | 26790.1864 | 327.194 | 546.1542
1 | 5800 | 707 | 0.015 | 15 | 15 | 7 | 3.1623e-10 | 5spot_SharedNeighbor | Water | Porous | Wet | R600a | MinimizeLCOE_Brownfield | IgnoreSilica | 2019 | 96.0324 | 14.9431 | 0.82576 | 4 | 15481.8603 | 25695.135 | 315.6187 | 523.8301 | 97.6835 | 0 | 154.0869 | 2314766.2505 | 143198.6745 | 3017807.4815 | 3188372.3466 | 0 | 300391.7385 | 0 | 3496169.2317 | 9096315.178 | 6208422.0196 | 27765442.9208 | 961560.8286 | 22410181.7999 | 22410181.7999 | 1478867.319 | 9845793.7898 | 0 | 51137185.5493 | 84872028.4581 | 316227.766 | 3.303 | 15481.8603 | 25695.135 | 315.6187 | 523.8301
1 | 5800 | 707 | 0.015 | 15 | 15 | 7 | 4.217e-10 | 5spot_SharedNeighbor | Water | Porous | Wet | R600a | MinimizeLCOE_Brownfield | IgnoreSilica | 2019 | 98.554 | 15.3326 | 0.85799 | 4 | 15061.1717 | 24890.7468 | 307.0424 | 507.4315 | 97.6731 | 0 | 150.6023 | 2357038.1347 | 145781.7384 | 3080587.5002 | 3271203.3046 | 0 | 288264.1095 | 0 | 3565721.1671 | 9277275.0468 | 6331930.8484 | 28317801.8497 | 961560.8286 | 22410181.7999 | 22410181.7999 | 1478867.319 | 9845793.7898 | 0 | 51689544.4782 | 85424387.3869 | 421696.5034 | 3.432 | 15061.1717 | 24890.7468 | 307.0424 | 507.4315
1 | 5800 | 707 | 0.015 | 15 | 15 | 7 | 5.6234e-10 | 5spot_SharedNeighbor | Water | Porous | Wet | R600a | MinimizeLCOE_Brownfield | IgnoreSilica | 2019 | 100.4977 | 15.6323 | 0.8833 | 4 | 14748.6308 | 24296.5432 | 300.6708 | 495.3179 | 97.6637 | 0 | 181.2942 | 2389325.0281 | 147752.7516 | 3128685.0468 | 3335008.8747 | 0 | 277888.9743 | 0 | 3618677.6634 | 9415056.9874 | 6425969.854 | 28738365.1802 | 961560.8286 | 22410181.7999 | 22410181.7999 | 1478867.319 | 9845793.7898 | 0 | 52110107.8087 | 85844950.7175 | 562341.3252 | 3.5332 | 14748.6308 | 24296.5432 | 300.6708 | 495.3179
1 | 5800 | 707 | 0.015 | 15 | 15 | 7 | 7.4989e-10 | 5spot_SharedNeighbor | Water | Porous | Wet | R600a | MinimizeLCOE_Brownfield | IgnoreSilica | 2019 | 102.3662 | 15.9199 | 0.90565 | 4 | 14498.4365 | 23810.7516 | 295.5702 | 485.4144 | 97.6535 | 0 | 166.7993 | 2420124.3083 | 149631.4415 | 3174683.1611 | 3396306.976 | 0 | 270938.0082 | 0 | 3670556.7191 | 9550035.6483 | 6518095.5636 | 29150371.8261 | 961560.8286 | 22410181.7999 | 22410181.7999 | 1478867.319 | 9845793.7898 | 0 | 52522114.4546 | 86256957.3634 | 749894.2093 | 3.6226 | 14498.4365 | 23810.7516 | 295.5702 | 485.4144
1 | 5800 | 707 | 0.015 | 15 | 15 | 7 | 1e-09 | 5spot_SharedNeighbor | Water | Porous | Wet | R600a | MinimizeLCOE_Brownfield | IgnoreSilica | 2019 | 103.5575 | 16.1031 | 0.92088 | 4 | 14328.2853 | 23486.5918 | 292.1015 | 478.8059 | 97.6464 | 0 | 155.8114 | 2439637.0679 | 150820.8225 | 3203887.1365 | 3435368.6804 | 0 | 264775.8885 | 0 | 3702850.9424 | 9634058.593 | 6575442.9498 | 29406842.0811 | 961560.8286 | 22410181.7999 | 22410181.7999 | 1478867.319 | 9845793.7898 | 0 | 52778584.7096 | 86513427.6184 | 1000000 | 3.6835 | 14328.2853 | 23486.5918 | 292.1015 | 478.8059
1 | 5800 | 707 | 0.015 | 15 | 15 | 7 | 1.3335e-09 | 5spot_SharedNeighbor | Water | Porous | Wet | R600a | MinimizeLCOE_Brownfield | IgnoreSilica | 2019 | 104.3929 | 16.2314 | 0.93222 | 4 | 14201.2108 | 23248.1568 | 289.5109 | 473.9451 | 97.6411 | 0 | 148.7868 | 2453262.9046 | 151650.9883 | 3224308.4932 | 3462748.8801 | 0 | 259283.8779 | 0 | 3724989.5062 | 9691658.5947 | 6614756.1345 | 29582659.3795 | 961560.8286 | 22410181.7999 | 22410181.7999 | 1478867.319 | 9845793.7898 | 0 | 52954402.008 | 86689244.9167 | 1333521.4322 | 3.7289 | 14201.2108 | 23248.1568 | 289.5109 | 473.9451
1 | 5800 | 707 | 0.015 | 15 | 15 | 7 | 1.7783e-09 | 5spot_SharedNeighbor | Water | Porous | Wet | R600a | MinimizeLCOE_Brownfield | IgnoreSilica | 2019 | 105.0339 | 16.3298 | 0.94088 | 4 | 14106.2086 | 23069.8291 | 287.5741 | 470.3097 | 97.637 | 0 | 130.7698 | 2463688.1994 | 152285.947 | 3239948.6399 | 3483754.9724 | 0 | 255073.5405 | 0 | 3741953.0067 | 9735794.1433 | 6644879.5534 | 29717378.0025 | 961560.8286 | 22410181.7999 | 22410181.7999 | 1478867.319 | 9845793.7898 | 0 | 53089120.631 | 86823963.5398 | 1778279.41 | 3.7635 | 14106.2086 | 23069.8291 | 287.5741 | 470.3097
1 | 5800 | 707 | 0.015 | 15 | 15 | 7 | 2.3714e-09 | 5spot_SharedNeighbor | Water | Porous | Wet | R600a | MinimizeLCOE_Brownfield | IgnoreSilica | 2019 | 105.5092 | 16.4028 | 0.94741 | 4 | 14035.1298 | 22936.9658 | 286.1251 | 467.6011 | 97.6338 | 0 | 137.7262 | 2471400.1089 | 152755.5256 | 3251526.8498 | 3499325.8807 | 0 | 251741.8847 | 0 | 3754432.5974 | 9768263.4783 | 6667040.5417 | 29816486.8671 | 961560.8286 | 22410181.7999 | 22410181.7999 | 1478867.319 | 9845793.7898 | 0 | 53188229.4956 | 86923072.4044 | 2371373.7057 | 3.7896 | 14035.1298 | 22936.9658 | 286.1251 | 467.6011
1 | 5800 | 707 | 0.015 | 15 | 15 | 7 | 3.1623e-09 | 5spot_SharedNeighbor | Water | Porous | Wet | R600a | MinimizeLCOE_Brownfield | IgnoreSilica | 2019 | 105.8692 | 16.458 | 0.95236 | 4 | 13981.9197 | 22837.5246 | 285.0403 | 465.5738 | 97.6313 | 0 | 121.1411 | 2477233.1314 | 153110.6311 | 3260289.1178 | 3511121.2634 | 0 | 249201.794 | 0 | 3763872.8157 | 9792824.9901 | 6683804.2781 | 29891458.0217 | 961560.8286 | 22410181.7999 | 22410181.7999 | 1478867.319 | 9845793.7898 | 0 | 53263200.6502 | 86998043.559 | 3162277.6602 | 3.8094 | 13981.9197 | 22837.5246 | 285.0403 | 465.5738
1 | 5800 | 707 | 0.015 | 15 | 15 | 7 | 4.217e-09 | 5spot_SharedNeighbor | Water | Porous | Wet | R600a | MinimizeLCOE_Brownfield | IgnoreSilica | 2019 | 106.125 | 16.4972 | 0.95602 | 4 | 13942.0691 | 22763.7565 | 284.2279 | 464.07 | 97.6295 | 0 | 131.8993 | 2481371.3839 | 153362.5249 | 3266508.1494 | 3519499.1127 | 0 | 247131.0192 | 0 | 3770470.1541 | 9809989.9112 | 6695519.6896 | 29943851.945 | 961560.8286 | 22410181.7999 | 22410181.7999 | 1478867.319 | 9845793.7898 | 0 | 53315594.5735 | 87050437.4822 | 4216965.0343 | 3.8241 | 13942.0691 | 22763.7565 | 284.2279 | 464.07
1 | 5800 | 707 | 0.015 | 15 | 15 | 7 | 5.6234e-09 | 5spot_SharedNeighbor | Water | Porous | Wet | R600a | MinimizeLCOE_Brownfield | IgnoreSilica | 2019 | 106.3445 | 16.5309 | 0.9589 | 4 | 13912.2141 | 22707.3732 | 283.6193 | 462.9205 | 97.628 | 0 | 113.7346 | 2484919.1982 | 153578.4579 | 3271841.4694 | 3526687.6566 | 0 | 245794.4096 | 0 | 3776300.2648 | 9825158.6633 | 6705872.6745 | 29990152.7943 | 961560.8286 | 22410181.7999 | 22410181.7999 | 1478867.319 | 9845793.7898 | 0 | 53361895.4228 | 87096738.3316 | 5623413.2519 | 3.8356 | 13912.2141 | 22707.3732 | 283.6193 | 462.9205
1 | 5800 | 707 | 0.015 | 15 | 15 | 7 | 7.4989e-09 | 5spot_SharedNeighbor | Water | Porous | Wet | R600a | MinimizeLCOE_Brownfield | IgnoreSilica | 2019 | 106.4929 | 16.5536 | 0.961 | 4 | 13889.8422 | 22665.8425 | 283.1632 | 462.0739 | 97.627 | 0 | 137.4889 | 2487315.3476 | 153724.2827 | 3275444.4647 | 3531546.1039 | 0 | 244637.231 | 0 | 3780140.2977 | 9835149.6411 | 6712691.7222 | 30020649.0909 | 961560.8286 | 22410181.7999 | 22410181.7999 | 1478867.319 | 9845793.7898 | 0 | 53392391.7194 | 87127234.6282 | 7498942.0933 | 3.844 | 13889.8422 | 22665.8425 | 283.1632 | 462.0739
1 | 5800 | 707 | 0.015 | 15 | 15 | 7 | 1e-08 | 5spot_SharedNeighbor | Water | Porous | Wet | R600a | MinimizeLCOE_Brownfield | IgnoreSilica | 2019 | 106.6003 | 16.5701 | 0.96255 | 4 | 13873.0747 | 22634.8939 | 282.8214 | 461.4429 | 97.6262 | 0 | 120.533 | 2489049.5784 | 153829.8179 | 3278052.6194 | 3535064.1205 | 0 | 243728.3784 | 0 | 3782892.5607 | 9842310.465 | 6717579.1316 | 30042506.6719 | 961560.8286 | 22410181.7999 | 22410181.7999 | 1478867.319 | 9845793.7898 | 0 | 53414249.3004 | 87149092.2092 | 10000000 | 3.8502 | 13873.0747 | 22634.8939 | 282.8214 | 461.4429
1 | 5900 | 707 | 0.015 | 15 | 15 | 7 | 1e-13 | 5spot_SharedNeighbor | Water | Porous | Wet | R600a | MinimizeLCOE_Brownfield | IgnoreSilica | 2019 | 0 | 0 | 0 | 0 |  |  |  |  | 15 |  | 20.7627 | [19 empty] | 100 | 0
1 | 5900 | 707 | 0.015 | 15 | 15 | 7 | 1.3335e-13 | 5spot_SharedNeighbor | Water | Porous | Wet | R600a | MinimizeLCOE_Brownfield | IgnoreSilica | 2019 | 0 | 0 | 0 | 0 |  |  |  |  | 15 |  | 23.065 | [19 empty] | 133.3521 | 0
1 | 5900 | 707 | 0.015 | 15 | 15 | 7 | 1.7783e-13 | 5spot_SharedNeighbor | Water | Porous | Wet | R600a | MinimizeLCOE_Brownfield | IgnoreSilica | 2019 | 0 | 0 | 0 | 0 |  |  |  |  | 15 |  | 22.0154 | [19 empty] | 177.8279 | 0
1 | 5900 | 707 | 0.015 | 15 | 15 | 7 | 2.3714e-13 | 5spot_SharedNeighbor | Water | Porous | Wet | R600a | MinimizeLCOE_Brownfield | IgnoreSilica | 2019 | 0 | 0 | 0 | 0 |  |  |  |  | 15 |  | 23.7542 | [19 empty] | 237.1374 | 0
1 | 5900 | 707 | 0.015 | 15 | 15 | 7 | 3.1623e-13 | 5spot_SharedNeighbor | Water | Porous | Wet | R600a | MinimizeLCOE_Brownfield | IgnoreSilica | 2019 | 0 | 0 | 0 | 0 |  |  |  |  | 15 |  | 25.153 | [19 empty] | 316.2278 | 0
1 | 5900 | 707 | 0.015 | 15 | 15 | 7 | 4.217e-13 | 5spot_SharedNeighbor | Water | Porous | Wet | R600a | MinimizeLCOE_Brownfield | IgnoreSilica | 2019 | 0 | 0 | 0 | 0 |  |  |  |  | 15 |  | 27.6716 | [19 empty] | 421.6965 | 0
1 | 5900 | 707 | 0.015 | 15 | 15 | 7 | 5.6234e-13 | 5spot_SharedNeighbor | Water | Porous | Wet | R600a | MinimizeLCOE_Brownfield | IgnoreSilica | 2019 | 0 | 0 | 0 | 0 |  |  |  |  | 15 |  | 28.2276 | [19 empty] | 562.3413 | 0
1 | 5900 | 707 | 0.015 | 15 | 15 | 7 | 7.4989e-13 | 5spot_SharedNeighbor | Water | Porous | Wet | R600a | MinimizeLCOE_Brownfield | IgnoreSilica | 2019 | 0 | 0 | 0 | 0 |  |  |  |  | 15 |  | 27.7137 | [19 empty] | 749.8942 | 0
1 | 5900 | 707 | 0.015 | 15 | 15 | 7 | 1e-12 | 5spot_SharedNeighbor | Water | Porous | Wet | R600a | MinimizeLCOE_Brownfield | IgnoreSilica | 2019 | 1.6 | 0.14714 | 7.4084e-05 | 4 | 83522898.2087 | 199942062.1442 | 1702727.2531 | 4076089.3785 | 73.3253 | 0 | 31.7059 | 73589.2573 | 3935.5857 | 76317.1679 | 66040.0689 | 0 | 49110.2277 | 0 | 104906.9999 | 272946.4945 | 186291.591 | 833137.3929 | 961560.8286 | 22956191.5802 | 22956191.5802 | 1478867.319 | 10064197.702 | 0 | 24750889.8017 | 59250146.4029 | 1000 | 0.00029634 | 83522898.2087 | 199942062.1442 | 1702727.2531 | 4076089.3785
1 | 5900 | 707 | 0.015 | 15 | 15 | 7 | 1.3335e-12 | 5spot_SharedNeighbor | Water | Porous | Wet | R600a | MinimizeLCOE_Brownfield | IgnoreSilica | 2019 | 1.6 | 0.14714 | 0.0020511 | 4 | 3013242.9104 | 7218297.5995 | 61429.0324 | 147154.76 | 73.3272 | 0 | 29.8991 | 73593.4333 | 3935.8542 | 76320.0788 | 66041.1884 | 0 | 39565.2281 | 0 | 101187.7553 | 263269.7827 | 179687.0364 | 803600.357 | 961560.8286 | 22956191.5802 | 22956191.5802 | 1478867.319 | 10064197.702 | 0 | 24721352.7659 | 59220609.367 | 1333.5214 | 0.0082042 | 3013242.9104 | 7218297.5995 | 61429.0324 | 147154.76
1 | 5900 | 707 | 0.015 | 15 | 15 | 7 | 1.7783e-12 | 5spot_SharedNeighbor | Water | Porous | Wet | R600a | MinimizeLCOE_Brownfield | IgnoreSilica | 2019 | 3.1614 | 0.37949 | 0.0067626 | 4 | 943941.61 | 2219309.3553 | 19243.5265 | 45243.623 | 84.6843 | 0 | 85.1817 | 159140.7586 | 9152.3415 | 161370.6089 | 116884.2403 | 0 | 75295.642 | 0 | 203519.0006 | 529514.6921 | 361404.6578 | 1616281.9419 | 961560.8286 | 22956191.5802 | 22956191.5802 | 1478867.319 | 10064197.702 | 0 | 25534034.3507 | 60033290.9519 | 1778.2794 | 0.02705 | 943941.61 | 2219309.3553 | 19243.5265 | 45243.623
1 | 5900 | 707 | 0.015 | 15 | 15 | 7 | 2.3714e-12 | 5spot_SharedNeighbor | Water | Porous | Wet | R600a | MinimizeLCOE_Brownfield | IgnoreSilica | 2019 | 4.5038 | 0.58908 | 0.013153 | 4 | 497151.3977 | 1152867.026 | 10135.1037 | 23502.7537 | 88.7703 | 0 | 101.5453 | 223821.3216 | 13204.0628 | 228677.3511 | 161233.0797 | 0 | 95944.1271 | 0 | 281923.1775 | 733506.2775 | 500633.1064 | 2238942.5038 | 961560.8286 | 22956191.5802 | 22956191.5802 | 1478867.319 | 10064197.702 | 0 | 26156694.9126 | 60655951.5138 | 2371.3737 | 0.052613 | 497151.3977 | 1152867.026 | 10135.1037 | 23502.7537
1 | 5900 | 707 | 0.015 | 15 | 15 | 7 | 3.1623e-12 | 5spot_SharedNeighbor | Water | Porous | Wet | R600a | MinimizeLCOE_Brownfield | IgnoreSilica | 2019 | 6.0649 | 0.83663 | 0.022215 | 4 | 301903.1881 | 690150.894 | 6154.7048 | 14069.6595 | 91.4012 | 0 | 99.7912 | 291996.8726 | 17508.9369 | 302154.5531 | 213277.085 | 0 | 114290.4499 | 0 | 366298.88 | 953034.5476 | 650465.6617 | 2909026.9869 | 961560.8286 | 22956191.5802 | 22956191.5802 | 1478867.319 | 10064197.702 | 0 | 26826779.3958 | 61326035.9969 | 3162.2777 | 0.088859 | 301903.1881 | 690150.894 | 6154.7048 | 14069.6595
1 | 5900 | 707 | 0.015 | 15 | 15 | 7 | 4.217e-12 | 5spot_SharedNeighbor | Water | Porous | Wet | R600a | MinimizeLCOE_Brownfield | IgnoreSilica | 2019 | 8.0017 | 1.1452 | 0.034497 | 4 | 200050.888 | 450064.9583 | 4078.3079 | 9175.1829 | 93.2574 | 0 | 82.2859 | 368885.6975 | 22374.797 | 387863.6701 | 278216.1494 | 0 | 133108.4255 | 0 | 464275.0084 | 1207948.3359 | 824449.5601 | 3687121.6438 | 961560.8286 | 22956191.5802 | 22956191.5802 | 1478867.319 | 10064197.702 | 0 | 27604874.0526 | 62104130.6538 | 4216.965 | 0.13799 | 200050.888 | 450064.9583 | 4078.3079 | 9175.1829
1 | 5900 | 707 | 0.015 | 15 | 15 | 7 | 5.6234e-12 | 5spot_SharedNeighbor | Water | Porous | Wet | R600a | MinimizeLCOE_Brownfield | IgnoreSilica | 2019 | 10.7861 | 1.5942 | 0.051769 | 4 | 138483.4033 | 305086.2468 | 2823.1715 | 6219.5958 | 94.9303 | 0 | 45.4706 | 470822.8823 | 28845.7894 | 504743.1498 | 371780.4104 | 0 | 160225.6188 | 0 | 599202.9618 | 1559003.1931 | 1064051.7136 | 4758675.7192 | 961560.8286 | 22956191.5802 | 22956191.5802 | 1478867.319 | 10064197.702 | 0 | 28676428.128 | 63175684.7292 | 5623.4133 | 0.20707 | 138483.4033 | 305086.2468 | 2823.1715 | 6219.5958
1 | 5900 | 707 | 0.015 | 15 | 15 | 7 | 7.4989e-12 | 5spot_SharedNeighbor | Water | Porous | Wet | R600a | MinimizeLCOE_Brownfield | IgnoreSilica | 2019 | 14.0971 | 2.1274 | 0.074165 | 4 | 100672.0322 | 216963.5072 | 2052.3355 | 4423.0946 | 96.0364 | 0 | 51.7035 | 580890.8695 | 35817.3898 | 635262.3195 | 482551.3067 | 0 | 185827.712 | 0 | 748936.3431 | 1948578.7367 | 1329945.0271 | 5947809.7044 | 961560.8286 | 22956191.5802 | 22956191.5802 | 1478867.319 | 10064197.702 | 0 | 29865562.1132 | 64364818.7144 | 7498.9421 | 0.29666 | 100672.0322 | 216963.5072 | 2052.3355 | 4423.0946
1 | 5900 | 707 | 0.015 | 15 | 15 | 7 | 1e-11 | 5spot_SharedNeighbor | Water | Porous | Wet | R600a | MinimizeLCOE_Brownfield | IgnoreSilica | 2019 | 18.7009 | 2.8703 | 0.10422 | 4 | 75430.0754 | 158185.2797 | 1537.7441 | 3224.8209 | 96.9397 | 0 | 69.1513 | 721260.2056 | 44693.5737 | 806699.9293 | 636796.3965 | 0 | 221019.5401 | 0 | 947883.1617 | 2466197.5491 | 1683230.5025 | 7527780.8586 | 961560.8286 | 22956191.5802 | 22956191.5802 | 1478867.319 | 10064197.702 | 0 | 31445533.2674 | 65944789.8686 | 10000 | 0.41688 | 75430.0754 | 158185.2797 | 1537.7441 | 3224.8209
1 | 5900 | 707 | 0.015 | 15 | 15 | 7 | 1.3335e-11 | 5spot_SharedNeighbor | Water | Porous | Wet | R600a | MinimizeLCOE_Brownfield | IgnoreSilica | 2019 | 23.6218 | 3.6649 | 0.14216 | 4 | 58078.5216 | 118746.247 | 1184.0092 | 2420.8029 | 97.5246 | 0 | 107.0952 | 859751.3663 | 53431.5595 | 980486.6595 | 801486.56 | 0 | 245878.3833 | 0 | 1147003.4662 | 2984267.7362 | 2036824.0505 | 9109129.7815 | 961560.8286 | 22956191.5802 | 22956191.5802 | 1478867.319 | 10064197.702 | 0 | 33026882.1903 | 67526138.7915 | 13335.2143 | 0.56866 | 58078.5216 | 118746.247 | 1184.0092 | 2420.8029
1 | 5900 | 707 | 0.015 | 15 | 15 | 7 | 1.7783e-11 | 5spot_SharedNeighbor | Water | Porous | Wet | R600a | MinimizeLCOE_Brownfield | IgnoreSilica | 2019 | 30.046 | 4.7032 | 0.19092 | 4 | 45851.6543 | 91027.5528 | 934.748 | 1855.7198 | 98.0067 | 0 | 114.2678 | 1027868.5046 | 64016.0259 | 1196600.9802 | 1016540.2626 | 0 | 278005.0845 | 0 | 1397382.0345 | 3635701.4114 | 2481440.9195 | 11097555.2232 | 961560.8286 | 22956191.5802 | 22956191.5802 | 1478867.319 | 10064197.702 | 0 | 35015307.632 | 69514564.2332 | 17782.7941 | 0.76367 | 45851.6543 | 91027.5528 | 934.748 | 1855.7198
1 | 5900 | 707 | 0.015 | 15 | 15 | 7 | 2.3714e-11 | 5spot_SharedNeighbor | Water | Porous | Wet | R600a | MinimizeLCOE_Brownfield | IgnoreSilica | 2019 | 37.5607 | 5.9189 | 0.2512 | 4 | 37065.3115 | 71399.9066 | 755.6265 | 1455.5837 | 98.3672 | 0 | 105.6936 | 1211377.9324 | 75548.5061 | 1437828.6107 | 1268886.445 | 0 | 308659.2898 | 0 | 1677897.3058 | 4365544.6055 | 2979573.8962 | 13325316.5915 | 961560.8286 | 22956191.5802 | 22956191.5802 | 1478867.319 | 10064197.702 | 0 | 37243069.0003 | 71742325.6015 | 23713.7371 | 1.0048 | 37065.3115 | 71399.9066 | 755.6265 | 1455.5837
1 | 5900 | 707 | 0.015 | 15 | 15 | 7 | 3.1623e-11 | 5spot_SharedNeighbor | Water | Porous | Wet | R600a | MinimizeLCOE_Brownfield | IgnoreSilica | 2019 | 46.0138 | 7.2869 | 0.32291 | 4 | 30696.4485 | 57406.0916 | 625.7886 | 1170.3008 | 98.6356 | 0 | 116.617 | 1405029.2756 | 87691.6344 | 1697712.9658 | 1552802.4666 | 0 | 335787.0367 | 0 | 1980819.1178 | 5153685.0228 | 3517495.9257 | 15731023.4453 | 961560.8286 | 22956191.5802 | 22956191.5802 | 1478867.319 | 10064197.702 | 0 | 39648775.8542 | 74148032.4554 | 31622.7766 | 1.2916 | 30696.4485 | 57406.0916 | 625.7886 | 1170.3008
1 | 5900 | 707 | 0.015 | 15 | 15 | 7 | 4.217e-11 | 5spot_SharedNeighbor | Water | Porous | Wet | R600a | MinimizeLCOE_Brownfield | IgnoreSilica | 2019 | 54.966 | 8.7355 | 0.4039 | 4 | 26058.572 | 47412.4867 | 531.2392 | 966.5677 | 98.8274 | 0 | 125.1817 | 1598669.6772 | 99806.5632 | 1962432.81 | 1853449.4971 | 0 | 356106.9681 | 0 | 2289481.551 | 5956761.3585 | 4065612.0264 | 18182320.4514 | 961560.8286 | 22956191.5802 | 22956191.5802 | 1478867.319 | 10064197.702 | 0 | 42100072.8603 | 76599329.4615 | 42169.6503 | 1.6156 | 26058.572 | 47412.4867 | 531.2392 | 966.5677
1 | 5900 | 707 | 0.015 | 15 | 15 | 7 | 5.6234e-11 | 5spot_SharedNeighbor | Water | Porous | Wet | R600a | MinimizeLCOE_Brownfield | IgnoreSilica | 2019 | 63.8212 | 10.1663 | 0.48985 | 4 | 22678.9663 | 40286.0208 | 462.3414 | 821.285 | 98.9534 | 0 | 129.0541 | 1780729.607 | 111168.8669 | 2215419.7278 | 2150629.6533 | 0 | 367084.834 | 0 | 2583762.7487 | 6722420.6695 | 4588190.2389 | 20519406.3461 | 961560.8286 | 22956191.5802 | 22956191.5802 | 1478867.319 | 10064197.702 | 0 | 44437158.7549 | 78936415.3561 | 56234.1325 | 1.9594 | 22678.9663 | 40286.0208 | 462.3414 | 821.285
1 | 5900 | 707 | 0.015 | 15 | 15 | 7 | 7.4989e-11 | 5spot_SharedNeighbor | Water | Porous | Wet | R600a | MinimizeLCOE_Brownfield | IgnoreSilica | 2019 | 72.0501 | 11.4925 | 0.57545 | 4 | 20216.9301 | 35204.9951 | 412.1495 | 717.7014 | 99.0264 | 0 | 138.5056 | 1942627.3604 | 121245.7677 | 2443614.0076 | 2426364.5712 | 0 | 368492.2361 | 0 | 2847914.1378 | 7409688.3989 | 5057264.5861 | 22617211.0658 | 961560.8286 | 22956191.5802 | 22956191.5802 | 1478867.319 | 10064197.702 | 0 | 46534963.4747 | 81034220.0759 | 74989.4209 | 2.3018 | 20216.9301 | 35204.9951 | 412.1495 | 717.7014
1 | 5900 | 707 | 0.015 | 15 | 15 | 7 | 1e-10 | 5spot_SharedNeighbor | Water | Porous | Wet | R600a | MinimizeLCOE_Brownfield | IgnoreSilica | 2019 | 79.3239 | 12.6607 | 0.65591 | 4 | 18421.5307 | 31570.8353 | 375.5478 | 643.6142 | 99.061 | 0 | 155.9371 | 2080504.3953 | 129804.3001 | 2640317.0712 | 2669630.2522 | 0 | 362215.6601 | 0 | 3074163.9548 | 7998344.0127 | 5459034.1382 | 24414013.7846 | 961560.8286 | 22956191.5802 | 22956191.5802 | 1478867.319 | 10064197.702 | 0 | 48331766.1934 | 82831022.7946 | 100000 | 2.6237 | 18421.5307 | 31570.8353 | 375.5478 | 643.6142
1 | 5900 | 707 | 0.015 | 15 | 15 | 7 | 1.3335e-10 | 5spot_SharedNeighbor | Water | Porous | Wet | R600a | MinimizeLCOE_Brownfield | IgnoreSilica | 2019 | 85.4944 | 13.6481 | 0.7279 | 4 | 17108.8816 | 28957.8192 | 348.7877 | 590.3443 | 99.0712 | 0 | 146.9852 | 2193941.0401 | 136827.9508 | 2803778.0783 | 2875657.2088 | 0 | 350851.0276 | 0 | 3260811.5692 | 8483962.8186 | 5790478.9517 | 25896308.6451 | 961560.8286 | 22956191.5802 | 22956191.5802 | 1478867.319 | 10064197.702 | 0 | 49814061.054 | 84313317.6552 | 133352.1432 | 2.9116 | 17108.8816 | 28957.8192 | 348.7877 | 590.3443
1 | 5900 | 707 | 0.015 | 15 | 15 | 7 | 1.7783e-10 | 5spot_SharedNeighbor | Water | Porous | Wet | R600a | MinimizeLCOE_Brownfield | IgnoreSilica | 2019 | 90.5445 | 14.4533 | 0.78963 | 4 | 16145.8882 | 27068.4554 | 329.1558 | 551.8271 | 99.0676 | 0 | 115.7273 | 2284520.3396 | 142423.7417 | 2935363.4557 | 3044012.4605 | 0 | 336754.8141 | 0 | 3409799.1765 | 8871598.0113 | 6055047.9358 | 27079519.9353 | 961560.8286 | 22956191.5802 | 22956191.5802 | 1478867.319 | 10064197.702 | 0 | 50997272.3442 | 85496528.9454 | 177827.941 | 3.1585 | 16145.8882 | 27068.4554 | 329.1558 | 551.8271
1 | 5900 | 707 | 0.015 | 15 | 15 | 7 | 2.3714e-10 | 5spot_SharedNeighbor | Water | Porous | Wet | R600a | MinimizeLCOE_Brownfield | IgnoreSilica | 2019 | 94.5781 | 15.0944 | 0.84088 | 4 | 15436.7613 | 25693.6176 | 314.6993 | 523.7991 | 99.0576 | 0 | 160.4609 | 2355470.7056 | 146798.5418 | 3039098.068 | 3178288.9252 | 0 | 321991.5149 | 0 | 3526242.6247 | 9174559.9775 | 6261825.703 | 28004276.0608 | 961560.8286 | 22956191.5802 | 22956191.5802 | 1478867.319 | 10064197.702 | 0 | 51922028.4696 | 86421285.0708 | 237137.3706 | 3.3635 | 15436.7613 | 25693.6176 | 314.6993 | 523.7991
1 | 5900 | 707 | 0.015 | 15 | 15 | 7 | 3.1623e-10 | 5spot_SharedNeighbor | Water | Porous | Wet | R600a | MinimizeLCOE_Brownfield | IgnoreSilica | 2019 | 97.7575 | 15.5984 | 0.88244 | 4 | 14912.7059 | 24686.5475 | 304.0157 | 503.2687 | 99.0456 | 0 | 161.4074 | 2410553.767 | 150189.6408 | 3120039.5997 | 3284005.241 | 0 | 308082.1091 | 0 | 3616419.4394 | 9409181.5518 | 6421959.7484 | 28720431.0972 | 961560.8286 | 22956191.5802 | 22956191.5802 | 1478867.319 | 10064197.702 | 0 | 52638183.5061 | 87137440.1073 | 316227.766 | 3.5298 | 14912.7059 | 24686.5475 | 304.0157 | 503.2687
1 | 5900 | 707 | 0.015 | 15 | 15 | 7 | 4.217e-10 | 5spot_SharedNeighbor | Water | Porous | Wet | R600a | MinimizeLCOE_Brownfield | IgnoreSilica | 2019 | 100.2077 | 15.986 | 0.91539 | 4 | 14524.2019 | 23946.2505 | 296.0955 | 488.1767 | 99.0339 | 0 | 158.6716 | 2452508.344 | 152769.2632 | 3181929.6838 | 3365393.7628 | 0 | 295533.3925 | 0 | 3684772.4341 | 9587022.0226 | 6543339.5241 | 29263268.427 | 961560.8286 | 22956191.5802 | 22956191.5802 | 1478867.319 | 10064197.702 | 0 | 53181020.8359 | 87680277.4371 | 421696.5034 | 3.6615 | 14524.2019 | 23946.2505 | 296.0955 | 488.1767
1 | 5900 | 707 | 0.015 | 15 | 15 | 7 | 5.6234e-10 | 5spot_SharedNeighbor | Water | Porous | Wet | R600a | MinimizeLCOE_Brownfield | IgnoreSilica | 2019 | 102.0908 | 16.2833 | 0.94119 | 4 | 14235.4332 | 23399.1658 | 290.2086 | 477.0236 | 99.0235 | 0 | 147.3406 | 2484466.7993 | 154732.3285 | 3229214.0779 | 3427897.8932 | 0 | 284835.4631 | 0 | 3736647.1591 | 9721989.4164 | 6635457.5436 | 29675240.681 | 961560.8286 | 22956191.5802 | 22956191.5802 | 1478867.319 | 10064197.702 | 0 | 53592993.0899 | 88092249.6911 | 562341.3252 | 3.7648 | 14235.4332 | 23399.1658 | 290.2086 | 477.0236
1 | 5900 | 707 | 0.015 | 15 | 15 | 7 | 7.4989e-10 | 5spot_SharedNeighbor | Water | Porous | Wet | R600a | MinimizeLCOE_Brownfield | IgnoreSilica | 2019 | 101.146 | 16.1342 | 0.95061 | 4 | 14010.0374 | 23082.9744 | 285.6136 | 470.5777 | 99.0287 | 0 | 496.5671 | 2468455.1836 | 153748.8778 | 3205513.6197 | 3396539.0458 | 0 | 253336.4448 | 0 | 3696261.337 | 9616913.7913 | 6563741.2704 | 29354509.5703 | 961560.8286 | 22956191.5802 | 22956191.5802 | 1478867.319 | 10064197.702 | 0 | 53272261.9792 | 87771518.5804 | 749894.2093 | 3.8024 | 14010.0374 | 23082.9744 | 285.6136 | 470.5777
1 | 5900 | 707 | 0.015 | 15 | 15 | 7 | 1e-09 | 5spot_SharedNeighbor | Water | Porous | Wet | R600a | MinimizeLCOE_Brownfield | IgnoreSilica | 2019 | 105.0922 | 16.7563 | 0.97974 | 4 | 13844.8434 | 22647.9906 | 282.2459 | 461.7099 | 99.0047 | 0 | 137.8295 | 2534904.1404 | 157827.0572 | 3304084.7155 | 3527434.5784 | 0 | 271444.7207 | 0 | 3820321.1327 | 9939691.9317 | 6784043.9837 | 30339752.2602 | 961560.8286 | 22956191.5802 | 22956191.5802 | 1478867.319 | 10064197.702 | 0 | 54257504.6691 | 88756761.2703 | 1000000 | 3.919 | 13844.8434 | 22647.9906 | 282.2459 | 461.7099
1 | 5900 | 707 | 0.015 | 15 | 15 | 7 | 1.3335e-09 | 5spot_SharedNeighbor | Water | Porous | Wet | R600a | MinimizeLCOE_Brownfield | IgnoreSilica | 2019 | 105.9035 | 16.8839 | 0.99127 | 4 | 13727.388 | 22428.1381 | 279.8514 | 457.2279 | 98.999 | 0 | 113.8918 | 2548429.4721 | 158656.1588 | 3324215.6053 | 3554314.5203 | 0 | 265878.4829 | 0 | 3842082.7534 | 9996311.2048 | 6822687.8009 | 30512575.9986 | 961560.8286 | 22956191.5802 | 22956191.5802 | 1478867.319 | 10064197.702 | 0 | 54430328.4074 | 88929585.0086 | 1333521.4322 | 3.9651 | 13727.388 | 22428.1381 | 279.8514 | 457.2279
1 | 5900 | 707 | 0.015 | 15 | 15 | 7 | 1.7783e-09 | 5spot_SharedNeighbor | Water | Porous | Wet | R600a | MinimizeLCOE_Brownfield | IgnoreSilica | 2019 | 106.5077 | 16.9789 | 0.99999 | 4 | 13639.5699 | 22264.4412 | 278.0611 | 453.8907 | 98.9947 | 0 | 130.9436 | 2558470.9895 | 159271.4488 | 3339177.2146 | 3574313.2566 | 0 | 261455.7382 | 0 | 3858148.5726 | 10038111.1709 | 6851217.1367 | 30640165.5279 | 961560.8286 | 22956191.5802 | 22956191.5802 | 1478867.319 | 10064197.702 | 0 | 54557917.9367 | 89057174.5379 | 1778279.41 | 4 | 13639.5699 | 22264.4412 | 278.0611 | 453.8907
1 | 5900 | 707 | 0.015 | 15 | 15 | 7 | 2.3714e-09 | 5spot_SharedNeighbor | Water | Porous | Wet | R600a | MinimizeLCOE_Brownfield | IgnoreSilica | 2019 | 106.983 | 17.0536 | 1.0067 | 4 | 13573.8572 | 22141.3186 | 276.7214 | 451.3807 | 98.9913 | 0 | 139.5887 | 2566352.9457 | 159754.2891 | 3350929.6764 | 3590041.4607 | 0 | 258212.9239 | 0 | 3870863.6054 | 10071193.0779 | 6873796.218 | 30741144.197 | 961560.8286 | 22956191.5802 | 22956191.5802 | 1478867.319 | 10064197.702 | 0 | 54658896.6059 | 89158153.2071 | 2371373.7057 | 4.0268 | 13573.8572 | 22141.3186 | 276.7214 | 451.3807
1 | 5900 | 707 | 0.015 | 15 | 15 | 7 | 3.1623e-09 | 5spot_SharedNeighbor | Water | Porous | Wet | R600a | MinimizeLCOE_Brownfield | IgnoreSilica | 2019 | 107.3165 | 17.106 | 1.0116 | 4 | 13524.6592 | 22050.231 | 275.7185 | 449.5238 | 98.9888 | 0 | 139.8139 | 2571875.8358 | 160092.547 | 3359169.2381 | 3601078.4832 | 0 | 255507.3218 | 0 | 3879612.1361 | 10093954.9602 | 6889331.6704 | 30810622.1925 | 961560.8286 | 22956191.5802 | 22956191.5802 | 1478867.319 | 10064197.702 | 0 | 54728374.6014 | 89227631.2026 | 3162277.6602 | 4.0466 | 13524.6592 | 22050.231 | 275.7185 | 449.5238
1 | 5900 | 707 | 0.015 | 15 | 15 | 7 | 4.217e-09 | 5spot_SharedNeighbor | Water | Porous | Wet | R600a | MinimizeLCOE_Brownfield | IgnoreSilica | 2019 | 107.5749 | 17.1466 | 1.0154 | 4 | 13487.8105 | 21981.7593 | 274.9673 | 448.1279 | 98.9868 | 0 | 127.476 | 2576148.7466 | 160354.2112 | 3365546.4965 | 3609626.562 | 0 | 253510.6247 | 0 | 3886422.79 | 10111674.8846 | 6901425.8829 | 30864710.1986 | 961560.8286 | 22956191.5802 | 22956191.5802 | 1478867.319 | 10064197.702 | 0 | 54782462.6074 | 89281719.2086 | 4216965.0343 | 4.0616 | 13487.8105 | 21981.7593 | 274.9673 | 448.1279
1 | 5900 | 707 | 0.015 | 15 | 15 | 7 | 5.6234e-09 | 5spot_SharedNeighbor | Water | Porous | Wet | R600a | MinimizeLCOE_Brownfield | IgnoreSilica | 2019 | 107.777 | 17.1783 | 1.0183 | 4 | 13460.2028 | 21930.1741 | 274.4044 | 447.0763 | 98.9853 | 0 | 147.5017 | 2579487.2981 | 160558.6352 | 3370530.7638 | 3616310.8891 | 0 | 252063.8706 | 0 | 3891791.0681 | 10125642.0431 | 6910958.7555 | 30907343.3234 | 961560.8286 | 22956191.5802 | 22956191.5802 | 1478867.319 | 10064197.702 | 0 | 54825095.7322 | 89324352.3334 | 5623413.2519 | 4.0731 | 13460.2028 | 21930.1741 | 274.4044 | 447.0763
1 | 5900 | 707 | 0.015 | 15 | 15 | 7 | 7.4989e-09 | 5spot_SharedNeighbor | Water | Porous | Wet | R600a | MinimizeLCOE_Brownfield | IgnoreSilica | 2019 | 107.9233 | 17.2012 | 1.0204 | 4 | 13439.514 | 21891.7554 | 273.9827 | 446.293 | 98.9842 | 0 | 134.23 | 2581903.1396 | 160706.5473 | 3374138.3485 | 3621150.8691 | 0 | 250919.3502 | 0 | 3895639.1193 | 10135653.883 | 6917792.042 | 30937903.299 | 961560.8286 | 22956191.5802 | 22956191.5802 | 1478867.319 | 10064197.702 | 0 | 54855655.7079 | 89354912.309 | 7498942.0933 | 4.0817 | 13439.514 | 21891.7554 | 273.9827 | 446.293
1 | 5900 | 707 | 0.015 | 15 | 15 | 7 | 1e-08 | 5spot_SharedNeighbor | Water | Porous | Wet | R600a | MinimizeLCOE_Brownfield | IgnoreSilica | 2019 | 108.0398 | 17.2195 | 1.0221 | 4 | 13424.0075 | 21862.7038 | 273.6666 | 445.7008 | 98.9833 | 0 | 136.3957 | 2583825.8405 | 160824.2596 | 3377010.0116 | 3625004.6346 | 0 | 250114.007 | 0 | 3898743.7138 | 10143731.401 | 6923305.114 | 30962558.982 | 961560.8286 | 22956191.5802 | 22956191.5802 | 1478867.319 | 10064197.702 | 0 | 54880311.3908 | 89379567.992 | 10000000 | 4.0882 | 13424.0075 | 21862.7038 | 273.6666 | 445.7008
1 | 6000 | 707 | 0.015 | 15 | 15 | 7 | 1e-13 | 5spot_SharedNeighbor | Water | Porous | Wet | R600a | MinimizeLCOE_Brownfield | IgnoreSilica | 2019 | 0 | 0 | 0 | 0 |  |  |  |  | 15 |  | 21.0426 | [19 empty] | 100 | 0
1 | 6000 | 707 | 0.015 | 15 | 15 | 7 | 1.3335e-13 | 5spot_SharedNeighbor | Water | Porous | Wet | R600a | MinimizeLCOE_Brownfield | IgnoreSilica | 2019 | 0 | 0 | 0 | 0 |  |  |  |  | 15 |  | 22.863 | [19 empty] | 133.3521 | 0
1 | 6000 | 707 | 0.015 | 15 | 15 | 7 | 1.7783e-13 | 5spot_SharedNeighbor | Water | Porous | Wet | R600a | MinimizeLCOE_Brownfield | IgnoreSilica | 2019 | 0 | 0 | 0 | 0 |  |  |  |  | 15 |  | 21.751 | [19 empty] | 177.8279 | 0
1 | 6000 | 707 | 0.015 | 15 | 15 | 7 | 2.3714e-13 | 5spot_SharedNeighbor | Water | Porous | Wet | R600a | MinimizeLCOE_Brownfield | IgnoreSilica | 2019 | 0 | 0 | 0 | 0 |  |  |  |  | 15 |  | 23.1681 | [19 empty] | 237.1374 | 0
1 | 6000 | 707 | 0.015 | 15 | 15 | 7 | 3.1623e-13 | 5spot_SharedNeighbor | Water | Porous | Wet | R600a | MinimizeLCOE_Brownfield | IgnoreSilica | 2019 | 0 | 0 | 0 | 0 |  |  |  |  | 15 |  | 24.3003 | [19 empty] | 316.2278 | 0
1 | 6000 | 707 | 0.015 | 15 | 15 | 7 | 4.217e-13 | 5spot_SharedNeighbor | Water | Porous | Wet | R600a | MinimizeLCOE_Brownfield | IgnoreSilica | 2019 | 0 | 0 | 0 | 0 |  |  |  |  | 15 |  | 26.7622 | [19 empty] | 421.6965 | 0
1 | 6000 | 707 | 0.015 | 15 | 15 | 7 | 5.6234e-13 | 5spot_SharedNeighbor | Water | Porous | Wet | R600a | MinimizeLCOE_Brownfield | IgnoreSilica | 2019 | 0 | 0 | 0 | 0 |  |  |  |  | 15 |  | 29.1644 | [19 empty] | 562.3413 | 0
1 | 6000 | 707 | 0.015 | 15 | 15 | 7 | 7.4989e-13 | 5spot_SharedNeighbor | Water | Porous | Wet | R600a | MinimizeLCOE_Brownfield | IgnoreSilica | 2019 | 0 | 0 | 0 | 0 |  |  |  |  | 15 |  | 26.246 | [19 empty] | 749.8942 | 0
1 | 6000 | 707 | 0.015 | 15 | 15 | 7 | 1e-12 | 5spot_SharedNeighbor | Water | Porous | Wet | R600a | MinimizeLCOE_Brownfield | IgnoreSilica | 2019 | 1.6 | 0.14954 | 0.00046843 | 4 | 13507071.3764 | 32331475.139 | 275359.9197 | 659120.8523 | 73.9409 | 0 | 30.8047 | 74961.224 | 4024.0369 | 77271.3594 | 66406.3633 | 0 | 48222.1799 | 0 | 105645.2138 | 274867.1755 | 187602.4952 | 839000.0481 | 961560.8286 | 23508061.4514 | 23508061.4514 | 1478867.319 | 10284945.6504 | 0 | 25308622.3281 | 60580496.749 | 1000 | 0.0018737 | 13507071.3764 | 32331475.139 | 275359.9197 | 659120.8523
1 | 6000 | 707 | 0.015 | 15 | 15 | 7 | 1.3335e-12 | 5spot_SharedNeighbor | Water | Porous | Wet | R600a | MinimizeLCOE_Brownfield | IgnoreSilica | 2019 | 1.6 | 0.14955 | 0.0024192 | 4 | 2612329.8104 | 6257319.8987 | 53255.8766 | 127563.9298 | 73.9428 | 0 | 29.963 | 74965.4146 | 4024.3078 | 77274.2674 | 66407.4776 | 0 | 38655.3531 | 0 | 101917.46 | 265168.3248 | 180982.8303 | 809395.4357 | 961560.8286 | 23508061.4514 | 23508061.4514 | 1478867.319 | 10284945.6504 | 0 | 25279017.7157 | 60550892.1365 | 1333.5214 | 0.0096768 | 2612329.8104 | 6257319.8987 | 53255.8766 | 127563.9298
1 | 6000 | 707 | 0.015 | 15 | 15 | 7 | 1.7783e-12 | 5spot_SharedNeighbor | Water | Porous | Wet | R600a | MinimizeLCOE_Brownfield | IgnoreSilica | 2019 | 3.4392 | 0.43101 | 0.0080518 | 4 | 815059.6874 | 1910221.2064 | 16616.0942 | 38942.4431 | 86.7124 | 0 | 75.5209 | 177009.204 | 10303.4397 | 178388.1742 | 126852.9194 | 0 | 82475.2384 | 0 | 224261.3006 | 583481.9018 | 398238.3873 | 1781010.5656 | 961560.8286 | 23508061.4514 | 23508061.4514 | 1478867.319 | 10284945.6504 | 0 | 26250632.8456 | 61522507.2664 | 1778.2794 | 0.032207 | 815059.6874 | 1910221.2064 | 16616.0942 | 38942.4431
1 | 6000 | 707 | 0.015 | 15 | 15 | 7 | 2.3714e-12 | 5spot_SharedNeighbor | Water | Porous | Wet | R600a | MinimizeLCOE_Brownfield | IgnoreSilica | 2019 | 4.7692 | 0.64475 | 0.015221 | 4 | 441317.9002 | 1020646.1378 | 8996.8623 | 20807.252 | 90.3884 | 0 | 63.7522 | 241611.1431 | 14388.805 | 245500.8851 | 171566.6952 | 0 | 101689.1431 | 0 | 302155.1019 | 786145.5946 | 536560.522 | 2399617.89 | 961560.8286 | 23508061.4514 | 23508061.4514 | 1478867.319 | 10284945.6504 | 0 | 26869240.1701 | 62141114.5909 | 2371.3737 | 0.060884 | 441317.9002 | 1020646.1378 | 8996.8623 | 20807.252
1 | 6000 | 707 | 0.015 | 15 | 15 | 7 | 3.1623e-12 | 5spot_SharedNeighbor | Water | Porous | Wet | R600a | MinimizeLCOE_Brownfield | IgnoreSilica | 2019 | 6.4398 | 0.91684 | 0.025338 | 4 | 272267.6445 | 620282.9291 | 5550.5442 | 12645.3065 | 92.9875 | 0 | 91.2366 | 315285.2679 | 19079.907 | 324716.5947 | 228146.0995 | 0 | 121767.4771 | 0 | 393508.185 | 1023827.5778 | 698783.3594 | 3125114.4685 | 961560.8286 | 23508061.4514 | 23508061.4514 | 1478867.319 | 10284945.6504 | 0 | 27594736.7485 | 62866611.1694 | 3162.2777 | 0.10135 | 272267.6445 | 620282.9291 | 5550.5442 | 12645.3065
1 | 6000 | 707 | 0.015 | 15 | 15 | 7 | 4.217e-12 | 5spot_SharedNeighbor | Water | Porous | Wet | R600a | MinimizeLCOE_Brownfield | IgnoreSilica | 2019 | 8.4304 | 1.2413 | 0.038864 | 4 | 182664.6754 | 409554.9178 | 3723.8665 | 8349.331 | 94.7314 | 0 | 45.1997 | 394783.24 | 24146.1655 | 413229.7196 | 295333.2355 | 0 | 140417.8891 | 0 | 494484.9974 | 1286548.5304 | 878095.8079 | 3927039.5854 | 961560.8286 | 23508061.4514 | 23508061.4514 | 1478867.319 | 10284945.6504 | 0 | 28396661.8654 | 63668536.2862 | 4216.965 | 0.15546 | 182664.6754 | 409554.9178 | 3723.8665 | 8349.331
1 | 6000 | 707 | 0.015 | 15 | 15 | 7 | 5.6234e-12 | 5spot_SharedNeighbor | Water | Porous | Wet | R600a | MinimizeLCOE_Brownfield | IgnoreSilica | 2019 | 11.3392 | 1.7229 | 0.057919 | 4 | 127451.938 | 279697.8101 | 2598.2801 | 5702.0182 | 96.3987 | 0 | 54.1275 | 502662.6195 | 31047.5566 | 536481.7042 | 393953.0249 | 0 | 168936.2949 | 0 | 636901.668 | 1657087.4937 | 1130996.2642 | 5058066.6259 | 961560.8286 | 23508061.4514 | 23508061.4514 | 1478867.319 | 10284945.6504 | 0 | 29527688.9059 | 64799563.3268 | 5623.4133 | 0.23168 | 127451.938 | 279697.8101 | 2598.2801 | 5702.0182
1 | 6000 | 707 | 0.015 | 15 | 15 | 7 | 7.4989e-12 | 5spot_SharedNeighbor | Water | Porous | Wet | R600a | MinimizeLCOE_Brownfield | IgnoreSilica | 2019 | 14.9077 | 2.3123 | 0.082888 | 4 | 92969.7003 | 199353.321 | 1895.3131 | 4064.0871 | 97.5097 | 0 | 100.987 | 622607.07 | 38698.9449 | 678310.0662 | 514643.3251 | 0 | 197499.7023 | 0 | 800186.0523 | 2081919.9674 | 1420953.1569 | 6354818.2852 | 961560.8286 | 23508061.4514 | 23508061.4514 | 1478867.319 | 10284945.6504 | 0 | 30824440.5652 | 66096314.9861 | 7498.9421 | 0.33155 | 92969.7003 | 199353.321 | 1895.3131 | 4064.0871
1 | 6000 | 707 | 0.015 | 15 | 15 | 7 | 1e-11 | 5spot_SharedNeighbor | Water | Porous | Wet | R600a | MinimizeLCOE_Brownfield | IgnoreSilica | 2019 | 19.3707 | 3.0508 | 0.11558 | 4 | 69997.0985 | 146287.23 | 1426.9855 | 2982.2631 | 98.3373 | 0 | 101.9984 | 760596.6635 | 47487.1419 | 846162.2336 | 665869.1254 | 0 | 228187.6018 | 0 | 993838.0788 | 2585762.8168 | 1764836.2546 | 7892739.9165 | 961560.8286 | 23508061.4514 | 23508061.4514 | 1478867.319 | 10284945.6504 | 0 | 32362362.1965 | 67634236.6173 | 10000 | 0.46234 | 69997.0985 | 146287.23 | 1426.9855 | 2982.2631
1 | 6000 | 707 | 0.015 | 15 | 15 | 7 | 1.3335e-11 | 5spot_SharedNeighbor | Water | Porous | Wet | R600a | MinimizeLCOE_Brownfield | IgnoreSilica | 2019 | 24.8734 | 3.9625 | 0.15787 | 4 | 54106.9517 | 109962.2076 | 1103.0434 | 2241.7283 | 98.958 | 0 | 120.8918 | 917902.5978 | 57487.6331 | 1042558.6868 | 852906.4872 | 0 | 260376.9022 | 0 | 1221180.5998 | 3177261.422 | 2168546.2067 | 9698220.5356 | 961560.8286 | 23508061.4514 | 23508061.4514 | 1478867.319 | 10284945.6504 | 0 | 34167842.8156 | 69439717.2365 | 13335.2143 | 0.63149 | 54106.9517 | 109962.2076 | 1103.0434 | 2241.7283
1 | 6000 | 707 | 0.015 | 15 | 15 | 7 | 1.7783e-11 | 5spot_SharedNeighbor | Water | Porous | Wet | R600a | MinimizeLCOE_Brownfield | IgnoreSilica | 2019 | 31.5024 | 5.0613 | 0.2113 | 4 | 42878.5047 | 84610.1432 | 874.1363 | 1724.8922 | 99.4248 | 0 | 112.388 | 1093731.7527 | 68638.1397 | 1267609.0001 | 1077825.8115 | 0 | 292850.0166 | 0 | 1482255.3411 | 3856524.345 | 2632157.1091 | 11771591.5159 | 961560.8286 | 23508061.4514 | 23508061.4514 | 1478867.319 | 10284945.6504 | 0 | 36241213.7959 | 71513088.2168 | 17782.7941 | 0.84521 | 42878.5047 | 84610.1432 | 874.1363 | 1724.8922
1 | 6000 | 707 | 0.015 | 15 | 15 | 7 | 2.3714e-11 | 5spot_SharedNeighbor | Water | Porous | Wet | R600a | MinimizeLCOE_Brownfield | IgnoreSilica | 2019 | 39.2929 | 6.3535 | 0.2771 | 4 | 34803.26 | 66626.1487 | 709.5115 | 1358.2642 | 99.7778 | 0 | 91.3896 | 1286600.7841 | 80841.3772 | 1520094.6272 | 1342190.7025 | 0 | 324513.1061 | 0 | 1776153.8329 | 4621187.934 | 3154055.7208 | 14105638.0849 | 961560.8286 | 23508061.4514 | 23508061.4514 | 1478867.319 | 10284945.6504 | 0 | 38575260.3649 | 73847134.7858 | 23713.7371 | 1.1084 | 34803.26 | 66626.1487 | 709.5115 | 1358.2642
1 | 6000 | 707 | 0.015 | 15 | 15 | 7 | 3.1623e-11 | 5spot_SharedNeighbor | Water | Porous | Wet | R600a | MinimizeLCOE_Brownfield | IgnoreSilica | 2019 | 47.9675 | 7.7928 | 0.35479 | 4 | 28939.9293 | 53794.3291 | 589.9796 | 1096.6702 | 100.0387 | 0 | 130.0324 | 1488242.5293 | 93571.019 | 1789491.6103 | 1636578.8184 | 0 | 351764.581 | 0 | 2090262.9376 | 5438435.3918 | 3711843.9036 | 16600190.791 | 961560.8286 | 23508061.4514 | 23508061.4514 | 1478867.319 | 10284945.6504 | 0 | 41069813.071 | 76341687.4919 | 31622.7766 | 1.4191 | 28939.9293 | 53794.3291 | 589.9796 | 1096.6702
1 | 6000 | 707 | 0.015 | 15 | 15 | 7 | 4.217e-11 | 5spot_SharedNeighbor | Water | Porous | Wet | R600a | MinimizeLCOE_Brownfield | IgnoreSilica | 2019 | 57.0466 | 9.2982 | 0.44169 | 4 | 24667.2477 | 44631.5136 | 502.8752 | 909.8738 | 100.2222 | 0 | 115.797 | 1687676.1747 | 106131.7625 | 2060812.1253 | 1944526.0266 | 0 | 371238.8612 | 0 | 2406450.1306 | 6261089.609 | 4273322.3107 | 19111247.0006 | 961560.8286 | 23508061.4514 | 23508061.4514 | 1478867.319 | 10284945.6504 | 0 | 43580869.2806 | 78852743.7015 | 42169.6503 | 1.7668 | 24667.2477 | 44631.5136 | 502.8752 | 909.8738
1 | 6000 | 707 | 0.015 | 15 | 15 | 7 | 5.6234e-11 | 5spot_SharedNeighbor | Water | Porous | Wet | R600a | MinimizeLCOE_Brownfield | IgnoreSilica | 2019 | 65.9593 | 10.7736 | 0.53308 | 4 | 21552.6002 | 38094.0185 | 439.3789 | 776.5981 | 100.34 | 0 | 154.6594 | 1873930.5554 | 117832.054 | 2318298.3782 | 2246603.234 | 0 | 381023.8476 | 0 | 2705698.347 | 7039672.0838 | 4804720.848 | 21487779.3478 | 961560.8286 | 23508061.4514 | 23508061.4514 | 1478867.319 | 10284945.6504 | 0 | 45957401.6279 | 81229276.0487 | 56234.1325 | 2.1323 | 21552.6002 | 38094.0185 | 439.3789 | 776.5981
1 | 6000 | 707 | 0.015 | 15 | 15 | 7 | 7.4989e-11 | 5spot_SharedNeighbor | Water | Porous | Wet | R600a | MinimizeLCOE_Brownfield | IgnoreSilica | 2019 | 74.1696 | 12.1288 | 0.62326 | 4 | 19282.5497 | 33430.6138 | 393.1009 | 681.5283 | 100.4053 | 0 | 142.0082 | 2038265.3002 | 128126.7099 | 2548668.3194 | 2524522.1281 | 0 | 380974.3677 | 0 | 2972017.1619 | 7732579.0107 | 5277644.0634 | 23602797.0613 | 961560.8286 | 23508061.4514 | 23508061.4514 | 1478867.319 | 10284945.6504 | 0 | 48072419.3413 | 83344293.7622 | 74989.4209 | 2.4931 | 19282.5497 | 33430.6138 | 393.1009 | 681.5283
1 | 6000 | 707 | 0.015 | 15 | 15 | 7 | 1e-10 | 5spot_SharedNeighbor | Water | Porous | Wet | R600a | MinimizeLCOE_Brownfield | IgnoreSilica | 2019 | 81.3728 | 13.3134 | 0.70734 | 4 | 17626.1415 | 30092.488 | 359.3327 | 613.4761 | 100.4334 | 0 | 135.5819 | 2177296.5034 | 136812.0033 | 2745882.1061 | 2767962.4954 | 0 | 373250.8004 | 0 | 3198469.5244 | 8321761.6061 | 5679773.2913 | 25401208.3304 | 961560.8286 | 23508061.4514 | 23508061.4514 | 1478867.319 | 10284945.6504 | 0 | 49870830.6104 | 85142705.0312 | 100000 | 2.8294 | 17626.1415 | 30092.488 | 359.3327 | 613.4761
1 | 6000 | 707 | 0.015 | 15 | 15 | 7 | 1.3335e-10 | 5spot_SharedNeighbor | Water | Porous | Wet | R600a | MinimizeLCOE_Brownfield | IgnoreSilica | 2019 | 87.446 | 14.3083 | 0.78202 | 4 | 16414.3035 | 27690.1585 | 334.6278 | 564.5013 | 100.4386 | 0 | 163.7004 | 2291064.3622 | 143900.5851 | 2908845.1643 | 2972868.026 | 0 | 360614.2629 | 0 | 3384144.0362 | 8804848.5988 | 6009490.0902 | 26875775.1258 | 961560.8286 | 23508061.4514 | 23508061.4514 | 1478867.319 | 10284945.6504 | 0 | 51345397.4058 | 86617271.8267 | 133352.1432 | 3.1281 | 16414.3035 | 27690.1585 | 334.6278 | 564.5013
1 | 6000 | 707 | 0.015 | 15 | 15 | 7 | 1.7783e-10 | 5spot_SharedNeighbor | Water | Porous | Wet | R600a | MinimizeLCOE_Brownfield | IgnoreSilica | 2019 | 92.4003 | 15.117 | 0.84574 | 4 | 15524.6017 | 25950.9807 | 316.49 | 529.0458 | 100.4313 | 0 | 145.9256 | 2381667.9217 | 149532.8761 | 3039656.7007 | 3139756.8467 | 0 | 345558.142 | 0 | 3531907.27 | 9189298.2227 | 6271884.8582 | 28049262.838 | 961560.8286 | 23508061.4514 | 23508061.4514 | 1478867.319 | 10284945.6504 | 0 | 52518885.118 | 87790759.5389 | 177827.941 | 3.3829 | 15524.6017 | 25950.9807 | 316.49 | 529.0458
1 | 6000 | 707 | 0.015 | 15 | 15 | 7 | 2.3714e-10 | 5spot_SharedNeighbor | Water | Porous | Wet | R600a | MinimizeLCOE_Brownfield | IgnoreSilica | 2019 | 96.3419 | 15.7583 | 0.89839 | 4 | 14868.9658 | 24684.2774 | 303.124 | 503.2224 | 100.4187 | 0 | 150.6186 | 2452399.033 | 153921.2807 | 3142417.651 | 3272347.1913 | 0 | 330051.9297 | 0 | 3646943.4635 | 9488598.8009 | 6476163.6529 | 28962843.0031 | 961560.8286 | 23508061.4514 | 23508061.4514 | 1478867.319 | 10284945.6504 | 0 | 53432465.2831 | 88704339.7039 | 237137.3706 | 3.5936 | 14868.9658 | 24684.2774 | 303.124 | 503.2224
1 | 6000 | 707 | 0.015 | 15 | 15 | 7 | 3.1623e-10 | 5spot_SharedNeighbor | Water | Porous | Wet | R600a | MinimizeLCOE_Brownfield | IgnoreSilica | 2019 | 99.436 | 16.2604 | 0.94091 | 4 | 14384.123 | 23755.8293 | 293.2398 | 484.2947 | 100.4048 | 0 | 155.0588 | 2507108.8379 | 157310.2833 | 3222291.3475 | 3376304.5206 | 0 | 315555.4306 | 0 | 3735642.4638 | 9719375.4052 | 6633673.4272 | 29667261.7163 | 961560.8286 | 23508061.4514 | 23508061.4514 | 1478867.319 | 10284945.6504 | 0 | 54136883.9963 | 89408758.4171 | 316227.766 | 3.7637 | 14384.123 | 23755.8293 | 293.2398 | 484.2947
1 | 6000 | 707 | 0.015 | 15 | 15 | 7 | 4.217e-10 | 5spot_SharedNeighbor | Water | Porous | Wet | R600a | MinimizeLCOE_Brownfield | IgnoreSilica | 2019 | 101.8324 | 16.6484 | 0.97462 | 4 | 14024.4887 | 23072.0696 | 285.9082 | 470.3553 | 100.3917 | 0 | 162.5691 | 2549004.6179 | 159902.2278 | 3283688.6472 | 3456745.7676 | 0 | 302737.5709 | 0 | 3803310.7442 | 9895434.3901 | 6753837.3021 | 30204661.2676 | 961560.8286 | 23508061.4514 | 23508061.4514 | 1478867.319 | 10284945.6504 | 0 | 54674283.5476 | 89946157.9684 | 421696.5034 | 3.8985 | 14024.4887 | 23072.0696 | 285.9082 | 470.3553
1 | 6000 | 707 | 0.015 | 15 | 15 | 7 | 5.6234e-10 | 5spot_SharedNeighbor | Water | Porous | Wet | R600a | MinimizeLCOE_Brownfield | IgnoreSilica | 2019 | 103.6696 | 16.9453 | 1.001 | 4 | 13757.0567 | 22566.5709 | 280.4562 | 460.0501 | 100.3804 | 0 | 166.8279 | 2580844.942 | 161870.1138 | 3330485.1528 | 3518366.5946 | 0 | 291839.0354 | 0 | 3854528.2771 | 10028691.9044 | 6844788.2938 | 30611414.3139 | 961560.8286 | 23508061.4514 | 23508061.4514 | 1478867.319 | 10284945.6504 | 0 | 55081036.5939 | 90352911.0147 | 562341.3252 | 4.0038 | 13757.0567 | 22566.5709 | 280.4562 | 460.0501
1 | 6000 | 707 | 0.015 | 15 | 15 | 7 | 7.4989e-10 | 5spot_SharedNeighbor | Water | Porous | Wet | R600a | MinimizeLCOE_Brownfield | IgnoreSilica | 2019 | 105.0728 | 17.1718 | 1.0213 | 4 | 13557.789 | 22191.4805 | 276.3939 | 452.4033 | 100.371 | 0 | 149.3268 | 2605004.3905 | 163362.1304 | 3366071.2701 | 3565404.4122 | 0 | 282885.9605 | 0 | 3893263.9839 | 10129474.2677 | 6913574.3276 | 30919040.7429 | 961560.8286 | 23508061.4514 | 23508061.4514 | 1478867.319 | 10284945.6504 | 0 | 55388663.023 | 90660537.4438 | 749894.2093 | 4.0854 | 13557.789 | 22191.4805 | 276.3939 | 452.4033
1 | 6000 | 707 | 0.015 | 15 | 15 | 7 | 1e-09 | 5spot_SharedNeighbor | Water | Porous | Wet | R600a | MinimizeLCOE_Brownfield | IgnoreSilica | 2019 | 104.905 | 17.1447 | 1.0318 | 4 | 13395.7766 | 21942.0898 | 273.091 | 447.3192 | 100.3721 | 0 | 269.508 | 2602118.953 | 163183.9231 | 3361819.6934 | 3559778.869 | 0 | 262781.4743 | 0 | 3880376.336 | 10095943.2517 | 6890688.7201 | 30816691.2206 | 961560.8286 | 23508061.4514 | 23508061.4514 | 1478867.319 | 10284945.6504 | 0 | 55286313.5007 | 90558187.9215 | 1000000 | 4.1271 | 13395.7766 | 21942.0898 | 273.091 | 447.3192
1 | 6000 | 707 | 0.015 | 15 | 15 | 7 | 1.3335e-09 | 5spot_SharedNeighbor | Water | Porous | Wet | R600a | MinimizeLCOE_Brownfield | IgnoreSilica | 2019 | 107.4091 | 17.5483 | 1.0522 | 4 | 13284.3896 | 21664.635 | 270.8203 | 441.6629 | 100.354 | 0 | 140.9955 | 2644931.0673 | 165825.7511 | 3425028.0408 | 3643669.2604 | 0 | 272590.4267 | 0 | 3959297.3731 | 10301279.6012 | 7030834.9979 | 31443456.5186 | 961560.8286 | 23508061.4514 | 23508061.4514 | 1478867.319 | 10284945.6504 | 0 | 55913078.7986 | 91184953.2194 | 1333521.4322 | 4.2089 | 13284.3896 | 21664.635 | 270.8203 | 441.6629
1 | 6000 | 707 | 0.015 | 15 | 15 | 7 | 1.7783e-09 | 5spot_SharedNeighbor | Water | Porous | Wet | R600a | MinimizeLCOE_Brownfield | IgnoreSilica | 2019 | 108.0009 | 17.6435 | 1.0611 | 4 | 13203.0053 | 21513.0688 | 269.1611 | 438.573 | 100.3494 | 0 | 129.6807 | 2654982.9667 | 166445.5158 | 3439901.3736 | 3663481.3352 | 0 | 268164.6919 | 0 | 3975260.5945 | 10342812.6287 | 7059182.1426 | 31570231.249 | 961560.8286 | 23508061.4514 | 23508061.4514 | 1478867.319 | 10284945.6504 | 0 | 56039853.529 | 91311727.9499 | 1778279.41 | 4.2445 | 13203.0053 | 21513.0688 | 269.1611 | 438.573
1 | 6000 | 707 | 0.015 | 15 | 15 | 7 | 2.3714e-09 | 5spot_SharedNeighbor | Water | Porous | Wet | R600a | MinimizeLCOE_Brownfield | IgnoreSilica | 2019 | 108.4567 | 17.7169 | 1.0679 | 4 | 13142.0993 | 21399.42 | 267.9195 | 436.2561 | 100.3458 | 0 | 141.9764 | 2662709.1896 | 166921.7657 | 3451341.5533 | 3678738.5003 | 0 | 264836.0879 | 0 | 3987573.3678 | 10374847.9391 | 7081046.9003 | 31668015.304 | 961560.8286 | 23508061.4514 | 23508061.4514 | 1478867.319 | 10284945.6504 | 0 | 56137637.584 | 91409512.0048 | 2371373.7057 | 4.2716 | 13142.0993 | 21399.42 | 267.9195 | 436.2561
1 | 6000 | 707 | 0.015 | 15 | 15 | 7 | 3.1623e-09 | 5spot_SharedNeighbor | Water | Porous | Wet | R600a | MinimizeLCOE_Brownfield | IgnoreSilica | 2019 | 108.7929 | 17.7709 | 1.073 | 4 | 13096.4956 | 21314.6878 | 266.9898 | 434.5287 | 100.3431 | 0 | 119.4863 | 2668398.3248 | 167272.3787 | 3459769.9512 | 3689989.2014 | 0 | 262219.966 | 0 | 3996583.4306 | 10398290.2744 | 7097046.7758 | 31739570.3029 | 961560.8286 | 23508061.4514 | 23508061.4514 | 1478867.319 | 10284945.6504 | 0 | 56209192.5829 | 91481067.0038 | 3162277.6602 | 4.2919 | 13096.4956 | 21314.6878 | 266.9898 | 434.5287
1 | 6000 | 707 | 0.015 | 15 | 15 | 7 | 4.217e-09 | 5spot_SharedNeighbor | Water | Porous | Wet | R600a | MinimizeLCOE_Brownfield | IgnoreSilica | 2019 | 109.046 | 17.8116 | 1.0768 | 4 | 13062.3366 | 21251.2606 | 266.2934 | 433.2357 | 100.341 | 0 | 167.3653 | 2672676.4455 | 167535.9945 | 3466110.4599 | 3698458.5507 | 0 | 260227.7435 | 0 | 4003353.5857 | 10415904.8293 | 7109069.0714 | 31793336.6805 | 961560.8286 | 23508061.4514 | 23508061.4514 | 1478867.319 | 10284945.6504 | 0 | 56262958.9605 | 91534833.3814 | 4216965.0343 | 4.3073 | 13062.3366 | 21251.2606 | 266.2934 | 433.2357
1 | 6000 | 707 | 0.015 | 15 | 15 | 7 | 5.6234e-09 | 5spot_SharedNeighbor | Water | Porous | Wet | R600a | MinimizeLCOE_Brownfield | IgnoreSilica | 2019 | 109.2332 | 17.8417 | 1.0797 | 4 | 13036.7427 | 21203.8799 | 265.7716 | 432.2698 | 100.3395 | 0 | 161.0171 | 2675838.7276 | 167730.8312 | 3470798.61 | 3704723.907 | 0 | 258688.0072 | 0 | 4008334.2324 | 10428863.4503 | 7117913.5966 | 31832891.3623 | 961560.8286 | 23508061.4514 | 23508061.4514 | 1478867.319 | 10284945.6504 | 0 | 56302513.6424 | 91574388.0632 | 5623413.2519 | 4.3188 | 13036.7427 | 21203.8799 | 265.7716 | 432.2698
1 | 6000 | 707 | 0.015 | 15 | 15 | 7 | 7.4989e-09 | 5spot_SharedNeighbor | Water | Porous | Wet | R600a | MinimizeLCOE_Brownfield | IgnoreSilica | 2019 | 109.377 | 17.8648 | 1.0819 | 4 | 13017.5623 | 21168.27 | 265.3806 | 431.5438 | 100.3383 | 0 | 168.2377 | 2678264.3352 | 167880.2675 | 3474395.4132 | 3709532.5554 | 0 | 257550.636 | 0 | 4012173.0508 | 10438851.2684 | 7124730.4876 | 31863378.0142 | 961560.8286 | 23508061.4514 | 23508061.4514 | 1478867.319 | 10284945.6504 | 0 | 56333000.2942 | 91604874.715 | 7498942.0933 | 4.3275 | 13017.5623 | 21168.27 | 265.3806 | 431.5438
1 | 6000 | 707 | 0.015 | 15 | 15 | 7 | 1e-08 | 5spot_SharedNeighbor | Water | Porous | Wet | R600a | MinimizeLCOE_Brownfield | IgnoreSilica | 2019 | 109.487 | 17.8825 | 1.0835 | 4 | 13003.1859 | 21141.5073 | 265.0875 | 430.9982 | 100.3374 | 0 | 167.113 | 2680120.3831 | 167994.6075 | 3477148.1085 | 3713213.7477 | 0 | 256711.0011 | 0 | 4015123.2607 | 10446527.1092 | 7129969.4067 | 31886807.6245 | 961560.8286 | 23508061.4514 | 23508061.4514 | 1478867.319 | 10284945.6504 | 0 | 56356429.9046 | 91628304.3254 | 10000000 | 4.334 | 13003.1859 | 21141.5073 | 265.0875 | 430.9982
1 | 6100 | 707 | 0.015 | 15 | 15 | 7 | 1e-13 | 5spot_SharedNeighbor | Water | Porous | Wet | R600a | MinimizeLCOE_Brownfield | IgnoreSilica | 2019 | 0 | 0 | 0 | 0 |  |  |  |  | 15 |  | 24.0183 | [19 empty] | 100 | 0
1 | 6100 | 707 | 0.015 | 15 | 15 | 7 | 1.3335e-13 | 5spot_SharedNeighbor | Water | Porous | Wet | R600a | MinimizeLCOE_Brownfield | IgnoreSilica | 2019 | 0 | 0 | 0 | 0 |  |  |  |  | 15 |  | 22.383 | [19 empty] | 133.3521 | 0
1 | 6100 | 707 | 0.015 | 15 | 15 | 7 | 1.7783e-13 | 5spot_SharedNeighbor | Water | Porous | Wet | R600a | MinimizeLCOE_Brownfield | IgnoreSilica | 2019 | 0 | 0 | 0 | 0 |  |  |  |  | 15 |  | 22.7591 | [19 empty] | 177.8279 | 0
1 | 6100 | 707 | 0.015 | 15 | 15 | 7 | 2.3714e-13 | 5spot_SharedNeighbor | Water | Porous | Wet | R600a | MinimizeLCOE_Brownfield | IgnoreSilica | 2019 | 0 | 0 | 0 | 0 |  |  |  |  | 15 |  | 23.1808 | [19 empty] | 237.1374 | 0
1 | 6100 | 707 | 0.015 | 15 | 15 | 7 | 3.1623e-13 | 5spot_SharedNeighbor | Water | Porous | Wet | R600a | MinimizeLCOE_Brownfield | IgnoreSilica | 2019 | 0 | 0 | 0 | 0 |  |  |  |  | 15 |  | 24.2474 | [19 empty] | 316.2278 | 0
1 | 6100 | 707 | 0.015 | 15 | 15 | 7 | 4.217e-13 | 5spot_SharedNeighbor | Water | Porous | Wet | R600a | MinimizeLCOE_Brownfield | IgnoreSilica | 2019 | 0 | 0 | 0 | 0 |  |  |  |  | 15 |  | 27.6456 | [19 empty] | 421.6965 | 0
1 | 6100 | 707 | 0.015 | 15 | 15 | 7 | 5.6234e-13 | 5spot_SharedNeighbor | Water | Porous | Wet | R600a | MinimizeLCOE_Brownfield | IgnoreSilica | 2019 | 0 | 0 | 0 | 0 |  |  |  |  | 15 |  | 27.4365 | [19 empty] | 562.3413 | 0
1 | 6100 | 707 | 0.015 | 15 | 15 | 7 | 7.4989e-13 | 5spot_SharedNeighbor | Water | Porous | Wet | R600a | MinimizeLCOE_Brownfield | IgnoreSilica | 2019 | 0 | 0 | 0 | 0 |  |  |  |  | 15 |  | 26.2298 | [19 empty] | 749.8942 | 0
1 | 6100 | 707 | 0.015 | 15 | 15 | 7 | 1e-12 | 5spot_SharedNeighbor | Water | Porous | Wet | R600a | MinimizeLCOE_Brownfield | IgnoreSilica | 2019 | 1.6 | 0.15195 | 0.00086609 | 4 | 7468155.394 | 17874912.0986 | 152248.4491 | 364404.2607 | 74.5476 | 0 | 31.5326 | 76342.7626 | 4113.6625 | 78224.0374 | 66813.6939 | 0 | 47323.9627 | 0 | 106399.0665 | 276828.5455 | 188941.1706 | 844986.9017 | 961560.8286 | 24065791.4134 | 24065791.4134 | 1478867.319 | 10508037.6352 | 0 | 25872339.1437 | 61925035.5114 | 1000 | 0.0034644 | 7468155.394 | 17874912.0986 | 152248.4491 | 364404.2607
1 | 6100 | 707 | 0.015 | 15 | 15 | 7 | 1.3335e-12 | 5spot_SharedNeighbor | Water | Porous | Wet | R600a | MinimizeLCOE_Brownfield | IgnoreSilica | 2019 | 1.6 | 0.15195 | 0.0027912 | 4 | 2314614.8673 | 5543700.5772 | 47186.5548 | 113015.8347 | 74.5495 | 0 | 30.3975 | 76347.0389 | 4113.9407 | 78226.9785 | 66814.9641 | 0 | 37727.0816 | 0 | 102659.7015 | 267099.485 | 182300.8868 | 815290.0772 | 961560.8286 | 24065791.4134 | 24065791.4134 | 1478867.319 | 10508037.6352 | 0 | 25842642.3193 | 61895338.687 | 1333.5214 | 0.011165 | 2314614.8673 | 5543700.5772 | 47186.5548 | 113015.8347
1 | 6100 | 707 | 0.015 | 15 | 15 | 7 | 1.7783e-12 | 5spot_SharedNeighbor | Water | Porous | Wet | R600a | MinimizeLCOE_Brownfield | IgnoreSilica | 2019 | 3.6755 | 0.47812 | 0.0094911 | 4 | 709995.9178 | 1659643.4055 | 14474.2271 | 33834.0757 | 88.5068 | 0 | 80.6393 | 193211.2152 | 11366.1625 | 193553.8218 | 135699.0997 | 0 | 88379.4818 | 0 | 242661.8146 | 631356.2648 | 430913.6238 | 1927141.4843 | 961560.8286 | 24065791.4134 | 24065791.4134 | 1478867.319 | 10508037.6352 | 0 | 26954493.7264 | 63007190.0941 | 1778.2794 | 0.037964 | 709995.9178 | 1659643.4055 | 14474.2271 | 33834.0757
1 | 6100 | 707 | 0.015 | 15 | 15 | 7 | 2.3714e-12 | 5spot_SharedNeighbor | Water | Porous | Wet | R600a | MinimizeLCOE_Brownfield | IgnoreSilica | 2019 | 5.0787 | 0.70982 | 0.017503 | 4 | 394400.9874 | 909364.9651 | 8040.3976 | 18538.6348 | 92.0613 | 0 | 64.4293 | 261873.0457 | 15746.7991 | 264790.8017 | 183435.3002 | 0 | 108671.8286 | 0 | 325461.9324 | 846785.1866 | 577948.2895 | 2584713.1837 | 961560.8286 | 24065791.4134 | 24065791.4134 | 1478867.319 | 10508037.6352 | 0 | 27612065.4258 | 63664761.7935 | 2371.3737 | 0.07001 | 394400.9874 | 909364.9651 | 8040.3976 | 18538.6348
1 | 6100 | 707 | 0.015 | 15 | 15 | 7 | 3.1623e-12 | 5spot_SharedNeighbor | Water | Porous | Wet | R600a | MinimizeLCOE_Brownfield | IgnoreSilica | 2019 | 6.7908 | 0.9958 | 0.028747 | 4 | 246631.6361 | 560168.3281 | 5027.9195 | 11419.7891 | 94.5192 | 0 | 51.3926 | 338030.6244 | 20635.7798 | 346499.264 | 242144.7384 | 0 | 128520.5181 | 0 | 419574.0606 | 1091645.6393 | 745070.5799 | 3332121.2046 | 961560.8286 | 24065791.4134 | 24065791.4134 | 1478867.319 | 10508037.6352 | 0 | 28359473.4466 | 64412169.8143 | 3162.2777 | 0.11499 | 246631.6361 | 560168.3281 | 5027.9195 | 11419.7891
1 | 6100 | 707 | 0.015 | 15 | 15 | 7 | 4.217e-12 | 5spot_SharedNeighbor | Water | Porous | Wet | R600a | MinimizeLCOE_Brownfield | IgnoreSilica | 2019 | 9.5 | 1.4521 | 0.044257 | 4 | 166579.4623 | 370237.0925 | 3395.9477 | 7547.7839 | 96.7206 | 0 | 51.4518 | 447194.8737 | 27661.2321 | 467791.224 | 334777.6946 | 0 | 163058.9664 | 0 | 561788.7564 | 1461659.1055 | 997612.3736 | 4461544.2264 | 961560.8286 | 24065791.4134 | 24065791.4134 | 1478867.319 | 10508037.6352 | 0 | 29488896.4684 | 65541592.8362 | 4216.965 | 0.17703 | 166579.4623 | 370237.0925 | 3395.9477 | 7547.7839
1 | 6100 | 707 | 0.015 | 15 | 15 | 7 | 5.6234e-12 | 5spot_SharedNeighbor | Water | Porous | Wet | R600a | MinimizeLCOE_Brownfield | IgnoreSilica | 2019 | 12.0165 | 1.8774 | 0.064858 | 4 | 117338.635 | 256306.3927 | 2392.1068 | 5225.1525 | 97.9034 | 0 | 103.0322 | 539759.409 | 33615.17 | 574005.4337 | 420685.2371 | 0 | 179952.9093 | 0 | 681727.0821 | 1773714.0261 | 1210596.269 | 5414055.5363 | 961560.8286 | 24065791.4134 | 24065791.4134 | 1478867.319 | 10508037.6352 | 0 | 30441407.7783 | 66494104.146 | 5623.4133 | 0.25943 | 117338.635 | 256306.3927 | 2392.1068 | 5225.1525
1 | 6100 | 707 | 0.015 | 15 | 15 | 7 | 7.4989e-12 | 5spot_SharedNeighbor | Water | Porous | Wet | R600a | MinimizeLCOE_Brownfield | IgnoreSilica | 2019 | 15.736 | 2.5077 | 0.092394 | 4 | 86063.8983 | 183615.0262 | 1754.529 | 3743.2407 | 98.9755 | 0 | 125.8952 | 666188.3523 | 41742.7628 | 722991.1699 | 548513.7339 | 0 | 209575.2916 | 0 | 853714.4111 | 2221189.7768 | 1516007.6635 | 6779923.1619 | 961560.8286 | 24065791.4134 | 24065791.4134 | 1478867.319 | 10508037.6352 | 0 | 31807275.4039 | 67859971.7716 | 7498.9421 | 0.36958 | 86063.8983 | 183615.0262 | 1754.529 | 3743.2407
1 | 6100 | 707 | 0.015 | 15 | 15 | 7 | 1e-11 | 5spot_SharedNeighbor | Water | Porous | Wet | R600a | MinimizeLCOE_Brownfield | IgnoreSilica | 2019 | 20.3575 | 3.2916 | 0.12834 | 4 | 65089.5007 | 135319.1788 | 1326.9375 | 2758.6645 | 99.7751 | 0 | 115.7449 | 810724.7067 | 51014.3258 | 898221.5484 | 706972.6478 | 0 | 240824.6304 | 0 | 1056025.565 | 2747561.8996 | 1875267.4532 | 8386612.7768 | 961560.8286 | 24065791.4134 | 24065791.4134 | 1478867.319 | 10508037.6352 | 0 | 33413965.0189 | 69466661.3866 | 10000 | 0.51335 | 65089.5007 | 135319.1788 | 1326.9375 | 2758.6645
1 | 6100 | 707 | 0.015 | 15 | 15 | 7 | 1.3335e-11 | 5spot_SharedNeighbor | Water | Porous | Wet | R600a | MinimizeLCOE_Brownfield | IgnoreSilica | 2019 | 26.1038 | 4.267 | 0.17471 | 4 | 50536.7216 | 102126.9484 | 1030.2594 | 2081.996 | 100.3834 | 0 | 138.0868 | 976897.8279 | 61650.3493 | 1105011.6503 | 903952.8407 | 0 | 274503.0511 | 0 | 1295586.1305 | 3370849.3503 | 2300673.9456 | 10289125.1455 | 961560.8286 | 24065791.4134 | 24065791.4134 | 1478867.319 | 10508037.6352 | 0 | 35316477.3876 | 71369173.7553 | 13335.2143 | 0.69883 | 50536.7216 | 102126.9484 | 1030.2594 | 2081.996
1 | 6100 | 707 | 0.015 | 15 | 15 | 7 | 1.7783e-11 | 5spot_SharedNeighbor | Water | Porous | Wet | R600a | MinimizeLCOE_Brownfield | IgnoreSilica | 2019 | 33.0124 | 5.4406 | 0.23318 | 4 | 40205.395 | 78859.5066 | 819.6414 | 1607.6577 | 100.8412 | 0 | 109.3645 | 1162494.4786 | 73502.0953 | 1341641.1635 | 1140792.4124 | 0 | 308436.2084 | 0 | 1570477.8797 | 4086061.2936 | 2788820.7931 | 12472226.3246 | 961560.8286 | 24065791.4134 | 24065791.4134 | 1478867.319 | 10508037.6352 | 0 | 37499578.5667 | 73552274.9344 | 17782.7941 | 0.9327 | 40205.395 | 78859.5066 | 819.6414 | 1607.6577
1 | 6100 | 707 | 0.015 | 15 | 15 | 7 | 2.3714e-11 | 5spot_SharedNeighbor | Water | Porous | Wet | R600a | MinimizeLCOE_Brownfield | IgnoreSilica | 2019 | 41.0419 | 6.8054 | 0.30472 | 4 | 32758.9535 | 62337.5222 | 667.8356 | 1270.8347 | 101.1853 | 0 | 106.0785 | 1364000.7599 | 86339.4411 | 1604330.8535 | 1416062.0088 | 0 | 340577.3127 | 0 | 1876411.0467 | 4882036.6386 | 3332090.3217 | 14901848.383 | 961560.8286 | 24065791.4134 | 24065791.4134 | 1478867.319 | 10508037.6352 | 0 | 39929200.6251 | 75981896.9928 | 23713.7371 | 1.2189 | 32758.9535 | 62337.5222 | 667.8356 | 1270.8347
1 | 6100 | 707 | 0.015 | 15 | 15 | 7 | 3.1623e-11 | 5spot_SharedNeighbor | Water | Porous | Wet | R600a | MinimizeLCOE_Brownfield | IgnoreSilica | 2019 | 49.9307 | 8.3166 | 0.38865 | 4 | 27345.7144 | 50536.6651 | 557.4794 | 1030.2583 | 101.4388 | 0 | 132.8793 | 1573644.7323 | 99663.8604 | 1883163.4002 | 1720759.2109 | 0 | 367882.2115 | 0 | 2201594.232 | 5728096.5825 | 3909543.6182 | 17484347.8479 | 961560.8286 | 24065791.4134 | 24065791.4134 | 1478867.319 | 10508037.6352 | 0 | 42511700.09 | 78564396.4577 | 31622.7766 | 1.5546 | 27345.7144 | 50536.6651 | 557.4794 | 1030.2583
1 | 6100 | 707 | 0.015 | 15 | 15 | 7 | 4.217e-11 | 5spot_SharedNeighbor | Water | Porous | Wet | R600a | MinimizeLCOE_Brownfield | IgnoreSilica | 2019 | 59.1413 | 9.8814 | 0.48171 | 4 | 23398.8736 | 42109.7264 | 477.0177 | 858.4637 | 101.6142 | 0 | 128.1514 | 1779122.5154 | 112691.2638 | 2161378.7107 | 2036392.1057 | 0 | 386597.8254 | 0 | 2525711.1442 | 6571382.3027 | 4485103.45 | 20058379.3179 | 961560.8286 | 24065791.4134 | 24065791.4134 | 1478867.319 | 10508037.6352 | 0 | 45085731.56 | 81138427.9277 | 42169.6503 | 1.9268 | 23398.8736 | 42109.7264 | 477.0177 | 858.4637
1 | 6100 | 707 | 0.015 | 15 | 15 | 7 | 5.6234e-11 | 5spot_SharedNeighbor | Water | Porous | Wet | R600a | MinimizeLCOE_Brownfield | IgnoreSilica | 2019 | 68.0741 | 11.3959 | 0.57856 | 4 | 20521.4784 | 36100.1003 | 418.3581 | 735.9494 | 101.7232 | 0 | 130.111 | 1968863.5499 | 124688.186 | 2422366.4073 | 2342234.2583 | 0 | 394824.4833 | 0 | 2828660.9851 | 7359595.645 | 5023075.2523 | 22464308.7671 | 961560.8286 | 24065791.4134 | 24065791.4134 | 1478867.319 | 10508037.6352 | 0 | 47491661.0092 | 83544357.3769 | 56234.1325 | 2.3142 | 20521.4784 | 36100.1003 | 418.3581 | 735.9494
1 | 6100 | 707 | 0.015 | 15 | 15 | 7 | 7.4989e-11 | 5spot_SharedNeighbor | Water | Porous | Wet | R600a | MinimizeLCOE_Brownfield | IgnoreSilica | 2019 | 76.2714 | 12.7811 | 0.67339 | 4 | 18423.8534 | 31808.6434 | 375.5952 | 648.4622 | 101.7807 | 0 | 128.6837 | 2135757.8042 | 135209.9391 | 2655088.7232 | 2622503.6287 | 0 | 393427.2932 | 0 | 3097375.0815 | 8058734.603 | 5500251.957 | 24598349.0297 | 961560.8286 | 24065791.4134 | 24065791.4134 | 1478867.319 | 10508037.6352 | 0 | 49625701.2718 | 85678397.6395 | 74989.4209 | 2.6936 | 18423.8534 | 31808.6434 | 375.5952 | 648.4622
1 | 6100 | 707 | 0.015 | 15 | 15 | 7 | 1e-10 | 5spot_SharedNeighbor | Water | Porous | Wet | R600a | MinimizeLCOE_Brownfield | IgnoreSilica | 2019 | 83.3944 | 13.9801 | 0.76102 | 4 | 16892.5077 | 28736.0249 | 344.3766 | 585.8227 | 101.8024 | 0 | 149.2393 | 2275700.6891 | 144007.1594 | 2852500.1586 | 2865634.9622 | 0 | 384194.1501 | 0 | 3323594.4765 | 8647311.065 | 5901967.4863 | 26394910.1471 | 961560.8286 | 24065791.4134 | 24065791.4134 | 1478867.319 | 10508037.6352 | 0 | 51422262.3892 | 87474958.7569 | 100000 | 3.0441 | 16892.5077 | 28736.0249 | 344.3766 | 585.8227
1 | 6100 | 707 | 0.015 | 15 | 15 | 7 | 1.3335e-10 | 5spot_SharedNeighbor | Water | Porous | Wet | R600a | MinimizeLCOE_Brownfield | IgnoreSilica | 2019 | 89.3628 | 14.9807 | 0.83832 | 4 | 15771.4129 | 26522.8533 | 321.5216 | 540.7042 | 101.8027 | 0 | 155.9541 | 2389587.235 | 151147.3436 | 3014692.8512 | 3069007.562 | 0 | 370232.739 | 0 | 3507920.415 | 9126889.3465 | 6229289.5178 | 27858767.0101 | 961560.8286 | 24065791.4134 | 24065791.4134 | 1478867.319 | 10508037.6352 | 0 | 52886119.2522 | 88938815.6199 | 133352.1432 | 3.3533 | 15771.4129 | 26522.8533 | 321.5216 | 540.7042
1 | 6100 | 707 | 0.015 | 15 | 15 | 7 | 1.7783e-10 | 5spot_SharedNeighbor | Water | Porous | Wet | R600a | MinimizeLCOE_Brownfield | IgnoreSilica | 2019 | 94.2297 | 15.7935 | 0.90401 | 4 | 14947.7283 | 24917.9799 | 304.7297 | 507.9867 | 101.7918 | 0 | 147.9415 | 2480302.8711 | 156821.5342 | 3144883.5174 | 3234578.7517 | 0 | 354306.4226 | 0 | 3654648.3078 | 9508645.2255 | 6489845.7495 | 29024032.3798 | 961560.8286 | 24065791.4134 | 24065791.4134 | 1478867.319 | 10508037.6352 | 0 | 54051384.6219 | 90104080.9896 | 177827.941 | 3.616 | 14947.7283 | 24917.9799 | 304.7297 | 507.9867
1 | 6100 | 707 | 0.015 | 15 | 15 | 7 | 2.3714e-10 | 5spot_SharedNeighbor | Water | Porous | Wet | R600a | MinimizeLCOE_Brownfield | IgnoreSilica | 2019 | 98.0935 | 16.4367 | 0.95808 | 4 | 14340.3134 | 23747.8213 | 292.3467 | 484.1315 | 101.7766 | 0 | 139.1185 | 2551003.0705 | 161235.091 | 3246968.6573 | 3365841.7008 | 0 | 338187.9802 | 0 | 3768662.2349 | 9805286.0762 | 6692309.2255 | 29929494.0363 | 961560.8286 | 24065791.4134 | 24065791.4134 | 1478867.319 | 10508037.6352 | 0 | 54956846.2784 | 91009542.6461 | 237137.3706 | 3.8323 | 14340.3134 | 23747.8213 | 292.3467 | 484.1315
1 | 6100 | 707 | 0.015 | 15 | 15 | 7 | 3.1623e-10 | 5spot_SharedNeighbor | Water | Porous | Wet | R600a | MinimizeLCOE_Brownfield | IgnoreSilica | 2019 | 101.1091 | 16.9373 | 1.0016 | 4 | 13890.8488 | 22889.8964 | 283.1837 | 466.6415 | 101.761 | 0 | 168.8232 | 2605396.8899 | 164625.2765 | 3325881.9541 | 3468169.2407 | 0 | 323158.7743 | 0 | 3856020.5328 | 10032574.4478 | 6847438.2094 | 30623265.3255 | 961560.8286 | 24065791.4134 | 24065791.4134 | 1478867.319 | 10508037.6352 | 0 | 55650617.5676 | 91703313.9353 | 316227.766 | 4.0063 | 13890.8488 | 22889.8964 | 283.1837 | 466.6415
1 | 6100 | 707 | 0.015 | 15 | 15 | 7 | 4.217e-10 | 5spot_SharedNeighbor | Water | Porous | Wet | R600a | MinimizeLCOE_Brownfield | IgnoreSilica | 2019 | 103.4527 | 17.3255 | 1.036 | 4 | 13557.2809 | 22257.1184 | 276.3835 | 453.7415 | 101.7466 | 0 | 165.1423 | 2647204.3123 | 167227.6764 | 3386757.679 | 3547617.3101 | 0 | 310074.5676 | 0 | 3922963.8027 | 10206747.1042 | 6966314.6263 | 31154907.0788 | 961560.8286 | 24065791.4134 | 24065791.4134 | 1478867.319 | 10508037.6352 | 0 | 56182259.3209 | 92234955.6886 | 421696.5034 | 4.1441 | 13557.2809 | 22257.1184 | 276.3835 | 453.7415
1 | 6100 | 707 | 0.015 | 15 | 15 | 7 | 5.6234e-10 | 5spot_SharedNeighbor | Water | Porous | Wet | R600a | MinimizeLCOE_Brownfield | IgnoreSilica | 2019 | 105.2313 | 17.6196 | 1.0628 | 4 | 13309.1259 | 21789.6945 | 271.3245 | 444.2124 | 101.7344 | 0 | 164.391 | 2678667.4745 | 169184.2196 | 3432699.678 | 3607869.0594 | 0 | 298851.6954 | 0 | 3973036.1295 | 10337025.0271 | 7055231.9856 | 31552565.2691 | 961560.8286 | 24065791.4134 | 24065791.4134 | 1478867.319 | 10508037.6352 | 0 | 56579917.5111 | 92632613.8788 | 562341.3252 | 4.2512 | 13309.1259 | 21789.6945 | 271.3245 | 444.2124
1 | 6100 | 707 | 0.015 | 15 | 15 | 7 | 7.4989e-10 | 5spot_SharedNeighbor | Water | Porous | Wet | R600a | MinimizeLCOE_Brownfield | IgnoreSilica | 2019 | 106.6003 | 17.8456 | 1.0836 | 4 | 13124.159 | 21442.226 | 267.5537 | 437.1288 | 101.7243 | 0 | 136.3944 | 2702729.0524 | 170679.3412 | 3467908.859 | 3654215.5133 | 0 | 289777.6549 | 0 | 4011271.0641 | 10436504.484 | 7123128.7591 | 31856214.728 | 961560.8286 | 24065791.4134 | 24065791.4134 | 1478867.319 | 10508037.6352 | 0 | 56883566.9701 | 92936263.3378 | 749894.2093 | 4.3343 | 13124.159 | 21442.226 | 267.5537 | 437.1288
1 | 6100 | 707 | 0.015 | 15 | 15 | 7 | 1e-09 | 5spot_SharedNeighbor | Water | Porous | Wet | R600a | MinimizeLCOE_Brownfield | IgnoreSilica | 2019 | 107.6138 | 18.0128 | 1.0994 | 4 | 12986.0852 | 21184.6831 | 264.7389 | 431.8784 | 101.7165 | 0 | 143.1797 | 2720457.1741 | 171780.2667 | 3493892.14 | 3688512.67 | 0 | 282258.1092 | 0 | 4039191.1404 | 10509146.7953 | 7172708.6291 | 32077946.9247 | 961560.8286 | 24065791.4134 | 24065791.4134 | 1478867.319 | 10508037.6352 | 0 | 57105299.1668 | 93157995.5345 | 1000000 | 4.3974 | 12986.0852 | 21184.6831 | 264.7389 | 431.8784
1 | 6100 | 707 | 0.015 | 15 | 15 | 7 | 1.3335e-09 | 5spot_SharedNeighbor | Water | Porous | Wet | R600a | MinimizeLCOE_Brownfield | IgnoreSilica | 2019 | 107.3379 | 17.9673 | 1.1069 | 4 | 12870.4083 | 21013.153 | 262.3807 | 428.3815 | 101.7186 | 0 | 158.4583 | 2715635.4116 | 171480.8298 | 3486823.4736 | 3679176.3653 | 0 | 264888.6992 | 0 | 4024021.864 | 10469679.4498 | 7145771.3549 | 31957477.4483 | 961560.8286 | 24065791.4134 | 24065791.4134 | 1478867.319 | 10508037.6352 | 0 | 56984829.6904 | 93037526.0581 | 1333521.4322 | 4.4276 | 12870.4083 | 21013.153 | 262.3807 | 428.3815
1 | 6100 | 707 | 0.015 | 15 | 15 | 7 | 1.7783e-09 | 5spot_SharedNeighbor | Water | Porous | Wet | R600a | MinimizeLCOE_Brownfield | IgnoreSilica | 2019 | 109.465 | 18.3178 | 1.1242 | 4 | 12792.9308 | 20810.1934 | 260.8012 | 424.2439 | 101.7014 | 0 | 161.5739 | 2752656.945 | 173778.5697 | 3541173.2351 | 3751124.6793 | 0 | 274746.2717 | 0 | 4092457.0833 | 10647733.8523 | 7267297.1433 | 32500967.7796 | 961560.8286 | 24065791.4134 | 24065791.4134 | 1478867.319 | 10508037.6352 | 0 | 57528320.0217 | 93581016.3894 | 1778279.41 | 4.4969 | 12792.9308 | 20810.1934 | 260.8012 | 424.2439
1 | 6100 | 707 | 0.015 | 15 | 15 | 7 | 2.3714e-09 | 5spot_SharedNeighbor | Water | Porous | Wet | R600a | MinimizeLCOE_Brownfield | IgnoreSilica | 2019 | 109.8982 | 18.389 | 1.131 | 4 | 12736.3808 | 20705.2507 | 259.6484 | 422.1045 | 101.6977 | 0 | 149.027 | 2760156.7032 | 174243.703 | 3552203.5366 | 3765770.9582 | 0 | 271296.2011 | 0 | 4104231.7298 | 10678369.0673 | 7288206.307 | 32594478.2062 | 961560.8286 | 24065791.4134 | 24065791.4134 | 1478867.319 | 10508037.6352 | 0 | 57621830.4483 | 93674526.816 | 2371373.7057 | 4.5242 | 12736.3808 | 20705.2507 | 259.6484 | 422.1045
1 | 6100 | 707 | 0.015 | 15 | 15 | 7 | 3.1623e-09 | 5spot_SharedNeighbor | Water | Porous | Wet | R600a | MinimizeLCOE_Brownfield | IgnoreSilica | 2019 | 110.2271 | 18.4432 | 1.1362 | 4 | 12694.035 | 20626.6427 | 258.7851 | 420.502 | 101.6948 | 0 | 150.693 | 2765842.2841 | 174596.2538 | 3560569.8921 | 3776889.6384 | 0 | 268680.1525 | 0 | 4113165.5062 | 10701612.9209 | 7304070.7147 | 32665427.3628 | 961560.8286 | 24065791.4134 | 24065791.4134 | 1478867.319 | 10508037.6352 | 0 | 57692779.6048 | 93745475.9725 | 3162277.6602 | 4.5449 | 12694.035 | 20626.6427 | 258.7851 | 420.502
1 | 6100 | 707 | 0.015 | 15 | 15 | 7 | 4.217e-09 | 5spot_SharedNeighbor | Water | Porous | Wet | R600a | MinimizeLCOE_Brownfield | IgnoreSilica | 2019 | 110.4707 | 18.4832 | 1.1401 | 4 | 12662.3141 | 20567.944 | 258.1384 | 419.3054 | 101.6927 | 0 | 154.6817 | 2770047.3042 | 174856.9597 | 3566759.9868 | 3785121.5032 | 0 | 266651.246 | 0 | 4119740.43 | 10718719.5238 | 7315746.3227 | 32717643.2764 | 961560.8286 | 24065791.4134 | 24065791.4134 | 1478867.319 | 10508037.6352 | 0 | 57744995.5185 | 93797691.8862 | 4216965.0343 | 4.5604 | 12662.3141 | 20567.944 | 258.1384 | 419.3054
1 | 6100 | 707 | 0.015 | 15 | 15 | 7 | 5.6234e-09 | 5spot_SharedNeighbor | Water | Porous | Wet | R600a | MinimizeLCOE_Brownfield | IgnoreSilica | 2019 | 110.6487 | 18.5125 | 1.143 | 4 | 12638.5459 | 20524.1721 | 257.6539 | 418.413 | 101.6911 | 0 | 152.2502 | 2773117.5434 | 175047.2895 | 3571280.8999 | 3791136.522 | 0 | 265064.4743 | 0 | 4124502.2244 | 10731108.7361 | 7324202.2146 | 32755459.9042 | 961560.8286 | 24065791.4134 | 24065791.4134 | 1478867.319 | 10508037.6352 | 0 | 57782812.1462 | 93835508.5139 | 5623413.2519 | 4.572 | 12638.5459 | 20524.1721 | 257.6539 | 418.413
1 | 6100 | 707 | 0.015 | 15 | 15 | 7 | 7.4989e-09 | 5spot_SharedNeighbor | Water | Porous | Wet | R600a | MinimizeLCOE_Brownfield | IgnoreSilica | 2019 | 110.7996 | 18.5373 | 1.1453 | 4 | 12620.7328 | 20490.7487 | 257.2907 | 417.7316 | 101.6897 | 0 | 157.5483 | 2775719.881 | 175208.6021 | 3575113.598 | 3796237.6995 | 0 | 264025.2146 | 0 | 4128658.9481 | 10741923.6786 | 7331583.6351 | 32788471.257 | 961560.8286 | 24065791.4134 | 24065791.4134 | 1478867.319 | 10508037.6352 | 0 | 57815823.4991 | 93868519.8668 | 7498942.0933 | 4.581 | 12620.7328 | 20490.7487 | 257.2907 | 417.7316
1 | 6100 | 707 | 0.015 | 15 | 15 | 7 | 1e-08 | 5spot_SharedNeighbor | Water | Porous | Wet | R600a | MinimizeLCOE_Brownfield | IgnoreSilica | 2019 | 110.8922 | 18.5525 | 1.1468 | 4 | 12607.381 | 20466.4625 | 257.0185 | 417.2365 | 101.6889 | 0 | 153.0575 | 2777315.4905 | 175307.5014 | 3577464.061 | 3799367.0335 | 0 | 263046.711 | 0 | 4131075.311 | 10748210.5592 | 7335874.5603 | 32807661.228 | 961560.8286 | 24065791.4134 | 24065791.4134 | 1478867.319 | 10508037.6352 | 0 | 57835013.47 | 93887709.8378 | 10000000 | 4.5874 | 12607.381 | 20466.4625 | 257.0185 | 417.2365
1 | 6200 | 707 | 0.015 | 15 | 15 | 7 | 1e-13 | 5spot_SharedNeighbor | Water | Porous | Wet | R600a | MinimizeLCOE_Brownfield | IgnoreSilica | 2019 | 0 | 0 | 0 | 0 |  |  |  |  | 15 |  | 23.5445 | [19 empty] | 100 | 0
1 | 6200 | 707 | 0.015 | 15 | 15 | 7 | 1.3335e-13 | 5spot_SharedNeighbor | Water | Porous | Wet | R600a | MinimizeLCOE_Brownfield | IgnoreSilica | 2019 | 0 | 0 | 0 | 0 |  |  |  |  | 15 |  | 23.0062 | [19 empty] | 133.3521 | 0
1 | 6200 | 707 | 0.015 | 15 | 15 | 7 | 1.7783e-13 | 5spot_SharedNeighbor | Water | Porous | Wet | R600a | MinimizeLCOE_Brownfield | IgnoreSilica | 2019 | 0 | 0 | 0 | 0 |  |  |  |  | 15 |  | 24.264 | [19 empty] | 177.8279 | 0
1 | 6200 | 707 | 0.015 | 15 | 15 | 7 | 2.3714e-13 | 5spot_SharedNeighbor | Water | Porous | Wet | R600a | MinimizeLCOE_Brownfield | IgnoreSilica | 2019 | 0 | 0 | 0 | 0 |  |  |  |  | 15 |  | 24.2001 | [19 empty] | 237.1374 | 0
1 | 6200 | 707 | 0.015 | 15 | 15 | 7 | 3.1623e-13 | 5spot_SharedNeighbor | Water | Porous | Wet | R600a | MinimizeLCOE_Brownfield | IgnoreSilica | 2019 | 0 | 0 | 0 | 0 |  |  |  |  | 15 |  | 25.4439 | [19 empty] | 316.2278 | 0
1 | 6200 | 707 | 0.015 | 15 | 15 | 7 | 4.217e-13 | 5spot_SharedNeighbor | Water | Porous | Wet | R600a | MinimizeLCOE_Brownfield | IgnoreSilica | 2019 | 0 | 0 | 0 | 0 |  |  |  |  | 15 |  | 27.9424 | [19 empty] | 421.6965 | 0
1 | 6200 | 707 | 0.015 | 15 | 15 | 7 | 5.6234e-13 | 5spot_SharedNeighbor | Water | Porous | Wet | R600a | MinimizeLCOE_Brownfield | IgnoreSilica | 2019 | 0 | 0 | 0 | 0 |  |  |  |  | 15 |  | 28.9203 | [19 empty] | 562.3413 | 0
1 | 6200 | 707 | 0.015 | 15 | 15 | 7 | 7.4989e-13 | 5spot_SharedNeighbor | Water | Porous | Wet | R600a | MinimizeLCOE_Brownfield | IgnoreSilica | 2019 | 0 | 0 | 0 | 0 |  |  |  |  | 15 |  | 25.6976 | [19 empty] | 749.8942 | 0
1 | 6200 | 707 | 0.015 | 15 | 15 | 7 | 1e-12 | 5spot_SharedNeighbor | Water | Porous | Wet | R600a | MinimizeLCOE_Brownfield | IgnoreSilica | 2019 | 1.6 | 0.1543 | 0.0012609 | 4 | 5242490.2599 | 12546990.1743 | 106875.2549 | 255787.3658 | 75.1456 | 0 | 31.649 | 77693.8199 | 4201.7648 | 79152.24 | 67173.3837 | 0 | 46414.8346 | 0 | 107108.0568 | 278673.1929 | 190200.1803 | 850617.473 | 961560.8286 | 24629381.4663 | 24629381.4663 | 1478867.319 | 10733473.6564 | 0 | 26441559.768 | 63283282.2097 | 1000 | 0.0050437 | 5242490.2599 | 12546990.1743 | 106875.2549 | 255787.3658
1 | 6200 | 707 | 0.015 | 15 | 15 | 7 | 1.3335e-12 | 5spot_SharedNeighbor | Water | Porous | Wet | R600a | MinimizeLCOE_Brownfield | IgnoreSilica | 2019 | 2.7398 | 0.33296 | 0.0050229 | 4 | 1347468.7964 | 3181142.1623 | 27469.974 | 64851.8858 | 85.2667 | 0 | 83.1005 | 146132.0642 | 8421.4226 | 145272.7896 | 104846.6764 | 0 | 73839.8021 | 0 | 186619.9744 | 485546.8925 | 331395.7311 | 1482075.353 | 961560.8286 | 24629381.4663 | 24629381.4663 | 1478867.319 | 10733473.6564 | 0 | 27073017.6479 | 63914740.0897 | 1333.5214 | 0.020092 | 1347468.7964 | 3181142.1623 | 27469.974 | 64851.8858
1 | 6200 | 707 | 0.015 | 15 | 15 | 7 | 1.7783e-12 | 5spot_SharedNeighbor | Water | Porous | Wet | R600a | MinimizeLCOE_Brownfield | IgnoreSilica | 2019 | 3.8996 | 0.52531 | 0.011111 | 4 | 622378.0506 | 1451309.5253 | 12688.0184 | 29586.9077 | 90.2104 | 0 | 80.465 | 209277.8978 | 12435.7994 | 208417.1861 | 144489.2329 | 0 | 93890.6386 | 0 | 260719.1944 | 678337.8629 | 462979.5299 | 2070547.342 | 961560.8286 | 24629381.4663 | 24629381.4663 | 1478867.319 | 10733473.6564 | 0 | 27661489.637 | 64503212.0788 | 1778.2794 | 0.044445 | 622378.0506 | 1451309.5253 | 12688.0184 | 29586.9077
1 | 6200 | 707 | 0.015 | 15 | 15 | 7 | 2.3714e-12 | 5spot_SharedNeighbor | Water | Porous | Wet | R600a | MinimizeLCOE_Brownfield | IgnoreSilica | 2019 | 5.554 | 0.80597 | 0.020114 | 4 | 353588.3855 | 811489.2189 | 7208.3775 | 16543.3053 | 93.9778 | 0 | 38.979 | 290516.9981 | 17666.5993 | 292683.2796 | 201529.6109 | 0 | 120364.0877 | 0 | 359876.6245 | 936325.1562 | 639061.1586 | 2858023.515 | 961560.8286 | 24629381.4663 | 24629381.4663 | 1478867.319 | 10733473.6564 | 0 | 28448965.81 | 65290688.2517 | 2371.3737 | 0.080458 | 353588.3855 | 811489.2189 | 7208.3775 | 16543.3053
1 | 6200 | 707 | 0.015 | 15 | 15 | 7 | 3.1623e-12 | 5spot_SharedNeighbor | Water | Porous | Wet | R600a | MinimizeLCOE_Brownfield | IgnoreSilica | 2019 | 7.1197 | 1.0739 | 0.032349 | 4 | 225077.2393 | 509799.6712 | 4588.504 | 10392.9559 | 96.0061 | 0 | 50.475 | 360384.4705 | 22186.2509 | 367649.3889 | 255572.5648 | 0 | 134887.9461 | 0 | 444865.4422 | 1157448.6263 | 789982.4706 | 3532977.1602 | 961560.8286 | 24629381.4663 | 24629381.4663 | 1478867.319 | 10733473.6564 | 0 | 29123919.4552 | 65965641.897 | 3162.2777 | 0.1294 | 225077.2393 | 509799.6712 | 4588.504 | 10392.9559
1 | 6200 | 707 | 0.015 | 15 | 15 | 7 | 4.217e-12 | 5spot_SharedNeighbor | Water | Porous | Wet | R600a | MinimizeLCOE_Brownfield | IgnoreSilica | 2019 | 9.6607 | 1.5127 | 0.049545 | 4 | 152314.5525 | 338215.9574 | 3105.1382 | 6894.9898 | 98.0246 | 0 | 85.4483 | 464593.9876 | 28943.2784 | 482878.2475 | 343237.971 | 0 | 163782.4003 | 0 | 578539.9951 | 1505242.3923 | 1027358.8624 | 4594577.1346 | 961560.8286 | 24629381.4663 | 24629381.4663 | 1478867.319 | 10733473.6564 | 0 | 30185519.4296 | 67027241.8713 | 4216.965 | 0.19818 | 152314.5525 | 338215.9574 | 3105.1382 | 6894.9898
1 | 6200 | 707 | 0.015 | 15 | 15 | 7 | 5.6234e-12 | 5spot_SharedNeighbor | Water | Porous | Wet | R600a | MinimizeLCOE_Brownfield | IgnoreSilica | 2019 | 12.6692 | 2.034 | 0.072385 | 4 | 108313.9886 | 235556.9639 | 2208.1272 | 4802.1473 | 99.3841 | 0 | 77.5669 | 577145.0564 | 36241.1544 | 611319.4071 | 447721.4198 | 0 | 190550.0135 | 0 | 726561.05 | 1890362.8139 | 1290211.4636 | 5770112.3788 | 961560.8286 | 24629381.4663 | 24629381.4663 | 1478867.319 | 10733473.6564 | 0 | 31361054.6738 | 68202777.1156 | 5623.4133 | 0.28954 | 108313.9886 | 235556.9639 | 2208.1272 | 4802.1473
1 | 6200 | 707 | 0.015 | 15 | 15 | 7 | 7.4989e-12 | 5spot_SharedNeighbor | Water | Porous | Wet | R600a | MinimizeLCOE_Brownfield | IgnoreSilica | 2019 | 16.5324 | 2.7044 | 0.1026 | 4 | 79897.1816 | 169667.2389 | 1628.8121 | 3458.8962 | 100.4243 | 0 | 107.9256 | 709760.4831 | 44825.4301 | 767209.1026 | 581509.4167 | 0 | 220994.0832 | 0 | 906476.4211 | 2358465.7038 | 1609701.3045 | 7198941.9451 | 961560.8286 | 24629381.4663 | 24629381.4663 | 1478867.319 | 10733473.6564 | 0 | 32789884.24 | 69631606.6818 | 7498.9421 | 0.4104 | 79897.1816 | 169667.2389 | 1628.8121 | 3458.8962
1 | 6200 | 707 | 0.015 | 15 | 15 | 7 | 1e-11 | 5spot_SharedNeighbor | Water | Porous | Wet | R600a | MinimizeLCOE_Brownfield | IgnoreSilica | 2019 | 21.3929 | 3.549 | 0.14209 | 4 | 60693.8649 | 125514.1251 | 1237.3265 | 2558.7752 | 101.2121 | 0 | 80.3216 | 863480.5638 | 54755.4796 | 952981.3832 | 749788.464 | 0 | 254274.2122 | 0 | 1121359.2401 | 2917546.7204 | 1991285.5862 | 8905471.6496 | 961560.8286 | 24629381.4663 | 24629381.4663 | 1478867.319 | 10733473.6564 | 0 | 34496413.9445 | 71338136.3863 | 10000 | 0.56837 | 60693.8649 | 125514.1251 | 1237.3265 | 2558.7752
1 | 6200 | 707 | 0.015 | 15 | 15 | 7 | 1.3335e-11 | 5spot_SharedNeighbor | Water | Porous | Wet | R600a | MinimizeLCOE_Brownfield | IgnoreSilica | 2019 | 27.3561 | 4.5861 | 0.19281 | 4 | 47312.1224 | 95081.7708 | 964.5216 | 1938.3705 | 101.805 | 0 | 106.1455 | 1037989.6461 | 66001.3889 | 1169429.5154 | 956218.5917 | 0 | 288935.8602 | 0 | 1372244.2509 | 3570298.0548 | 2436801.7847 | 10897919.0926 | 961560.8286 | 24629381.4663 | 24629381.4663 | 1478867.319 | 10733473.6564 | 0 | 36488861.3876 | 73330583.8294 | 13335.2143 | 0.77124 | 47312.1224 | 95081.7708 | 964.5216 | 1938.3705
1 | 6200 | 707 | 0.015 | 15 | 15 | 7 | 1.7783e-11 | 5spot_SharedNeighbor | Water | Porous | Wet | R600a | MinimizeLCOE_Brownfield | IgnoreSilica | 2019 | 34.5593 | 5.84 | 0.25671 | 4 | 37776.781 | 73655.9337 | 770.1308 | 1501.5758 | 102.2552 | 0 | 98.8838 | 1234056.641 | 78609.5655 | 1418421.4778 | 1205993.4325 | 0 | 324538.9961 | 0 | 1662031.844 | 4324265.9285 | 2951400.351 | 13199318.2363 | 961560.8286 | 24629381.4663 | 24629381.4663 | 1478867.319 | 10733473.6564 | 0 | 38790260.5313 | 75631982.9731 | 17782.7941 | 1.0268 | 37776.781 | 73655.9337 | 770.1308 | 1501.5758
1 | 6200 | 707 | 0.015 | 15 | 15 | 7 | 2.3714e-11 | 5spot_SharedNeighbor | Water | Porous | Wet | R600a | MinimizeLCOE_Brownfield | IgnoreSilica | 2019 | 42.8466 | 7.2835 | 0.33447 | 4 | 30889.5723 | 58427.2945 | 629.7257 | 1191.1194 | 102.5913 | 0 | 119.3374 | 1444984.1483 | 92143.3596 | 1692152.5225 | 1493673.721 | 0 | 357385.5239 | 0 | 1981332.3174 | 5155020.2628 | 3518407.2544 | 15735099.11 | 961560.8286 | 24629381.4663 | 24629381.4663 | 1478867.319 | 10733473.6564 | 0 | 41326041.405 | 78167763.8468 | 23713.7371 | 1.3379 | 30889.5723 | 58427.2945 | 629.7257 | 1191.1194
1 | 6200 | 707 | 0.015 | 15 | 15 | 7 | 3.1623e-11 | 5spot_SharedNeighbor | Water | Porous | Wet | R600a | MinimizeLCOE_Brownfield | IgnoreSilica | 2019 | 51.9381 | 8.8673 | 0.42502 | 4 | 25879.816 | 47550.5697 | 527.5951 | 969.3827 | 102.8367 | 0 | 132.7291 | 1662647.6973 | 106075.8608 | 1980245.2413 | 1809284.412 | 0 | 384581.4141 | 0 | 2317705.504 | 6030194.2945 | 4115731.5141 | 18406465.9381 | 961560.8286 | 24629381.4663 | 24629381.4663 | 1478867.319 | 10733473.6564 | 0 | 43997408.2331 | 80839130.6748 | 31622.7766 | 1.7001 | 25879.816 | 47550.5697 | 527.5951 | 969.3827
1 | 6200 | 707 | 0.015 | 15 | 15 | 7 | 4.217e-11 | 5spot_SharedNeighbor | Water | Porous | Wet | R600a | MinimizeLCOE_Brownfield | IgnoreSilica | 2019 | 61.2607 | 10.4896 | 0.52448 | 4 | 22227.5717 | 39788.5524 | 453.1391 | 811.1435 | 103.0033 | 0 | 124.7085 | 1873928.1944 | 119564.4105 | 2264859.0596 | 2132755.6925 | 0 | 402319.2253 | 0 | 2649436.3671 | 6893289.953 | 4704812.0359 | 21040964.9381 | 961560.8286 | 24629381.4663 | 24629381.4663 | 1478867.319 | 10733473.6564 | 0 | 46631907.2331 | 83473629.6749 | 42169.6503 | 2.0979 | 22227.5717 | 39788.5524 | 453.1391 | 811.1435
1 | 6200 | 707 | 0.015 | 15 | 15 | 7 | 5.6234e-11 | 5spot_SharedNeighbor | Water | Porous | Wet | R600a | MinimizeLCOE_Brownfield | IgnoreSilica | 2019 | 70.213 | 12.0438 | 0.62699 | 4 | 19565.5089 | 34255.386 | 398.8694 | 698.3424 | 103.1033 | 0 | 133.3147 | 2067243.825 | 131869.7653 | 2529366.8684 | 2443011.1228 | 0 | 408999.2416 | 0 | 2956391.421 | 7691924.0382 | 5249896.2093 | 23478702.4917 | 961560.8286 | 24629381.4663 | 24629381.4663 | 1478867.319 | 10733473.6564 | 0 | 49069644.7866 | 85911367.2284 | 56234.1325 | 2.508 | 19565.5089 | 34255.386 | 398.8694 | 698.3424
1 | 6200 | 707 | 0.015 | 15 | 15 | 7 | 7.4989e-11 | 5spot_SharedNeighbor | Water | Porous | Wet | R600a | MinimizeLCOE_Brownfield | IgnoreSilica | 2019 | 78.3519 | 13.4516 | 0.72641 | 4 | 17624.7489 | 30304.129 | 359.3043 | 617.7907 | 103.1528 | 0 | 121.3345 | 2235821.6876 | 142567.494 | 2763155.5648 | 2724571.7613 | 0 | 405807.1162 | 0 | 3226050.2133 | 8393520.9012 | 5728750.4847 | 25620245.2231 | 961560.8286 | 24629381.4663 | 24629381.4663 | 1478867.319 | 10733473.6564 | 0 | 51211187.5181 | 88052909.9599 | 74989.4209 | 2.9056 | 17624.7489 | 30304.129 | 359.3043 | 617.7907
1 | 6200 | 707 | 0.015 | 15 | 15 | 7 | 1e-10 | 5spot_SharedNeighbor | Water | Porous | Wet | R600a | MinimizeLCOE_Brownfield | IgnoreSilica | 2019 | 85.3823 | 14.6626 | 0.81758 | 4 | 16207.3778 | 27472.8676 | 330.4093 | 560.0716 | 103.168 | 0 | 144.0755 | 2376431.9042 | 151463.4866 | 2960389.6972 | 2967274.7663 | 0 | 394965.125 | 0 | 3451704.7419 | 8980627.6965 | 6129462.9363 | 27412320.3541 | 961560.8286 | 24629381.4663 | 24629381.4663 | 1478867.319 | 10733473.6564 | 0 | 53003262.6491 | 89844985.0908 | 100000 | 3.2703 | 16207.3778 | 27472.8676 | 330.4093 | 560.0716
1 | 6200 | 707 | 0.015 | 15 | 15 | 7 | 1.3335e-10 | 5spot_SharedNeighbor | Water | Porous | Wet | R600a | MinimizeLCOE_Brownfield | IgnoreSilica | 2019 | 91.2607 | 15.6708 | 0.89756 | 4 | 15169.1043 | 25430.711 | 309.2427 | 518.4394 | 103.1634 | 0 | 134.0459 | 2490684.0165 | 158671.8264 | 3122159.6949 | 3169783.8461 | 0 | 379835.1726 | 0 | 3635242.477 | 9458155.2345 | 6455385.2932 | 28869917.5611 | 961560.8286 | 24629381.4663 | 24629381.4663 | 1478867.319 | 10733473.6564 | 0 | 54460859.8561 | 91302582.2979 | 133352.1432 | 3.5902 | 15169.1043 | 25430.711 | 309.2427 | 518.4394
1 | 6200 | 707 | 0.015 | 15 | 15 | 7 | 1.7783e-10 | 5spot_SharedNeighbor | Water | Porous | Wet | R600a | MinimizeLCOE_Brownfield | IgnoreSilica | 2019 | 96.013 | 16.4827 | 0.96507 | 4 | 14405.7534 | 23949.5642 | 293.6808 | 488.2443 | 103.1492 | 0 | 149.5297 | 2580952.3412 | 164353.2259 | 3250938.8869 | 3333178.9993 | 0 | 362779.2209 | 0 | 3779959.0429 | 9834678.0535 | 6712369.8539 | 30019209.6245 | 961560.8286 | 24629381.4663 | 24629381.4663 | 1478867.319 | 10733473.6564 | 0 | 55610151.9195 | 92451874.3613 | 177827.941 | 3.8603 | 14405.7534 | 23949.5642 | 293.6808 | 488.2443
1 | 6200 | 707 | 0.015 | 15 | 15 | 7 | 2.3714e-10 | 5spot_SharedNeighbor | Water | Porous | Wet | R600a | MinimizeLCOE_Brownfield | IgnoreSilica | 2019 | 99.801 | 17.1276 | 1.0206 | 4 | 13842.4588 | 22867.4041 | 282.1972 | 466.183 | 103.1315 | 0 | 157.9791 | 2651616.2807 | 168791.7449 | 3352353.4057 | 3463202.7764 | 0 | 346066.8005 | 0 | 3892992.0932 | 10128766.864 | 6913091.51 | 30916881.4754 | 961560.8286 | 24629381.4663 | 24629381.4663 | 1478867.319 | 10733473.6564 | 0 | 56507823.7703 | 93349546.2121 | 237137.3706 | 4.0822 | 13842.4588 | 22867.4041 | 282.1972 | 466.183
1 | 6200 | 707 | 0.015 | 15 | 15 | 7 | 3.1623e-10 | 5spot_SharedNeighbor | Water | Porous | Wet | R600a | MinimizeLCOE_Brownfield | IgnoreSilica | 2019 | 102.7487 | 17.6281 | 1.065 | 4 | 13425.3952 | 22073.4926 | 273.6948 | 449.998 | 103.1141 | 0 | 154.6612 | 2705838.0674 | 172191.8977 | 3430534.1067 | 3564244.1833 | 0 | 330594.542 | 0 | 3979327.0909 | 10353392.8182 | 7066403.3394 | 31602526.0456 | 961560.8286 | 24629381.4663 | 24629381.4663 | 1478867.319 | 10733473.6564 | 0 | 57193468.3406 | 94035190.7824 | 316227.766 | 4.2601 | 13425.3952 | 22073.4926 | 273.6948 | 449.998
1 | 6200 | 707 | 0.015 | 15 | 15 | 7 | 4.217e-10 | 5spot_SharedNeighbor | Water | Porous | Wet | R600a | MinimizeLCOE_Brownfield | IgnoreSilica | 2019 | 105.0191 | 18.0127 | 1.1001 | 4 | 13115.7185 | 21488.2205 | 267.3817 | 438.0664 | 103.0986 | 0 | 161.3788 | 2747152.9044 | 174779.2973 | 3490318.5401 | 3641981.254 | 0 | 317043.2095 | 0 | 4044797.3301 | 10523732.9509 | 7182663.98 | 32122469.4663 | 961560.8286 | 24629381.4663 | 24629381.4663 | 1478867.319 | 10733473.6564 | 0 | 57713411.7613 | 94555134.2031 | 421696.5034 | 4.4003 | 13115.7185 | 21488.2205 | 267.3817 | 438.0664
1 | 6200 | 707 | 0.015 | 15 | 15 | 7 | 5.6234e-10 | 5spot_SharedNeighbor | Water | Porous | Wet | R600a | MinimizeLCOE_Brownfield | IgnoreSilica | 2019 | 106.7512 | 18.3056 | 1.1274 | 4 | 12885.2433 | 21055.2053 | 262.6831 | 429.2388 | 103.0856 | 0 | 148.3145 | 2778415.5308 | 176735.1688 | 3535680.8903 | 3701237.0768 | 0 | 305594.3721 | 0 | 4094088.5851 | 10651978.6855 | 7270194.3291 | 32513924.6385 | 961560.8286 | 24629381.4663 | 24629381.4663 | 1478867.319 | 10733473.6564 | 0 | 58104866.9334 | 94946589.3752 | 562341.3252 | 4.5094 | 12885.2433 | 21055.2053 | 262.6831 | 429.2388
1 | 6200 | 707 | 0.015 | 15 | 15 | 7 | 7.4989e-10 | 5spot_SharedNeighbor | Water | Porous | Wet | R600a | MinimizeLCOE_Brownfield | IgnoreSilica | 2019 | 108.0741 | 18.5289 | 1.1484 | 4 | 12713.3984 | 20733.5257 | 259.1798 | 422.681 | 103.075 | 0 | 137.7468 | 2802141.9714 | 178218.3889 | 3570179.8457 | 3746458.8435 | 0 | 296277.1981 | 0 | 4131377.7366 | 10748997.4085 | 7336411.6011 | 32810062.9939 | 961560.8286 | 24629381.4663 | 24629381.4663 | 1478867.319 | 10733473.6564 | 0 | 58401005.2889 | 95242727.7307 | 749894.2093 | 4.5937 | 12713.3984 | 20733.5257 | 259.1798 | 422.681
1 | 6200 | 707 | 0.015 | 15 | 15 | 7 | 1e-09 | 5spot_SharedNeighbor | Water | Porous | Wet | R600a | MinimizeLCOE_Brownfield | IgnoreSilica | 2019 | 109.0823 | 18.699 | 1.1646 | 4 | 12585.0875 | 20493.9149 | 256.564 | 417.7962 | 103.0665 | 0 | 165.3951 | 2820140.1275 | 179342.8329 | 3596391.1541 | 3780907.3149 | 0 | 288867.8901 | 0 | 4159603.2346 | 10822434.3645 | 7386533.8326 | 33034220.7512 | 961560.8286 | 24629381.4663 | 24629381.4663 | 1478867.319 | 10733473.6564 | 0 | 58625163.0462 | 95466885.4879 | 1000000 | 4.6583 | 12585.0875 | 20493.9149 | 256.564 | 417.7962
1 | 6200 | 707 | 0.015 | 15 | 15 | 7 | 1.3335e-09 | 5spot_SharedNeighbor | Water | Porous | Wet | R600a | MinimizeLCOE_Brownfield | IgnoreSilica | 2019 | 109.825 | 18.8241 | 1.1768 | 4 | 12489.1784 | 20315.9665 | 254.6088 | 414.1685 | 103.06 | 0 | 164.0128 | 2833351.8736 | 180167.8624 | 3615654.7896 | 3806274.4726 | 0 | 282842.0571 | 0 | 4180133.5116 | 10875849.9338 | 7422991.0562 | 33197265.5569 | 961560.8286 | 24629381.4663 | 24629381.4663 | 1478867.319 | 10733473.6564 | 0 | 58788207.8519 | 95629930.2937 | 1333521.4322 | 4.7071 | 12489.1784 | 20315.9665 | 254.6088 | 414.1685
1 | 6200 | 707 | 0.015 | 15 | 15 | 7 | 1.7783e-09 | 5spot_SharedNeighbor | Water | Porous | Wet | R600a | MinimizeLCOE_Brownfield | IgnoreSilica | 2019 | 108.605 | 18.6184 | 1.177 | 4 | 12407.7583 | 20232.9151 | 252.9489 | 412.4753 | 103.0704 | 0 | 381.0284 | 2811620.3453 | 178810.4702 | 3583984.0207 | 3764596.1893 | 0 | 259470.7593 | 0 | 4133407.8961 | 10754279.467 | 7340016.7146 | 32826185.8625 | 961560.8286 | 24629381.4663 | 24629381.4663 | 1478867.319 | 10733473.6564 | 0 | 58417128.1575 | 95258850.5993 | 1778279.41 | 4.7081 | 12407.7583 | 20232.9151 | 252.9489 | 412.4753
1 | 6200 | 707 | 0.015 | 15 | 15 | 7 | 2.3714e-09 | 5spot_SharedNeighbor | Water | Porous | Wet | R600a | MinimizeLCOE_Brownfield | IgnoreSilica | 2019 | 110.8922 | 19.0039 | 1.1946 | 4 | 12351.444 | 20061.4925 | 251.8009 | 408.9807 | 103.0505 | 0 | 155.134 | 2852270.1392 | 181348.754 | 3643270.4547 | 3842711.0558 | 0 | 273587.3648 | 0 | 4209343.2297 | 10951847.6287 | 7474861.0445 | 33429239.6714 | 961560.8286 | 24629381.4663 | 24629381.4663 | 1478867.319 | 10733473.6564 | 0 | 59020181.9664 | 95861904.4082 | 2371373.7057 | 4.7784 | 12351.444 | 20061.4925 | 251.8009 | 408.9807
1 | 6200 | 707 | 0.015 | 15 | 15 | 7 | 3.1623e-09 | 5spot_SharedNeighbor | Water | Porous | Wet | R600a | MinimizeLCOE_Brownfield | IgnoreSilica | 2019 | 111.6427 | 19.1301 | 1.2022 | 4 | 12311.9574 | 19973.0251 | 250.9959 | 407.1771 | 103.0436 | 0 | 155.1178 | 2865525.409 | 182175.7625 | 3662643.3127 | 3868323.3302 | 0 | 275043.0147 | 0 | 4232947.2234 | 11013260.3784 | 7516776.5081 | 33616694.9392 | 961560.8286 | 24629381.4663 | 24629381.4663 | 1478867.319 | 10733473.6564 | 0 | 59207637.2341 | 96049359.6759 | 3162277.6602 | 4.809 | 12311.9574 | 19973.0251 | 250.9959 | 407.1771
1 | 6200 | 707 | 0.015 | 15 | 15 | 7 | 4.217e-09 | 5spot_SharedNeighbor | Water | Porous | Wet | R600a | MinimizeLCOE_Brownfield | IgnoreSilica | 2019 | 111.8667 | 19.1678 | 1.2061 | 4 | 12282.4754 | 19919.0304 | 250.3949 | 406.0764 | 103.0415 | 0 | 140.4231 | 2869471.7819 | 182421.8952 | 3668415.4874 | 3875963.4045 | 0 | 272877.3469 | 0 | 4238968.4672 | 11028926.4196 | 7527468.9031 | 33664513.7057 | 961560.8286 | 24629381.4663 | 24629381.4663 | 1478867.319 | 10733473.6564 | 0 | 59255456.0006 | 96097178.4424 | 4216965.0343 | 4.8244 | 12282.4754 | 19919.0304 | 250.3949 | 406.0764
1 | 6200 | 707 | 0.015 | 15 | 15 | 7 | 5.6234e-09 | 5spot_SharedNeighbor | Water | Porous | Wet | R600a | MinimizeLCOE_Brownfield | IgnoreSilica | 2019 | 112.0519 | 19.1989 | 1.2091 | 4 | 12260.3837 | 19877.9974 | 249.9445 | 405.2399 | 103.0397 | 0 | 133.4948 | 2872733.2435 | 182625.2908 | 3673187.1076 | 3882281.9047 | 0 | 271396.928 | 0 | 4244067.5451 | 11042193.1744 | 7536523.7359 | 33705008.9301 | 961560.8286 | 24629381.4663 | 24629381.4663 | 1478867.319 | 10733473.6564 | 0 | 59295951.225 | 96137673.6668 | 5623413.2519 | 4.8364 | 12260.3837 | 19877.9974 | 249.9445 | 405.2399
1 | 6200 | 707 | 0.015 | 15 | 15 | 7 | 7.4989e-09 | 5spot_SharedNeighbor | Water | Porous | Wet | R600a | MinimizeLCOE_Brownfield | IgnoreSilica | 2019 | 112.1808 | 19.2206 | 1.2113 | 4 | 12243.8266 | 19847.6148 | 249.607 | 404.6205 | 103.0385 | 0 | 154.2196 | 2875001.5509 | 182766.7366 | 3676506.4629 | 3886678.9041 | 0 | 270179.4516 | 0 | 4247541.9113 | 11051232.7627 | 7542693.4406 | 33732601.2206 | 961560.8286 | 24629381.4663 | 24629381.4663 | 1478867.319 | 10733473.6564 | 0 | 59323543.5156 | 96165265.9574 | 7498942.0933 | 4.8452 | 12243.8266 | 19847.6148 | 249.607 | 404.6205
1 | 6200 | 707 | 0.015 | 15 | 15 | 7 | 1e-08 | 5spot_SharedNeighbor | Water | Porous | Wet | R600a | MinimizeLCOE_Brownfield | IgnoreSilica | 2019 | 112.2929 | 19.2394 | 1.213 | 4 | 12231.4158 | 19824.314 | 249.354 | 404.1455 | 103.0374 | 0 | 158.5968 | 2876972.5927 | 182889.6402 | 3679391.2043 | 3890501.1289 | 0 | 269406.6025 | 0 | 4250672.8557 | 11059378.8377 | 7548253.3043 | 33757466.1663 | 961560.8286 | 24629381.4663 | 24629381.4663 | 1478867.319 | 10733473.6564 | 0 | 59348408.4613 | 96190130.9031 | 10000000 | 4.8521 | 12231.4158 | 19824.314 | 249.354 | 404.1455
1 | 6300 | 707 | 0.015 | 15 | 15 | 7 | 1e-13 | 5spot_SharedNeighbor | Water | Porous | Wet | R600a | MinimizeLCOE_Brownfield | IgnoreSilica | 2019 | 0 | 0 | 0 | 0 |  |  |  |  | 15 |  | 23.5102 | [19 empty] | 100 | 0
1 | 6300 | 707 | 0.015 | 15 | 15 | 7 | 1.3335e-13 | 5spot_SharedNeighbor | Water | Porous | Wet | R600a | MinimizeLCOE_Brownfield | IgnoreSilica | 2019 | 0 | 0 | 0 | 0 |  |  |  |  | 15 |  | 23.5923 | [19 empty] | 133.3521 | 0
1 | 6300 | 707 | 0.015 | 15 | 15 | 7 | 1.7783e-13 | 5spot_SharedNeighbor | Water | Porous | Wet | R600a | MinimizeLCOE_Brownfield | IgnoreSilica | 2019 | 0 | 0 | 0 | 0 |  |  |  |  | 15 |  | 23.3042 | [19 empty] | 177.8279 | 0
1 | 6300 | 707 | 0.015 | 15 | 15 | 7 | 2.3714e-13 | 5spot_SharedNeighbor | Water | Porous | Wet | R600a | MinimizeLCOE_Brownfield | IgnoreSilica | 2019 | 0 | 0 | 0 | 0 |  |  |  |  | 15 |  | 23.1751 | [19 empty] | 237.1374 | 0
1 | 6300 | 707 | 0.015 | 15 | 15 | 7 | 3.1623e-13 | 5spot_SharedNeighbor | Water | Porous | Wet | R600a | MinimizeLCOE_Brownfield | IgnoreSilica | 2019 | 0 | 0 | 0 | 0 |  |  |  |  | 15 |  | 26.2784 | [19 empty] | 316.2278 | 0
1 | 6300 | 707 | 0.015 | 15 | 15 | 7 | 4.217e-13 | 5spot_SharedNeighbor | Water | Porous | Wet | R600a | MinimizeLCOE_Brownfield | IgnoreSilica | 2019 | 0 | 0 | 0 | 0 |  |  |  |  | 15 |  | 26.9321 | [19 empty] | 421.6965 | 0
1 | 6300 | 707 | 0.015 | 15 | 15 | 7 | 5.6234e-13 | 5spot_SharedNeighbor | Water | Porous | Wet | R600a | MinimizeLCOE_Brownfield | IgnoreSilica | 2019 | 0 | 0 | 0 | 0 |  |  |  |  | 15 |  | 27.0057 | [19 empty] | 562.3413 | 0
1 | 6300 | 707 | 0.015 | 15 | 15 | 7 | 7.4989e-13 | 5spot_SharedNeighbor | Water | Porous | Wet | R600a | MinimizeLCOE_Brownfield | IgnoreSilica | 2019 | 0 | 0 | 0 | 0 |  |  |  |  | 15 |  | 25.1722 | [19 empty] | 749.8942 | 0
1 | 6300 | 707 | 0.015 | 15 | 15 | 7 | 1e-12 | 5spot_SharedNeighbor | Water | Porous | Wet | R600a | MinimizeLCOE_Brownfield | IgnoreSilica | 2019 | 1.6 | 0.15653 | 0.0016457 | 4 | 4104042.0905 | 9821891.0229 | 83666.4491 | 200232.5336 | 75.7349 | 0 | 28.7632 | 78967.8562 | 4285.2035 | 80026.8804 | 67384.8029 | 0 | 45494.2966 | 0 | 107702.0254 | 280218.5774 | 191254.937 | 855334.5793 | 961560.8286 | 25198831.6101 | 25198831.6101 | 1478867.319 | 10961253.7139 | 0 | 27015727.018 | 64654679.6611 | 1000 | 0.0065827 | 4104042.0905 | 9821891.0229 | 83666.4491 | 200232.5336
1 | 6300 | 707 | 0.015 | 15 | 15 | 7 | 1.3335e-12 | 5spot_SharedNeighbor | Water | Porous | Wet | R600a | MinimizeLCOE_Brownfield | IgnoreSilica | 2019 | 2.9056 | 0.36669 | 0.0060766 | 4 | 1141799.4353 | 2690325.5349 | 23277.1259 | 54845.925 | 87.0451 | 0 | 72.5225 | 158742.8624 | 9245.7636 | 156711.5454 | 111181.4881 | 0 | 78295.3342 | 0 | 200529.0275 | 521735.3955 | 356095.128 | 1592536.5447 | 961560.8286 | 25198831.6101 | 25198831.6101 | 1478867.319 | 10961253.7139 | 0 | 27752928.9834 | 65391881.6265 | 1333.5214 | 0.024306 | 1141799.4353 | 2690325.5349 | 23277.1259 | 54845.925
1 | 6300 | 707 | 0.015 | 15 | 15 | 7 | 1.7783e-12 | 5spot_SharedNeighbor | Water | Porous | Wet | R600a | MinimizeLCOE_Brownfield | IgnoreSilica | 2019 | 4.136 | 0.57633 | 0.012891 | 4 | 550424.5071 | 1280354.9949 | 11221.1481 | 26101.7684 | 91.9106 | 0 | 54.045 | 226319.77 | 13581.8973 | 224166.1935 | 153668.9916 | 0 | 99773.9453 | 0 | 279829.2111 | 728058.2064 | 496914.686 | 2222312.9012 | 961560.8286 | 25198831.6101 | 25198831.6101 | 1478867.319 | 10961253.7139 | 0 | 28382705.3399 | 66021657.9829 | 1778.2794 | 0.051565 | 550424.5071 | 1280354.9949 | 11221.1481 | 26101.7684
1 | 6300 | 707 | 0.015 | 15 | 15 | 7 | 2.3714e-12 | 5spot_SharedNeighbor | Water | Porous | Wet | R600a | MinimizeLCOE_Brownfield | IgnoreSilica | 2019 | 5.6318 | 0.83655 | 0.022812 | 4 | 318851.232 | 731340.5413 | 6500.2136 | 14909.3661 | 95.1924 | 0 | 28.1623 | 301002.7628 | 18430.7498 | 301255.6139 | 206019.2567 | 0 | 120661.1967 | 0 | 369474.1361 | 961295.9126 | 656104.213 | 2934243.8414 | 961560.8286 | 25198831.6101 | 25198831.6101 | 1478867.319 | 10961253.7139 | 0 | 29094636.2802 | 66733588.9232 | 2371.3737 | 0.091248 | 318851.232 | 731340.5413 | 6500.2136 | 14909.3661
1 | 6300 | 707 | 0.015 | 15 | 15 | 7 | 3.1623e-12 | 5spot_SharedNeighbor | Water | Porous | Wet | R600a | MinimizeLCOE_Brownfield | IgnoreSilica | 2019 | 7.5265 | 1.1682 | 0.036383 | 4 | 205688.0445 | 464320.2527 | 4193.229 | 9465.7964 | 97.5483 | 0 | 62.3363 | 386613.4185 | 24008.0039 | 392833.3633 | 271822.7584 | 0 | 143077.1937 | 0 | 475158.3477 | 1236264.5524 | 843775.9597 | 3773553.5977 | 961560.8286 | 25198831.6101 | 25198831.6101 | 1478867.319 | 10961253.7139 | 0 | 29933946.0364 | 67572898.6794 | 3162.2777 | 0.14553 | 205688.0445 | 464320.2527 | 4193.229 | 9465.7964
1 | 6300 | 707 | 0.015 | 15 | 15 | 7 | 4.217e-12 | 5spot_SharedNeighbor | Water | Porous | Wet | R600a | MinimizeLCOE_Brownfield | IgnoreSilica | 2019 | 10.1406 | 1.6316 | 0.055388 | 4 | 140089.9243 | 309978.225 | 2855.9226 | 6319.3254 | 99.5059 | 0 | 68.0045 | 495193.3825 | 31107.55 | 512446.0438 | 363503.1888 | 0 | 172272.1459 | 0 | 614063.7013 | 1597667.7889 | 1090441.0947 | 4876694.8958 | 961560.8286 | 25198831.6101 | 25198831.6101 | 1478867.319 | 10961253.7139 | 0 | 31037087.3345 | 68676039.9776 | 4216.965 | 0.22155 | 140089.9243 | 309978.225 | 2855.9226 | 6319.3254
1 | 6300 | 707 | 0.015 | 15 | 15 | 7 | 5.6234e-12 | 5spot_SharedNeighbor | Water | Porous | Wet | R600a | MinimizeLCOE_Brownfield | IgnoreSilica | 2019 | 13.3271 | 2.1969 | 0.080487 | 4 | 100306.18 | 217216.1097 | 2044.8772 | 4428.2442 | 100.8542 | 0 | 60.8129 | 615540.346 | 38965.7281 | 649472.4012 | 474942.1682 | 0 | 201224.371 | 0 | 772256.5556 | 2009253.1461 | 1371356.5583 | 6133011.2745 | 961560.8286 | 25198831.6101 | 25198831.6101 | 1478867.319 | 10961253.7139 | 0 | 32293403.7132 | 69932356.3562 | 5623.4133 | 0.32195 | 100306.18 | 217216.1097 | 2044.8772 | 4428.2442
1 | 6300 | 707 | 0.015 | 15 | 15 | 7 | 7.4989e-12 | 5spot_SharedNeighbor | Water | Porous | Wet | R600a | MinimizeLCOE_Brownfield | IgnoreSilica | 2019 | 17.3755 | 2.9165 | 0.11365 | 4 | 74360.3478 | 157156.2515 | 1515.9363 | 3203.8428 | 101.8738 | 0 | 76.5952 | 755957.2918 | 48118.2944 | 814108.7618 | 616443.9888 | 0 | 233288.127 | 0 | 962487.4209 | 2504194.8359 | 1709164.4316 | 7643763.1522 | 961560.8286 | 25198831.6101 | 25198831.6101 | 1478867.319 | 10961253.7139 | 0 | 33804155.591 | 71443108.234 | 7498.9421 | 0.4546 | 74360.3478 | 157156.2515 | 1515.9363 | 3203.8428
1 | 6300 | 707 | 0.015 | 15 | 15 | 7 | 1e-11 | 5spot_SharedNeighbor | Water | Porous | Wet | R600a | MinimizeLCOE_Brownfield | IgnoreSilica | 2019 | 22.4723 | 3.8239 | 0.15702 | 4 | 56701.5805 | 116628.1938 | 1155.9384 | 2377.6235 | 102.6474 | 0 | 76.1572 | 919074.367 | 58733.1594 | 1010533.4868 | 795230.2085 | 0 | 268477.3341 | 0 | 1190298.9367 | 3096913.6695 | 2113707.2147 | 9452968.3767 | 961560.8286 | 25198831.6101 | 25198831.6101 | 1478867.319 | 10961253.7139 | 0 | 35613360.8154 | 73252313.4585 | 10000 | 0.62808 | 56701.5805 | 116628.1938 | 1155.9384 | 2377.6235
1 | 6300 | 707 | 0.015 | 15 | 15 | 7 | 1.3335e-11 | 5spot_SharedNeighbor | Water | Porous | Wet | R600a | MinimizeLCOE_Brownfield | IgnoreSilica | 2019 | 28.7009 | 4.934 | 0.21261 | 4 | 44352.6757 | 88611.7553 | 904.1893 | 1806.4705 | 103.2283 | 0 | 71.3195 | 1103667.7846 | 70717.504 | 1238574.8703 | 1013942.118 | 0 | 304841.3805 | 0 | 1455380.0264 | 3786600.2892 | 2584432.5042 | 11558156.4772 | 961560.8286 | 25198831.6101 | 25198831.6101 | 1478867.319 | 10961253.7139 | 0 | 37718548.916 | 75357501.559 | 13335.2143 | 0.85042 | 44352.6757 | 88611.7553 | 904.1893 | 1806.4705
1 | 6300 | 707 | 0.015 | 15 | 15 | 7 | 1.7783e-11 | 5spot_SharedNeighbor | Water | Porous | Wet | R600a | MinimizeLCOE_Brownfield | IgnoreSilica | 2019 | 36.1381 | 6.2607 | 0.28221 | 4 | 35540.6826 | 68883.3985 | 724.5449 | 1404.2812 | 103.6666 | 0 | 104.9957 | 1308783.271 | 84001.1762 | 1498038.508 | 1275213.1644 | 0 | 341097.8263 | 0 | 1757782.2389 | 4573388.8149 | 3121431.8399 | 13959736.8397 | 961560.8286 | 25198831.6101 | 25198831.6101 | 1478867.319 | 10961253.7139 | 0 | 40120129.2784 | 77759081.9215 | 17782.7941 | 1.1289 | 35540.6826 | 68883.3985 | 724.5449 | 1404.2812
1 | 6300 | 707 | 0.015 | 15 | 15 | 7 | 2.3714e-11 | 5spot_SharedNeighbor | Water | Porous | Wet | R600a | MinimizeLCOE_Brownfield | IgnoreSilica | 2019 | 44.6714 | 7.7839 | 0.36649 | 4 | 29168.4621 | 54843.5873 | 594.6386 | 1118.0607 | 103.9945 | 0 | 92.4323 | 1529018.9912 | 98229.7587 | 1782683.2937 | 1575076.3075 | 0 | 374477.2186 | 0 | 2090199.3722 | 5438270.0075 | 3711731.0254 | 16599685.9747 | 961560.8286 | 25198831.6101 | 25198831.6101 | 1478867.319 | 10961253.7139 | 0 | 42760078.4134 | 80399031.0565 | 23713.7371 | 1.466 | 29168.4621 | 54843.5873 | 594.6386 | 1118.0607
1 | 6300 | 707 | 0.015 | 15 | 15 | 7 | 3.1623e-11 | 5spot_SharedNeighbor | Water | Porous | Wet | R600a | MinimizeLCOE_Brownfield | IgnoreSilica | 2019 | 53.9138 | 9.4326 | 0.4637 | 4 | 24532.0495 | 44824.617 | 500.119 | 913.8104 | 104.2308 | 0 | 114.7041 | 1753486.8645 | 112694.5578 | 2078502.9121 | 1899282.6124 | 0 | 400924.872 | 0 | 2435507.8093 | 6336691.7285 | 4324922.3107 | 19342013.6674 | 961560.8286 | 25198831.6101 | 25198831.6101 | 1478867.319 | 10961253.7139 | 0 | 45502406.1061 | 83141358.7492 | 31622.7766 | 1.8548 | 24532.0495 | 44824.617 | 500.119 | 913.8104
1 | 6300 | 707 | 0.015 | 15 | 15 | 7 | 4.217e-11 | 5spot_SharedNeighbor | Water | Porous | Wet | R600a | MinimizeLCOE_Brownfield | IgnoreSilica | 2019 | 63.3413 | 11.1121 | 0.56965 | 4 | 21150.464 | 37668.7917 | 431.1808 | 767.9293 | 104.3885 | 0 | 119.8562 | 1970409.3662 | 126634.8308 | 2369371.6154 | 2229775.0549 | 0 | 417668.9327 | 0 | 2774405.322 | 7218433.5391 | 4926729.2144 | 22033427.8756 | 961560.8286 | 25198831.6101 | 25198831.6101 | 1478867.319 | 10961253.7139 | 0 | 48193820.3143 | 85832772.9574 | 42169.6503 | 2.2786 | 21150.464 | 37668.7917 | 431.1808 | 767.9293
1 | 6300 | 707 | 0.015 | 15 | 15 | 7 | 5.6234e-11 | 5spot_SharedNeighbor | Water | Porous | Wet | R600a | MinimizeLCOE_Brownfield | IgnoreSilica | 2019 | 72.3083 | 12.7051 | 0.67782 | 4 | 18684.9463 | 32567.2719 | 380.9179 | 663.9279 | 104.4797 | 0 | 129.9915 | 2167145.0198 | 139239.2942 | 2637240.9464 | 2543739.9702 | 0 | 422816.2222 | 0 | 3084970.7666 | 8026461.1202 | 5478224.6418 | 24499837.9813 | 961560.8286 | 25198831.6101 | 25198831.6101 | 1478867.319 | 10961253.7139 | 0 | 50660230.4201 | 88299183.0631 | 56234.1325 | 2.7113 | 18684.9463 | 32567.2719 | 380.9179 | 663.9279
1 | 6300 | 707 | 0.015 | 15 | 15 | 7 | 7.4989e-11 | 5spot_SharedNeighbor | Water | Porous | Wet | R600a | MinimizeLCOE_Brownfield | IgnoreSilica | 2019 | 80.3936 | 14.1359 | 0.78182 | 4 | 16886.6571 | 28922.3824 | 344.2573 | 589.6219 | 104.5212 | 0 | 127.4673 | 2337424.8578 | 150113.9526 | 2872175.372 | 2826345.8694 | 0 | 417927.0772 | 0 | 3355554.9803 | 8730465.7399 | 5958722.2606 | 26648730.1099 | 961560.8286 | 25198831.6101 | 25198831.6101 | 1478867.319 | 10961253.7139 | 0 | 52809122.5486 | 90448075.1917 | 74989.4209 | 3.1273 | 16886.6571 | 28922.3824 | 344.2573 | 589.6219
1 | 6300 | 707 | 0.015 | 15 | 15 | 7 | 1e-10 | 5spot_SharedNeighbor | Water | Porous | Wet | R600a | MinimizeLCOE_Brownfield | IgnoreSilica | 2019 | 87.3554 | 15.3624 | 0.87659 | 4 | 15572.4814 | 26306.9729 | 317.4661 | 536.3032 | 104.5302 | 0 | 160.1589 | 2479109.5104 | 159134.31 | 3069847.7539 | 3069219.4268 | 0 | 405752.6774 | 0 | 3581394.8346 | 9318054.7145 | 6359763.8095 | 28442277.0371 | 961560.8286 | 25198831.6101 | 25198831.6101 | 1478867.319 | 10961253.7139 | 0 | 54602669.4758 | 92241622.1189 | 100000 | 3.5064 | 15572.4814 | 26306.9729 | 317.4661 | 536.3032
1 | 6300 | 707 | 0.015 | 15 | 15 | 7 | 1.3335e-10 | 5spot_SharedNeighbor | Water | Porous | Wet | R600a | MinimizeLCOE_Brownfield | IgnoreSilica | 2019 | 93.1313 | 16.3755 | 0.95916 | 4 | 14609.0789 | 24419.4754 | 297.8258 | 497.824 | 104.5209 | 0 | 168.802 | 2593418.8168 | 166391.2279 | 3230792.7072 | 3270338.5988 | 0 | 389341.6372 | 0 | 3763610.3653 | 9792142.1478 | 6683338.2243 | 29889373.7254 | 961560.8286 | 25198831.6101 | 25198831.6101 | 1478867.319 | 10961253.7139 | 0 | 56049766.1641 | 93688718.8072 | 133352.1432 | 3.8366 | 14609.0789 | 24419.4754 | 297.8258 | 497.824
1 | 6300 | 707 | 0.015 | 15 | 15 | 7 | 1.7783e-10 | 5spot_SharedNeighbor | Water | Porous | Wet | R600a | MinimizeLCOE_Brownfield | IgnoreSilica | 2019 | 97.7964 | 17.1906 | 1.0286 | 4 | 13900.2405 | 23048.4474 | 283.3752 | 469.8738 | 104.5032 | 0 | 166.8445 | 2683705.8885 | 172109.0749 | 3358851.7783 | 3432499.1629 | 0 | 371420.8181 | 0 | 3907248.8219 | 10165859.9475 | 6938408.3017 | 31030103.7938 | 961560.8286 | 25198831.6101 | 25198831.6101 | 1478867.319 | 10961253.7139 | 0 | 57190496.2325 | 94829448.8756 | 177827.941 | 4.1144 | 13900.2405 | 23048.4474 | 283.3752 | 469.8738
1 | 6300 | 707 | 0.015 | 15 | 15 | 7 | 2.3714e-10 | 5spot_SharedNeighbor | Water | Porous | Wet | R600a | MinimizeLCOE_Brownfield | IgnoreSilica | 2019 | 101.4964 | 17.8348 | 1.0854 | 4 | 13376.8115 | 22046.1678 | 272.7044 | 449.441 | 104.4832 | 0 | 179.3977 | 2754068.8638 | 176556.0524 | 3459231.9227 | 3560923.6709 | 0 | 353990.53 | 0 | 4018860.7055 | 10456251.1742 | 7136606.2808 | 31916489.2004 | 961560.8286 | 25198831.6101 | 25198831.6101 | 1478867.319 | 10961253.7139 | 0 | 58076881.6392 | 95715834.2822 | 237137.3706 | 4.3416 | 13376.8115 | 22046.1678 | 272.7044 | 449.441
1 | 6300 | 707 | 0.015 | 15 | 15 | 7 | 3.1623e-10 | 5spot_SharedNeighbor | Water | Porous | Wet | R600a | MinimizeLCOE_Brownfield | IgnoreSilica | 2019 | 104.3734 | 18.3343 | 1.1308 | 4 | 12989.0346 | 21310.1119 | 264.799 | 434.4355 | 104.4641 | 0 | 158.3426 | 2808040.485 | 179961.456 | 3536576.6499 | 3660660.9978 | 0 | 338037.4197 | 0 | 4104078.0333 | 10677969.1804 | 7287933.376 | 32593257.5981 | 961560.8286 | 25198831.6101 | 25198831.6101 | 1478867.319 | 10961253.7139 | 0 | 58753650.0368 | 96392602.6798 | 316227.766 | 4.5233 | 12989.0346 | 21310.1119 | 264.799 | 434.4355
1 | 6300 | 707 | 0.015 | 15 | 15 | 7 | 4.217e-10 | 5spot_SharedNeighbor | Water | Porous | Wet | R600a | MinimizeLCOE_Brownfield | IgnoreSilica | 2019 | 106.5808 | 18.7167 | 1.1665 | 4 | 12700.9627 | 20767.329 | 258.9263 | 423.3701 | 104.4475 | 0 | 132.594 | 2849021.2516 | 182543.8118 | 3595508.7621 | 3737111.6917 | 0 | 324098.859 | 0 | 4168430.9067 | 10845402.1564 | 7402209.8225 | 33104327.2617 | 961560.8286 | 25198831.6101 | 25198831.6101 | 1478867.319 | 10961253.7139 | 0 | 59264719.7004 | 96903672.3435 | 421696.5034 | 4.6662 | 12700.9627 | 20767.329 | 258.9263 | 423.3701
1 | 6300 | 707 | 0.015 | 15 | 15 | 7 | 5.6234e-10 | 5spot_SharedNeighbor | Water | Porous | Wet | R600a | MinimizeLCOE_Brownfield | IgnoreSilica | 2019 | 108.2735 | 19.0094 | 1.1943 | 4 | 12486.4825 | 20365.1467 | 254.5538 | 415.1711 | 104.4336 | 0 | 149.6267 | 2880195.6714 | 184506.2341 | 3640457.8007 | 3795687.6674 | 0 | 312478.6718 | 0 | 4217197.1577 | 10972281.9382 | 7488807.8807 | 33491613.022 | 961560.8286 | 25198831.6101 | 25198831.6101 | 1478867.319 | 10961253.7139 | 0 | 59652005.4607 | 97290958.1038 | 562341.3252 | 4.7773 | 12486.4825 | 20365.1467 | 254.5538 | 415.1711
1 | 6300 | 707 | 0.015 | 15 | 15 | 7 | 7.4989e-10 | 5spot_SharedNeighbor | Water | Porous | Wet | R600a | MinimizeLCOE_Brownfield | IgnoreSilica | 2019 | 109.5692 | 19.2332 | 1.2158 | 4 | 12326.5142 | 20066.1012 | 251.2927 | 409.0746 | 104.4223 | 0 | 151.7776 | 2903917.3426 | 185998.3304 | 3674730.2764 | 3840504.2696 | 0 | 303088.5587 | 0 | 4254213.1233 | 11068589.8876 | 7554540.0351 | 33785581.8236 | 961560.8286 | 25198831.6101 | 25198831.6101 | 1478867.319 | 10961253.7139 | 0 | 59945974.2623 | 97584926.9053 | 749894.2093 | 4.8632 | 12326.5142 | 20066.1012 | 251.2927 | 409.0746
1 | 6300 | 707 | 0.015 | 15 | 15 | 7 | 1e-09 | 5spot_SharedNeighbor | Water | Porous | Wet | R600a | MinimizeLCOE_Brownfield | IgnoreSilica | 2019 | 110.5413 | 19.4009 | 1.2322 | 4 | 12207.0425 | 19843.8142 | 248.8571 | 404.543 | 104.4134 | 0 | 182.9595 | 2921630.1425 | 187111.7931 | 3700360.5551 | 3874106.9089 | 0 | 295488.7815 | 0 | 4281692.2906 | 11140085.0444 | 7603336.9487 | 34003812.4648 | 961560.8286 | 25198831.6101 | 25198831.6101 | 1478867.319 | 10961253.7139 | 0 | 60164204.9036 | 97803157.5466 | 1000000 | 4.9286 | 12207.0425 | 19843.8142 | 248.8571 | 404.543
1 | 6300 | 707 | 0.015 | 15 | 15 | 7 | 1.3335e-09 | 5spot_SharedNeighbor | Water | Porous | Wet | R600a | MinimizeLCOE_Brownfield | IgnoreSilica | 2019 | 111.2749 | 19.5273 | 1.2446 | 4 | 12117.7242 | 19678.0567 | 247.0362 | 401.1638 | 104.4066 | 0 | 155.8396 | 2934953.4214 | 187948.938 | 3719661.4245 | 3899460.4936 | 0 | 289502.9491 | 0 | 4302295.6184 | 11193690.6769 | 7639923.8943 | 34167437.4163 | 961560.8286 | 25198831.6101 | 25198831.6101 | 1478867.319 | 10961253.7139 | 0 | 60327829.8551 | 97966782.4981 | 1333521.4322 | 4.9785 | 12117.7242 | 19678.0567 | 247.0362 | 401.1638
1 | 6300 | 707 | 0.015 | 15 | 15 | 7 | 1.7783e-09 | 5spot_SharedNeighbor | Water | Porous | Wet | R600a | MinimizeLCOE_Brownfield | IgnoreSilica | 2019 | 111.8324 | 19.6234 | 1.2541 | 4 | 12050.8981 | 19554.1193 | 245.6739 | 398.6372 | 104.4012 | 0 | 158.7452 | 2945051.8342 | 188583.2339 | 3734303.2705 | 3918722.1139 | 0 | 284890.7587 | 0 | 4317904.9724 | 11234303.014 | 7667642.6489 | 34291401.8465 | 961560.8286 | 25198831.6101 | 25198831.6101 | 1478867.319 | 10961253.7139 | 0 | 60451794.2853 | 98090746.9283 | 1778279.41 | 5.0164 | 12050.8981 | 19554.1193 | 245.6739 | 398.6372
1 | 6300 | 707 | 0.015 | 15 | 15 | 7 | 2.3714e-09 | 5spot_SharedNeighbor | Water | Porous | Wet | R600a | MinimizeLCOE_Brownfield | IgnoreSilica | 2019 | 112.2493 | 19.6951 | 1.2612 | 4 | 12000.8704 | 19461.566 | 244.654 | 396.7503 | 104.3972 | 0 | 156.9227 | 2952588.8426 | 189056.5188 | 3745238.4845 | 3933123.4496 | 0 | 281307.2073 | 0 | 4329512.6561 | 11264503.8259 | 7688255.3236 | 34383586.3082 | 961560.8286 | 25198831.6101 | 25198831.6101 | 1478867.319 | 10961253.7139 | 0 | 60543978.747 | 98182931.39 | 2371373.7057 | 5.045 | 12000.8704 | 19461.566 | 244.654 | 396.7503
1 | 6300 | 707 | 0.015 | 15 | 15 | 7 | 3.1623e-09 | 5spot_SharedNeighbor | Water | Porous | Wet | R600a | MinimizeLCOE_Brownfield | IgnoreSilica | 2019 | 111.146 | 19.5051 | 1.2593 | 4 | 11953.5595 | 19425.6258 | 243.6895 | 396.0177 | 104.4077 | 0 | 317.2645 | 2932608.4828 | 187801.4916 | 3716266.9771 | 3895002.7837 | 0 | 262942.4057 | 0 | 4287902.635 | 11156243.0864 | 7614365.1443 | 34053133.0065 | 961560.8286 | 25198831.6101 | 25198831.6101 | 1478867.319 | 10961253.7139 | 0 | 60213525.4453 | 97852478.0883 | 3162277.6602 | 5.0373 | 11953.5595 | 19425.6258 | 243.6895 | 396.0177
1 | 6300 | 707 | 0.015 | 15 | 15 | 7 | 4.217e-09 | 5spot_SharedNeighbor | Water | Porous | Wet | R600a | MinimizeLCOE_Brownfield | IgnoreSilica | 2019 | 112.4199 | 19.7245 | 1.2696 | 4 | 11924.12 | 19335.8489 | 243.0893 | 394.1874 | 104.3955 | 0 | 159.5379 | 2955669.5123 | 189249.9505 | 3749709.5192 | 3939015.1484 | 0 | 270973.5401 | 0 | 4330800.8915 | 11267855.5502 | 7690542.9443 | 34393817.0564 | 961560.8286 | 25198831.6101 | 25198831.6101 | 1478867.319 | 10961253.7139 | 0 | 60554209.4951 | 98193162.1382 | 4216965.0343 | 5.0783 | 11924.12 | 19335.8489 | 243.0893 | 394.1874
1 | 6300 | 707 | 0.015 | 15 | 15 | 7 | 5.6234e-09 | 5spot_SharedNeighbor | Water | Porous | Wet | R600a | MinimizeLCOE_Brownfield | IgnoreSilica | 2019 | 113.2869 | 19.8737 | 1.2767 | 4 | 11903.0573 | 19273.6342 | 242.6599 | 392.9191 | 104.3869 | 0 | 163.9532 | 2971297.3178 | 190230.9614 | 3772405.1701 | 3968956.0066 | 0 | 276159.4962 | 0 | 4359829.0913 | 11343380.9716 | 7742090.5963 | 34624349.6112 | 961560.8286 | 25198831.6101 | 25198831.6101 | 1478867.319 | 10961253.7139 | 0 | 60784742.05 | 98423694.693 | 5623413.2519 | 5.1066 | 11903.0573 | 19273.6342 | 242.6599 | 392.9191
1 | 6300 | 707 | 0.015 | 15 | 15 | 7 | 7.4989e-09 | 5spot_SharedNeighbor | Water | Porous | Wet | R600a | MinimizeLCOE_Brownfield | IgnoreSilica | 2019 | 113.5964 | 19.9269 | 1.28 | 4 | 11887.6179 | 19239.1727 | 242.3452 | 392.2166 | 104.3838 | 0 | 164.1369 | 2976862.2509 | 190580.1684 | 3780493.6175 | 3979640.9965 | 0 | 276730.2481 | 0 | 4369679.8398 | 11369010.5986 | 7759583.3433 | 34702581.0632 | 961560.8286 | 25198831.6101 | 25198831.6101 | 1478867.319 | 10961253.7139 | 0 | 60862973.502 | 98501926.145 | 7498942.0933 | 5.1199 | 11887.6179 | 19239.1727 | 242.3452 | 392.2166
1 | 6300 | 707 | 0.015 | 15 | 15 | 7 | 1e-08 | 5spot_SharedNeighbor | Water | Porous | Wet | R600a | MinimizeLCOE_Brownfield | IgnoreSilica | 2019 | 113.687 | 19.9425 | 1.2816 | 4 | 11876.0596 | 19218.1266 | 242.1095 | 391.7875 | 104.3829 | 0 | 160.8794 | 2978489.1437 | 190682.2369 | 3782859.1932 | 3982767.698 | 0 | 275771.9021 | 0 | 4372122.3678 | 11375365.5555 | 7763920.732 | 34721978.8293 | 961560.8286 | 25198831.6101 | 25198831.6101 | 1478867.319 | 10961253.7139 | 0 | 60882371.268 | 98521323.9111 | 10000000 | 5.1265 | 11876.0596 | 19218.1266 | 242.1095 | 391.7875
1 | 6400 | 707 | 0.015 | 15 | 15 | 7 | 1e-13 | 5spot_SharedNeighbor | Water | Porous | Wet | R600a | MinimizeLCOE_Brownfield | IgnoreSilica | 2019 | 0 | 0 | 0 | 0 |  |  |  |  | 15 |  | 23.638 | [19 empty] | 100 | 0
1 | 6400 | 707 | 0.015 | 15 | 15 | 7 | 1.3335e-13 | 5spot_SharedNeighbor | Water | Porous | Wet | R600a | MinimizeLCOE_Brownfield | IgnoreSilica | 2019 | 0 | 0 | 0 | 0 |  |  |  |  | 15 |  | 23.695 | [19 empty] | 133.3521 | 0
1 | 6400 | 707 | 0.015 | 15 | 15 | 7 | 1.7783e-13 | 5spot_SharedNeighbor | Water | Porous | Wet | R600a | MinimizeLCOE_Brownfield | IgnoreSilica | 2019 | 0 | 0 | 0 | 0 |  |  |  |  | 15 |  | 24.8128 | [19 empty] | 177.8279 | 0
1 | 6400 | 707 | 0.015 | 15 | 15 | 7 | 2.3714e-13 | 5spot_SharedNeighbor | Water | Porous | Wet | R600a | MinimizeLCOE_Brownfield | IgnoreSilica | 2019 | 0 | 0 | 0 | 0 |  |  |  |  | 15 |  | 25.4299 | [19 empty] | 237.1374 | 0
1 | 6400 | 707 | 0.015 | 15 | 15 | 7 | 3.1623e-13 | 5spot_SharedNeighbor | Water | Porous | Wet | R600a | MinimizeLCOE_Brownfield | IgnoreSilica | 2019 | 0 | 0 | 0 | 0 |  |  |  |  | 15 |  | 24.9617 | [19 empty] | 316.2278 | 0
1 | 6400 | 707 | 0.015 | 15 | 15 | 7 | 4.217e-13 | 5spot_SharedNeighbor | Water | Porous | Wet | R600a | MinimizeLCOE_Brownfield | IgnoreSilica | 2019 | 0 | 0 | 0 | 0 |  |  |  |  | 15 |  | 29.4437 | [19 empty] | 421.6965 | 0
1 | 6400 | 707 | 0.015 | 15 | 15 | 7 | 5.6234e-13 | 5spot_SharedNeighbor | Water | Porous | Wet | R600a | MinimizeLCOE_Brownfield | IgnoreSilica | 2019 | 0 | 0 | 0 | 0 |  |  |  |  | 15 |  | 26.979 | [19 empty] | 562.3413 | 0
1 | 6400 | 707 | 0.015 | 15 | 15 | 7 | 7.4989e-13 | 5spot_SharedNeighbor | Water | Porous | Wet | R600a | MinimizeLCOE_Brownfield | IgnoreSilica | 2019 | 0 | 0 | 0 | 0 |  |  |  |  | 15 |  | 26.3654 | [19 empty] | 749.8942 | 0
1 | 6400 | 707 | 0.015 | 15 | 15 | 7 | 1e-12 | 5spot_SharedNeighbor | Water | Porous | Wet | R600a | MinimizeLCOE_Brownfield | IgnoreSilica | 2019 | 1.6 | 0.15871 | 0.0020281 | 4 | 3401671.055 | 8140680.1925 | 69347.6656 | 165958.7768 | 76.3157 | 0 | 29.9222 | 80216.5502 | 4367.3988 | 80879.7491 | 67563.4283 | 0 | 44561.3219 | 0 | 108259.4948 | 281668.9984 | 192244.8792 | 859761.8207 | 961560.8286 | 25774141.8447 | 25774141.8447 | 1478867.319 | 11191377.8078 | 0 | 27595464.494 | 66039851.4656 | 1000 | 0.0081123 | 3401671.055 | 8140680.1925 | 69347.6656 | 165958.7768
1 | 6400 | 707 | 0.015 | 15 | 15 | 7 | 1.3335e-12 | 5spot_SharedNeighbor | Water | Porous | Wet | R600a | MinimizeLCOE_Brownfield | IgnoreSilica | 2019 | 3.1297 | 0.41186 | 0.0072712 | 4 | 979037.1984 | 2300842.0859 | 19958.9975 | 46905.778 | 89.0648 | 0 | 73.005 | 175089.4371 | 10321.3157 | 171703.4851 | 119676.7844 | 0 | 84792.3039 | 0 | 219017.4972 | 569838.6011 | 388926.5543 | 1739365.9788 | 961560.8286 | 25774141.8447 | 25774141.8447 | 1478867.319 | 11191377.8078 | 0 | 28475068.6522 | 66919455.6238 | 1333.5214 | 0.029085 | 979037.1984 | 2300842.0859 | 19958.9975 | 46905.778
1 | 6400 | 707 | 0.015 | 15 | 15 | 7 | 1.7783e-12 | 5spot_SharedNeighbor | Water | Porous | Wet | R600a | MinimizeLCOE_Brownfield | IgnoreSilica | 2019 | 4.3749 | 0.63002 | 0.01489 | 4 | 488855.7181 | 1134344.296 | 9965.985 | 23125.1428 | 93.5794 | 0 | 67.9445 | 244047.6906 | 14790.0398 | 240412.8094 | 163396.8527 | 0 | 105727.7437 | 0 | 299666.3031 | 779670.2506 | 532140.9667 | 2379852.6564 | 961560.8286 | 25774141.8447 | 25774141.8447 | 1478867.319 | 11191377.8078 | 0 | 29115555.3298 | 67559942.3013 | 1778.2794 | 0.059559 | 488855.7181 | 1134344.296 | 9965.985 | 23125.1428
1 | 6400 | 707 | 0.015 | 15 | 15 | 7 | 2.3714e-12 | 5spot_SharedNeighbor | Water | Porous | Wet | R600a | MinimizeLCOE_Brownfield | IgnoreSilica | 2019 | 6.1018 | 0.93783 | 0.025874 | 4 | 289360.5681 | 660818.6248 | 5899.0066 | 13471.6815 | 97.0154 | 0 | 58.4582 | 330453.1663 | 20446.194 | 329648.2473 | 224118.2479 | 0 | 132359.5244 | 0 | 404439.8981 | 1052269.6529 | 718195.6601 | 3211930.591 | 961560.8286 | 25774141.8447 | 25774141.8447 | 1478867.319 | 11191377.8078 | 0 | 29947633.2643 | 68392020.2359 | 2371.3737 | 0.1035 | 289360.5681 | 660818.6248 | 5899.0066 | 13471.6815
1 | 6400 | 707 | 0.015 | 15 | 15 | 7 | 3.1623e-12 | 5spot_SharedNeighbor | Water | Porous | Wet | R600a | MinimizeLCOE_Brownfield | IgnoreSilica | 2019 | 7.9091 | 1.2619 | 0.040748 | 4 | 188623.0388 | 424488.6741 | 3845.3358 | 8653.7758 | 99.0424 | 0 | 94.3711 | 412513.6439 | 25833.922 | 417372.8904 | 287816.8347 | 0 | 150668.6079 | 0 | 504740.3005 | 1313230.7255 | 896306.9543 | 4008483.8791 | 961560.8286 | 25774141.8447 | 25774141.8447 | 1478867.319 | 11191377.8078 | 0 | 30744186.5525 | 69188573.524 | 3162.2777 | 0.16299 | 188623.0388 | 424488.6741 | 3845.3358 | 8653.7758
1 | 6400 | 707 | 0.015 | 15 | 15 | 7 | 4.217e-12 | 5spot_SharedNeighbor | Water | Porous | Wet | R600a | MinimizeLCOE_Brownfield | IgnoreSilica | 2019 | 10.6593 | 1.7615 | 0.061703 | 4 | 129310.0457 | 285072.8 | 2636.1602 | 5811.5946 | 100.9943 | 0 | 105.5126 | 527983.2446 | 33442.3445 | 544220.2176 | 385080.3453 | 0 | 181656.2913 | 0 | 652229.1529 | 1696966.4653 | 1158214.4818 | 5179792.5434 | 961560.8286 | 25774141.8447 | 25774141.8447 | 1478867.319 | 11191377.8078 | 0 | 31915495.2168 | 70359882.1883 | 4216.965 | 0.24681 | 129310.0457 | 285072.8 | 2636.1602 | 5811.5946
1 | 6400 | 707 | 0.015 | 15 | 15 | 7 | 5.6234e-12 | 5spot_SharedNeighbor | Water | Porous | Wet | R600a | MinimizeLCOE_Brownfield | IgnoreSilica | 2019 | 14.0239 | 2.3728 | 0.089286 | 4 | 93114.1957 | 200757.9936 | 1898.2588 | 4092.7232 | 102.3253 | 0 | 104.4019 | 656339.6343 | 41884.0102 | 690011.0671 | 503980.1426 | 0 | 212720.0555 | 0 | 820924.6148 | 2135877.4529 | 1457780.2495 | 6519517.2269 | 961560.8286 | 25774141.8447 | 25774141.8447 | 1478867.319 | 11191377.8078 | 0 | 33255219.9002 | 71699606.8718 | 5623.4133 | 0.35714 | 93114.1957 | 200757.9936 | 1898.2588 | 4092.7232
1 | 6400 | 707 | 0.015 | 15 | 15 | 7 | 7.4989e-12 | 5spot_SharedNeighbor | Water | Porous | Wet | R600a | MinimizeLCOE_Brownfield | IgnoreSilica | 2019 | 18.2723 | 3.1466 | 0.12576 | 4 | 69298.8159 | 145725.6827 | 1412.7501 | 2970.8151 | 103.3246 | 0 | 121.4893 | 805413.9201 | 51676.3194 | 864172.3678 | 654799.5717 | 0 | 246622.204 | 0 | 1022846.9094 | 2661237.8434 | 1816349.5111 | 8123118.6469 | 961560.8286 | 25774141.8447 | 25774141.8447 | 1478867.319 | 11191377.8078 | 0 | 34858821.3202 | 73303208.2918 | 7498.9421 | 0.50302 | 69298.8159 | 145725.6827 | 1412.7501 | 2970.8151
1 | 6400 | 707 | 0.015 | 15 | 15 | 7 | 1e-11 | 5spot_SharedNeighbor | Water | Porous | Wet | R600a | MinimizeLCOE_Brownfield | IgnoreSilica | 2019 | 23.5318 | 4.1059 | 0.17314 | 4 | 53053.0787 | 108562.6194 | 1081.5588 | 2213.1958 | 104.0736 | 0 | 84.9879 | 975718.845 | 62837.1103 | 1068622.3784 | 841592.9931 | 0 | 282286.6745 | 0 | 1260112.6206 | 3278554.554 | 2237680.8507 | 10007406.0267 | 961560.8286 | 25774141.8447 | 25774141.8447 | 1478867.319 | 11191377.8078 | 0 | 36743108.7001 | 75187495.6716 | 10000 | 0.69257 | 53053.0787 | 108562.6194 | 1081.5588 | 2213.1958
1 | 6400 | 707 | 0.015 | 15 | 15 | 7 | 1.3335e-11 | 5spot_SharedNeighbor | Water | Porous | Wet | R600a | MinimizeLCOE_Brownfield | IgnoreSilica | 2019 | 30.0091 | 5.2877 | 0.23372 | 4 | 41666.2819 | 82789.0555 | 849.4235 | 1687.7669 | 104.6437 | 0 | 111.45 | 1169929.088 | 75531.762 | 1307763.3013 | 1071058.2195 | 0 | 320113.1178 | 0 | 1538314.2405 | 4002378.1022 | 2731705.2954 | 12216793.1267 | 961560.8286 | 25774141.8447 | 25774141.8447 | 1478867.319 | 11191377.8078 | 0 | 38952495.8001 | 77396882.7716 | 13335.2143 | 0.93487 | 41666.2819 | 82789.0555 | 849.4235 | 1687.7669
1 | 6400 | 707 | 0.015 | 15 | 15 | 7 | 1.7783e-11 | 5spot_SharedNeighbor | Water | Porous | Wet | R600a | MinimizeLCOE_Brownfield | IgnoreSilica | 2019 | 37.7239 | 6.6964 | 0.30934 | 4 | 33513.4282 | 64583.3915 | 683.2166 | 1316.6198 | 105.0742 | 0 | 118.8659 | 1385352.625 | 89579.11 | 1579254.5945 | 1344583.5841 | 0 | 357735.3819 | 0 | 1855037.0652 | 4826425.9233 | 3294134.8658 | 14732103.1499 | 961560.8286 | 25774141.8447 | 25774141.8447 | 1478867.319 | 11191377.8078 | 0 | 41467805.8233 | 79912192.7948 | 17782.7941 | 1.2373 | 33513.4282 | 64583.3915 | 683.2166 | 1316.6198
1 | 6400 | 707 | 0.015 | 15 | 15 | 7 | 2.3714e-11 | 5spot_SharedNeighbor | Water | Porous | Wet | R600a | MinimizeLCOE_Brownfield | IgnoreSilica | 2019 | 46.5083 | 8.3014 | 0.40045 | 4 | 27602.8032 | 51603.7424 | 562.7205 | 1052.0121 | 105.3946 | 0 | 108.8318 | 1615174.1257 | 104532.3472 | 1874996.4191 | 1656657.9883 | 0 | 391736.0518 | 0 | 2200807.8035 | 5726050.457 | 3908147.0955 | 17478102.288 | 961560.8286 | 25774141.8447 | 25774141.8447 | 1478867.319 | 11191377.8078 | 0 | 44213804.9614 | 82658191.9329 | 23713.7371 | 1.6018 | 27602.8032 | 51603.7424 | 562.7205 | 1052.0121
1 | 6400 | 707 | 0.015 | 15 | 15 | 7 | 3.1623e-11 | 5spot_SharedNeighbor | Water | Porous | Wet | R600a | MinimizeLCOE_Brownfield | IgnoreSilica | 2019 | 55.9406 | 10.0243 | 0.50481 | 4 | 23297.7165 | 42336.5779 | 474.9555 | 863.0884 | 105.6227 | 0 | 127.7201 | 1847677.1009 | 119620.7962 | 2179964.3094 | 1991694.7829 | 0 | 417953.4922 | 0 | 2557195.0879 | 6653297.0658 | 4541011.959 | 20308414.5943 | 961560.8286 | 25774141.8447 | 25774141.8447 | 1478867.319 | 11191377.8078 | 0 | 47044117.2677 | 85488504.2392 | 31622.7766 | 2.0193 | 23297.7165 | 42336.5779 | 474.9555 | 863.0884
1 | 6400 | 707 | 0.015 | 15 | 15 | 7 | 4.217e-11 | 5spot_SharedNeighbor | Water | Porous | Wet | R600a | MinimizeLCOE_Brownfield | IgnoreSilica | 2019 | 65.4218 | 11.7532 | 0.61735 | 4 | 20158.6096 | 35726.9629 | 410.9605 | 728.3425 | 105.7705 | 0 | 110.1683 | 2069250.2397 | 133958.042 | 2475609.2935 | 2328170.2392 | 0 | 433097.9071 | 0 | 2901633.4314 | 7549454.9816 | 5152658.1507 | 23043832.2852 | 961560.8286 | 25774141.8447 | 25774141.8447 | 1478867.319 | 11191377.8078 | 0 | 49779534.9586 | 88223921.9301 | 42169.6503 | 2.4694 | 20158.6096 | 35726.9629 | 410.9605 | 728.3425
1 | 6400 | 707 | 0.015 | 15 | 15 | 7 | 5.6234e-11 | 5spot_SharedNeighbor | Water | Porous | Wet | R600a | MinimizeLCOE_Brownfield | IgnoreSilica | 2019 | 74.3882 | 13.3828 | 0.73127 | 4 | 17870.337 | 31013.3306 | 364.311 | 632.2487 | 105.8525 | 0 | 134.0513 | 2269183.9193 | 146853.0946 | 2746444.4742 | 2645845.674 | 0 | 436580.6561 | 0 | 3215514.0491 | 8366107.9632 | 5710040.5912 | 25536570.4219 | 961560.8286 | 25774141.8447 | 25774141.8447 | 1478867.319 | 11191377.8078 | 0 | 52272273.0953 | 90716660.0668 | 56234.1325 | 2.9251 | 17870.337 | 31013.3306 | 364.311 | 632.2487
1 | 6400 | 707 | 0.015 | 15 | 15 | 7 | 7.4989e-11 | 5spot_SharedNeighbor | Water | Porous | Wet | R600a | MinimizeLCOE_Brownfield | IgnoreSilica | 2019 | 82.423 | 14.8369 | 0.83992 | 4 | 16201.1074 | 27643.9813 | 330.2815 | 563.5599 | 105.8862 | 0 | 129.788 | 2441258.4011 | 157913.7826 | 2982609.9413 | 2929885.8204 | 0 | 430067.7806 | 0 | 3487276.9331 | 9073179.2411 | 6192631.2673 | 27694823.1675 | 961560.8286 | 25774141.8447 | 25774141.8447 | 1478867.319 | 11191377.8078 | 0 | 54430525.8409 | 92874912.8124 | 74989.4209 | 3.3597 | 16201.1074 | 27643.9813 | 330.2815 | 563.5599
1 | 6400 | 707 | 0.015 | 15 | 15 | 7 | 1e-10 | 5spot_SharedNeighbor | Water | Porous | Wet | R600a | MinimizeLCOE_Brownfield | IgnoreSilica | 2019 | 89.2922 | 16.0742 | 0.93818 | 4 | 14980.7193 | 25225.134 | 305.4022 | 514.2485 | 105.889 | 0 | 138.8047 | 2583493.4423 | 167026.5958 | 3179982.2341 | 3172138.1335 | 0 | 416339.1292 | 0 | 3712402.0186 | 9658908.5341 | 6592403.5452 | 29482693.6328 | 961560.8286 | 25774141.8447 | 25774141.8447 | 1478867.319 | 11191377.8078 | 0 | 56218396.3062 | 94662783.2778 | 100000 | 3.7527 | 14980.7193 | 25225.134 | 305.4022 | 514.2485
1 | 6400 | 707 | 0.015 | 15 | 15 | 7 | 1.3335e-10 | 5spot_SharedNeighbor | Water | Porous | Wet | R600a | MinimizeLCOE_Brownfield | IgnoreSilica | 2019 | 94.9607 | 17.0906 | 1.0233 | 4 | 14085.5306 | 23478.139 | 287.1526 | 478.6336 | 105.8752 | 0 | 148.8203 | 2697689.0205 | 174321.3934 | 3339879.6992 | 3371578.0762 | 0 | 398612.4708 | 0 | 3893011.4575 | 10128817.2459 | 6913125.8967 | 30917035.2601 | 961560.8286 | 25774141.8447 | 25774141.8447 | 1478867.319 | 11191377.8078 | 0 | 57652737.9335 | 96097124.9051 | 133352.1432 | 4.093 | 14085.5306 | 23478.139 | 287.1526 | 478.6336
1 | 6400 | 707 | 0.015 | 15 | 15 | 7 | 1.7783e-10 | 5spot_SharedNeighbor | Water | Porous | Wet | R600a | MinimizeLCOE_Brownfield | IgnoreSilica | 2019 | 99.546 | 17.9094 | 1.0946 | 4 | 13426.4522 | 22206.9825 | 273.7164 | 452.7194 | 105.8542 | 0 | 144.7264 | 2788059.8047 | 180079.6112 | 3467336.2143 | 3532567.6876 | 0 | 379910.2931 | 0 | 4035701.9083 | 10500068.529 | 7166512.5259 | 32050236.5741 | 961560.8286 | 25774141.8447 | 25774141.8447 | 1478867.319 | 11191377.8078 | 0 | 58785939.2475 | 97230326.219 | 177827.941 | 4.3784 | 13426.4522 | 22206.9825 | 273.7164 | 452.7194
1 | 6400 | 707 | 0.015 | 15 | 15 | 7 | 2.3714e-10 | 5spot_SharedNeighbor | Water | Porous | Wet | R600a | MinimizeLCOE_Brownfield | IgnoreSilica | 2019 | 103.1554 | 18.5516 | 1.1527 | 4 | 12939.4663 | 21277.6887 | 263.7885 | 433.7745 | 105.8319 | 0 | 164.7527 | 2857982.8059 | 184525.5461 | 3566518.6373 | 3659069.0639 | 0 | 361733.5995 | 0 | 4145633.5646 | 10786088.1486 | 7361726.7934 | 32923278.1593 | 961560.8286 | 25774141.8447 | 25774141.8447 | 1478867.319 | 11191377.8078 | 0 | 59658980.8326 | 98103367.8042 | 237137.3706 | 4.6106 | 12939.4663 | 21277.6887 | 263.7885 | 433.7745
1 | 6400 | 707 | 0.015 | 15 | 15 | 7 | 3.1623e-10 | 5spot_SharedNeighbor | Water | Porous | Wet | R600a | MinimizeLCOE_Brownfield | IgnoreSilica | 2019 | 105.9593 | 19.0491 | 1.199 | 4 | 12578.4914 | 20594.6148 | 256.4296 | 419.8491 | 105.8112 | 0 | 151.7519 | 2911580.8932 | 187927.6994 | 3642882.774 | 3757193.0859 | 0 | 345270.5813 | 0 | 4229493.4632 | 11004274.4028 | 7510643.3951 | 33589266.2949 | 961560.8286 | 25774141.8447 | 25774141.8447 | 1478867.319 | 11191377.8078 | 0 | 60324968.9683 | 98769355.9398 | 316227.766 | 4.7959 | 12578.4914 | 20594.6148 | 256.4296 | 419.8491
1 | 6400 | 707 | 0.015 | 15 | 15 | 7 | 4.217e-10 | 5spot_SharedNeighbor | Water | Porous | Wet | R600a | MinimizeLCOE_Brownfield | IgnoreSilica | 2019 | 108.1077 | 19.4294 | 1.2353 | 4 | 12310.208 | 20090.5839 | 250.9602 | 409.5737 | 105.7935 | 0 | 150.4334 | 2952233.2146 | 190504.6566 | 3700999.942 | 3832292.3875 | 0 | 330975.0127 | 0 | 4292732.0332 | 11168808.19 | 7622941.0858 | 34091486.5224 | 961560.8286 | 25774141.8447 | 25774141.8447 | 1478867.319 | 11191377.8078 | 0 | 60827189.1958 | 99271576.1673 | 421696.5034 | 4.9412 | 12310.208 | 20090.5839 | 250.9602 | 409.5737
1 | 6400 | 707 | 0.015 | 15 | 15 | 7 | 5.6234e-10 | 5spot_SharedNeighbor | Water | Porous | Wet | R600a | MinimizeLCOE_Brownfield | IgnoreSilica | 2019 | 109.7667 | 19.7226 | 1.2636 | 4 | 12110.3873 | 19716.4602 | 246.8866 | 401.9467 | 105.7787 | 0 | 149.8469 | 2983380.9534 | 192477.0517 | 3745645.4149 | 3890230.3252 | 0 | 319237.5406 | 0 | 4341078.8015 | 11294596.5637 | 7708794.2355 | 34475440.8865 | 961560.8286 | 25774141.8447 | 25774141.8447 | 1478867.319 | 11191377.8078 | 0 | 61211143.5599 | 99655530.5314 | 562341.3252 | 5.0544 | 12110.3873 | 19716.4602 | 246.8866 | 401.9467
1 | 6400 | 707 | 0.015 | 15 | 15 | 7 | 7.4989e-10 | 5spot_SharedNeighbor | Water | Porous | Wet | R600a | MinimizeLCOE_Brownfield | IgnoreSilica | 2019 | 111.0165 | 19.9431 | 1.2853 | 4 | 11961.3093 | 19438.8415 | 243.8475 | 396.2871 | 105.767 | 0 | 165.908 | 3006707.8136 | 193953.0005 | 3779147.4242 | 3933847.7123 | 0 | 309583.3535 | 0 | 4377063.3286 | 11388220.922 | 7772694.7838 | 34761218.3386 | 961560.8286 | 25774141.8447 | 25774141.8447 | 1478867.319 | 11191377.8078 | 0 | 61496921.012 | 99941307.9835 | 749894.2093 | 5.1413 | 11961.3093 | 19438.8415 | 243.8475 | 396.2871
1 | 6400 | 707 | 0.015 | 15 | 15 | 7 | 1e-09 | 5spot_SharedNeighbor | Water | Porous | Wet | R600a | MinimizeLCOE_Brownfield | IgnoreSilica | 2019 | 111.9593 | 20.1093 | 1.3019 | 4 | 11849.9457 | 19232.2149 | 241.5772 | 392.0747 | 105.7577 | 0 | 138.4831 | 3024225.3357 | 195060.6946 | 3804343.7328 | 3966731.012 | 0 | 301852.3636 | 0 | 4403963.1241 | 11458208.6718 | 7820462.8611 | 34974847.7957 | 961560.8286 | 25774141.8447 | 25774141.8447 | 1478867.319 | 11191377.8078 | 0 | 61710550.4691 | 100154937.4406 | 1000000 | 5.2077 | 11849.9457 | 19232.2149 | 241.5772 | 392.0747
1 | 6400 | 707 | 0.015 | 15 | 15 | 7 | 1.3335e-09 | 5spot_SharedNeighbor | Water | Porous | Wet | R600a | MinimizeLCOE_Brownfield | IgnoreSilica | 2019 | 112.6755 | 20.2354 | 1.3146 | 4 | 11766.6745 | 19077.9336 | 239.8796 | 388.9295 | 105.7505 | 0 | 162.6453 | 3037488.8056 | 195898.9971 | 3823442.7797 | 3991702.2186 | 0 | 295823.209 | 0 | 4424298.8439 | 11511118.0433 | 7856574.5944 | 35136347.4916 | 961560.8286 | 25774141.8447 | 25774141.8447 | 1478867.319 | 11191377.8078 | 0 | 61872050.165 | 100316437.1365 | 1333521.4322 | 5.2582 | 11766.6745 | 19077.9336 | 239.8796 | 388.9295
1 | 6400 | 707 | 0.015 | 15 | 15 | 7 | 1.7783e-09 | 5spot_SharedNeighbor | Water | Porous | Wet | R600a | MinimizeLCOE_Brownfield | IgnoreSilica | 2019 | 113.2091 | 20.3293 | 1.3241 | 4 | 11704.3638 | 18962.9032 | 238.6093 | 386.5844 | 105.7451 | 0 | 162.0735 | 3047345.4338 | 196521.7516 | 3837648.1707 | 4010300.5561 | 0 | 291077.3812 | 0 | 4439328.3844 | 11550221.8248 | 7883263.7287 | 35255707.2312 | 961560.8286 | 25774141.8447 | 25774141.8447 | 1478867.319 | 11191377.8078 | 0 | 61991409.9046 | 100435796.8761 | 1778279.41 | 5.2964 | 11704.3638 | 18962.9032 | 238.6093 | 386.5844
1 | 6400 | 707 | 0.015 | 15 | 15 | 7 | 2.3714e-09 | 5spot_SharedNeighbor | Water | Porous | Wet | R600a | MinimizeLCOE_Brownfield | IgnoreSilica | 2019 | 113.6159 | 20.4009 | 1.3314 | 4 | 11657.7122 | 18876.7322 | 237.6582 | 384.8277 | 105.7408 | 0 | 178.8783 | 3054844.2324 | 196995.409 | 3848462.3428 | 4024473.4296 | 0 | 287473.9437 | 0 | 4450777.2494 | 11580009.4231 | 7903594.3767 | 35346630.4067 | 961560.8286 | 25774141.8447 | 25774141.8447 | 1478867.319 | 11191377.8078 | 0 | 62082333.0801 | 100526720.0516 | 2371373.7057 | 5.3254 | 11657.7122 | 18876.7322 | 237.6582 | 384.8277
1 | 6400 | 707 | 0.015 | 15 | 15 | 7 | 3.1623e-09 | 5spot_SharedNeighbor | Water | Porous | Wet | R600a | MinimizeLCOE_Brownfield | IgnoreSilica | 2019 | 110.1955 | 19.7981 | 1.3142 | 4 | 11621.3679 | 18934.5367 | 236.9173 | 386.0061 | 105.7743 | 0 | 136.1207 | 2991372.1717 | 192982.3026 | 3757130.2613 | 3905182.2629 | 0 | 245848.2144 | 0 | 4326080.9331 | 11255575.1866 | 7682161.3438 | 34356332.6764 | 961560.8286 | 25774141.8447 | 25774141.8447 | 1478867.319 | 11191377.8078 | 0 | 61092035.3498 | 99536422.3213 | 3162277.6602 | 5.2569 | 11621.3679 | 18934.5367 | 236.9173 | 386.0061
1 | 6400 | 707 | 0.015 | 15 | 15 | 7 | 4.217e-09 | 5spot_SharedNeighbor | Water | Porous | Wet | R600a | MinimizeLCOE_Brownfield | IgnoreSilica | 2019 | 114.1371 | 20.4926 | 1.3409 | 4 | 11596.5914 | 18764.4617 | 236.4122 | 382.5389 | 105.7353 | 0 | 148.8588 | 3064435.6528 | 197601.0826 | 3862303.1163 | 4042631.2488 | 0 | 282472.3183 | 0 | 4465282.9334 | 11617750.2371 | 7929353.2577 | 35461829.847 | 961560.8286 | 25774141.8447 | 25774141.8447 | 1478867.319 | 11191377.8078 | 0 | 62197532.5204 | 100641919.4919 | 4216965.0343 | 5.3634 | 11596.5914 | 18764.4617 | 236.4122 | 382.5389
1 | 6400 | 707 | 0.015 | 15 | 15 | 7 | 5.6234e-09 | 5spot_SharedNeighbor | Water | Porous | Wet | R600a | MinimizeLCOE_Brownfield | IgnoreSilica | 2019 | 114.3151 | 20.5238 | 1.344 | 4 | 11576.9727 | 18728.1371 | 236.0122 | 381.7984 | 105.7334 | 0 | 141.6223 | 3067706.4175 | 197807.5831 | 3867025.1466 | 4048830.7677 | 0 | 280933.6374 | 0 | 4470298.3854 | 11630799.4146 | 7938259.5895 | 35501660.9418 | 961560.8286 | 25774141.8447 | 25774141.8447 | 1478867.319 | 11191377.8078 | 0 | 62237363.6151 | 100681750.5867 | 5623413.2519 | 5.376 | 11576.9727 | 18728.1371 | 236.0122 | 381.7984
1 | 6400 | 707 | 0.015 | 15 | 15 | 7 | 7.4989e-09 | 5spot_SharedNeighbor | Water | Porous | Wet | R600a | MinimizeLCOE_Brownfield | IgnoreSilica | 2019 | 112.7754 | 20.2529 | 1.337 | 4 | 11553.6089 | 18742.0292 | 235.5359 | 382.0816 | 105.7494 | 0 | 137.7746 | 3039324.7797 | 196014.8159 | 3826093.7109 | 3995176.5012 | 0 | 261206.738 | 0 | 4413948.4528 | 11484188.4488 | 7838194.5928 | 35054148.04 | 961560.8286 | 25774141.8447 | 25774141.8447 | 1478867.319 | 11191377.8078 | 0 | 61789850.7133 | 100234237.6849 | 7498942.0933 | 5.3481 | 11553.6089 | 18742.0292 | 235.5359 | 382.0816
1 | 6400 | 707 | 0.015 | 15 | 15 | 7 | 1e-08 | 5spot_SharedNeighbor | Water | Porous | Wet | R600a | MinimizeLCOE_Brownfield | IgnoreSilica | 2019 | 113.246 | 20.3358 | 1.3411 | 4 | 11541.8773 | 18708.2738 | 235.2968 | 381.3935 | 105.7446 | 0 | 273.8453 | 3048018.7357 | 196564.1486 | 3838622.9021 | 4011581.1557 | 0 | 264020.0826 | 0 | 4429934.7396 | 11525781.4879 | 7866582.6966 | 35181105.9487 | 961560.8286 | 25774141.8447 | 25774141.8447 | 1478867.319 | 11191377.8078 | 0 | 61916808.6221 | 100361195.5936 | 10000000 | 5.3645 | 11541.8773 | 18708.2738 | 235.2968 | 381.3935
1 | 6500 | 707 | 0.015 | 15 | 15 | 7 | 1e-13 | 5spot_SharedNeighbor | Water | Porous | Wet | R600a | MinimizeLCOE_Brownfield | IgnoreSilica | 2019 | 0 | 0 | 0 | 0 |  |  |  |  | 15 |  | 23.3095 | [19 empty] | 100 | 0
1 | 6500 | 707 | 0.015 | 15 | 15 | 7 | 1.3335e-13 | 5spot_SharedNeighbor | Water | Porous | Wet | R600a | MinimizeLCOE_Brownfield | IgnoreSilica | 2019 | 0 | 0 | 0 | 0 |  |  |  |  | 15 |  | 23.559 | [19 empty] | 133.3521 | 0
1 | 6500 | 707 | 0.015 | 15 | 15 | 7 | 1.7783e-13 | 5spot_SharedNeighbor | Water | Porous | Wet | R600a | MinimizeLCOE_Brownfield | IgnoreSilica | 2019 | 0 | 0 | 0 | 0 |  |  |  |  | 15 |  | 24.0089 | [19 empty] | 177.8279 | 0
1 | 6500 | 707 | 0.015 | 15 | 15 | 7 | 2.3714e-13 | 5spot_SharedNeighbor | Water | Porous | Wet | R600a | MinimizeLCOE_Brownfield | IgnoreSilica | 2019 | 0 | 0 | 0 | 0 |  |  |  |  | 15 |  | 24.418 | [19 empty] | 237.1374 | 0
1 | 6500 | 707 | 0.015 | 15 | 15 | 7 | 3.1623e-13 | 5spot_SharedNeighbor | Water | Porous | Wet | R600a | MinimizeLCOE_Brownfield | IgnoreSilica | 2019 | 0 | 0 | 0 | 0 |  |  |  |  | 15 |  | 26.4004 | [19 empty] | 316.2278 | 0
1 | 6500 | 707 | 0.015 | 15 | 15 | 7 | 4.217e-13 | 5spot_SharedNeighbor | Water | Porous | Wet | R600a | MinimizeLCOE_Brownfield | IgnoreSilica | 2019 | 0 | 0 | 0 | 0 |  |  |  |  | 15 |  | 27.8945 | [19 empty] | 421.6965 | 0
1 | 6500 | 707 | 0.015 | 15 | 15 | 7 | 5.6234e-13 | 5spot_SharedNeighbor | Water | Porous | Wet | R600a | MinimizeLCOE_Brownfield | IgnoreSilica | 2019 | 0 | 0 | 0 | 0 |  |  |  |  | 15 |  | 28.0789 | [19 empty] | 562.3413 | 0
1 | 6500 | 707 | 0.015 | 15 | 15 | 7 | 7.4989e-13 | 5spot_SharedNeighbor | Water | Porous | Wet | R600a | MinimizeLCOE_Brownfield | IgnoreSilica | 2019 | 0 | 0 | 0 | 0 |  |  |  |  | 15 |  | 25.7853 | [19 empty] | 749.8942 | 0
1 | 6500 | 707 | 0.015 | 15 | 15 | 7 | 1e-12 | 5spot_SharedNeighbor | Water | Porous | Wet | R600a | MinimizeLCOE_Brownfield | IgnoreSilica | 2019 | 1.6 | 0.16084 | 0.0024084 | 4 | 2925262.1174 | 7000377.3013 | 59635.425 | 142712.16 | 76.8881 | 0 | 31.5925 | 81442.2904 | 4448.4804 | 81712.9787 | 67715.2431 | 0 | 43614.936 | 0 | 108784.2321 | 283034.2573 | 193176.6964 | 863929.1145 | 961560.8286 | 26355312.1702 | 26355312.1702 | 1478867.319 | 11423845.938 | 0 | 28180802.1133 | 67438827.5405 | 1000 | 0.0096336 | 2925262.1174 | 7000377.3013 | 59635.425 | 142712.16
1 | 6500 | 707 | 0.015 | 15 | 15 | 7 | 1.3335e-12 | 5spot_SharedNeighbor | Water | Porous | Wet | R600a | MinimizeLCOE_Brownfield | IgnoreSilica | 2019 | 3.3077 | 0.4508 | 0.0085996 | 4 | 848253.6312 | 1989525.5394 | 17292.7976 | 40559.1692 | 90.7936 | 0 | 70.0718 | 189133.0825 | 11263.2174 | 184326.8814 | 126724.744 | 0 | 89654.7469 | 0 | 234430.0421 | 609938.8814 | 416295.8196 | 1861767.4153 | 961560.8286 | 26355312.1702 | 26355312.1702 | 1478867.319 | 11423845.938 | 0 | 29178640.4142 | 68436665.8414 | 1333.5214 | 0.034398 | 848253.6312 | 1989525.5394 | 17292.7976 | 40559.1692
1 | 6500 | 707 | 0.015 | 15 | 15 | 7 | 1.7783e-12 | 5spot_SharedNeighbor | Water | Porous | Wet | R600a | MinimizeLCOE_Brownfield | IgnoreSilica | 2019 | 4.6159 | 0.68599 | 0.017082 | 4 | 436975.6187 | 1011531.2858 | 8908.339 | 20621.4335 | 95.2191 | 0 | 68.5411 | 262268.4364 | 16046.2282 | 257031.4605 | 173229.7647 | 0 | 111710.2398 | 0 | 319911.5906 | 832344.3358 | 568092.1121 | 2540634.1682 | 961560.8286 | 26355312.1702 | 26355312.1702 | 1478867.319 | 11423845.938 | 0 | 29857507.167 | 69115532.5943 | 1778.2794 | 0.068328 | 436975.6187 | 1011531.2858 | 8908.339 | 20621.4335
1 | 6500 | 707 | 0.015 | 15 | 15 | 7 | 2.3714e-12 | 5spot_SharedNeighbor | Water | Porous | Wet | R600a | MinimizeLCOE_Brownfield | IgnoreSilica | 2019 | 6.3233 | 0.99768 | 0.029149 | 4 | 263155.9955 | 599856.1462 | 5364.7909 | 12228.8789 | 98.4349 | 0 | 88.5478 | 348631.7519 | 21743.8352 | 346008.7482 | 233769.4727 | 0 | 136669.9205 | 0 | 423861.2542 | 1102800.0374 | 752683.6858 | 3366168.706 | 961560.8286 | 26355312.1702 | 26355312.1702 | 1478867.319 | 11423845.938 | 0 | 30683041.7048 | 69941067.1321 | 2371.3737 | 0.1166 | 263155.9955 | 599856.1462 | 5364.7909 | 12228.8789
1 | 6500 | 707 | 0.015 | 15 | 15 | 7 | 3.1623e-12 | 5spot_SharedNeighbor | Water | Porous | Wet | R600a | MinimizeLCOE_Brownfield | IgnoreSilica | 2019 | 8.282 | 1.3568 | 0.045429 | 4 | 173669.9554 | 389711.5009 | 3540.4969 | 7944.7961 | 100.5068 | 0 | 84.1094 | 438497.2165 | 27687.4155 | 441812.6026 | 303504.9774 | 0 | 157966.4911 | 0 | 534092.7942 | 1389599.893 | 948430.4804 | 4241591.8707 | 961560.8286 | 26355312.1702 | 26355312.1702 | 1478867.319 | 11423845.938 | 0 | 31558464.8695 | 70816490.2968 | 3162.2777 | 0.18172 | 173669.9554 | 389711.5009 | 3540.4969 | 7944.7961
1 | 6500 | 707 | 0.015 | 15 | 15 | 7 | 4.217e-12 | 5spot_SharedNeighbor | Water | Porous | Wet | R600a | MinimizeLCOE_Brownfield | IgnoreSilica | 2019 | 11.2271 | 1.9052 | 0.068591 | 4 | 119653.3914 | 262741.699 | 2439.2962 | 5356.3449 | 102.4935 | 0 | 80.0031 | 563603.3043 | 35995.7515 | 578833.0679 | 408831.6363 | 0 | 192214.9411 | 0 | 693996.6935 | 1805637.0381 | 1232384.3806 | 5511496.8135 | 961560.8286 | 26355312.1702 | 26355312.1702 | 1478867.319 | 11423845.938 | 0 | 32828369.8123 | 72086395.2395 | 4216.965 | 0.27436 | 119653.3914 | 262741.699 | 2439.2962 | 5356.3449
1 | 6500 | 707 | 0.015 | 15 | 15 | 7 | 5.6234e-12 | 5spot_SharedNeighbor | Water | Porous | Wet | R600a | MinimizeLCOE_Brownfield | IgnoreSilica | 2019 | 14.7445 | 2.5601 | 0.098903 | 4 | 86559.2519 | 185792.4731 | 1764.6274 | 3787.6309 | 103.792 | 0 | 75.7043 | 699275.0139 | 44987.9081 | 732457.5245 | 535105.7171 | 0 | 224721.7499 | 0 | 872253.6862 | 2269425.1678 | 1548929.309 | 6927156.0765 | 961560.8286 | 26355312.1702 | 26355312.1702 | 1478867.319 | 11423845.938 | 0 | 34244029.0754 | 73502054.5026 | 5623.4133 | 0.39561 | 86559.2519 | 185792.4731 | 1764.6274 | 3787.6309
1 | 6500 | 707 | 0.015 | 15 | 15 | 7 | 7.4989e-12 | 5spot_SharedNeighbor | Water | Porous | Wet | R600a | MinimizeLCOE_Brownfield | IgnoreSilica | 2019 | 19.1419 | 3.3797 | 0.1387 | 4 | 64737.2472 | 135498.4433 | 1319.7563 | 2762.319 | 104.762 | 0 | 96.4243 | 855108.0077 | 55294.5639 | 914077.6984 | 692505.4737 | 0 | 259373.9274 | 0 | 1082780.2717 | 2817172.1581 | 1922777.885 | 8599089.9857 | 961560.8286 | 26355312.1702 | 26355312.1702 | 1478867.319 | 11423845.938 | 0 | 35915962.9846 | 75173988.4118 | 7498.9421 | 0.5548 | 64737.2472 | 135498.4433 | 1319.7563 | 2762.319
1 | 6500 | 707 | 0.015 | 15 | 15 | 7 | 1e-11 | 5spot_SharedNeighbor | Water | Porous | Wet | R600a | MinimizeLCOE_Brownfield | IgnoreSilica | 2019 | 24.6714 | 4.4119 | 0.19052 | 4 | 49755.3436 | 101270.0547 | 1014.33 | 2064.527 | 105.5023 | 0 | 93.4353 | 1036143.5448 | 67244.5184 | 1130681.7426 | 890933.8741 | 0 | 297507.171 | 0 | 1334779.2318 | 3472821.7604 | 2370272.2108 | 10600384.0539 | 961560.8286 | 26355312.1702 | 26355312.1702 | 1478867.319 | 11423845.938 | 0 | 37917257.0528 | 77175282.48 | 10000 | 0.76207 | 49755.3436 | 101270.0547 | 1014.33 | 2064.527
1 | 6500 | 707 | 0.015 | 15 | 15 | 7 | 1.3335e-11 | 5spot_SharedNeighbor | Water | Porous | Wet | R600a | MinimizeLCOE_Brownfield | IgnoreSilica | 2019 | 31.3781 | 5.665 | 0.25654 | 4 | 39204.7551 | 77462.4204 | 799.242 | 1579.1762 | 106.0585 | 0 | 102.0977 | 1239803.6233 | 80655.7818 | 1380472.4771 | 1131895.6616 | 0 | 336352.1112 | 0 | 1625980.0654 | 4230466.5959 | 2887380.3791 | 12913006.6953 | 961560.8286 | 26355312.1702 | 26355312.1702 | 1478867.319 | 11423845.938 | 0 | 40229879.6942 | 79487905.1214 | 13335.2143 | 1.0261 | 39204.7551 | 77462.4204 | 799.242 | 1579.1762
1 | 6500 | 707 | 0.015 | 15 | 15 | 7 | 1.7783e-11 | 5spot_SharedNeighbor | Water | Porous | Wet | R600a | MinimizeLCOE_Brownfield | IgnoreSilica | 2019 | 39.3318 | 7.1516 | 0.3385 | 4 | 31645.8619 | 60639.6445 | 645.1437 | 1236.2212 | 106.4791 | 0 | 98.387 | 1464755.5995 | 95428.2546 | 1662871.374 | 1417060.8551 | 0 | 374684.2636 | 0 | 1955772.1353 | 5088517.912 | 3473018.0335 | 15532108.4276 | 961560.8286 | 26355312.1702 | 26355312.1702 | 1478867.319 | 11423845.938 | 0 | 42848981.4265 | 82107006.8537 | 17782.7941 | 1.354 | 31645.8619 | 60639.6445 | 645.1437 | 1236.2212
1 | 6500 | 707 | 0.015 | 15 | 15 | 7 | 2.3714e-11 | 5spot_SharedNeighbor | Water | Porous | Wet | R600a | MinimizeLCOE_Brownfield | IgnoreSilica | 2019 | 48.3307 | 8.8342 | 0.4366 | 4 | 26161.3182 | 48640.5284 | 533.3339 | 991.603 | 106.791 | 0 | 113.6443 | 1703313.9622 | 111054.782 | 1968666.816 | 1739758.4449 | 0 | 408796.6204 | 0 | 2313320.344 | 6018785.0077 | 4107944.4414 | 18371640.4187 | 961560.8286 | 26355312.1702 | 26355312.1702 | 1478867.319 | 11423845.938 | 0 | 45688513.4175 | 84946538.8448 | 23713.7371 | 1.7464 | 26161.3182 | 48640.5284 | 533.3339 | 991.603
1 | 6500 | 707 | 0.015 | 15 | 15 | 7 | 3.1623e-11 | 5spot_SharedNeighbor | Water | Porous | Wet | R600a | MinimizeLCOE_Brownfield | IgnoreSilica | 2019 | 57.9427 | 10.6304 | 0.54822 | 4 | 22162.8817 | 40065.2147 | 451.8203 | 816.7836 | 107.0108 | 0 | 140.0898 | 1943577.5967 | 126750.7138 | 2282501.8414 | 2084388.1639 | 0 | 434711.6544 | 0 | 2680052.6884 | 6972947.3408 | 4759179.8398 | 21284109.8393 | 961560.8286 | 26355312.1702 | 26355312.1702 | 1478867.319 | 11423845.938 | 0 | 48600982.8381 | 87859008.2653 | 31622.7766 | 2.1929 | 22162.8817 | 40065.2147 | 451.8203 | 816.7836
1 | 6500 | 707 | 0.015 | 15 | 15 | 7 | 4.217e-11 | 5spot_SharedNeighbor | Water | Porous | Wet | R600a | MinimizeLCOE_Brownfield | IgnoreSilica | 2019 | 67.5017 | 12.4132 | 0.66752 | 4 | 19245.3909 | 33948.3712 | 392.3433 | 692.0835 | 107.1491 | 0 | 138.2702 | 2170329.4548 | 141521.1892 | 2583660.6622 | 2427194.7403 | 0 | 448604.2035 | 0 | 3030810.9975 | 7885548.5107 | 5382048.8904 | 24069718.6485 | 961560.8286 | 26355312.1702 | 26355312.1702 | 1478867.319 | 11423845.938 | 0 | 51386591.6474 | 90644617.0746 | 42169.6503 | 2.6701 | 19245.3909 | 33948.3712 | 392.3433 | 692.0835
1 | 6500 | 707 | 0.015 | 15 | 15 | 7 | 5.6234e-11 | 5spot_SharedNeighbor | Water | Porous | Wet | R600a | MinimizeLCOE_Brownfield | IgnoreSilica | 2019 | 76.454 | 14.0768 | 0.78716 | 4 | 17118.4763 | 29586.786 | 348.9833 | 603.1667 | 107.2218 | 0 | 144.291 | 2373077.8322 | 154682.8525 | 2856989.8035 | 2747635.7199 | 0 | 450308.213 | 0 | 3347250.8243 | 8708860.0292 | 5943975.9191 | 26582781.1937 | 961560.8286 | 26355312.1702 | 26355312.1702 | 1478867.319 | 11423845.938 | 0 | 53899654.1926 | 93157679.6198 | 56234.1325 | 3.1486 | 17118.4763 | 29586.786 | 348.9833 | 603.1667
1 | 6500 | 707 | 0.015 | 15 | 15 | 7 | 7.4989e-11 | 5spot_SharedNeighbor | Water | Porous | Wet | R600a | MinimizeLCOE_Brownfield | IgnoreSilica | 2019 | 84.4077 | 15.5481 | 0.90028 | 4 | 15566.4091 | 26468.0459 | 317.3423 | 539.5869 | 107.2476 | 0 | 137.1054 | 2546207.9203 | 165882.1255 | 3093413.7732 | 3031654.9327 | 0 | 441876.157 | 0 | 3618823.6144 | 9415436.7218 | 6426229.0305 | 28739524.2753 | 961560.8286 | 26355312.1702 | 26355312.1702 | 1478867.319 | 11423845.938 | 0 | 56056397.2741 | 95314422.7014 | 74989.4209 | 3.6011 | 15566.4091 | 26468.0459 | 317.3423 | 539.5869
1 | 6500 | 707 | 0.015 | 15 | 15 | 7 | 1e-10 | 5spot_SharedNeighbor | Water | Porous | Wet | R600a | MinimizeLCOE_Brownfield | IgnoreSilica | 2019 | 91.1876 | 16.7961 | 1.002 | 4 | 14431.0326 | 24226.1472 | 294.1961 | 493.8828 | 107.2444 | 0 | 138.3584 | 2688987.3688 | 175086.9363 | 3290509.7049 | 3273142.2494 | 0 | 426660.7949 | 0 | 3843210.9512 | 9999246.544 | 6824691.2303 | 30521535.7798 | 961560.8286 | 26355312.1702 | 26355312.1702 | 1478867.319 | 11423845.938 | 0 | 57838408.7786 | 97096434.2059 | 100000 | 4.0079 | 14431.0326 | 24226.1472 | 294.1961 | 493.8828
1 | 6500 | 707 | 0.015 | 15 | 15 | 7 | 1.3335e-10 | 5spot_SharedNeighbor | Water | Porous | Wet | R600a | MinimizeLCOE_Brownfield | IgnoreSilica | 2019 | 96.7707 | 17.8189 | 1.0896 | 4 | 13597.6419 | 22604.8338 | 277.2063 | 460.8301 | 107.2261 | 0 | 146.5529 | 2803442.9911 | 182443.3788 | 3449910.6097 | 3471519.4143 | 0 | 407860.9191 | 0 | 4022919.152 | 10466810.4194 | 7143813.1827 | 31948720.067 | 961560.8286 | 26355312.1702 | 26355312.1702 | 1478867.319 | 11423845.938 | 0 | 59265593.0659 | 98523618.4931 | 133352.1432 | 4.3585 | 13597.6419 | 22604.8338 | 277.2063 | 460.8301
1 | 6500 | 707 | 0.015 | 15 | 15 | 7 | 1.7783e-10 | 5spot_SharedNeighbor | Water | Porous | Wet | R600a | MinimizeLCOE_Brownfield | IgnoreSilica | 2019 | 101.2601 | 18.6379 | 1.1627 | 4 | 12983.6473 | 21424.5535 | 264.6892 | 436.7685 | 107.202 | 0 | 171.6427 | 2893524.4309 | 188218.1783 | 3576258.42 | 3630690.4522 | 0 | 388219.8592 | 0 | 4163995.4228 | 10833861.9372 | 7394333.3857 | 33069102.0861 | 961560.8286 | 26355312.1702 | 26355312.1702 | 1478867.319 | 11423845.938 | 0 | 60385975.085 | 99644000.5122 | 177827.941 | 4.6509 | 12983.6473 | 21424.5535 | 264.6892 | 436.7685
1 | 6500 | 707 | 0.015 | 15 | 15 | 7 | 2.3714e-10 | 5spot_SharedNeighbor | Water | Porous | Wet | R600a | MinimizeLCOE_Brownfield | IgnoreSilica | 2019 | 104.7755 | 19.277 | 1.222 | 4 | 12529.6934 | 20561.3312 | 255.4347 | 419.1705 | 107.1776 | 0 | 156.6625 | 2962888.9907 | 192655.3649 | 3674092.6258 | 3755102.8854 | 0 | 369255.1481 | 0 | 4272058.0558 | 11115018.7417 | 7586228.682 | 33927300.4946 | 961560.8286 | 26355312.1702 | 26355312.1702 | 1478867.319 | 11423845.938 | 0 | 61244173.4934 | 100502198.9206 | 237137.3706 | 4.8879 | 12529.6934 | 20561.3312 | 255.4347 | 419.1705
1 | 6500 | 707 | 0.015 | 15 | 15 | 7 | 3.1623e-10 | 5spot_SharedNeighbor | Water | Porous | Wet | R600a | MinimizeLCOE_Brownfield | IgnoreSilica | 2019 | 107.5212 | 19.7747 | 1.2692 | 4 | 12193.0249 | 19925.6234 | 248.5713 | 406.2108 | 107.1554 | 0 | 155.3422 | 3016366.0911 | 196070.3546 | 3749845.654 | 3852128.5805 | 0 | 352424.1938 | 0 | 4355065.6008 | 11330987.3466 | 7733631.6926 | 34586519.5139 | 961560.8286 | 26355312.1702 | 26355312.1702 | 1478867.319 | 11423845.938 | 0 | 61903392.5128 | 101161417.94 | 316227.766 | 5.077 | 12193.0249 | 19925.6234 | 248.5713 | 406.2108
1 | 6500 | 707 | 0.015 | 15 | 15 | 7 | 4.217e-10 | 5spot_SharedNeighbor | Water | Porous | Wet | R600a | MinimizeLCOE_Brownfield | IgnoreSilica | 2019 | 109.6204 | 20.1543 | 1.3062 | 4 | 11942.6971 | 19456.3474 | 243.468 | 396.644 | 107.1365 | 0 | 168.4699 | 3056845.6387 | 198651.8141 | 3807378.4597 | 3926220.4326 | 0 | 337858.7363 | 0 | 4417512.4817 | 11493461.3209 | 7844523.5186 | 35082452.4024 | 961560.8286 | 26355312.1702 | 26355312.1702 | 1478867.319 | 11423845.938 | 0 | 62399325.4013 | 101657350.8285 | 421696.5034 | 5.2249 | 11942.6971 | 19456.3474 | 243.468 | 396.644
1 | 6500 | 707 | 0.015 | 15 | 15 | 7 | 5.6234e-10 | 5spot_SharedNeighbor | Water | Porous | Wet | R600a | MinimizeLCOE_Brownfield | IgnoreSilica | 2019 | 111.2212 | 20.4433 | 1.3349 | 4 | 11756.1848 | 19108.4866 | 239.6657 | 389.5523 | 107.1211 | 0 | 162.7909 | 3087482.4486 | 200603.5194 | 3851032.5893 | 3982670.6161 | 0 | 325749.7741 | 0 | 4464540.1895 | 11615817.7701 | 7928034.3092 | 35455931.2164 | 961560.8286 | 26355312.1702 | 26355312.1702 | 1478867.319 | 11423845.938 | 0 | 62772804.2152 | 102030829.6424 | 562341.3252 | 5.3396 | 11756.1848 | 19108.4866 | 239.6657 | 389.5523
1 | 6500 | 707 | 0.015 | 15 | 15 | 7 | 7.4989e-10 | 5spot_SharedNeighbor | Water | Porous | Wet | R600a | MinimizeLCOE_Brownfield | IgnoreSilica | 2019 | 112.4392 | 20.6629 | 1.3569 | 4 | 11616.9974 | 18849.8226 | 236.8282 | 384.2791 | 107.1088 | 0 | 152.9153 | 3110659.0404 | 202078.7729 | 3884120.4596 | 4025590.2229 | 0 | 315960.291 | 0 | 4499979.4269 | 11708023.396 | 7990966.5436 | 35737378.1534 | 961560.8286 | 26355312.1702 | 26355312.1702 | 1478867.319 | 11423845.938 | 0 | 63054251.1523 | 102312276.5795 | 749894.2093 | 5.4278 | 11616.9974 | 18849.8226 | 236.8282 | 384.2791
1 | 6500 | 707 | 0.015 | 15 | 15 | 7 | 1e-09 | 5spot_SharedNeighbor | Water | Porous | Wet | R600a | MinimizeLCOE_Brownfield | IgnoreSilica | 2019 | 113.3749 | 20.8314 | 1.3739 | 4 | 11513 | 18656.685 | 234.7081 | 380.3418 | 107.099 | 0 | 145.0494 | 3128386.4939 | 203206.4681 | 3909466.1069 | 4058544.464 | 0 | 308314.2916 | 0 | 4527087.9516 | 11778554.2166 | 8039105.2779 | 35952665.2706 | 961560.8286 | 26355312.1702 | 26355312.1702 | 1478867.319 | 11423845.938 | 0 | 63269538.2694 | 102527563.6967 | 1000000 | 5.4955 | 11513 | 18656.685 | 234.7081 | 380.3418
1 | 6500 | 707 | 0.015 | 15 | 15 | 7 | 1.3335e-09 | 5spot_SharedNeighbor | Water | Porous | Wet | R600a | MinimizeLCOE_Brownfield | IgnoreSilica | 2019 | 114.0593 | 20.9545 | 1.3866 | 4 | 11435.2242 | 18513.287 | 233.1225 | 377.4184 | 107.0917 | 0 | 134.951 | 3141309.7737 | 204028.1612 | 3927963.5853 | 4082637.239 | 0 | 302089.9137 | 0 | 4546631.1824 | 11829401.6943 | 8073809.7262 | 36107871.2756 | 961560.8286 | 26355312.1702 | 26355312.1702 | 1478867.319 | 11423845.938 | 0 | 63424744.2745 | 102682769.7017 | 1333521.4322 | 5.5464 | 11435.2242 | 18513.287 | 233.1225 | 377.4184
1 | 6500 | 707 | 0.015 | 15 | 15 | 7 | 1.7783e-09 | 5spot_SharedNeighbor | Water | Porous | Wet | R600a | MinimizeLCOE_Brownfield | IgnoreSilica | 2019 | 114.5781 | 21.0478 | 1.3963 | 4 | 11377.0184 | 18406.0599 | 231.9359 | 375.2324 | 107.086 | 0 | 157.0743 | 3151082.2598 | 204649.2993 | 3941962.705 | 4100894.6969 | 0 | 297294.281 | 0 | 4561394.4644 | 11867812.7256 | 8100026.0444 | 36225116.4764 | 961560.8286 | 26355312.1702 | 26355312.1702 | 1478867.319 | 11423845.938 | 0 | 63541989.4753 | 102800014.9025 | 1778279.41 | 5.5851 | 11377.0184 | 18406.0599 | 231.9359 | 375.2324
1 | 6500 | 707 | 0.015 | 15 | 15 | 7 | 2.3714e-09 | 5spot_SharedNeighbor | Water | Porous | Wet | R600a | MinimizeLCOE_Brownfield | IgnoreSilica | 2019 | 114.9756 | 21.1192 | 1.4036 | 4 | 11333.4361 | 18325.6577 | 231.0474 | 373.5933 | 107.0816 | 0 | 151.9139 | 3158555.6508 | 205124.1797 | 3952675.0145 | 4114879.3321 | 0 | 293676.9589 | 0 | 4572715.343 | 11897267.3297 | 8120129.4169 | 36315023.2256 | 961560.8286 | 26355312.1702 | 26355312.1702 | 1478867.319 | 11423845.938 | 0 | 63631896.2245 | 102889921.6517 | 2371373.7057 | 5.6145 | 11333.4361 | 18325.6577 | 231.0474 | 373.5933
1 | 6500 | 707 | 0.015 | 15 | 15 | 7 | 3.1623e-09 | 5spot_SharedNeighbor | Water | Porous | Wet | R600a | MinimizeLCOE_Brownfield | IgnoreSilica | 2019 | 115.2749 | 21.173 | 1.4092 | 4 | 11300.7906 | 18265.4802 | 230.3819 | 372.3665 | 107.0782 | 0 | 167.8649 | 3164175.3689 | 205481.1987 | 3960734.104 | 4125408.1543 | 0 | 290915.3767 | 0 | 4581218.539 | 11919390.9014 | 8135229.2092 | 36382552.8522 | 961560.8286 | 26355312.1702 | 26355312.1702 | 1478867.319 | 11423845.938 | 0 | 63699425.8511 | 102957451.2783 | 3162277.6602 | 5.6367 | 11300.7906 | 18265.4802 | 230.3819 | 372.3665
1 | 6500 | 707 | 0.015 | 15 | 15 | 7 | 4.217e-09 | 5spot_SharedNeighbor | Water | Porous | Wet | R600a | MinimizeLCOE_Brownfield | IgnoreSilica | 2019 | 115.4944 | 21.2124 | 1.4133 | 4 | 11276.3311 | 18220.5956 | 229.8833 | 371.4515 | 107.0758 | 0 | 147.2786 | 3168292.0331 | 205742.6882 | 3966639.8092 | 4133128.0028 | 0 | 288758.4109 | 0 | 4587398.7682 | 11935470.5899 | 8146203.927 | 36431634.2291 | 961560.8286 | 26355312.1702 | 26355312.1702 | 1478867.319 | 11423845.938 | 0 | 63748507.228 | 103006532.6552 | 4216965.0343 | 5.6533 | 11276.3311 | 18220.5956 | 229.8833 | 371.4515
1 | 6500 | 707 | 0.015 | 15 | 15 | 7 | 5.6234e-09 | 5spot_SharedNeighbor | Water | Porous | Wet | R600a | MinimizeLCOE_Brownfield | IgnoreSilica | 2019 | 115.6575 | 21.2417 | 1.4164 | 4 | 11258.0001 | 18187.0281 | 229.5096 | 370.7672 | 107.0739 | 0 | 160.8767 | 3171350.0493 | 205936.9098 | 3971027.9533 | 4138866.4904 | 0 | 287106.0128 | 0 | 4591972.0921 | 11947369.4405 | 8154325.1371 | 36467954.0852 | 961560.8286 | 26355312.1702 | 26355312.1702 | 1478867.319 | 11423845.938 | 0 | 63784827.0841 | 103042852.5113 | 5623413.2519 | 5.6657 | 11258.0001 | 18187.0281 | 229.5096 | 370.7672
1 | 6500 | 707 | 0.015 | 15 | 15 | 7 | 7.4989e-09 | 5spot_SharedNeighbor | Water | Porous | Wet | R600a | MinimizeLCOE_Brownfield | IgnoreSilica | 2019 | 115.787 | 21.265 | 1.4188 | 4 | 11244.2603 | 18161.6624 | 229.2295 | 370.2501 | 107.0724 | 0 | 161.123 | 3173775.2587 | 206090.9284 | 3974508.6979 | 4143419.7438 | 0 | 285928.3582 | 0 | 4595651.9649 | 11956943.7147 | 8160859.7759 | 36497178.4424 | 961560.8286 | 26355312.1702 | 26355312.1702 | 1478867.319 | 11423845.938 | 0 | 63814051.4412 | 103072076.8685 | 7498942.0933 | 5.6753 | 11244.2603 | 18161.6624 | 229.2295 | 370.2501
1 | 6500 | 707 | 0.015 | 15 | 15 | 7 | 1e-08 | 5spot_SharedNeighbor | Water | Porous | Wet | R600a | MinimizeLCOE_Brownfield | IgnoreSilica | 2019 | 115.8692 | 21.2797 | 1.4205 | 4 | 11233.9604 | 18143.1154 | 229.0195 | 369.8719 | 107.0715 | 0 | 135.059 | 3175315.0422 | 206188.707 | 3976719.0442 | 4146311.8816 | 0 | 284886.4141 | 0 | 4597874.2247 | 11962725.579 | 8164806.0171 | 36514826.9099 | 961560.8286 | 26355312.1702 | 26355312.1702 | 1478867.319 | 11423845.938 | 0 | 63831699.9088 | 103089725.336 | 10000000 | 5.682 | 11233.9604 | 18143.1154 | 229.0195 | 369.8719
1 | 6600 | 707 | 0.015 | 15 | 15 | 7 | 1e-13 | 5spot_SharedNeighbor | Water | Porous | Wet | R600a | MinimizeLCOE_Brownfield | IgnoreSilica | 2019 | 0 | 0 | 0 | 0 |  |  |  |  | 15 |  | 23.3305 | [19 empty] | 100 | 0
1 | 6600 | 707 | 0.015 | 15 | 15 | 7 | 1.3335e-13 | 5spot_SharedNeighbor | Water | Porous | Wet | R600a | MinimizeLCOE_Brownfield | IgnoreSilica | 2019 | 0 | 0 | 0 | 0 |  |  |  |  | 15 |  | 23.5265 | [19 empty] | 133.3521 | 0
1 | 6600 | 707 | 0.015 | 15 | 15 | 7 | 1.7783e-13 | 5spot_SharedNeighbor | Water | Porous | Wet | R600a | MinimizeLCOE_Brownfield | IgnoreSilica | 2019 | 0 | 0 | 0 | 0 |  |  |  |  | 15 |  | 24.3369 | [19 empty] | 177.8279 | 0
1 | 6600 | 707 | 0.015 | 15 | 15 | 7 | 2.3714e-13 | 5spot_SharedNeighbor | Water | Porous | Wet | R600a | MinimizeLCOE_Brownfield | IgnoreSilica | 2019 | 0 | 0 | 0 | 0 |  |  |  |  | 15 |  | 24.3563 | [19 empty] | 237.1374 | 0
1 | 6600 | 707 | 0.015 | 15 | 15 | 7 | 3.1623e-13 | 5spot_SharedNeighbor | Water | Porous | Wet | R600a | MinimizeLCOE_Brownfield | IgnoreSilica | 2019 | 0 | 0 | 0 | 0 |  |  |  |  | 15 |  | 24.9671 | [19 empty] | 316.2278 | 0
1 | 6600 | 707 | 0.015 | 15 | 15 | 7 | 4.217e-13 | 5spot_SharedNeighbor | Water | Porous | Wet | R600a | MinimizeLCOE_Brownfield | IgnoreSilica | 2019 | 0 | 0 | 0 | 0 |  |  |  |  | 15 |  | 28.0221 | [19 empty] | 421.6965 | 0
1 | 6600 | 707 | 0.015 | 15 | 15 | 7 | 5.6234e-13 | 5spot_SharedNeighbor | Water | Porous | Wet | R600a | MinimizeLCOE_Brownfield | IgnoreSilica | 2019 | 0 | 0 | 0 | 0 |  |  |  |  | 15 |  | 27.1878 | [19 empty] | 562.3413 | 0
1 | 6600 | 707 | 0.015 | 15 | 15 | 7 | 7.4989e-13 | 5spot_SharedNeighbor | Water | Porous | Wet | R600a | MinimizeLCOE_Brownfield | IgnoreSilica | 2019 | 1.6 | 0.16307 | 0.00039228 | 4 | 18358493.6285 | 43901506.6013 | 374262.7243 | 894991.5932 | 77.4499 | 0 | 27.0271 | 82721.9995 | 4533.5886 | 82577.1661 | 68013.0092 | 0 | 53587.7497 | 0 | 113659.0701 | 295717.5857 | 201833.3287 | 902643.4976 | 961560.8286 | 26942342.5866 | 26942342.5866 | 1478867.319 | 11658658.1045 | 0 | 28806546.9128 | 68886414.9229 | 749.8942 | 0.0015691 | 18358493.6285 | 43901506.6013 | 374262.7243 | 894991.5932
1 | 6600 | 707 | 0.015 | 15 | 15 | 7 | 1e-12 | 5spot_SharedNeighbor | Water | Porous | Wet | R600a | MinimizeLCOE_Brownfield | IgnoreSilica | 2019 | 1.6 | 0.16308 | 0.0027995 | 4 | 2569470.1707 | 6148695.374 | 52382.1249 | 125349.4719 | 77.4523 | 0 | 31.171 | 82727.6603 | 4533.966 | 82580.9793 | 68014.4656 | 0 | 42653.1185 | 0 | 109398.974 | 284633.6895 | 194268.3417 | 868811.1949 | 961560.8286 | 26942342.5866 | 26942342.5866 | 1478867.319 | 11658658.1045 | 0 | 28772714.6101 | 68852582.6202 | 1000 | 0.011198 | 2569470.1707 | 6148695.374 | 52382.1249 | 125349.4719
1 | 6600 | 707 | 0.015 | 15 | 15 | 7 | 1.3335e-12 | 5spot_SharedNeighbor | Water | Porous | Wet | R600a | MinimizeLCOE_Brownfield | IgnoreSilica | 2019 | 3.5512 | 0.50328 | 0.0101 | 4 | 740864.7288 | 1732972.9424 | 15103.5296 | 35328.9974 | 92.7566 | 0 | 74.0707 | 207450.4725 | 12498.2457 | 200998.5529 | 136335.3308 | 0 | 96864.0237 | 0 | 255117.184 | 663762.581 | 453031.6005 | 2026057.9911 | 961560.8286 | 26942342.5866 | 26942342.5866 | 1478867.319 | 11658658.1045 | 0 | 29929961.4063 | 70009829.4164 | 1333.5214 | 0.040399 | 740864.7288 | 1732972.9424 | 15103.5296 | 35328.9974
1 | 6600 | 707 | 0.015 | 15 | 15 | 7 | 1.7783e-12 | 5spot_SharedNeighbor | Water | Porous | Wet | R600a | MinimizeLCOE_Brownfield | IgnoreSilica | 2019 | 4.9083 | 0.75347 | 0.019476 | 4 | 393266.2573 | 907757.0061 | 8017.2646 | 18505.8544 | 96.9488 | 0 | 53.1643 | 283634.1471 | 17526.5969 | 276709.9638 | 184906.2749 | 0 | 119401.9825 | 0 | 344049.7964 | 895146.996 | 610956.2182 | 2732331.9757 | 961560.8286 | 26942342.5866 | 26942342.5866 | 1478867.319 | 11658658.1045 | 0 | 30636235.3909 | 70716103.4011 | 1778.2794 | 0.077902 | 393266.2573 | 907757.0061 | 8017.2646 | 18505.8544
1 | 6600 | 707 | 0.015 | 15 | 15 | 7 | 2.3714e-12 | 5spot_SharedNeighbor | Water | Porous | Wet | R600a | MinimizeLCOE_Brownfield | IgnoreSilica | 2019 | 6.625 | 1.0746 | 0.032754 | 4 | 240202.3653 | 546122.8132 | 4896.8501 | 11133.4522 | 99.9522 | 0 | 90.5446 | 371232.181 | 23354.0362 | 366783.0779 | 246634.327 | 0 | 143330.6846 | 0 | 449020.3796 | 1168258.9211 | 797360.7189 | 3565974.3264 | 961560.8286 | 26942342.5866 | 26942342.5866 | 1478867.319 | 11658658.1045 | 0 | 31469877.7416 | 71549745.7517 | 2371.3737 | 0.13101 | 240202.3653 | 546122.8132 | 4896.8501 | 11133.4522
1 | 6600 | 707 | 0.015 | 15 | 15 | 7 | 3.1623e-12 | 5spot_SharedNeighbor | Water | Porous | Wet | R600a | MinimizeLCOE_Brownfield | IgnoreSilica | 2019 | 9.3318 | 1.5858 | 0.051304 | 4 | 159446.9799 | 354752.946 | 3250.5424 | 7232.1186 | 102.5739 | 0 | 82.8253 | 496064.5785 | 31689.1018 | 499778.728 | 344100.704 | 0 | 183659.1146 | 0 | 606563.9685 | 1578155.0226 | 1077123.2308 | 4817134.4488 | 961560.8286 | 26942342.5866 | 26942342.5866 | 1478867.319 | 11658658.1045 | 0 | 32721037.8641 | 72800905.8742 | 3162.2777 | 0.20522 | 159446.9799 | 354752.946 | 3250.5424 | 7232.1186
1 | 6600 | 707 | 0.015 | 15 | 15 | 7 | 4.217e-12 | 5spot_SharedNeighbor | Water | Porous | Wet | R600a | MinimizeLCOE_Brownfield | IgnoreSilica | 2019 | 11.7996 | 2.0555 | 0.076106 | 4 | 110891.7974 | 242549.6722 | 2260.6793 | 4944.7031 | 103.9803 | 0 | 93.9233 | 600475.7043 | 38670.4178 | 614417.6428 | 433712.3197 | 0 | 202870.7828 | 0 | 737157.2783 | 1917932.0263 | 1309028.0175 | 5854264.1894 | 961560.8286 | 26942342.5866 | 26942342.5866 | 1478867.319 | 11658658.1045 | 0 | 33758167.6047 | 73838035.6148 | 4216.965 | 0.30442 | 110891.7974 | 242549.6722 | 2260.6793 | 4944.7031
1 | 6600 | 707 | 0.015 | 15 | 15 | 7 | 5.6234e-12 | 5spot_SharedNeighbor | Water | Porous | Wet | R600a | MinimizeLCOE_Brownfield | IgnoreSilica | 2019 | 15.4607 | 2.7526 | 0.1092 | 4 | 80685.6673 | 172447.6398 | 1644.8865 | 3515.5784 | 105.2469 | 0 | 97.3744 | 742954.5665 | 48180.5612 | 775394.3967 | 566092.3156 | 0 | 236589.0914 | 0 | 923992.2632 | 2404038.332 | 1640805.5596 | 7338047.0862 | 961560.8286 | 26942342.5866 | 26942342.5866 | 1478867.319 | 11658658.1045 | 0 | 35241950.5014 | 75321818.5115 | 5623.4133 | 0.43678 | 80685.6673 | 172447.6398 | 1644.8865 | 3515.5784
1 | 6600 | 707 | 0.015 | 15 | 15 | 7 | 7.4989e-12 | 5spot_SharedNeighbor | Water | Porous | Wet | R600a | MinimizeLCOE_Brownfield | IgnoreSilica | 2019 | 20.0675 | 3.6317 | 0.15276 | 4 | 60573.8912 | 126166.9392 | 1234.8807 | 2572.0837 | 106.2011 | 0 | 114.2479 | 908095.0641 | 59186.3092 | 967194.0576 | 733320.8893 | 0 | 273218.0238 | 0 | 1146995.5942 | 2984247.2549 | 2036810.0716 | 9109067.2648 | 961560.8286 | 26942342.5866 | 26942342.5866 | 1478867.319 | 11658658.1045 | 0 | 37012970.6801 | 77092838.6902 | 7498.9421 | 0.61104 | 60573.8912 | 126166.9392 | 1234.8807 | 2572.0837
1 | 6600 | 707 | 0.015 | 15 | 15 | 7 | 1e-11 | 5spot_SharedNeighbor | Water | Porous | Wet | R600a | MinimizeLCOE_Brownfield | IgnoreSilica | 2019 | 25.7897 | 4.7245 | 0.20912 | 4 | 46745.0355 | 94660.514 | 952.9608 | 1929.7826 | 106.9227 | 0 | 110.5039 | 1097451.6674 | 71771.5763 | 1193109.3045 | 940481.8405 | 0 | 312299.3043 | 0 | 1409894.3403 | 3668255.8643 | 2503660.0025 | 11196923.9002 | 961560.8286 | 26942342.5866 | 26942342.5866 | 1478867.319 | 11658658.1045 | 0 | 39100827.3154 | 79180695.3255 | 10000 | 0.83647 | 46745.0355 | 94660.514 | 952.9608 | 1929.7826
1 | 6600 | 707 | 0.015 | 15 | 15 | 7 | 1.3335e-11 | 5spot_SharedNeighbor | Water | Porous | Wet | R600a | MinimizeLCOE_Brownfield | IgnoreSilica | 2019 | 32.7935 | 6.0636 | 0.28097 | 4 | 36962.4098 | 72624.3973 | 753.5287 | 1480.5466 | 107.4716 | 0 | 91.0835 | 1312681.9932 | 86045.4175 | 1456166.6544 | 1194860.4542 | 0 | 353335.3151 | 0 | 1717205.0354 | 4467815.255 | 3049375.716 | 13637485.8408 | 961560.8286 | 26942342.5866 | 26942342.5866 | 1478867.319 | 11658658.1045 | 0 | 41541389.256 | 81621257.2661 | 13335.2143 | 1.1239 | 36962.4098 | 72624.3973 | 753.5287 | 1480.5466
1 | 6600 | 707 | 0.015 | 15 | 15 | 7 | 1.7783e-11 | 5spot_SharedNeighbor | Water | Porous | Wet | R600a | MinimizeLCOE_Brownfield | IgnoreSilica | 2019 | 41.0102 | 7.6359 | 0.36982 | 4 | 29931.8501 | 57025.8533 | 610.2012 | 1162.5492 | 107.8832 | 0 | 95.7656 | 1548182.0802 | 101624.1583 | 1750589.0153 | 1493515.2153 | 0 | 392696.0014 | 0 | 2061776.5234 | 5364319.5855 | 3661258.3428 | 16373960.9221 | 961560.8286 | 26942342.5866 | 26942342.5866 | 1478867.319 | 11658658.1045 | 0 | 44277864.3373 | 84357732.3474 | 17782.7941 | 1.4793 | 29931.8501 | 57025.8533 | 610.2012 | 1162.5492
1 | 6600 | 707 | 0.015 | 15 | 15 | 7 | 2.3714e-11 | 5spot_SharedNeighbor | Water | Porous | Wet | R600a | MinimizeLCOE_Brownfield | IgnoreSilica | 2019 | 50.1935 | 9.393 | 0.47528 | 4 | 24830.1086 | 45912.3545 | 506.1953 | 935.9854 | 108.1854 | 0 | 122.8983 | 1794971.1653 | 117905.029 | 2065590.3256 | 1826782.5597 | 0 | 426432.8633 | 0 | 2430355.9577 | 6323287.6674 | 4315773.7636 | 19301099.3315 | 961560.8286 | 26942342.5866 | 26942342.5866 | 1478867.319 | 11658658.1045 | 0 | 47205002.7467 | 87284870.7568 | 23713.7371 | 1.9011 | 24830.1086 | 45912.3545 | 506.1953 | 935.9854
1 | 6600 | 707 | 0.015 | 15 | 15 | 7 | 3.1623e-11 | 5spot_SharedNeighbor | Water | Porous | Wet | R600a | MinimizeLCOE_Brownfield | IgnoreSilica | 2019 | 59.9307 | 11.2541 | 0.5943 | 4 | 21110.7965 | 37970.9339 | 430.3721 | 774.0888 | 108.3955 | 0 | 93.6065 | 2041846.4422 | 134144.3243 | 2386632.2907 | 2179714.7841 | 0 | 451331.6189 | 0 | 2805531.0895 | 7299416.4012 | 4982001.6819 | 22280618.6327 | 961560.8286 | 26942342.5866 | 26942342.5866 | 1478867.319 | 11658658.1045 | 0 | 50184522.0479 | 90264390.0581 | 31622.7766 | 2.3772 | 21110.7965 | 37970.9339 | 430.3721 | 774.0888
1 | 6600 | 707 | 0.015 | 15 | 15 | 7 | 4.217e-11 | 5spot_SharedNeighbor | Water | Porous | Wet | R600a | MinimizeLCOE_Brownfield | IgnoreSilica | 2019 | 69.546 | 13.0874 | 0.72038 | 4 | 18397.6037 | 32306.9123 | 375.06 | 658.6201 | 108.524 | 0 | 100.4852 | 2273282.2537 | 149318.7748 | 2692652.4728 | 2527858.084 | 0 | 463764.1727 | 0 | 3161681.5456 | 8226046.8317 | 5614445.991 | 25109050.1264 | 961560.8286 | 26942342.5866 | 26942342.5866 | 1478867.319 | 11658658.1045 | 0 | 53012953.5416 | 93092821.5517 | 42169.6503 | 2.8815 | 18397.6037 | 32306.9123 | 375.06 | 658.6201
1 | 6600 | 707 | 0.015 | 15 | 15 | 7 | 5.6234e-11 | 5spot_SharedNeighbor | Water | Porous | Wet | R600a | MinimizeLCOE_Brownfield | IgnoreSilica | 2019 | 78.4808 | 14.7843 | 0.84575 | 4 | 16418.7897 | 28266.1799 | 334.7192 | 576.2443 | 108.5874 | 0 | 116.2456 | 2478757.2076 | 162743.1429 | 2968363.2051 | 2850805.8646 | 0 | 463709.9017 | 0 | 3480507.9356 | 9055567.6981 | 6180611.0272 | 27641065.9829 | 961560.8286 | 26942342.5866 | 26942342.5866 | 1478867.319 | 11658658.1045 | 0 | 55544969.3981 | 95624837.4082 | 56234.1325 | 3.383 | 16418.7897 | 28266.1799 | 334.7192 | 576.2443
1 | 6600 | 707 | 0.015 | 15 | 15 | 7 | 7.4989e-11 | 5spot_SharedNeighbor | Water | Porous | Wet | R600a | MinimizeLCOE_Brownfield | IgnoreSilica | 2019 | 86.3808 | 16.2773 | 0.96348 | 4 | 14973.94 | 25373.6992 | 305.264 | 517.2772 | 108.6055 | 0 | 136.4256 | 2653498.3448 | 174118.1894 | 3205812.461 | 3135750.5527 | 0 | 453701.8798 | 0 | 3752923.7568 | 9764337.7848 | 6664361.1752 | 29804504.1446 | 961560.8286 | 26942342.5866 | 26942342.5866 | 1478867.319 | 11658658.1045 | 0 | 57708407.5598 | 97788275.57 | 74989.4209 | 3.8539 | 14973.94 | 25373.6992 | 305.264 | 517.2772
1 | 6600 | 707 | 0.015 | 15 | 15 | 7 | 1e-10 | 5spot_SharedNeighbor | Water | Porous | Wet | R600a | MinimizeLCOE_Brownfield | IgnoreSilica | 2019 | 93.0628 | 17.5338 | 1.0686 | 4 | 13916.2376 | 23293.2239 | 283.7013 | 474.8639 | 108.5964 | 0 | 161.1731 | 2796596.0233 | 183401.4356 | 3402325.1115 | 3376236.3107 | 0 | 436924.2992 | 0 | 3976238.4404 | 10345356.7831 | 7060918.5803 | 31577996.9842 | 961560.8286 | 26942342.5866 | 26942342.5866 | 1478867.319 | 11658658.1045 | 0 | 59481900.3994 | 99561768.4096 | 100000 | 4.2743 | 13916.2376 | 23293.2239 | 283.7013 | 474.8639
1 | 6600 | 707 | 0.015 | 15 | 15 | 7 | 1.3335e-10 | 5spot_SharedNeighbor | Water | Porous | Wet | R600a | MinimizeLCOE_Brownfield | IgnoreSilica | 2019 | 98.554 | 18.5615 | 1.1587 | 4 | 13139.2803 | 21786.5517 | 267.862 | 444.1483 | 108.5738 | 0 | 148.85 | 2911149.4431 | 190810.2453 | 3560997.7971 | 3573457.5738 | 0 | 416991.9931 | 0 | 4154828.7504 | 10810012.136 | 7378055.4064 | 32996303.3451 | 961560.8286 | 26942342.5866 | 26942342.5866 | 1478867.319 | 11658658.1045 | 0 | 60900206.7603 | 100980074.7704 | 133352.1432 | 4.635 | 13139.2803 | 21786.5517 | 267.862 | 444.1483
1 | 6600 | 707 | 0.015 | 15 | 15 | 7 | 1.7783e-10 | 5spot_SharedNeighbor | Water | Porous | Wet | R600a | MinimizeLCOE_Brownfield | IgnoreSilica | 2019 | 102.9534 | 19.3814 | 1.2336 | 4 | 12566.459 | 20688.7602 | 256.1843 | 421.7684 | 108.5466 | 0 | 149.0272 | 3001032.2161 | 196608.3548 | 3686357.8499 | 3731180.5128 | 0 | 396468.6178 | 0 | 4294542.545 | 11173518.7704 | 7626156.1536 | 34105865.0205 | 961560.8286 | 26942342.5866 | 26942342.5866 | 1478867.319 | 11658658.1045 | 0 | 62009768.4357 | 102089636.4458 | 177827.941 | 4.9345 | 12566.459 | 20688.7602 | 256.1843 | 421.7684
1 | 6600 | 707 | 0.015 | 15 | 15 | 7 | 2.3714e-10 | 5spot_SharedNeighbor | Water | Porous | Wet | R600a | MinimizeLCOE_Brownfield | IgnoreSilica | 2019 | 106.4151 | 20.0242 | 1.2943 | 4 | 12142.6841 | 19884.2815 | 247.545 | 405.368 | 108.5199 | 0 | 142.3944 | 3070611.6281 | 201087.1371 | 3783927.4055 | 3855098.6029 | 0 | 377117.5481 | 0 | 4402258.5055 | 11453773.6038 | 7817435.8361 | 34961310.2671 | 961560.8286 | 26942342.5866 | 26942342.5866 | 1478867.319 | 11658658.1045 | 0 | 62865213.6823 | 102945081.6925 | 237137.3706 | 5.1772 | 12142.6841 | 19884.2815 | 247.545 | 405.368
1 | 6600 | 707 | 0.015 | 15 | 15 | 7 | 3.1623e-10 | 5spot_SharedNeighbor | Water | Porous | Wet | R600a | MinimizeLCOE_Brownfield | IgnoreSilica | 2019 | 109.0823 | 20.5181 | 1.3424 | 4 | 11828.2341 | 19292.5563 | 241.1346 | 393.3049 | 108.4962 | 0 | 159.4382 | 3123549.8917 | 204488.8945 | 3858473.3799 | 3950458.3671 | 0 | 359698.5501 | 0 | 4483700.9424 | 11665670.1187 | 7962059.5615 | 35608099.7058 | 961560.8286 | 26942342.5866 | 26942342.5866 | 1478867.319 | 11658658.1045 | 0 | 63512003.121 | 103591871.1311 | 316227.766 | 5.3695 | 11828.2341 | 19292.5563 | 241.1346 | 393.3049
1 | 6600 | 707 | 0.015 | 15 | 15 | 7 | 4.217e-10 | 5spot_SharedNeighbor | Water | Porous | Wet | R600a | MinimizeLCOE_Brownfield | IgnoreSilica | 2019 | 111.146 | 20.8994 | 1.3801 | 4 | 11594.3281 | 18854.5756 | 236.3661 | 384.376 | 108.4762 | 0 | 167.016 | 3164115.9747 | 207092.1115 | 3915781.4642 | 4024168.7794 | 0 | 344993.9109 | 0 | 4545899.3739 | 11827497.6787 | 8072510.1965 | 36102059.4899 | 961560.8286 | 26942342.5866 | 26942342.5866 | 1478867.319 | 11658658.1045 | 0 | 64005962.9051 | 104085830.9152 | 421696.5034 | 5.5205 | 11594.3281 | 18854.5756 | 236.3661 | 384.376
1 | 6600 | 707 | 0.015 | 15 | 15 | 7 | 5.6234e-10 | 5spot_SharedNeighbor | Water | Porous | Wet | R600a | MinimizeLCOE_Brownfield | IgnoreSilica | 2019 | 112.7 | 21.186 | 1.4092 | 4 | 11419.993 | 18530.3735 | 232.812 | 377.7667 | 108.4601 | 0 | 165.9802 | 3194438.8758 | 209035.9571 | 3958724.3357 | 4079631.2347 | 0 | 332611.6317 | 0 | 4592032.3936 | 11947526.3329 | 8154432.2193 | 36468432.9809 | 961560.8286 | 26942342.5866 | 26942342.5866 | 1478867.319 | 11658658.1045 | 0 | 64372336.3961 | 104452204.4062 | 562341.3252 | 5.6368 | 11419.993 | 18530.3735 | 232.812 | 377.7667
1 | 6600 | 707 | 0.015 | 15 | 15 | 7 | 7.4989e-10 | 5spot_SharedNeighbor | Water | Porous | Wet | R600a | MinimizeLCOE_Brownfield | IgnoreSilica | 2019 | 113.8935 | 21.4058 | 1.4316 | 4 | 11289.8591 | 18288.8343 | 230.159 | 372.8426 | 108.4471 | 0 | 147.8923 | 3217598.7695 | 210519.4261 | 3991584.0871 | 4122203.1336 | 0 | 322753.0613 | 0 | 4627216.8063 | 12039068.9572 | 8216911.9414 | 36747856.1826 | 961560.8286 | 26942342.5866 | 26942342.5866 | 1478867.319 | 11658658.1045 | 0 | 64651759.5978 | 104731627.6079 | 749894.2093 | 5.7265 | 11289.8591 | 18288.8343 | 230.159 | 372.8426
1 | 6600 | 707 | 0.015 | 15 | 15 | 7 | 1e-09 | 5spot_SharedNeighbor | Water | Porous | Wet | R600a | MinimizeLCOE_Brownfield | IgnoreSilica | 2019 | 114.7903 | 21.5708 | 1.4487 | 4 | 11192.6069 | 18109.0451 | 228.1764 | 369.1774 | 108.4371 | 0 | 156.3591 | 3234927.843 | 211628.7245 | 4016205.7706 | 4154177.2835 | 0 | 314860.9366 | 0 | 4653402.2177 | 12107198.0265 | 8263411.4311 | 36955812.2335 | 961560.8286 | 26942342.5866 | 26942342.5866 | 1478867.319 | 11658658.1045 | 0 | 64859715.6487 | 104939583.6588 | 1000000 | 5.7949 | 11192.6069 | 18109.0451 | 228.1764 | 369.1774
1 | 6600 | 707 | 0.015 | 15 | 15 | 7 | 1.3335e-09 | 5spot_SharedNeighbor | Water | Porous | Wet | R600a | MinimizeLCOE_Brownfield | IgnoreSilica | 2019 | 115.4601 | 21.6939 | 1.4617 | 4 | 11119.8645 | 17975.0848 | 226.6935 | 366.4464 | 108.4294 | 0 | 163.8698 | 3247828.3909 | 212454.1502 | 4034554.723 | 4178047.4706 | 0 | 308607.2707 | 0 | 4672781.8821 | 12157619.9379 | 8297825.4217 | 37109719.2471 | 961560.8286 | 26942342.5866 | 26942342.5866 | 1478867.319 | 11658658.1045 | 0 | 65013622.6623 | 105093490.6725 | 1333521.4322 | 5.8466 | 11119.8645 | 17975.0848 | 226.6935 | 366.4464
1 | 6600 | 707 | 0.015 | 15 | 15 | 7 | 1.7783e-09 | 5spot_SharedNeighbor | Water | Porous | Wet | R600a | MinimizeLCOE_Brownfield | IgnoreSilica | 2019 | 115.9741 | 21.7883 | 1.4715 | 4 | 11065.4193 | 17874.7041 | 225.5835 | 364.4 | 108.4235 | 0 | 138.6114 | 3257705.2628 | 213085.888 | 4048614.1676 | 4196361.5738 | 0 | 303860.4187 | 0 | 4687654.6513 | 12196315.8324 | 8324236.1648 | 37227833.9594 | 961560.8286 | 26942342.5866 | 26942342.5866 | 1478867.319 | 11658658.1045 | 0 | 65131737.3746 | 105211605.3847 | 1778279.41 | 5.8861 | 11065.4193 | 17874.7041 | 225.5835 | 364.4
1 | 6600 | 707 | 0.015 | 15 | 15 | 7 | 2.3714e-09 | 5spot_SharedNeighbor | Water | Porous | Wet | R600a | MinimizeLCOE_Brownfield | IgnoreSilica | 2019 | 116.3561 | 21.8584 | 1.4789 | 4 | 11024.6491 | 17799.7787 | 224.7524 | 362.8726 | 108.419 | 0 | 173.5881 | 3265032.5803 | 213554.4259 | 4059050.7307 | 4209970.0496 | 0 | 300160.888 | 0 | 4698629.783 | 12224870.8739 | 8343725.5674 | 37314994.8988 | 961560.8286 | 26942342.5866 | 26942342.5866 | 1478867.319 | 11658658.1045 | 0 | 65218898.314 | 105298766.3241 | 2371373.7057 | 5.9157 | 11024.6491 | 17799.7787 | 224.7524 | 362.8726
1 | 6600 | 707 | 0.015 | 15 | 15 | 7 | 3.1623e-09 | 5spot_SharedNeighbor | Water | Porous | Wet | R600a | MinimizeLCOE_Brownfield | IgnoreSilica | 2019 | 116.6339 | 21.9094 | 1.4845 | 4 | 10994.1082 | 17743.9882 | 224.1298 | 361.7352 | 108.4156 | 0 | 158.7232 | 3270354.6121 | 213894.6684 | 4066634.5215 | 4219866.0463 | 0 | 297236.4089 | 0 | 4706514.6404 | 12245385.6553 | 8357727.3273 | 37377613.8802 | 961560.8286 | 26942342.5866 | 26942342.5866 | 1478867.319 | 11658658.1045 | 0 | 65281517.2954 | 105361385.3056 | 3162277.6602 | 5.9379 | 10994.1082 | 17743.9882 | 224.1298 | 361.7352
1 | 6600 | 707 | 0.015 | 15 | 15 | 7 | 4.217e-09 | 5spot_SharedNeighbor | Water | Porous | Wet | R600a | MinimizeLCOE_Brownfield | IgnoreSilica | 2019 | 116.8554 | 21.9501 | 1.4887 | 4 | 10971.2238 | 17701.832 | 223.6632 | 360.8758 | 108.413 | 0 | 187.4987 | 3274593.7536 | 214165.6426 | 4072677.1765 | 4227755.3282 | 0 | 295146.5638 | 0 | 4712892.0012 | 12261978.2401 | 8369052.1073 | 37428260.8134 | 961560.8286 | 26942342.5866 | 26942342.5866 | 1478867.319 | 11658658.1045 | 0 | 65332164.2286 | 105412032.2388 | 4216965.0343 | 5.9549 | 10971.2238 | 17701.832 | 223.6632 | 360.8758
1 | 6600 | 707 | 0.015 | 15 | 15 | 7 | 5.6234e-09 | 5spot_SharedNeighbor | Water | Porous | Wet | R600a | MinimizeLCOE_Brownfield | IgnoreSilica | 2019 | 117.0166 | 21.9797 | 1.4919 | 4 | 10954.073 | 17670.4115 | 223.3136 | 360.2352 | 108.411 | 0 | 174.0765 | 3277675.115 | 214362.5854 | 4077070.6442 | 4233493.9002 | 0 | 293507.814 | 0 | 4717482.923 | 12273922.8767 | 8377204.5673 | 37464720.4258 | 961560.8286 | 26942342.5866 | 26942342.5866 | 1478867.319 | 11658658.1045 | 0 | 65368623.841 | 105448491.8512 | 5623413.2519 | 5.9675 | 10954.073 | 17670.4115 | 223.3136 | 360.2352
1 | 6600 | 707 | 0.015 | 15 | 15 | 7 | 7.4989e-09 | 5spot_SharedNeighbor | Water | Porous | Wet | R600a | MinimizeLCOE_Brownfield | IgnoreSilica | 2019 | 117.1332 | 22.0011 | 1.4942 | 4 | 10941.2175 | 17646.997 | 223.0515 | 359.7579 | 108.4096 | 0 | 174.7041 | 3279905.1592 | 214505.1041 | 4080250.9068 | 4237649.1382 | 0 | 292224.2781 | 0 | 4720768.4887 | 12282471.2448 | 8383039.0041 | 37490813.3241 | 961560.8286 | 26942342.5866 | 26942342.5866 | 1478867.319 | 11658658.1045 | 0 | 65394716.7393 | 105474584.7494 | 7498942.0933 | 5.9769 | 10941.2175 | 17646.997 | 223.0515 | 359.7579
1 | 6600 | 707 | 0.015 | 15 | 15 | 7 | 1e-08 | 5spot_SharedNeighbor | Water | Porous | Wet | R600a | MinimizeLCOE_Brownfield | IgnoreSilica | 2019 | 117.2186 | 22.0167 | 1.496 | 4 | 10931.5804 | 17629.515 | 222.8551 | 359.4015 | 108.4086 | 0 | 174.3085 | 3281536.1324 | 214609.3302 | 4082577.165 | 4240689.2539 | 0 | 291233.1056 | 0 | 4723151.545 | 12288671.4684 | 8387270.7842 | 37509738.7847 | 961560.8286 | 26942342.5866 | 26942342.5866 | 1478867.319 | 11658658.1045 | 0 | 65413642.1999 | 105493510.21 | 10000000 | 5.9839 | 10931.5804 | 17629.515 | 222.8551 | 359.4015
1 | 6700 | 707 | 0.015 | 15 | 15 | 7 | 1e-13 | 5spot_SharedNeighbor | Water | Porous | Wet | R600a | MinimizeLCOE_Brownfield | IgnoreSilica | 2019 | 0 | 0 | 0 | 0 |  |  |  |  | 15 |  | 23.7769 | [19 empty] | 100 | 0
1 | 6700 | 707 | 0.015 | 15 | 15 | 7 | 1.3335e-13 | 5spot_SharedNeighbor | Water | Porous | Wet | R600a | MinimizeLCOE_Brownfield | IgnoreSilica | 2019 | 0 | 0 | 0 | 0 |  |  |  |  | 15 |  | 22.2627 | [19 empty] | 133.3521 | 0
1 | 6700 | 707 | 0.015 | 15 | 15 | 7 | 1.7783e-13 | 5spot_SharedNeighbor | Water | Porous | Wet | R600a | MinimizeLCOE_Brownfield | IgnoreSilica | 2019 | 0 | 0 | 0 | 0 |  |  |  |  | 15 |  | 24.6245 | [19 empty] | 177.8279 | 0
1 | 6700 | 707 | 0.015 | 15 | 15 | 7 | 2.3714e-13 | 5spot_SharedNeighbor | Water | Porous | Wet | R600a | MinimizeLCOE_Brownfield | IgnoreSilica | 2019 | 0 | 0 | 0 | 0 |  |  |  |  | 15 |  | 24.543 | [19 empty] | 237.1374 | 0
1 | 6700 | 707 | 0.015 | 15 | 15 | 7 | 3.1623e-13 | 5spot_SharedNeighbor | Water | Porous | Wet | R600a | MinimizeLCOE_Brownfield | IgnoreSilica | 2019 | 0 | 0 | 0 | 0 |  |  |  |  | 15 |  | 25.4088 | [19 empty] | 316.2278 | 0
1 | 6700 | 707 | 0.015 | 15 | 15 | 7 | 4.217e-13 | 5spot_SharedNeighbor | Water | Porous | Wet | R600a | MinimizeLCOE_Brownfield | IgnoreSilica | 2019 | 0 | 0 | 0 | 0 |  |  |  |  | 15 |  | 28.7255 | [19 empty] | 421.6965 | 0
1 | 6700 | 707 | 0.015 | 15 | 15 | 7 | 5.6234e-13 | 5spot_SharedNeighbor | Water | Porous | Wet | R600a | MinimizeLCOE_Brownfield | IgnoreSilica | 2019 | 0 | 0 | 0 | 0 |  |  |  |  | 15 |  | 26.3757 | [19 empty] | 562.3413 | 0
1 | 6700 | 707 | 0.015 | 15 | 15 | 7 | 7.4989e-13 | 5spot_SharedNeighbor | Water | Porous | Wet | R600a | MinimizeLCOE_Brownfield | IgnoreSilica | 2019 | 1.6 | 0.16531 | 0.00081592 | 4 | 9009592.9865 | 21544484.1837 | 183672.7394 | 439213.4512 | 78.006 | 0 | 28.4831 | 84012.264 | 4619.8224 | 83444.8515 | 68342.275 | 0 | 52635.2523 | 0 | 114291.2415 | 297362.3659 | 202955.9249 | 907663.9975 | 961560.8286 | 27535233.0938 | 27535233.0938 | 1478867.319 | 11895814.3074 | 0 | 29404457.92 | 70314372.6402 | 749.8942 | 0.0032637 | 9009592.9865 | 21544484.1837 | 183672.7394 | 439213.4512
1 | 6700 | 707 | 0.015 | 15 | 15 | 7 | 1e-12 | 5spot_SharedNeighbor | Water | Porous | Wet | R600a | MinimizeLCOE_Brownfield | IgnoreSilica | 2019 | 1.6 | 0.16532 | 0.0031929 | 4 | 2299695.6948 | 5502917.3221 | 46882.4073 | 112184.4129 | 78.0084 | 0 | 27.7157 | 84017.5572 | 4620.1766 | 83448.4236 | 68342.9201 | 0 | 41675.0083 | 0 | 110020.5935 | 286251.0159 | 195372.2002 | 873747.8955 | 961560.8286 | 27535233.0938 | 27535233.0938 | 1478867.319 | 11895814.3074 | 0 | 29370541.8179 | 70280456.5381 | 1000 | 0.012771 | 2299695.6948 | 5502917.3221 | 46882.4073 | 112184.4129
1 | 6700 | 707 | 0.015 | 15 | 15 | 7 | 1.3335e-12 | 5spot_SharedNeighbor | Water | Porous | Wet | R600a | MinimizeLCOE_Brownfield | IgnoreSilica | 2019 | 3.7339 | 0.5464 | 0.011766 | 4 | 651325.9716 | 1520597.7056 | 13278.1609 | 30999.441 | 94.4121 | 0 | 62.7079 | 222536.0912 | 13537.357 | 214393.0331 | 143859.4987 | 0 | 101805.2823 | 0 | 271491.1924 | 706364.392 | 482108.2119 | 2156095.0587 | 961560.8286 | 27535233.0938 | 27535233.0938 | 1478867.319 | 11895814.3074 | 0 | 30652888.9812 | 71562803.7014 | 1333.5214 | 0.047062 | 651325.9716 | 1520597.7056 | 13278.1609 | 30999.441
1 | 6700 | 707 | 0.015 | 15 | 15 | 7 | 1.7783e-12 | 5spot_SharedNeighbor | Water | Porous | Wet | R600a | MinimizeLCOE_Brownfield | IgnoreSilica | 2019 | 5.1908 | 0.82171 | 0.022107 | 4 | 355311.8167 | 817954.889 | 7243.512 | 16675.1168 | 98.6141 | 0 | 62.7882 | 304989.2321 | 19026.4599 | 296217.147 | 196497.8275 | 0 | 126747.7353 | 0 | 367956.5767 | 957347.5344 | 653409.3637 | 2922191.8766 | 961560.8286 | 27535233.0938 | 27535233.0938 | 1478867.319 | 11895814.3074 | 0 | 31418985.7991 | 72328900.5193 | 1778.2794 | 0.088427 | 355311.8167 | 817954.889 | 7243.512 | 16675.1168
1 | 6700 | 707 | 0.015 | 15 | 15 | 7 | 2.3714e-12 | 5spot_SharedNeighbor | Water | Porous | Wet | R600a | MinimizeLCOE_Brownfield | IgnoreSilica | 2019 | 6.954 | 1.1592 | 0.036648 | 4 | 220198.9728 | 499274.0567 | 4489.0539 | 10178.377 | 101.4838 | 0 | 94.1657 | 395611.9903 | 25103.1096 | 389262.9735 | 260458.0343 | 0 | 150777.6718 | 0 | 476273.374 | 1239165.622 | 845755.9993 | 3782408.7749 | 961560.8286 | 27535233.0938 | 27535233.0938 | 1478867.319 | 11895814.3074 | 0 | 32279202.6973 | 73189117.4175 | 2371.3737 | 0.14659 | 220198.9728 | 499274.0567 | 4489.0539 | 10178.377
1 | 6700 | 707 | 0.015 | 15 | 15 | 7 | 3.1623e-12 | 5spot_SharedNeighbor | Water | Porous | Wet | R600a | MinimizeLCOE_Brownfield | IgnoreSilica | 2019 | 9.5 | 1.6524 | 0.057051 | 4 | 146631.4688 | 325899.3833 | 2989.2808 | 6643.8997 | 103.8915 | 0 | 98.1727 | 515170.8361 | 33153.3547 | 515981.0836 | 353622.8582 | 0 | 185203.7793 | 0 | 625221.4456 | 1626697.951 | 1110254.7769 | 4965306.0855 | 961560.8286 | 27535233.0938 | 27535233.0938 | 1478867.319 | 11895814.3074 | 0 | 33462100.0079 | 74372014.7281 | 3162.2777 | 0.22821 | 146631.4688 | 325899.3833 | 2989.2808 | 6643.8997
1 | 6700 | 707 | 0.015 | 15 | 15 | 7 | 4.217e-12 | 5spot_SharedNeighbor | Water | Porous | Wet | R600a | MinimizeLCOE_Brownfield | IgnoreSilica | 2019 | 12.3844 | 2.213 | 0.084176 | 4 | 103068.9999 | 224570.1695 | 2101.201 | 4578.1667 | 105.4593 | 0 | 111.3641 | 638609.3442 | 41464.566 | 651090.3165 | 459051.7948 | 0 | 213797.4027 | 0 | 781565.2354 | 2033472.4215 | 1387886.7114 | 6206937.7925 | 961560.8286 | 27535233.0938 | 27535233.0938 | 1478867.319 | 11895814.3074 | 0 | 34703731.7149 | 75613646.4352 | 4216.965 | 0.3367 | 103068.9999 | 224570.1695 | 2101.201 | 4578.1667
1 | 6700 | 707 | 0.015 | 15 | 15 | 7 | 5.6234e-12 | 5spot_SharedNeighbor | Water | Porous | Wet | R600a | MinimizeLCOE_Brownfield | IgnoreSilica | 2019 | 16.1964 | 2.9558 | 0.12033 | 4 | 75339.1936 | 160331.8746 | 1535.8914 | 3268.5821 | 106.6974 | 0 | 117.9822 | 788537.7621 | 51547.4438 | 819992.5542 | 598628.341 | 0 | 248858.5647 | 0 | 977950.2197 | 2544425.8665 | 1736622.9366 | 7766563.6887 | 961560.8286 | 27535233.0938 | 27535233.0938 | 1478867.319 | 11895814.3074 | 0 | 36263357.6111 | 77173272.3313 | 5623.4133 | 0.48133 | 75339.1936 | 160331.8746 | 1535.8914 | 3268.5821
1 | 6700 | 707 | 0.015 | 15 | 15 | 7 | 7.4989e-12 | 5spot_SharedNeighbor | Water | Porous | Wet | R600a | MinimizeLCOE_Brownfield | IgnoreSilica | 2019 | 21.0297 | 3.8994 | 0.16789 | 4 | 56794.5038 | 117713.9151 | 1157.8328 | 2399.7574 | 107.6383 | 0 | 92.3994 | 963615.2091 | 63299.5298 | 1022762.4367 | 775971.861 | 0 | 287778.3201 | 0 | 1214236.6691 | 3159194.7389 | 2156215.3242 | 9643074.0889 | 961560.8286 | 27535233.0938 | 27535233.0938 | 1478867.319 | 11895814.3074 | 0 | 38139868.0113 | 79049782.7316 | 7498.9421 | 0.67154 | 56794.5038 | 117713.9151 | 1157.8328 | 2399.7574
1 | 6700 | 707 | 0.015 | 15 | 15 | 7 | 1e-11 | 5spot_SharedNeighbor | Water | Porous | Wet | R600a | MinimizeLCOE_Brownfield | IgnoreSilica | 2019 | 26.954 | 5.0571 | 0.22921 | 4 | 43979.8103 | 88600.0688 | 896.5879 | 1806.2322 | 108.342 | 0 | 104.7714 | 1161944.4693 | 76578.9579 | 1258560.6155 | 993211.0072 | 0 | 327903.1898 | 0 | 1489097.3135 | 3874325.7539 | 2644306.9365 | 11825928.2436 | 961560.8286 | 27535233.0938 | 27535233.0938 | 1478867.319 | 11895814.3074 | 0 | 40322722.166 | 81232636.8863 | 10000 | 0.91685 | 43979.8103 | 88600.0688 | 896.5879 | 1806.2322
1 | 6700 | 707 | 0.015 | 15 | 15 | 7 | 1.3335e-11 | 5spot_SharedNeighbor | Water | Porous | Wet | R600a | MinimizeLCOE_Brownfield | IgnoreSilica | 2019 | 34.187 | 6.4712 | 0.30698 | 4 | 34907.1308 | 68223.1493 | 711.6291 | 1390.8212 | 108.8789 | 0 | 130.2605 | 1386698.8126 | 91585.8721 | 1532403.7526 | 1257994.5061 | 0 | 369911.6421 | 0 | 1809051.8883 | 4706781.9259 | 3212475.3791 | 14366903.7788 | 961560.8286 | 27535233.0938 | 27535233.0938 | 1478867.319 | 11895814.3074 | 0 | 42863697.7012 | 83773612.4215 | 13335.2143 | 1.2279 | 34907.1308 | 68223.1493 | 711.6291 | 1390.8212
1 | 6700 | 707 | 0.015 | 15 | 15 | 7 | 1.7783e-11 | 5spot_SharedNeighbor | Water | Porous | Wet | R600a | MinimizeLCOE_Brownfield | IgnoreSilica | 2019 | 42.6808 | 8.1335 | 0.40297 | 4 | 28364.9354 | 53745.418 | 578.2576 | 1095.673 | 109.2833 | 0 | 126.7126 | 1633187.9948 | 108005.0211 | 1839433.2396 | 1569750.6134 | 0 | 410567.8621 | 0 | 2168768.445 | 5642690.6184 | 3851252.2928 | 17223656.0871 | 961560.8286 | 27535233.0938 | 27535233.0938 | 1478867.319 | 11895814.3074 | 0 | 45720450.0095 | 86630364.7298 | 17782.7941 | 1.6119 | 28364.9354 | 53745.418 | 578.2576 | 1095.673
1 | 6700 | 707 | 0.015 | 15 | 15 | 7 | 2.3714e-11 | 5spot_SharedNeighbor | Water | Porous | Wet | R600a | MinimizeLCOE_Brownfield | IgnoreSilica | 2019 | 52.1085 | 9.9791 | 0.51633 | 4 | 23608.3553 | 43416.3682 | 481.2883 | 885.1014 | 109.5778 | 0 | 143.2905 | 1890047.4822 | 125070.4901 | 2165920.8802 | 1916079.1376 | 0 | 444822.8366 | 0 | 2551356.9224 | 6638107.3569 | 4530644.6705 | 20262049.7766 | 961560.8286 | 27535233.0938 | 27535233.0938 | 1478867.319 | 11895814.3074 | 0 | 48758843.699 | 89668758.4192 | 23713.7371 | 2.0653 | 23608.3553 | 43416.3682 | 481.2883 | 885.1014
1 | 6700 | 707 | 0.015 | 15 | 15 | 7 | 3.1623e-11 | 5spot_SharedNeighbor | Water | Porous | Wet | R600a | MinimizeLCOE_Brownfield | IgnoreSilica | 2019 | 61.9575 | 11.9049 | 0.64305 | 4 | 20140.1328 | 36044.6497 | 410.5838 | 734.8189 | 109.7775 | 0 | 137.5381 | 2143421.5013 | 141853.9937 | 2493947.1147 | 2277658.9561 | 0 | 468513.363 | 0 | 2934904.0222 | 7636018.2343 | 5211739.3494 | 23308056.5347 | 961560.8286 | 27535233.0938 | 27535233.0938 | 1478867.319 | 11895814.3074 | 0 | 51804850.4571 | 92714765.1773 | 31622.7766 | 2.5722 | 20140.1328 | 36044.6497 | 410.5838 | 734.8189
1 | 6700 | 707 | 0.015 | 15 | 15 | 7 | 4.217e-11 | 5spot_SharedNeighbor | Water | Porous | Wet | R600a | MinimizeLCOE_Brownfield | IgnoreSilica | 2019 | 71.6091 | 13.7865 | 0.77613 | 4 | 17611.1166 | 30788.6736 | 359.0264 | 627.6688 | 109.8955 | 0 | 134.5865 | 2379270.5699 | 157422.7616 | 2804361.1107 | 2631435.4804 | 0 | 479246.3689 | 0 | 3296177.1537 | 8575976.815 | 5853280.3949 | 26177170.655 | 961560.8286 | 27535233.0938 | 27535233.0938 | 1478867.319 | 11895814.3074 | 0 | 54673964.5774 | 95583879.2977 | 42169.6503 | 3.1045 | 17611.1166 | 30788.6736 | 359.0264 | 627.6688
1 | 6700 | 707 | 0.015 | 15 | 15 | 7 | 5.6234e-11 | 5spot_SharedNeighbor | Water | Porous | Wet | R600a | MinimizeLCOE_Brownfield | IgnoreSilica | 2019 | 80.5102 | 15.5142 | 0.90732 | 4 | 15766.8598 | 27039.0583 | 321.4288 | 551.2278 | 109.9495 | 0 | 124.3951 | 2587189.2203 | 171095.9687 | 3082022.0912 | 2956931.9788 | 0 | 477262.8662 | 0 | 3617055.8289 | 9410837.3065 | 6423089.8351 | 28725485.0958 | 961560.8286 | 27535233.0938 | 27535233.0938 | 1478867.319 | 11895814.3074 | 0 | 57222279.0182 | 98132193.7384 | 56234.1325 | 3.6293 | 15766.8598 | 27039.0583 | 321.4288 | 551.2278
1 | 6700 | 707 | 0.015 | 15 | 15 | 7 | 7.4989e-11 | 5spot_SharedNeighbor | Water | Porous | Wet | R600a | MinimizeLCOE_Brownfield | IgnoreSilica | 2019 | 88.3176 | 17.0216 | 1.0295 | 4 | 14419.9483 | 24354.4104 | 293.9701 | 496.4976 | 109.9598 | 0 | 133.5534 | 2762682.8169 | 182592.8331 | 3319323.6432 | 3241637.2818 | 0 | 465262.7529 | 0 | 3888884.7379 | 10118080.3681 | 6905797.757 | 30884262.191 | 961560.8286 | 27535233.0938 | 27535233.0938 | 1478867.319 | 11895814.3074 | 0 | 59381056.1135 | 100290970.8337 | 74989.4209 | 4.118 | 14419.9483 | 24354.4104 | 293.9701 | 496.4976
1 | 6700 | 707 | 0.015 | 15 | 15 | 7 | 1e-10 | 5spot_SharedNeighbor | Water | Porous | Wet | R600a | MinimizeLCOE_Brownfield | IgnoreSilica | 2019 | 94.907 | 18.287 | 1.138 | 4 | 13433.4655 | 22421.001 | 273.8594 | 457.0824 | 109.9449 | 0 | 156.6571 | 2906150.0143 | 191957.9793 | 3515350.5029 | 3481244.0258 | 0 | 447000.6816 | 0 | 4111264.2496 | 10696666.2411 | 7300694.5041 | 32650328.1987 | 961560.8286 | 27535233.0938 | 27535233.0938 | 1478867.319 | 11895814.3074 | 0 | 61147122.1211 | 102057036.8413 | 100000 | 4.5519 | 13433.4655 | 22421.001 | 273.8594 | 457.0824
1 | 6700 | 707 | 0.015 | 15 | 15 | 7 | 1.3335e-10 | 5spot_SharedNeighbor | Water | Porous | Wet | R600a | MinimizeLCOE_Brownfield | IgnoreSilica | 2019 | 100.3003 | 19.3176 | 1.2306 | 4 | 12708.3902 | 21019.6784 | 259.0777 | 428.5146 | 109.9181 | 0 | 148.156 | 3020578.53 | 199403.8832 | 3673033.7236 | 3676838.819 | 0 | 425881.483 | 0 | 4288337.2112 | 11157373.7645 | 7615136.8554 | 34056584.27 | 961560.8286 | 27535233.0938 | 27535233.0938 | 1478867.319 | 11895814.3074 | 0 | 62553378.1925 | 103463292.9127 | 133352.1432 | 4.9222 | 12708.3902 | 21019.6784 | 259.0777 | 428.5146
1 | 6700 | 707 | 0.015 | 15 | 15 | 7 | 1.7783e-10 | 5spot_SharedNeighbor | Water | Porous | Wet | R600a | MinimizeLCOE_Brownfield | IgnoreSilica | 2019 | 104.6124 | 20.138 | 1.3072 | 4 | 12173.4931 | 19997.648 | 248.1731 | 407.6791 | 109.888 | 0 | 139.5245 | 3110206.172 | 205220.2999 | 3797382.1938 | 3832861.4481 | 0 | 404504.7314 | 0 | 4426568.1897 | 11517022.4155 | 7860604.4497 | 35154369.9002 | 961560.8286 | 27535233.0938 | 27535233.0938 | 1478867.319 | 11895814.3074 | 0 | 63651163.8226 | 104561078.5429 | 177827.941 | 5.2287 | 12173.4931 | 19997.648 | 248.1731 | 407.6791
1 | 6700 | 707 | 0.015 | 15 | 15 | 7 | 2.3714e-10 | 5spot_SharedNeighbor | Water | Porous | Wet | R600a | MinimizeLCOE_Brownfield | IgnoreSilica | 2019 | 107.9808 | 20.7765 | 1.3689 | 4 | 11777.5526 | 19248.7232 | 240.1013 | 392.4113 | 109.8594 | 0 | 176.794 | 3179105.4444 | 209681.6848 | 3893482.684 | 3954507.3429 | 0 | 384354.4048 | 0 | 4532241.3087 | 11791962.1947 | 8048256.4985 | 35993591.5627 | 961560.8286 | 27535233.0938 | 27535233.0938 | 1478867.319 | 11895814.3074 | 0 | 64490385.4852 | 105400300.2054 | 237137.3706 | 5.4757 | 11777.5526 | 19248.7232 | 240.1013 | 392.4113
1 | 6700 | 707 | 0.015 | 15 | 15 | 7 | 3.1623e-10 | 5spot_SharedNeighbor | Water | Porous | Wet | R600a | MinimizeLCOE_Brownfield | IgnoreSilica | 2019 | 110.595 | 21.2705 | 1.4179 | 4 | 11483.6143 | 18696.7179 | 234.109 | 381.1579 | 109.8342 | 0 | 165.3236 | 3231917.5987 | 213095.3663 | 3967449.2738 | 4048766.3619 | 0 | 366602.9822 | 0 | 4612854.3174 | 12001700.7073 | 8191407.343 | 36633793.9506 | 961560.8286 | 27535233.0938 | 27535233.0938 | 1478867.319 | 11895814.3074 | 0 | 65130587.873 | 106040502.5932 | 316227.766 | 5.6716 | 11483.6143 | 18696.7179 | 234.109 | 381.1579
1 | 6700 | 707 | 0.015 | 15 | 15 | 7 | 4.217e-10 | 5spot_SharedNeighbor | Water | Porous | Wet | R600a | MinimizeLCOE_Brownfield | IgnoreSilica | 2019 | 112.5977 | 21.6481 | 1.4562 | 4 | 11264.8788 | 18288.4903 | 229.6498 | 372.8356 | 109.8133 | 0 | 167.5237 | 3271995.2271 | 215682.3172 | 4023758.6765 | 4120890.8693 | 0 | 351489.4907 | 0 | 4673688.4665 | 12159978.6846 | 8299435.3148 | 37116919.0468 | 961560.8286 | 27535233.0938 | 27535233.0938 | 1478867.319 | 11895814.3074 | 0 | 65613712.9692 | 106523627.6895 | 421696.5034 | 5.8246 | 11264.8788 | 18288.4903 | 229.6498 | 372.8356
1 | 6700 | 707 | 0.015 | 15 | 15 | 7 | 5.6234e-10 | 5spot_SharedNeighbor | Water | Porous | Wet | R600a | MinimizeLCOE_Brownfield | IgnoreSilica | 2019 | 114.1176 | 21.9342 | 1.4857 | 4 | 11101.7983 | 17985.7677 | 226.3252 | 366.6642 | 109.7965 | 0 | 148.1295 | 3302191.5562 | 217629.3496 | 4066287.3327 | 4175574.0536 | 0 | 338957.3375 | 0 | 4719249.4555 | 12278519.0321 | 8380341.5378 | 37478749.655 | 961560.8286 | 27535233.0938 | 27535233.0938 | 1478867.319 | 11895814.3074 | 0 | 65975543.5775 | 106885458.2977 | 562341.3252 | 5.9428 | 11101.7983 | 17985.7677 | 226.3252 | 366.6642
1 | 6700 | 707 | 0.015 | 15 | 15 | 7 | 7.4989e-10 | 5spot_SharedNeighbor | Water | Porous | Wet | R600a | MinimizeLCOE_Brownfield | IgnoreSilica | 2019 | 115.2749 | 22.1517 | 1.5084 | 4 | 10980.035 | 17760.4433 | 223.8429 | 362.0707 | 109.7831 | 0 | 170.7103 | 3325057.0713 | 219102.4811 | 4098550.2464 | 4217177.9144 | 0 | 328900.1755 | 0 | 4753627.2766 | 12367963.0707 | 8441388.932 | 37751767.1679 | 961560.8286 | 27535233.0938 | 27535233.0938 | 1478867.319 | 11895814.3074 | 0 | 66248561.0904 | 107158475.8106 | 749894.2093 | 6.0335 | 10980.035 | 17760.4433 | 223.8429 | 362.0707
1 | 6700 | 707 | 0.015 | 15 | 15 | 7 | 1e-09 | 5spot_SharedNeighbor | Water | Porous | Wet | R600a | MinimizeLCOE_Brownfield | IgnoreSilica | 2019 | 116.1392 | 22.314 | 1.5256 | 4 | 10889.0205 | 17592.8201 | 221.9874 | 358.6534 | 109.7728 | 0 | 163.5343 | 3342064.7838 | 220197.527 | 4122581.1254 | 4248233.8366 | 0 | 320816.493 | 0 | 4779018.5686 | 12434026.0041 | 8486478.2415 | 37953416.5799 | 961560.8286 | 27535233.0938 | 27535233.0938 | 1478867.319 | 11895814.3074 | 0 | 66450210.5023 | 107360125.2226 | 1000000 | 6.1025 | 10889.0205 | 17592.8201 | 221.9874 | 358.6534
1 | 6700 | 707 | 0.015 | 15 | 15 | 7 | 1.3335e-09 | 5spot_SharedNeighbor | Water | Porous | Wet | R600a | MinimizeLCOE_Brownfield | IgnoreSilica | 2019 | 116.7971 | 22.4374 | 1.5388 | 4 | 10820.9335 | 17467.5238 | 220.5994 | 356.0991 | 109.7648 | 0 | 168.982 | 3354970.2957 | 221028.0571 | 4140834.7733 | 4271862.072 | 0 | 314558.9737 | 0 | 4798269.127 | 12484112.0081 | 8520662.9684 | 38106298.2751 | 961560.8286 | 27535233.0938 | 27535233.0938 | 1478867.319 | 11895814.3074 | 0 | 66603092.1976 | 107513006.9178 | 1333521.4322 | 6.155 | 10820.9335 | 17467.5238 | 220.5994 | 356.0991
1 | 6700 | 707 | 0.015 | 15 | 15 | 7 | 1.7783e-09 | 5spot_SharedNeighbor | Water | Porous | Wet | R600a | MinimizeLCOE_Brownfield | IgnoreSilica | 2019 | 117.2964 | 22.531 | 1.5487 | 4 | 10769.967 | 17373.7789 | 219.5603 | 354.188 | 109.7587 | 0 | 188.0706 | 3364742.8109 | 221656.7361 | 4154667.9887 | 4289790.4144 | 0 | 309755.6037 | 0 | 4812839.286 | 12522020.573 | 8546536.3429 | 38222009.7556 | 961560.8286 | 27535233.0938 | 27535233.0938 | 1478867.319 | 11895814.3074 | 0 | 66718803.678 | 107628718.3982 | 1778279.41 | 6.1949 | 10769.967 | 17373.7789 | 219.5603 | 354.188
1 | 6700 | 707 | 0.015 | 15 | 15 | 7 | 2.3714e-09 | 5spot_SharedNeighbor | Water | Porous | Wet | R600a | MinimizeLCOE_Brownfield | IgnoreSilica | 2019 | 117.6667 | 22.6003 | 1.5562 | 4 | 10731.7984 | 17303.8206 | 218.7822 | 352.7618 | 109.754 | 0 | 151.3379 | 3371976.3233 | 222121.9486 | 4164913.299 | 4303081.017 | 0 | 306007.7047 | 0 | 4823559.1141 | 12549911.3669 | 8565572.3828 | 38307143.1565 | 961560.8286 | 27535233.0938 | 27535233.0938 | 1478867.319 | 11895814.3074 | 0 | 66803937.0789 | 107713851.7991 | 2371373.7057 | 6.2249 | 10731.7984 | 17303.8206 | 218.7822 | 352.7618
1 | 6700 | 707 | 0.015 | 15 | 15 | 7 | 3.1623e-09 | 5spot_SharedNeighbor | Water | Porous | Wet | R600a | MinimizeLCOE_Brownfield | IgnoreSilica | 2019 | 117.9445 | 22.6524 | 1.5619 | 4 | 10703.2044 | 17251.4759 | 218.1993 | 351.6947 | 109.7505 | 0 | 142.3843 | 3377396.8707 | 222470.4914 | 4172594.1837 | 4313051.8087 | 0 | 303140.5612 | 0 | 4831575.0272 | 12570767.1284 | 8579806.8685 | 38370802.9399 | 961560.8286 | 27535233.0938 | 27535233.0938 | 1478867.319 | 11895814.3074 | 0 | 66867596.8623 | 107777511.5825 | 3162277.6602 | 6.2474 | 10703.2044 | 17251.4759 | 218.1993 | 351.6947
1 | 6700 | 707 | 0.015 | 15 | 15 | 7 | 4.217e-09 | 5spot_SharedNeighbor | Water | Porous | Wet | R600a | MinimizeLCOE_Brownfield | IgnoreSilica | 2019 | 118.1466 | 22.6902 | 1.5661 | 4 | 10681.7778 | 17212.4713 | 217.7625 | 350.8995 | 109.748 | 0 | 125.123 | 3381335.3334 | 222723.6956 | 4178176.8314 | 4320302.5379 | 0 | 300889.9863 | 0 | 4837337.07 | 12585758.7819 | 8590038.9802 | 38416563.2168 | 961560.8286 | 27535233.0938 | 27535233.0938 | 1478867.319 | 11895814.3074 | 0 | 66913357.1392 | 107823271.8595 | 4216965.0343 | 6.2643 | 10681.7778 | 17212.4713 | 217.7625 | 350.8995
1 | 6700 | 707 | 0.015 | 15 | 15 | 7 | 5.6234e-09 | 5spot_SharedNeighbor | Water | Porous | Wet | R600a | MinimizeLCOE_Brownfield | IgnoreSilica | 2019 | 118.3124 | 22.7213 | 1.5693 | 4 | 10665.7191 | 17182.8516 | 217.4351 | 350.2957 | 109.7459 | 0 | 134.0329 | 3384564.1368 | 222931.2549 | 4182754.6173 | 4326250.391 | 0 | 299335.3491 | 0 | 4842175.9422 | 12598348.5346 | 8598631.7451 | 38454991.971 | 961560.8286 | 27535233.0938 | 27535233.0938 | 1478867.319 | 11895814.3074 | 0 | 66951785.8934 | 107861700.6136 | 5623413.2519 | 6.2773 | 10665.7191 | 17182.8516 | 217.4351 | 350.2957
1 | 6700 | 707 | 0.015 | 15 | 15 | 7 | 7.4989e-09 | 5spot_SharedNeighbor | Water | Porous | Wet | R600a | MinimizeLCOE_Brownfield | IgnoreSilica | 2019 | 118.4218 | 22.7418 | 1.5717 | 4 | 10653.6817 | 17161.0866 | 217.1897 | 349.852 | 109.7445 | 0 | 167.3212 | 3386694.7108 | 223068.2007 | 4185775.9932 | 4330177.2435 | 0 | 297999.8968 | 0 | 4845249.2576 | 12606344.6709 | 8604089.2724 | 38479399.2459 | 961560.8286 | 27535233.0938 | 27535233.0938 | 1478867.319 | 11895814.3074 | 0 | 66976193.1683 | 107886107.8886 | 7498942.0933 | 6.2867 | 10653.6817 | 17161.0866 | 217.1897 | 349.852
1 | 6700 | 707 | 0.015 | 15 | 15 | 7 | 1e-08 | 5spot_SharedNeighbor | Water | Porous | Wet | R600a | MinimizeLCOE_Brownfield | IgnoreSilica | 2019 | 118.5144 | 22.7591 | 1.5735 | 4 | 10644.6577 | 17144.4763 | 217.0057 | 349.5133 | 109.7433 | 0 | 173.7406 | 3388496.7591 | 223184.0252 | 4188331.7671 | 4333499.6051 | 0 | 297104.8953 | 0 | 4847940.6502 | 12613347.1225 | 8608868.5895 | 38500773.414 | 961560.8286 | 27535233.0938 | 27535233.0938 | 1478867.319 | 11895814.3074 | 0 | 66997567.3364 | 107907482.0567 | 10000000 | 6.294 | 10644.6577 | 17144.4763 | 217.0057 | 349.5133
1 | 6800 | 707 | 0.015 | 15 | 15 | 7 | 1e-13 | 5spot_SharedNeighbor | Water | Porous | Wet | R600a | MinimizeLCOE_Brownfield | IgnoreSilica | 2019 | 0 | 0 | 0 | 0 |  |  |  |  | 15 |  | 23.0904 | [19 empty] | 100 | 0
1 | 6800 | 707 | 0.015 | 15 | 15 | 7 | 1.3335e-13 | 5spot_SharedNeighbor | Water | Porous | Wet | R600a | MinimizeLCOE_Brownfield | IgnoreSilica | 2019 | 0 | 0 | 0 | 0 |  |  |  |  | 15 |  | 23.156 | [19 empty] | 133.3521 | 0
1 | 6800 | 707 | 0.015 | 15 | 15 | 7 | 1.7783e-13 | 5spot_SharedNeighbor | Water | Porous | Wet | R600a | MinimizeLCOE_Brownfield | IgnoreSilica | 2019 | 0 | 0 | 0 | 0 |  |  |  |  | 15 |  | 23.8286 | [19 empty] | 177.8279 | 0
1 | 6800 | 707 | 0.015 | 15 | 15 | 7 | 2.3714e-13 | 5spot_SharedNeighbor | Water | Porous | Wet | R600a | MinimizeLCOE_Brownfield | IgnoreSilica | 2019 | 0 | 0 | 0 | 0 |  |  |  |  | 15 |  | 25.2422 | [19 empty] | 237.1374 | 0
1 | 6800 | 707 | 0.015 | 15 | 15 | 7 | 3.1623e-13 | 5spot_SharedNeighbor | Water | Porous | Wet | R600a | MinimizeLCOE_Brownfield | IgnoreSilica | 2019 | 0 | 0 | 0 | 0 |  |  |  |  | 15 |  | 24.5396 | [19 empty] | 316.2278 | 0
1 | 6800 | 707 | 0.015 | 15 | 15 | 7 | 4.217e-13 | 5spot_SharedNeighbor | Water | Porous | Wet | R600a | MinimizeLCOE_Brownfield | IgnoreSilica | 2019 | 0 | 0 | 0 | 0 |  |  |  |  | 15 |  | 27.3795 | [19 empty] | 421.6965 | 0
1 | 6800 | 707 | 0.015 | 15 | 15 | 7 | 5.6234e-13 | 5spot_SharedNeighbor | Water | Porous | Wet | R600a | MinimizeLCOE_Brownfield | IgnoreSilica | 2019 | 0 | 0 | 0 | 0 |  |  |  |  | 15 |  | 26.1644 | [19 empty] | 562.3413 | 0
1 | 6800 | 707 | 0.015 | 15 | 15 | 7 | 7.4989e-13 | 5spot_SharedNeighbor | Water | Porous | Wet | R600a | MinimizeLCOE_Brownfield | IgnoreSilica | 2019 | 1.6 | 0.16739 | 0.0012251 | 4 | 6123358.2286 | 14642636.7917 | 124832.9399 | 298509.9566 | 78.554 | 0 | 29.0732 | 85205.5833 | 4699.8446 | 84248.9084 | 68487.5255 | 0 | 51673.9345 | 0 | 114783.1605 | 298642.2385 | 203829.4642 | 911570.6595 | 961560.8286 | 28133983.6919 | 28133983.6919 | 1478867.319 | 12135314.5466 | 0 | 30007115.18 | 71755280.7375 | 749.8942 | 0.0049004 | 6123358.2286 | 14642636.7917 | 124832.9399 | 298509.9566
1 | 6800 | 707 | 0.015 | 15 | 15 | 7 | 1e-12 | 5spot_SharedNeighbor | Water | Porous | Wet | R600a | MinimizeLCOE_Brownfield | IgnoreSilica | 2019 | 2.7398 | 0.36904 | 0.0058442 | 4 | 1313856.9291 | 3099726.8978 | 26784.7506 | 63192.1255 | 90.205 | 0 | 81.0676 | 163850.237 | 9711.6927 | 157128.2036 | 108672.2924 | 0 | 83166.0025 | 0 | 203786.087 | 530209.596 | 361878.944 | 1618403.0551 | 961560.8286 | 28133983.6919 | 28133983.6919 | 1478867.319 | 12135314.5466 | 0 | 30713947.5756 | 72462113.1332 | 1000 | 0.023377 | 1313856.9291 | 3099726.8978 | 26784.7506 | 63192.1255
1 | 6800 | 707 | 0.015 | 15 | 15 | 7 | 1.3335e-12 | 5spot_SharedNeighbor | Water | Porous | Wet | R600a | MinimizeLCOE_Brownfield | IgnoreSilica | 2019 | 3.9191 | 0.59155 | 0.013534 | 4 | 579745.9199 | 1350902.0493 | 11818.9047 | 27539.9655 | 96.0462 | 0 | 56.289 | 238122.4853 | 14623.2638 | 228169.881 | 151546.3454 | 0 | 106975.4193 | 0 | 288380.584 | 750307.1245 | 512100.0297 | 2290225.1329 | 961560.8286 | 28133983.6919 | 28133983.6919 | 1478867.319 | 12135314.5466 | 0 | 31385769.6534 | 73133935.2109 | 1333.5214 | 0.054137 | 579745.9199 | 1350902.0493 | 11818.9047 | 27539.9655
1 | 6800 | 707 | 0.015 | 15 | 15 | 7 | 1.7783e-12 | 5spot_SharedNeighbor | Water | Porous | Wet | R600a | MinimizeLCOE_Brownfield | IgnoreSilica | 2019 | 5.4466 | 0.88727 | 0.024978 | 4 | 322246.8808 | 740098.0424 | 6569.4385 | 15087.8997 | 100.1917 | 0 | 73.5766 | 325421.7316 | 20485.116 | 314611.1777 | 207390.4047 | 0 | 133187.2647 | 0 | 390427.321 | 1015811.8015 | 693312.4274 | 3100647.2446 | 961560.8286 | 28133983.6919 | 28133983.6919 | 1478867.319 | 12135314.5466 | 0 | 32196191.7651 | 73944357.3226 | 1778.2794 | 0.099912 | 322246.8808 | 740098.0424 | 6569.4385 | 15087.8997
1 | 6800 | 707 | 0.015 | 15 | 15 | 7 | 2.3714e-12 | 5spot_SharedNeighbor | Water | Porous | Wet | R600a | MinimizeLCOE_Brownfield | IgnoreSilica | 2019 | 7.3024 | 1.2506 | 0.040901 | 4 | 202378.808 | 457559.5296 | 4125.7657 | 9327.9699 | 103.0155 | 0 | 101.0892 | 421600.1215 | 26985.5329 | 413178.2651 | 275461.1661 | 0 | 158795.3355 | 0 | 505447.9642 | 1315071.9211 | 897563.6082 | 4014103.9145 | 961560.8286 | 28133983.6919 | 28133983.6919 | 1478867.319 | 12135314.5466 | 0 | 33109648.435 | 74857813.9925 | 2371.3737 | 0.1636 | 202378.808 | 457559.5296 | 4125.7657 | 9327.9699
1 | 6800 | 707 | 0.015 | 15 | 15 | 7 | 3.1623e-12 | 5spot_SharedNeighbor | Water | Porous | Wet | R600a | MinimizeLCOE_Brownfield | IgnoreSilica | 2019 | 9.8434 | 1.7546 | 0.063186 | 4 | 135698.3669 | 300878.654 | 2766.3948 | 6133.8183 | 105.316 | 0 | 101.163 | 542402.4723 | 35183.9478 | 540809.9875 | 369369.9303 | 0 | 191550.883 | 0 | 654933.7162 | 1704003.1841 | 1163017.1869 | 5201271.3081 | 961560.8286 | 28133983.6919 | 28133983.6919 | 1478867.319 | 12135314.5466 | 0 | 34296815.8286 | 76044981.3862 | 3162.2777 | 0.25274 | 135698.3669 | 300878.654 | 2766.3948 | 6133.8183
1 | 6800 | 707 | 0.015 | 15 | 15 | 7 | 4.217e-12 | 5spot_SharedNeighbor | Water | Porous | Wet | R600a | MinimizeLCOE_Brownfield | IgnoreSilica | 2019 | 12.9593 | 2.374 | 0.092868 | 4 | 95989.5193 | 208374.984 | 1956.8762 | 4248.0059 | 106.9225 | 0 | 69.6765 | 677295.0464 | 44334.7733 | 687997.7733 | 484568.7625 | 0 | 224445.1636 | 0 | 826270.1925 | 2149785.5495 | 1467272.8112 | 6561970.0723 | 961560.8286 | 28133983.6919 | 28133983.6919 | 1478867.319 | 12135314.5466 | 0 | 35657514.5928 | 77405680.1503 | 4216.965 | 0.37147 | 95989.5193 | 208374.984 | 1956.8762 | 4248.0059
1 | 6800 | 707 | 0.015 | 15 | 15 | 7 | 5.6234e-12 | 5spot_SharedNeighbor | Water | Porous | Wet | R600a | MinimizeLCOE_Brownfield | IgnoreSilica | 2019 | 16.9493 | 3.1696 | 0.13236 | 4 | 70467.1532 | 149321.8479 | 1436.5682 | 3044.1278 | 108.1431 | 0 | 100.3216 | 835974.1981 | 55087.7833 | 866201.2953 | 632631.4688 | 0 | 261483.7739 | 0 | 1034037.6226 | 2690353.7836 | 1836221.7386 | 8211991.6641 | 961560.8286 | 28133983.6919 | 28133983.6919 | 1478867.319 | 12135314.5466 | 0 | 37307536.1846 | 79055701.7422 | 5623.4133 | 0.52943 | 70467.1532 | 149321.8479 | 1436.5682 | 3044.1278
1 | 6800 | 707 | 0.015 | 15 | 15 | 7 | 7.4989e-12 | 5spot_SharedNeighbor | Water | Porous | Wet | R600a | MinimizeLCOE_Brownfield | IgnoreSilica | 2019 | 21.9971 | 4.1769 | 0.18406 | 4 | 53357.1818 | 110062.6736 | 1087.7583 | 2243.7765 | 109.0688 | 0 | 96.6889 | 1020572.4355 | 67564.7932 | 1079469.4444 | 819191.5712 | 0 | 302406.6909 | 0 | 1282789.9247 | 3337556.2477 | 2277950.719 | 10187501.8265 | 961560.8286 | 28133983.6919 | 28133983.6919 | 1478867.319 | 12135314.5466 | 0 | 39283046.347 | 81031211.9046 | 7498.9421 | 0.73623 | 53357.1818 | 110062.6736 | 1087.7583 | 2243.7765
1 | 6800 | 707 | 0.015 | 15 | 15 | 7 | 1e-11 | 5spot_SharedNeighbor | Water | Porous | Wet | R600a | MinimizeLCOE_Brownfield | IgnoreSilica | 2019 | 28.1844 | 5.4141 | 0.25082 | 4 | 41452.7811 | 83065.1101 | 845.071 | 1693.3946 | 109.7618 | 0 | 121.0834 | 1230135.556 | 81699.4809 | 1327798.2951 | 1049084.4898 | 0 | 344711.1296 | 0 | 1573037.291 | 4092720.357 | 2793365.7406 | 12492552.34 | 961560.8286 | 28133983.6919 | 28133983.6919 | 1478867.319 | 12135314.5466 | 0 | 41588096.8605 | 83336262.4181 | 10000 | 1.0033 | 41452.7811 | 83065.1101 | 845.071 | 1693.3946
1 | 6800 | 707 | 0.015 | 15 | 15 | 7 | 1.3335e-11 | 5spot_SharedNeighbor | Water | Porous | Wet | R600a | MinimizeLCOE_Brownfield | IgnoreSilica | 2019 | 35.6628 | 6.9106 | 0.33519 | 4 | 33000.1891 | 64137.6898 | 672.7535 | 1307.5336 | 110.2867 | 0 | 127.6835 | 1465512.9927 | 97534.4979 | 1613466.8342 | 1327060.5679 | 0 | 387872.8348 | 0 | 1907664.6138 | 4963352.0092 | 3387589.7329 | 15150054.0835 | 961560.8286 | 28133983.6919 | 28133983.6919 | 1478867.319 | 12135314.5466 | 0 | 44245598.604 | 85993764.1615 | 13335.2143 | 1.3408 | 33000.1891 | 64137.6898 | 672.7535 | 1307.5336
1 | 6800 | 707 | 0.015 | 15 | 15 | 7 | 1.7783e-11 | 5spot_SharedNeighbor | Water | Porous | Wet | R600a | MinimizeLCOE_Brownfield | IgnoreSilica | 2019 | 44.3741 | 8.6548 | 0.43866 | 4 | 26903.7799 | 50696.9865 | 548.4699 | 1033.5266 | 110.6807 | 0 | 92.1574 | 1721617.8598 | 114719.1212 | 1931198.6509 | 1650950.8829 | 0 | 428794.4404 | 0 | 2280439.5725 | 5933235.9851 | 4049555.4757 | 18110511.9884 | 961560.8286 | 28133983.6919 | 28133983.6919 | 1478867.319 | 12135314.5466 | 0 | 47206056.5089 | 88954222.0664 | 17782.7941 | 1.7546 | 26903.7799 | 50696.9865 | 548.4699 | 1033.5266
1 | 6800 | 707 | 0.015 | 15 | 15 | 7 | 2.3714e-11 | 5spot_SharedNeighbor | Water | Porous | Wet | R600a | MinimizeLCOE_Brownfield | IgnoreSilica | 2019 | 54.0038 | 10.5827 | 0.56012 | 4 | 22469.3238 | 41102.8481 | 458.0676 | 837.9372 | 110.9664 | 0 | 121.5318 | 1987562.4146 | 132514.3195 | 2267823.6805 | 2008980.5494 | 0 | 462963.9606 | 0 | 2675339.5206 | 6960684.6451 | 4750810.298 | 21246679.3884 | 961560.8286 | 28133983.6919 | 28133983.6919 | 1478867.319 | 12135314.5466 | 0 | 50342223.9089 | 92090389.4664 | 23713.7371 | 2.2405 | 22469.3238 | 41102.8481 | 458.0676 | 837.9372
1 | 6800 | 707 | 0.015 | 15 | 15 | 7 | 3.1623e-11 | 5spot_SharedNeighbor | Water | Porous | Wet | R600a | MinimizeLCOE_Brownfield | IgnoreSilica | 2019 | 63.9675 | 12.5741 | 0.69472 | 4 | 19236.0092 | 34259.4583 | 392.1521 | 698.4254 | 111.1559 | 0 | 104.3376 | 2247487.0275 | 149849.9216 | 2602901.2037 | 2378862.6983 | 0 | 485532.856 | 0 | 3067207.1458 | 7980243.8226 | 5446680.3866 | 24358765.0622 | 961560.8286 | 28133983.6919 | 28133983.6919 | 1478867.319 | 12135314.5466 | 0 | 53454309.5827 | 95202475.1402 | 31622.7766 | 2.7789 | 19236.0092 | 34259.4583 | 392.1521 | 698.4254
1 | 6800 | 707 | 0.015 | 15 | 15 | 7 | 4.217e-11 | 5spot_SharedNeighbor | Water | Porous | Wet | R600a | MinimizeLCOE_Brownfield | IgnoreSilica | 2019 | 73.636 | 14.5001 | 0.83476 | 4 | 16877.976 | 29381.0502 | 344.0804 | 598.9724 | 111.2633 | 0 | 133.2995 | 2487214.2381 | 165780.1322 | 2917020.0287 | 2737141.4504 | 0 | 494370.1095 | 0 | 3432595.124 | 8930908.3906 | 6095528.4884 | 27260557.9619 | 961560.8286 | 28133983.6919 | 28133983.6919 | 1478867.319 | 12135314.5466 | 0 | 56356102.4824 | 98104268.0399 | 42169.6503 | 3.339 | 16877.976 | 29381.0502 | 344.0804 | 598.9724
1 | 6800 | 707 | 0.015 | 15 | 15 | 7 | 5.6234e-11 | 5spot_SharedNeighbor | Water | Porous | Wet | R600a | MinimizeLCOE_Brownfield | IgnoreSilica | 2019 | 82.4982 | 16.2571 | 0.97174 | 4 | 15157.8299 | 25898.3556 | 309.0129 | 527.973 | 111.3078 | 0 | 122.8721 | 2697404.3463 | 179692.5951 | 3196408.6991 | 3064762.2237 | 0 | 490448.6332 | 0 | 3755199.434 | 9770258.6299 | 6668402.2737 | 29822576.835 | 961560.8286 | 28133983.6919 | 28133983.6919 | 1478867.319 | 12135314.5466 | 0 | 58918121.3555 | 100666286.913 | 56234.1325 | 3.887 | 15157.8299 | 25898.3556 | 309.0129 | 527.973
1 | 6800 | 707 | 0.015 | 15 | 15 | 7 | 7.4989e-11 | 5spot_SharedNeighbor | Water | Porous | Wet | R600a | MinimizeLCOE_Brownfield | IgnoreSilica | 2019 | 90.2519 | 17.7858 | 1.0986 | 4 | 13900.8746 | 23401.4599 | 283.3881 | 477.0704 | 111.3106 | 0 | 139.6847 | 2874475.9277 | 191366.788 | 3434683.3629 | 3350619.3912 | 0 | 476937.8332 | 0 | 4027952.4881 | 10479906.1274 | 7152751.2725 | 31988693.1909 | 961560.8286 | 28133983.6919 | 28133983.6919 | 1478867.319 | 12135314.5466 | 0 | 61084237.7114 | 102832403.269 | 74989.4209 | 4.3943 | 13900.8746 | 23401.4599 | 283.3881 | 477.0704
1 | 6800 | 707 | 0.015 | 15 | 15 | 7 | 1e-10 | 5spot_SharedNeighbor | Water | Porous | Wet | R600a | MinimizeLCOE_Brownfield | IgnoreSilica | 2019 | 96.7512 | 19.0602 | 1.2104 | 4 | 12979.658 | 21602.2534 | 264.6079 | 440.3912 | 111.2899 | 0 | 139.1832 | 3018326.941 | 200816.0072 | 3630245.5629 | 3589578.6975 | 0 | 457229.3464 | 0 | 4249516.6565 | 11056370.6444 | 7546200.1505 | 33748284.0064 | 961560.8286 | 28133983.6919 | 28133983.6919 | 1478867.319 | 12135314.5466 | 0 | 62843828.5269 | 104591994.0845 | 100000 | 4.8417 | 12979.658 | 21602.2534 | 264.6079 | 440.3912
1 | 6800 | 707 | 0.015 | 15 | 15 | 7 | 1.3335e-10 | 5spot_SharedNeighbor | Water | Porous | Wet | R600a | MinimizeLCOE_Brownfield | IgnoreSilica | 2019 | 102.0519 | 20.0943 | 1.3055 | 4 | 12302.082 | 20296.9136 | 250.7946 | 413.78 | 111.259 | 0 | 134.1898 | 3132716.5669 | 208305.7626 | 3787053.2937 | 3783976.3046 | 0 | 434977.3582 | 0 | 4425341.4216 | 11513830.6165 | 7858425.9814 | 35144627.3055 | 961560.8286 | 28133983.6919 | 28133983.6919 | 1478867.319 | 12135314.5466 | 0 | 64240171.826 | 105988337.3835 | 133352.1432 | 5.2219 | 12302.082 | 20296.9136 | 250.7946 | 413.78
1 | 6800 | 707 | 0.015 | 15 | 15 | 7 | 1.7783e-10 | 5spot_SharedNeighbor | Water | Porous | Wet | R600a | MinimizeLCOE_Brownfield | IgnoreSilica | 2019 | 106.2714 | 20.9138 | 1.3838 | 4 | 11801.8997 | 19344.2735 | 240.5977 | 394.3592 | 111.226 | 0 | 133.8468 | 3221965.3145 | 214133.5065 | 3910210.2643 | 3938385.6059 | 0 | 412678.9027 | 0 | 4561975.7016 | 11869324.9857 | 8101058.193 | 36229732.4741 | 961560.8286 | 28133983.6919 | 28133983.6919 | 1478867.319 | 12135314.5466 | 0 | 65325276.9946 | 107073442.5522 | 177827.941 | 5.5351 | 11801.8997 | 19344.2735 | 240.5977 | 394.3592
1 | 6800 | 707 | 0.015 | 15 | 15 | 7 | 2.3714e-10 | 5spot_SharedNeighbor | Water | Porous | Wet | R600a | MinimizeLCOE_Brownfield | IgnoreSilica | 2019 | 109.5692 | 21.552 | 1.4468 | 4 | 11431.4443 | 18645.3529 | 233.0455 | 380.1107 | 111.1953 | 0 | 148.7184 | 3290638.4378 | 218607.7485 | 4005467.2749 | 4058853.7469 | 0 | 391951.7716 | 0 | 4666552.4021 | 12141412.1088 | 8286763.2453 | 37060246.736 | 961560.8286 | 28133983.6919 | 28133983.6919 | 1478867.319 | 12135314.5466 | 0 | 66155791.2565 | 107903956.814 | 237137.3706 | 5.7872 | 11431.4443 | 18645.3529 | 233.0455 | 380.1107
1 | 6800 | 707 | 0.015 | 15 | 15 | 7 | 3.1623e-10 | 5spot_SharedNeighbor | Water | Porous | Wet | R600a | MinimizeLCOE_Brownfield | IgnoreSilica | 2019 | 112.1102 | 22.0423 | 1.4966 | 4 | 11156.2945 | 18130.3332 | 227.4362 | 369.6114 | 111.1689 | 0 | 148.4284 | 3342916.3762 | 222007.7713 | 4078273.7901 | 4151538.8907 | 0 | 373638.8021 | 0 | 4745666.4959 | 12347250.7523 | 8427252.3491 | 37688545.2279 | 961560.8286 | 28133983.6919 | 28133983.6919 | 1478867.319 | 12135314.5466 | 0 | 66784089.7484 | 108532255.3059 | 316227.766 | 5.9862 | 11156.2945 | 18130.3332 | 227.4362 | 369.6114
1 | 6800 | 707 | 0.015 | 15 | 15 | 7 | 4.217e-10 | 5spot_SharedNeighbor | Water | Porous | Wet | R600a | MinimizeLCOE_Brownfield | IgnoreSilica | 2019 | 114.0593 | 22.4175 | 1.5354 | 4 | 10951.4615 | 17749.1066 | 223.2604 | 361.8395 | 111.147 | 0 | 88.5785 | 3382647.7287 | 224588.2132 | 4133777.23 | 4222550.7557 | 0 | 358173.5761 | 0 | 4805477.6265 | 12502867.0451 | 8533463.6665 | 38163545.8418 | 961560.8286 | 28133983.6919 | 28133983.6919 | 1478867.319 | 12135314.5466 | 0 | 67259090.3623 | 109007255.9199 | 421696.5034 | 6.1416 | 10951.4615 | 17749.1066 | 223.2604 | 361.8395
1 | 6800 | 707 | 0.015 | 15 | 15 | 7 | 5.6234e-10 | 5spot_SharedNeighbor | Water | Porous | Wet | R600a | MinimizeLCOE_Brownfield | IgnoreSilica | 2019 | 115.5527 | 22.7044 | 1.5654 | 4 | 10798.6995 | 17465.8273 | 220.1461 | 356.0645 | 111.1294 | 0 | 106.545 | 3412877.3934 | 226549.4308 | 4176106.4857 | 4276913.1075 | 0 | 345561.029 | 0 | 4850822.9041 | 12620846.1559 | 8613986.8339 | 38523663.3403 | 961560.8286 | 28133983.6919 | 28133983.6919 | 1478867.319 | 12135314.5466 | 0 | 67619207.8608 | 109367373.4184 | 562341.3252 | 6.2618 | 10798.6995 | 17465.8273 | 220.1461 | 356.0645
1 | 6800 | 707 | 0.015 | 15 | 15 | 7 | 7.4989e-10 | 5spot_SharedNeighbor | Water | Porous | Wet | R600a | MinimizeLCOE_Brownfield | IgnoreSilica | 2019 | 116.6728 | 22.9193 | 1.5884 | 4 | 10684.6134 | 17255.3857 | 217.8203 | 351.7744 | 111.1156 | 0 | 111.5831 | 3435430.0943 | 228011.3738 | 4207742.4625 | 4317658.6613 | 0 | 335281.6633 | 0 | 4884408.4595 | 12708228.8817 | 8673627.3397 | 38790388.936 | 961560.8286 | 28133983.6919 | 28133983.6919 | 1478867.319 | 12135314.5466 | 0 | 67885933.4565 | 109634099.014 | 749894.2093 | 6.3536 | 10684.6134 | 17255.3857 | 217.8203 | 351.7744
1 | 6800 | 707 | 0.015 | 15 | 15 | 7 | 1e-09 | 5spot_SharedNeighbor | Water | Porous | Wet | R600a | MinimizeLCOE_Brownfield | IgnoreSilica | 2019 | 117.5204 | 23.0818 | 1.6059 | 4 | 10599.3219 | 17098.4664 | 216.0815 | 348.5754 | 111.1049 | 0 | 125.7029 | 3452427.1097 | 229112.4859 | 4231617.1549 | 4348473.8846 | 0 | 327162.5015 | 0 | 4909629.3233 | 12773848.3957 | 8718414.0064 | 38990684.8621 | 961560.8286 | 28133983.6919 | 28133983.6919 | 1478867.319 | 12135314.5466 | 0 | 68086229.3826 | 109834394.9401 | 1000000 | 6.4236 | 10599.3219 | 17098.4664 | 216.0815 | 348.5754
1 | 6800 | 707 | 0.015 | 15 | 15 | 7 | 1.3335e-09 | 5spot_SharedNeighbor | Water | Porous | Wet | R600a | MinimizeLCOE_Brownfield | IgnoreSilica | 2019 | 118.164 | 23.2051 | 1.6192 | 4 | 10535.5073 | 16981.186 | 214.7806 | 346.1844 | 111.0966 | 0 | 146.831 | 3465295.7064 | 229945.7495 | 4249711.2492 | 4371865.7373 | 0 | 320870.1574 | 0 | 4928698.5539 | 12823462.6222 | 8752276.7355 | 39142126.5113 | 961560.8286 | 28133983.6919 | 28133983.6919 | 1478867.319 | 12135314.5466 | 0 | 68237671.0318 | 109985836.5894 | 1333521.4322 | 6.4769 | 10535.5073 | 16981.186 | 214.7806 | 346.1844
1 | 6800 | 707 | 0.015 | 15 | 15 | 7 | 1.7783e-09 | 5spot_SharedNeighbor | Water | Porous | Wet | R600a | MinimizeLCOE_Brownfield | IgnoreSilica | 2019 | 118.6413 | 23.2964 | 1.6293 | 4 | 10487.7337 | 16893.7375 | 213.8066 | 344.4017 | 111.0903 | 0 | 140.4208 | 3474816.7186 | 230562.0263 | 4263108.6903 | 4389206.8047 | 0 | 315923.1941 | 0 | 4942710.7993 | 12859919.6103 | 8777159.379 | 39253407.2227 | 961560.8286 | 28133983.6919 | 28133983.6919 | 1478867.319 | 12135314.5466 | 0 | 68348951.7432 | 110097117.3007 | 1778279.41 | 6.517 | 10487.7337 | 16893.7375 | 213.8066 | 344.4017
1 | 6800 | 707 | 0.015 | 15 | 15 | 7 | 2.3714e-09 | 5spot_SharedNeighbor | Water | Porous | Wet | R600a | MinimizeLCOE_Brownfield | IgnoreSilica | 2019 | 119.0091 | 23.3668 | 1.6369 | 4 | 10451.9536 | 16828.0779 | 213.0772 | 343.0631 | 111.0855 | 0 | 164.1795 | 3482141.8537 | 231036.0406 | 4273422.0897 | 4402568.1112 | 0 | 312222.5545 | 0 | 4953542.3534 | 12888101.0922 | 8796393.8194 | 39339427.9147 | 961560.8286 | 28133983.6919 | 28133983.6919 | 1478867.319 | 12135314.5466 | 0 | 68434972.4352 | 110183137.9927 | 2371373.7057 | 6.5476 | 10451.9536 | 16828.0779 | 213.0772 | 343.0631
1 | 6800 | 707 | 0.015 | 15 | 15 | 7 | 3.1623e-09 | 5spot_SharedNeighbor | Water | Porous | Wet | R600a | MinimizeLCOE_Brownfield | IgnoreSilica | 2019 | 119.2649 | 23.4157 | 1.6425 | 4 | 10425.1473 | 16779.5061 | 212.5307 | 342.0729 | 111.0821 | 0 | 175.8694 | 3487228.7889 | 231365.1476 | 4280587.3983 | 4411857.3233 | 0 | 309172.3265 | 0 | 4960882.284 | 12907198.0861 | 8809427.9102 | 39397719.2649 | 961560.8286 | 28133983.6919 | 28133983.6919 | 1478867.319 | 12135314.5466 | 0 | 68493263.7854 | 110241429.3429 | 3162277.6602 | 6.57 | 10425.1473 | 16779.5061 | 212.5307 | 342.0729
1 | 6800 | 707 | 0.015 | 15 | 15 | 7 | 4.217e-09 | 5spot_SharedNeighbor | Water | Porous | Wet | R600a | MinimizeLCOE_Brownfield | IgnoreSilica | 2019 | 119.4696 | 23.4548 | 1.6468 | 4 | 10405.0593 | 16742.7858 | 212.1212 | 341.3243 | 111.0793 | 0 | 174.1735 | 3491295.5771 | 231628.2186 | 4286317.4655 | 4419289.4534 | 0 | 306992.3163 | 0 | 4966853.9821 | 12922735.2195 | 8820032.323 | 39445144.5554 | 961560.8286 | 28133983.6919 | 28133983.6919 | 1478867.319 | 12135314.5466 | 0 | 68540689.076 | 110288854.6335 | 4216965.0343 | 6.5872 | 10405.0593 | 16742.7858 | 212.1212 | 341.3243
1 | 6800 | 707 | 0.015 | 15 | 15 | 7 | 5.6234e-09 | 5spot_SharedNeighbor | Water | Porous | Wet | R600a | MinimizeLCOE_Brownfield | IgnoreSilica | 2019 | 119.6204 | 23.4837 | 1.65 | 4 | 10390.0033 | 16715.3582 | 211.8143 | 340.7652 | 111.0773 | 0 | 160.88 | 3494289.4103 | 231821.8595 | 4290536.7886 | 4424764.1905 | 0 | 305309.5347 | 0 | 4971221.4956 | 12934098.5937 | 8827788.0594 | 39479829.9321 | 961560.8286 | 28133983.6919 | 28133983.6919 | 1478867.319 | 12135314.5466 | 0 | 68575374.4526 | 110323540.0102 | 5623413.2519 | 6.6001 | 10390.0033 | 16715.3582 | 211.8143 | 340.7652
1 | 6800 | 707 | 0.015 | 15 | 15 | 7 | 7.4989e-09 | 5spot_SharedNeighbor | Water | Porous | Wet | R600a | MinimizeLCOE_Brownfield | IgnoreSilica | 2019 | 119.7324 | 23.5051 | 1.6524 | 4 | 10378.7173 | 16694.8373 | 211.5842 | 340.3468 | 111.0758 | 0 | 161.9386 | 3496513.1982 | 231965.6812 | 4293671.426 | 4428832.6575 | 0 | 304026.0117 | 0 | 4974453.5001 | 12942507.6065 | 8833527.3834 | 39505497.4646 | 961560.8286 | 28133983.6919 | 28133983.6919 | 1478867.319 | 12135314.5466 | 0 | 68601041.9851 | 110349207.5426 | 7498942.0933 | 6.6098 | 10378.7173 | 16694.8373 | 211.5842 | 340.3468
1 | 6800 | 707 | 0.015 | 15 | 15 | 7 | 1e-08 | 5spot_SharedNeighbor | Water | Porous | Wet | R600a | MinimizeLCOE_Brownfield | IgnoreSilica | 2019 | 119.825 | 23.5228 | 1.6543 | 4 | 10370.2564 | 16679.2239 | 211.4117 | 340.0285 | 111.0745 | 0 | 159.6058 | 3498350.383 | 232084.4941 | 4296261.4124 | 4432194.8989 | 0 | 303151.189 | 0 | 4977196.5272 | 12949644.4003 | 8838398.3918 | 39527281.6965 | 961560.8286 | 28133983.6919 | 28133983.6919 | 1478867.319 | 12135314.5466 | 0 | 68622826.217 | 110370991.7745 | 10000000 | 6.6173 | 10370.2564 | 16679.2239 | 211.4117 | 340.0285
1 | 6900 | 707 | 0.015 | 15 | 15 | 7 | 1e-13 | 5spot_SharedNeighbor | Water | Porous | Wet | R600a | MinimizeLCOE_Brownfield | IgnoreSilica | 2019 | 0 | 0 | 0 | 0 |  |  |  |  | 15 |  | 23.9417 | [19 empty] | 100 | 0
1 | 6900 | 707 | 0.015 | 15 | 15 | 7 | 1.3335e-13 | 5spot_SharedNeighbor | Water | Porous | Wet | R600a | MinimizeLCOE_Brownfield | IgnoreSilica | 2019 | 0 | 0 | 0 | 0 |  |  |  |  | 15 |  | 24.0937 | [19 empty] | 133.3521 | 0
1 | 6900 | 707 | 0.015 | 15 | 15 | 7 | 1.7783e-13 | 5spot_SharedNeighbor | Water | Porous | Wet | R600a | MinimizeLCOE_Brownfield | IgnoreSilica | 2019 | 0 | 0 | 0 | 0 |  |  |  |  | 15 |  | 25.5757 | [19 empty] | 177.8279 | 0
1 | 6900 | 707 | 0.015 | 15 | 15 | 7 | 2.3714e-13 | 5spot_SharedNeighbor | Water | Porous | Wet | R600a | MinimizeLCOE_Brownfield | IgnoreSilica | 2019 | 0 | 0 | 0 | 0 |  |  |  |  | 15 |  | 25.1186 | [19 empty] | 237.1374 | 0
1 | 6900 | 707 | 0.015 | 15 | 15 | 7 | 3.1623e-13 | 5spot_SharedNeighbor | Water | Porous | Wet | R600a | MinimizeLCOE_Brownfield | IgnoreSilica | 2019 | 0 | 0 | 0 | 0 |  |  |  |  | 15 |  | 27.2567 | [19 empty] | 316.2278 | 0
1 | 6900 | 707 | 0.015 | 15 | 15 | 7 | 4.217e-13 | 5spot_SharedNeighbor | Water | Porous | Wet | R600a | MinimizeLCOE_Brownfield | IgnoreSilica | 2019 | 0 | 0 | 0 | 0 |  |  |  |  | 15 |  | 28.1825 | [19 empty] | 421.6965 | 0
1 | 6900 | 707 | 0.015 | 15 | 15 | 7 | 5.6234e-13 | 5spot_SharedNeighbor | Water | Porous | Wet | R600a | MinimizeLCOE_Brownfield | IgnoreSilica | 2019 | 0 | 0 | 0 | 0 |  |  |  |  | 15 |  | 26.961 | [19 empty] | 562.3413 | 0
1 | 6900 | 707 | 0.015 | 15 | 15 | 7 | 7.4989e-13 | 5spot_SharedNeighbor | Water | Porous | Wet | R600a | MinimizeLCOE_Brownfield | IgnoreSilica | 2019 | 1.6 | 0.16946 | 0.0016344 | 4 | 4682921.88 | 11198136.7255 | 95467.6966 | 228289.1638 | 79.0942 | 0 | 28.0397 | 86394.7099 | 4779.9612 | 85046.3955 | 68646.0501 | 0 | 50702.9165 | 0 | 115272.3129 | 299914.9127 | 204698.0905 | 915455.3493 | 961560.8286 | 28738594.3808 | 28738594.3808 | 1478867.319 | 12377158.8222 | 0 | 30615610.5587 | 73210231.0808 | 749.8942 | 0.0065377 | 4682921.88 | 11198136.7255 | 95467.6966 | 228289.1638
1 | 6900 | 707 | 0.015 | 15 | 15 | 7 | 1e-12 | 5spot_SharedNeighbor | Water | Porous | Wet | R600a | MinimizeLCOE_Brownfield | IgnoreSilica | 2019 | 2.9593 | 0.41658 | 0.0070057 | 4 | 1123201.8484 | 2643209.7316 | 22897.9889 | 53885.4056 | 92.4196 | 0 | 57.5177 | 181465.0289 | 10897.853 | 172829.3618 | 117287.9269 | 0 | 90581.1028 | 0 | 223493.8966 | 581485.2741 | 396875.6479 | 1774916.0921 | 961560.8286 | 28738594.3808 | 28738594.3808 | 1478867.319 | 12377158.8222 | 0 | 31475071.3015 | 74069691.8236 | 1000 | 0.028023 | 1123201.8484 | 2643209.7316 | 22897.9889 | 53885.4056
1 | 6900 | 707 | 0.015 | 15 | 15 | 7 | 1.3335e-12 | 5spot_SharedNeighbor | Water | Porous | Wet | R600a | MinimizeLCOE_Brownfield | IgnoreSilica | 2019 | 4.1554 | 0.6483 | 0.01554 | 4 | 517336.3096 | 1202585.8761 | 10546.6004 | 24516.3397 | 97.8261 | 0 | 89.0254 | 257146.0753 | 15953.7275 | 245197.2362 | 161147.3062 | 0 | 113870.7248 | 0 | 309392.8773 | 804976.8015 | 549413.2077 | 2457097.9565 | 961560.8286 | 28738594.3808 | 28738594.3808 | 1478867.319 | 12377158.8222 | 0 | 32157253.166 | 74751873.688 | 1333.5214 | 0.062159 | 517336.3096 | 1202585.8761 | 10546.6004 | 24516.3397
1 | 6900 | 707 | 0.015 | 15 | 15 | 7 | 1.7783e-12 | 5spot_SharedNeighbor | Water | Porous | Wet | R600a | MinimizeLCOE_Brownfield | IgnoreSilica | 2019 | 5.7218 | 0.95887 | 0.028091 | 4 | 293623.8712 | 672702.0511 | 5985.9198 | 13713.9412 | 101.783 | 0 | 92.1902 | 347337.6186 | 22062.4286 | 334371.9113 | 219012.0141 | 0 | 140256.0224 | 0 | 414585.5981 | 1078666.683 | 736212.1755 | 3292504.4515 | 961560.8286 | 28738594.3808 | 28738594.3808 | 1478867.319 | 12377158.8222 | 0 | 32992659.661 | 75587280.1831 | 1778.2794 | 0.11236 | 293623.8712 | 672702.0511 | 5985.9198 | 13713.9412
1 | 6900 | 707 | 0.015 | 15 | 15 | 7 | 2.3714e-12 | 5spot_SharedNeighbor | Water | Porous | Wet | R600a | MinimizeLCOE_Brownfield | IgnoreSilica | 2019 | 7.6339 | 1.3419 | 0.04548 | 4 | 186572.1528 | 420711.2088 | 3803.5257 | 8576.767 | 104.5061 | 0 | 80.5153 | 447350.5328 | 28875.5284 | 436662.352 | 290141.1233 | 0 | 166275.665 | 0 | 534029.0286 | 1389433.988 | 948317.2468 | 4241085.4649 | 961560.8286 | 28738594.3808 | 28738594.3808 | 1478867.319 | 12377158.8222 | 0 | 33941240.6743 | 76535861.1964 | 2371.3737 | 0.18192 | 186572.1528 | 420711.2088 | 3803.5257 | 8576.767
1 | 6900 | 707 | 0.015 | 15 | 15 | 7 | 3.1623e-12 | 5spot_SharedNeighbor | Water | Porous | Wet | R600a | MinimizeLCOE_Brownfield | IgnoreSilica | 2019 | 10.3038 | 1.8838 | 0.069895 | 4 | 125908.3801 | 278261.1547 | 2566.8126 | 5672.73 | 106.804 | 0 | 111.9929 | 575661.4114 | 37654.2112 | 571826.0834 | 389885.3652 | 0 | 201117.6768 | 0 | 692696.4517 | 1802254.0757 | 1230075.4393 | 5501170.7146 | 961560.8286 | 28738594.3808 | 28738594.3808 | 1478867.319 | 12377158.8222 | 0 | 35201325.9241 | 77795946.4461 | 3162.2777 | 0.27958 | 125908.3801 | 278261.1547 | 2566.8126 | 5672.73
1 | 6900 | 707 | 0.015 | 15 | 15 | 7 | 4.217e-12 | 5spot_SharedNeighbor | Water | Porous | Wet | R600a | MinimizeLCOE_Brownfield | IgnoreSilica | 2019 | 13.5855 | 2.5511 | 0.10232 | 4 | 89546.3478 | 193618.7109 | 1825.5234 | 3947.1793 | 108.3945 | 0 | 67.7093 | 719154.3883 | 47463.6196 | 727983.4901 | 512728.8551 | 0 | 236358.6839 | 0 | 875038.7244 | 2276671.2658 | 1553874.9198 | 6949273.9468 | 961560.8286 | 28738594.3808 | 28738594.3808 | 1478867.319 | 12377158.8222 | 0 | 36649429.1563 | 79244049.6784 | 4216.965 | 0.40928 | 89546.3478 | 193618.7109 | 1825.5234 | 3947.1793
1 | 6900 | 707 | 0.015 | 15 | 15 | 7 | 5.6234e-12 | 5spot_SharedNeighbor | Water | Porous | Wet | R600a | MinimizeLCOE_Brownfield | IgnoreSilica | 2019 | 17.7628 | 3.4026 | 0.14531 | 4 | 66052.8929 | 139337.6188 | 1346.5776 | 2840.5858 | 109.5939 | 0 | 113.8073 | 886778.7878 | 58903.8042 | 915827.6559 | 669117.139 | 0 | 275462.5682 | 0 | 1094375.0825 | 2847339.4774 | 1943367.7003 | 8691172.2154 | 961560.8286 | 28738594.3808 | 28738594.3808 | 1478867.319 | 12377158.8222 | 0 | 38391327.4248 | 80985947.9469 | 5623.4133 | 0.58122 | 66052.8929 | 139337.6188 | 1346.5776 | 2840.5858
1 | 6900 | 707 | 0.015 | 15 | 15 | 7 | 7.4989e-12 | 5spot_SharedNeighbor | Water | Porous | Wet | R600a | MinimizeLCOE_Brownfield | IgnoreSilica | 2019 | 22.9787 | 4.468 | 0.20159 | 4 | 50170.3912 | 102993.921 | 1022.7913 | 2099.6704 | 110.4945 | 0 | 78.6935 | 1079845.06 | 72055.4912 | 1138087.6361 | 865164.3392 | 0 | 317307.2581 | 0 | 1354259.316 | 3523504.9435 | 2404864.5247 | 10755088.5688 | 961560.8286 | 28738594.3808 | 28738594.3808 | 1478867.319 | 12377158.8222 | 0 | 40455243.7783 | 83049864.3004 | 7498.9421 | 0.80636 | 50170.3912 | 102993.921 | 1022.7913 | 2099.6704
1 | 6900 | 707 | 0.015 | 15 | 15 | 7 | 1e-11 | 5spot_SharedNeighbor | Water | Porous | Wet | R600a | MinimizeLCOE_Brownfield | IgnoreSilica | 2019 | 29.3977 | 5.7805 | 0.274 | 4 | 39115.5577 | 77979.8013 | 797.4236 | 1589.7237 | 111.1746 | 0 | 113.7968 | 1299729.8169 | 86994.8906 | 1397789.701 | 1106436.7955 | 0 | 361171.3129 | 0 | 1658327.7816 | 4314628.7178 | 2944822.7567 | 13169901.7729 | 961560.8286 | 28738594.3808 | 28738594.3808 | 1478867.319 | 12377158.8222 | 0 | 42870056.9823 | 85464677.5044 | 10000 | 1.096 | 39115.5577 | 77979.8013 | 797.4236 | 1589.7237
1 | 6900 | 707 | 0.015 | 15 | 15 | 7 | 1.3335e-11 | 5spot_SharedNeighbor | Water | Porous | Wet | R600a | MinimizeLCOE_Brownfield | IgnoreSilica | 2019 | 37.1346 | 7.3636 | 0.36519 | 4 | 31247.8943 | 60406.9154 | 637.0306 | 1231.4767 | 111.69 | 0 | 104.2612 | 1546097.9258 | 103685.3595 | 1695829.3401 | 1397026.6339 | 0 | 405737.5226 | 0 | 2007866.945 | 5224057.9207 | 3565526.8745 | 15945828.5221 | 961560.8286 | 28738594.3808 | 28738594.3808 | 1478867.319 | 12377158.8222 | 0 | 45645983.7316 | 88240604.2536 | 13335.2143 | 1.4608 | 31247.8943 | 60406.9154 | 637.0306 | 1231.4767
1 | 6900 | 707 | 0.015 | 15 | 15 | 7 | 1.7783e-11 | 5spot_SharedNeighbor | Water | Porous | Wet | R600a | MinimizeLCOE_Brownfield | IgnoreSilica | 2019 | 46.0649 | 9.1918 | 0.47638 | 4 | 25562.4231 | 47915.852 | 521.1246 | 976.8295 | 112.0747 | 0 | 131.4666 | 1811918.0446 | 121644.7232 | 2024471.5087 | 1732446.3763 | 0 | 446965.4298 | 0 | 2393603.9722 | 6227666.54 | 4250510.3793 | 19009226.9741 | 961560.8286 | 28738594.3808 | 28738594.3808 | 1478867.319 | 12377158.8222 | 0 | 48709382.1836 | 91304002.7057 | 17782.7941 | 1.9055 | 25562.4231 | 47915.852 | 521.1246 | 976.8295
1 | 6900 | 707 | 0.015 | 15 | 15 | 7 | 2.3714e-11 | 5spot_SharedNeighbor | Water | Porous | Wet | R600a | MinimizeLCOE_Brownfield | IgnoreSilica | 2019 | 55.8823 | 11.2003 | 0.60605 | 4 | 21423.7089 | 38994.2075 | 436.7513 | 794.9497 | 112.3513 | 0 | 115.8363 | 2086537.1825 | 140144.8329 | 2370781.3818 | 2100754.9832 | 0 | 480872.7041 | 0 | 2799845.523 | 7284623.7236 | 4971905.3754 | 22235465.7066 | 961560.8286 | 28738594.3808 | 28738594.3808 | 1478867.319 | 12377158.8222 | 0 | 51935620.916 | 94530241.4381 | 23713.7371 | 2.4242 | 21423.7089 | 38994.2075 | 436.7513 | 794.9497
1 | 6900 | 707 | 0.015 | 15 | 15 | 7 | 3.1623e-11 | 5spot_SharedNeighbor | Water | Porous | Wet | R600a | MinimizeLCOE_Brownfield | IgnoreSilica | 2019 | 65.9398 | 13.254 | 0.74856 | 4 | 18403.8789 | 32629.3661 | 375.188 | 665.1938 | 112.5303 | 0 | 146.424 | 2352515.2001 | 158003.3346 | 2712265.456 | 2477744.2549 | 0 | 502093.9447 | 0 | 3199022.6542 | 8323200.7365 | 5680755.5273 | 25405601.1082 | 961560.8286 | 28738594.3808 | 28738594.3808 | 1478867.319 | 12377158.8222 | 0 | 55105756.3177 | 97700376.8397 | 31622.7766 | 2.9942 | 18403.8789 | 32629.3661 | 375.188 | 665.1938
1 | 6900 | 707 | 0.015 | 15 | 15 | 7 | 4.217e-11 | 5spot_SharedNeighbor | Water | Porous | Wet | R600a | MinimizeLCOE_Brownfield | IgnoreSilica | 2019 | 75.6575 | 15.231 | 0.89578 | 4 | 16201.0569 | 28088.6543 | 330.2805 | 572.6252 | 112.6274 | 0 | 136.735 | 2596917.5131 | 174350.4468 | 3031143.895 | 2841366.4797 | 0 | 509519.1839 | 0 | 3569786.0322 | 9287850.9921 | 6339149.1484 | 28350083.6912 | 961560.8286 | 28738594.3808 | 28738594.3808 | 1478867.319 | 12377158.8222 | 0 | 58050238.9007 | 100644859.4228 | 42169.6503 | 3.5831 | 16201.0569 | 28088.6543 | 330.2805 | 572.6252
1 | 6900 | 707 | 0.015 | 15 | 15 | 7 | 5.6234e-11 | 5spot_SharedNeighbor | Water | Porous | Wet | R600a | MinimizeLCOE_Brownfield | IgnoreSilica | 2019 | 84.466 | 17.0138 | 1.0385 | 4 | 14593.5921 | 24847.8389 | 297.5101 | 506.5568 | 112.6625 | 0 | 145.4295 | 2808951.9404 | 188474.3737 | 3311731.8033 | 3170188.3173 | 0 | 503517.5583 | 0 | 3893316.9573 | 10129612.0938 | 6913668.3967 | 30919461.4409 | 961560.8286 | 28738594.3808 | 28738594.3808 | 1478867.319 | 12377158.8222 | 0 | 60619616.6503 | 103214237.1724 | 56234.1325 | 4.1539 | 14593.5921 | 24847.8389 | 297.5101 | 506.5568
1 | 6900 | 707 | 0.015 | 15 | 15 | 7 | 7.4989e-11 | 5spot_SharedNeighbor | Water | Porous | Wet | R600a | MinimizeLCOE_Brownfield | IgnoreSilica | 2019 | 92.1445 | 18.5591 | 1.1698 | 4 | 13418.3424 | 22521.638 | 273.5511 | 459.1341 | 112.6578 | 0 | 131.1572 | 2987041.439 | 200289.0078 | 3550262.7592 | 3456070.7506 | 0 | 488287.3022 | 0 | 4165960.9909 | 10838975.9423 | 7397823.7993 | 33084711.9914 | 961560.8286 | 28738594.3808 | 28738594.3808 | 1478867.319 | 12377158.8222 | 0 | 62784867.2009 | 105379487.7229 | 74989.4209 | 4.679 | 13418.3424 | 22521.638 | 273.5511 | 459.1341
1 | 6900 | 707 | 0.015 | 15 | 15 | 7 | 1e-10 | 5spot_SharedNeighbor | Water | Porous | Wet | R600a | MinimizeLCOE_Brownfield | IgnoreSilica | 2019 | 98.5493 | 19.8408 | 1.2849 | 4 | 12556.4474 | 20843.9677 | 255.9802 | 424.9325 | 112.6316 | 0 | 144.0026 | 3131098.0998 | 209810.0159 | 3745157.7751 | 3693913.095 | 0 | 467109.2253 | 0 | 4386364.4023 | 11412420.4077 | 7789211.4301 | 34835084.4512 | 961560.8286 | 28738594.3808 | 28738594.3808 | 1478867.319 | 12377158.8222 | 0 | 64535239.6606 | 107129860.1827 | 100000 | 5.1396 | 12556.4474 | 20843.9677 | 255.9802 | 424.9325
1 | 6900 | 707 | 0.015 | 15 | 15 | 7 | 1.3335e-10 | 5spot_SharedNeighbor | Water | Porous | Wet | R600a | MinimizeLCOE_Brownfield | IgnoreSilica | 2019 | 103.7498 | 20.8762 | 1.3823 | 4 | 11922.0814 | 19625.8307 | 243.0478 | 400.0991 | 112.5968 | 0 | 135.6495 | 3245209.7103 | 217327.189 | 3900800.445 | 3886576.8463 | 0 | 443654.4656 | 0 | 4560491.7759 | 11865464.1155 | 8098423.0697 | 36217947.6174 | 961560.8286 | 28738594.3808 | 28738594.3808 | 1478867.319 | 12377158.8222 | 0 | 65918102.8268 | 108512723.3489 | 133352.1432 | 5.5291 | 11922.0814 | 19625.8307 | 243.0478 | 400.0991
1 | 6900 | 707 | 0.015 | 15 | 15 | 7 | 1.7783e-10 | 5spot_SharedNeighbor | Water | Porous | Wet | R600a | MinimizeLCOE_Brownfield | IgnoreSilica | 2019 | 107.8862 | 21.696 | 1.4623 | 4 | 11453.5071 | 18735.7932 | 233.4952 | 381.9545 | 112.561 | 0 | 151.4448 | 3334213.006 | 223174.2044 | 4022984.4929 | 4039508.9741 | 0 | 420541.1361 | 0 | 4695764.5072 | 12217416.0141 | 8338637.4724 | 37292239.8071 | 961560.8286 | 28738594.3808 | 28738594.3808 | 1478867.319 | 12377158.8222 | 0 | 66992395.0166 | 109587015.5386 | 177827.941 | 5.8491 | 11453.5071 | 18735.7932 | 233.4952 | 381.9545
1 | 6900 | 707 | 0.015 | 15 | 15 | 7 | 2.3714e-10 | 5spot_SharedNeighbor | Water | Porous | Wet | R600a | MinimizeLCOE_Brownfield | IgnoreSilica | 2019 | 111.1091 | 22.3325 | 1.5264 | 4 | 11106.2753 | 18082.4392 | 226.4164 | 368.635 | 112.5284 | 0 | 160.3298 | 3402512.0028 | 227651.0087 | 4117221.6324 | 4158471.2358 | 0 | 399186.929 | 0 | 4798966.6953 | 12485926.9379 | 8521901.6952 | 38111838.137 | 961560.8286 | 28738594.3808 | 28738594.3808 | 1478867.319 | 12377158.8222 | 0 | 67811993.3465 | 110406613.8685 | 237137.3706 | 6.1057 | 11106.2753 | 18082.4392 | 226.4164 | 368.635
1 | 6900 | 707 | 0.015 | 15 | 15 | 7 | 3.1623e-10 | 5spot_SharedNeighbor | Water | Porous | Wet | R600a | MinimizeLCOE_Brownfield | IgnoreSilica | 2019 | 113.6159 | 22.8261 | 1.5772 | 4 | 10848.2589 | 17599.8802 | 221.1564 | 358.7974 | 112.5004 | 0 | 177.845 | 3455010.7569 | 231086.0039 | 4189942.7813 | 4250872.7605 | 0 | 380726.2075 | 0 | 4877979.0189 | 12691500.7962 | 8662210.0776 | 38739328.4028 | 961560.8286 | 28738594.3808 | 28738594.3808 | 1478867.319 | 12377158.8222 | 0 | 68439483.6122 | 111034104.1343 | 316227.766 | 6.3088 | 10848.2589 | 17599.8802 | 221.1564 | 358.7974
1 | 6900 | 707 | 0.015 | 15 | 15 | 7 | 4.217e-10 | 5spot_SharedNeighbor | Water | Porous | Wet | R600a | MinimizeLCOE_Brownfield | IgnoreSilica | 2019 | 115.5138 | 23.199 | 1.6166 | 4 | 10656.1113 | 17243.1975 | 217.2392 | 351.5259 | 112.4776 | 0 | 146.8273 | 3494402.3996 | 233659.7857 | 4244672.5611 | 4320758.9853 | 0 | 364927.1289 | 0 | 4936784.1356 | 12844499.6472 | 8766634.9373 | 39206339.5808 | 961560.8286 | 28738594.3808 | 28738594.3808 | 1478867.319 | 12377158.8222 | 0 | 68906494.7902 | 111501115.3123 | 421696.5034 | 6.4664 | 10656.1113 | 17243.1975 | 217.2392 | 351.5259
1 | 6900 | 707 | 0.015 | 15 | 15 | 7 | 5.6234e-10 | 5spot_SharedNeighbor | Water | Porous | Wet | R600a | MinimizeLCOE_Brownfield | IgnoreSilica | 2019 | 116.9675 | 23.484 | 1.6471 | 4 | 10512.7693 | 16978.0343 | 214.317 | 346.1202 | 112.4593 | 0 | 181.7167 | 3524368.0928 | 235615.5787 | 4286401.3756 | 4374242.8425 | 0 | 352086.0235 | 0 | 4981358.4261 | 12960472.8077 | 8845789.0023 | 39560334.1492 | 961560.8286 | 28738594.3808 | 28738594.3808 | 1478867.319 | 12377158.8222 | 0 | 69260489.3587 | 111855109.8807 | 562341.3252 | 6.5882 | 10512.7693 | 16978.0343 | 214.317 | 346.1202
1 | 6900 | 707 | 0.015 | 15 | 15 | 7 | 7.4989e-10 | 5spot_SharedNeighbor | Water | Porous | Wet | R600a | MinimizeLCOE_Brownfield | IgnoreSilica | 2019 | 118.054 | 23.6968 | 1.6703 | 4 | 10405.6944 | 16781.0777 | 212.1342 | 342.105 | 112.4451 | 0 | 169.1284 | 3546649.2059 | 237068.6085 | 4317482.848 | 4414192.033 | 0 | 341612.4615 | 0 | 5014232.0112 | 13046003.1326 | 8904165.2066 | 39821405.5073 | 961560.8286 | 28738594.3808 | 28738594.3808 | 1478867.319 | 12377158.8222 | 0 | 69521560.7167 | 112116181.2388 | 749894.2093 | 6.6811 | 10405.6944 | 16781.0777 | 212.1342 | 342.105
1 | 6900 | 707 | 0.015 | 15 | 15 | 7 | 1e-09 | 5spot_SharedNeighbor | Water | Porous | Wet | R600a | MinimizeLCOE_Brownfield | IgnoreSilica | 2019 | 118.8823 | 23.8588 | 1.688 | 4 | 10325.6308 | 16633.9988 | 210.502 | 339.1066 | 112.4341 | 0 | 110.8803 | 3563569.3611 | 238171.3392 | 4341116.6894 | 4444632.6752 | 0 | 333426.4622 | 0 | 5039157.4456 | 13110854 | 8948427.2561 | 40019355.2288 | 961560.8286 | 28738594.3808 | 28738594.3808 | 1478867.319 | 12377158.8222 | 0 | 69719510.4383 | 112314130.9603 | 1000000 | 6.7521 | 10325.6308 | 16633.9988 | 210.502 | 339.1066
1 | 6900 | 707 | 0.015 | 15 | 15 | 7 | 1.3335e-09 | 5spot_SharedNeighbor | Water | Porous | Wet | R600a | MinimizeLCOE_Brownfield | IgnoreSilica | 2019 | 119.5085 | 23.9812 | 1.7015 | 4 | 10265.72 | 16524.1244 | 209.2806 | 336.8666 | 112.4255 | 0 | 109.3749 | 3576324.0854 | 239002.1987 | 4358949.9459 | 4467638.6899 | 0 | 327060.3148 | 0 | 5057900.3415 | 13159619.1706 | 8981710.4871 | 40168205.2338 | 961560.8286 | 28738594.3808 | 28738594.3808 | 1478867.319 | 12377158.8222 | 0 | 69868360.4433 | 112462980.9653 | 1333521.4322 | 6.806 | 10265.72 | 16524.1244 | 209.2806 | 336.8666
1 | 6900 | 707 | 0.015 | 15 | 15 | 7 | 1.7783e-09 | 5spot_SharedNeighbor | Water | Porous | Wet | R600a | MinimizeLCOE_Brownfield | IgnoreSilica | 2019 | 119.9714 | 24.0716 | 1.7116 | 4 | 10220.8646 | 16442.2242 | 208.3661 | 335.197 | 112.4191 | 0 | 86.5848 | 3585730.9673 | 239614.7513 | 4372112.1628 | 4484639.0297 | 0 | 322046.1191 | 0 | 5071615.7818 | 13195303.9328 | 9006066.0705 | 40277128.8155 | 961560.8286 | 28738594.3808 | 28738594.3808 | 1478867.319 | 12377158.8222 | 0 | 69977284.025 | 112571904.547 | 1778279.41 | 6.8465 | 10220.8646 | 16442.2242 | 208.3661 | 335.197
1 | 6900 | 707 | 0.015 | 15 | 15 | 7 | 2.3714e-09 | 5spot_SharedNeighbor | Water | Porous | Wet | R600a | MinimizeLCOE_Brownfield | IgnoreSilica | 2019 | 120.3197 | 24.1396 | 1.7193 | 4 | 10187.2674 | 16380.9462 | 207.6812 | 333.9477 | 112.4143 | 0 | 90.6405 | 3592799.5792 | 240074.9173 | 4382008.1037 | 4497431.9399 | 0 | 318203.9205 | 0 | 5081902.1996 | 13222067.0819 | 9024332.4697 | 40358820.2118 | 961560.8286 | 28738594.3808 | 28738594.3808 | 1478867.319 | 12377158.8222 | 0 | 70058975.4213 | 112653595.9434 | 2371373.7057 | 6.8771 | 10187.2674 | 16380.9462 | 207.6812 | 333.9477
1 | 6900 | 707 | 0.015 | 15 | 15 | 7 | 3.1623e-09 | 5spot_SharedNeighbor | Water | Porous | Wet | R600a | MinimizeLCOE_Brownfield | IgnoreSilica | 2019 | 120.5903 | 24.1924 | 1.7251 | 4 | 10162.0952 | 16334.8421 | 207.1681 | 333.0079 | 112.4105 | 0 | 97.5141 | 3598283.0762 | 240431.8211 | 4389688.0796 | 4507366.7975 | 0 | 315371.0413 | 0 | 5089944.9181 | 13242992.5857 | 9038614.5561 | 40422692.8757 | 961560.8286 | 28738594.3808 | 28738594.3808 | 1478867.319 | 12377158.8222 | 0 | 70122848.0852 | 112717468.6072 | 3162277.6602 | 6.9004 | 10162.0952 | 16334.8421 | 207.1681 | 333.0079
1 | 6900 | 707 | 0.015 | 15 | 15 | 7 | 4.217e-09 | 5spot_SharedNeighbor | Water | Porous | Wet | R600a | MinimizeLCOE_Brownfield | IgnoreSilica | 2019 | 120.7802 | 24.2295 | 1.7294 | 4 | 10143.2311 | 16300.6719 | 206.7835 | 332.3112 | 112.4078 | 0 | 96.1448 | 3602126.5343 | 240681.9377 | 4395072.859 | 4514336.1566 | 0 | 313069.7544 | 0 | 5095462.0244 | 13257346.9645 | 9048411.7145 | 40466507.9454 | 961560.8286 | 28738594.3808 | 28738594.3808 | 1478867.319 | 12377158.8222 | 0 | 70166663.1549 | 112761283.6769 | 4216965.0343 | 6.9176 | 10143.2311 | 16300.6719 | 206.7835 | 332.3112
1 | 6900 | 707 | 0.015 | 15 | 15 | 7 | 5.6234e-09 | 5spot_SharedNeighbor | Water | Porous | Wet | R600a | MinimizeLCOE_Brownfield | IgnoreSilica | 2019 | 120.9239 | 24.2575 | 1.7326 | 4 | 10129.0918 | 16275.0418 | 206.4952 | 331.7887 | 112.4057 | 0 | 101.1432 | 3605034.1891 | 240871.1351 | 4399147.4704 | 4519611.7052 | 0 | 311340.9075 | 0 | 5099642.1088 | 13268222.6867 | 9055834.6184 | 40499704.8212 | 961560.8286 | 28738594.3808 | 28738594.3808 | 1478867.319 | 12377158.8222 | 0 | 70199860.0307 | 112794480.5528 | 5623413.2519 | 6.9305 | 10129.0918 | 16275.0418 | 206.4952 | 331.7887
1 | 6900 | 707 | 0.015 | 15 | 15 | 7 | 7.4989e-09 | 5spot_SharedNeighbor | Water | Porous | Wet | R600a | MinimizeLCOE_Brownfield | IgnoreSilica | 2019 | 121.036 | 24.2794 | 1.7351 | 4 | 10118.4928 | 16255.7253 | 206.2792 | 331.3949 | 112.4041 | 0 | 101.1852 | 3607300.134 | 241018.5659 | 4402323.3498 | 4523724.7416 | 0 | 310081.8172 | 0 | 5102934.9573 | 13276790.0029 | 9061681.9877 | 40525855.5563 | 961560.8286 | 28738594.3808 | 28738594.3808 | 1478867.319 | 12377158.8222 | 0 | 70226010.7657 | 112820631.2878 | 7498942.0933 | 6.9404 | 10118.4928 | 16255.7253 | 206.2792 | 331.3949
1 | 6900 | 707 | 0.015 | 15 | 15 | 7 | 1e-08 | 5spot_SharedNeighbor | Water | Porous | Wet | R600a | MinimizeLCOE_Brownfield | IgnoreSilica | 2019 | 121.124 | 24.2965 | 1.737 | 4 | 10110.5467 | 16241.1454 | 206.1172 | 331.0977 | 112.4029 | 0 | 99.9532 | 3609078.5129 | 241134.2672 | 4404816.1828 | 4526953.8457 | 0 | 309175.8075 | 0 | 5105551.8603 | 13283598.6478 | 9066329.0278 | 40546638.1519 | 961560.8286 | 28738594.3808 | 28738594.3808 | 1478867.319 | 12377158.8222 | 0 | 70246793.3614 | 112841413.8835 | 10000000 | 6.9479 | 10110.5467 | 16241.1454 | 206.1172 | 331.0977
1 | 7000 | 707 | 0.015 | 15 | 15 | 7 | 1e-13 | 5spot_SharedNeighbor | Water | Porous | Wet | R600a | MinimizeLCOE_Brownfield | IgnoreSilica | 2019 | 0 | 0 | 0 | 0 |  |  |  |  | 15 |  | 14.0642 | [19 empty] | 100 | 0
1 | 7000 | 707 | 0.015 | 15 | 15 | 7 | 1.3335e-13 | 5spot_SharedNeighbor | Water | Porous | Wet | R600a | MinimizeLCOE_Brownfield | IgnoreSilica | 2019 | 0 | 0 | 0 | 0 |  |  |  |  | 15 |  | 13.5388 | [19 empty] | 133.3521 | 0
1 | 7000 | 707 | 0.015 | 15 | 15 | 7 | 1.7783e-13 | 5spot_SharedNeighbor | Water | Porous | Wet | R600a | MinimizeLCOE_Brownfield | IgnoreSilica | 2019 | 0 | 0 | 0 | 0 |  |  |  |  | 15 |  | 23.1677 | [19 empty] | 177.8279 | 0
1 | 7000 | 707 | 0.015 | 15 | 15 | 7 | 2.3714e-13 | 5spot_SharedNeighbor | Water | Porous | Wet | R600a | MinimizeLCOE_Brownfield | IgnoreSilica | 2019 | 0 | 0 | 0 | 0 |  |  |  |  | 15 |  | 23.9657 | [19 empty] | 237.1374 | 0
1 | 7000 | 707 | 0.015 | 15 | 15 | 7 | 3.1623e-13 | 5spot_SharedNeighbor | Water | Porous | Wet | R600a | MinimizeLCOE_Brownfield | IgnoreSilica | 2019 | 0 | 0 | 0 | 0 |  |  |  |  | 15 |  | 25.5985 | [19 empty] | 316.2278 | 0
1 | 7000 | 707 | 0.015 | 15 | 15 | 7 | 4.217e-13 | 5spot_SharedNeighbor | Water | Porous | Wet | R600a | MinimizeLCOE_Brownfield | IgnoreSilica | 2019 | 0 | 0 | 0 | 0 |  |  |  |  | 15 |  | 28.0268 | [19 empty] | 421.6965 | 0
1 | 7000 | 707 | 0.015 | 15 | 15 | 7 | 5.6234e-13 | 5spot_SharedNeighbor | Water | Porous | Wet | R600a | MinimizeLCOE_Brownfield | IgnoreSilica | 2019 | 0 | 0 | 0 | 0 |  |  |  |  | 15 |  | 26.8309 | [19 empty] | 562.3413 | 0
1 | 7000 | 707 | 0.015 | 15 | 15 | 7 | 7.4989e-13 | 5spot_SharedNeighbor | Water | Porous | Wet | R600a | MinimizeLCOE_Brownfield | IgnoreSilica | 2019 | 1.6 | 0.17156 | 0.0020483 | 4 | 3811666.6926 | 9114673.9642 | 77705.9812 | 185814.9573 | 79.6266 | 0 | 27.825 | 87605.7259 | 4862.0463 | 85850.3172 | 68872.3239 | 0 | 49721.2238 | 0 | 115795.5385 | 301276.2381 | 205627.2231 | 919610.6368 | 961560.8286 | 29349065.1606 | 29349065.1606 | 1478867.319 | 12621347.1341 | 0 | 31230236.6261 | 74679516.2399 | 749.8942 | 0.0081933 | 3811666.6926 | 9114673.9642 | 77705.9812 | 185814.9573
1 | 7000 | 707 | 0.015 | 15 | 15 | 7 | 1e-12 | 5spot_SharedNeighbor | Water | Porous | Wet | R600a | MinimizeLCOE_Brownfield | IgnoreSilica | 2019 | 3.1102 | 0.45277 | 0.0083217 | 4 | 967354.007 | 2272660.3456 | 19720.8199 | 46331.2551 | 94.141 | 0 | 54.5739 | 194915.9794 | 11824.9473 | 184497.3494 | 123600.4068 | 0 | 95169.9753 | 0 | 237903.3767 | 618975.7855 | 422463.6923 | 1889351.5126 | 961560.8286 | 29349065.1606 | 29349065.1606 | 1478867.319 | 12621347.1341 | 0 | 32199977.5019 | 75649257.1156 | 1000 | 0.033287 | 967354.007 | 2272660.3456 | 19720.8199 | 46331.2551
1 | 7000 | 707 | 0.015 | 15 | 15 | 7 | 1.3335e-12 | 5spot_SharedNeighbor | Water | Porous | Wet | R600a | MinimizeLCOE_Brownfield | IgnoreSilica | 2019 | 4.4092 | 0.71083 | 0.017756 | 4 | 463933.0819 | 1075704.1137 | 9457.9034 | 21929.6834 | 99.6138 | 0 | 73.7023 | 277759.4461 | 17412.4315 | 263588.4305 | 171789.6117 | 0 | 121459.1131 | 0 | 332283.5228 | 864533.5656 | 590061.9229 | 2638888.0443 | 961560.8286 | 29349065.1606 | 29349065.1606 | 1478867.319 | 12621347.1341 | 0 | 32949514.0335 | 76398793.6473 | 1333.5214 | 0.071022 | 463933.0819 | 1075704.1137 | 9457.9034 | 21929.6834
1 | 7000 | 707 | 0.015 | 15 | 15 | 7 | 1.7783e-12 | 5spot_SharedNeighbor | Water | Porous | Wet | R600a | MinimizeLCOE_Brownfield | IgnoreSilica | 2019 | 6.0339 | 1.0407 | 0.031529 | 4 | 268171.4763 | 612685.1648 | 5467.0383 | 12490.4158 | 103.4141 | 0 | 66.7187 | 371922.2134 | 23846.1014 | 356585.8196 | 232517.3007 | 0 | 148567.6161 | 0 | 442041.23 | 1150100.6053 | 784967.2953 | 3510548.1818 | 961560.8286 | 29349065.1606 | 29349065.1606 | 1478867.319 | 12621347.1341 | 0 | 33821174.1711 | 77270453.7849 | 1778.2794 | 0.12612 | 268171.4763 | 612685.1648 | 5467.0383 | 12490.4158
1 | 7000 | 707 | 0.015 | 15 | 15 | 7 | 2.3714e-12 | 5spot_SharedNeighbor | Water | Porous | Wet | R600a | MinimizeLCOE_Brownfield | IgnoreSilica | 2019 | 7.9823 | 1.4395 | 0.050427 | 4 | 172487.0859 | 387895.5195 | 3516.3826 | 7907.7748 | 105.9936 | 0 | 84.912 | 474527.3092 | 30889.5449 | 461389 | 305757.5005 | 0 | 174247.1757 | 0 | 564256.1069 | 1468078.6452 | 1001993.8413 | 4481139.1238 | 961560.8286 | 29349065.1606 | 29349065.1606 | 1478867.319 | 12621347.1341 | 0 | 34791765.113 | 78241044.7268 | 2371.3737 | 0.20171 | 172487.0859 | 387895.5195 | 3516.3826 | 7907.7748
1 | 7000 | 707 | 0.015 | 15 | 15 | 7 | 3.1623e-12 | 5spot_SharedNeighbor | Water | Porous | Wet | R600a | MinimizeLCOE_Brownfield | IgnoreSilica | 2019 | 10.801 | 2.0251 | 0.077181 | 4 | 117051.5984 | 257789.8014 | 2386.2552 | 5255.3938 | 108.3009 | 0 | 82.0942 | 611461.0332 | 40334.6282 | 605232.4916 | 412313.0284 | 0 | 211688.8969 | 0 | 733601.7306 | 1908681.2205 | 1302714.1525 | 5826027.1818 | 961560.8286 | 29349065.1606 | 29349065.1606 | 1478867.319 | 12621347.1341 | 0 | 36136653.1711 | 79585932.7849 | 3162.2777 | 0.30872 | 117051.5984 | 257789.8014 | 2386.2552 | 5255.3938
1 | 7000 | 707 | 0.015 | 15 | 15 | 7 | 4.217e-12 | 5spot_SharedNeighbor | Water | Porous | Wet | R600a | MinimizeLCOE_Brownfield | IgnoreSilica | 2019 | 14.246 | 2.7414 | 0.11251 | 4 | 83702.086 | 180243.7216 | 1706.3802 | 3674.5121 | 109.8672 | 0 | 66.132 | 763453.7268 | 50802.3358 | 770297.3137 | 542658.0463 | 0 | 249125.8018 | 0 | 926771.5175 | 2411269.3816 | 1645740.8996 | 7360119.023 | 961560.8286 | 29349065.1606 | 29349065.1606 | 1478867.319 | 12621347.1341 | 0 | 37670745.0123 | 81120024.6261 | 4216.965 | 0.45006 | 83702.086 | 180243.7216 | 1706.3802 | 3674.5121
1 | 7000 | 707 | 0.015 | 15 | 15 | 7 | 5.6234e-12 | 5spot_SharedNeighbor | Water | Porous | Wet | R600a | MinimizeLCOE_Brownfield | IgnoreSilica | 2019 | 18.5593 | 3.6408 | 0.15928 | 4 | 61976.1851 | 130171.7132 | 1263.4684 | 2653.7264 | 111.0321 | 0 | 70.0141 | 938435.3582 | 62838.6265 | 965768.6643 | 706599.7943 | 0 | 289026.2079 | 0 | 1155440.7739 | 3006219.8803 | 2051806.84 | 9176136.1454 | 961560.8286 | 29349065.1606 | 29349065.1606 | 1478867.319 | 12621347.1341 | 0 | 39486762.1346 | 82936041.7484 | 5623.4133 | 0.63713 | 61976.1851 | 130171.7132 | 1263.4684 | 2653.7264
1 | 7000 | 707 | 0.015 | 15 | 15 | 7 | 7.4989e-12 | 5spot_SharedNeighbor | Water | Porous | Wet | R600a | MinimizeLCOE_Brownfield | IgnoreSilica | 2019 | 23.9797 | 4.7727 | 0.22031 | 4 | 47263.2979 | 96567.7269 | 963.5263 | 1968.6637 | 111.9164 | 0 | 87.0153 | 1141137.1534 | 76743.4993 | 1198531.3508 | 912299.3846 | 0 | 332570.0667 | 0 | 1427899.7674 | 3715102.2922 | 2535633.6521 | 11339917.1665 | 961560.8286 | 29349065.1606 | 29349065.1606 | 1478867.319 | 12621347.1341 | 0 | 41650543.1558 | 85099822.7695 | 7498.9421 | 0.88124 | 47263.2979 | 96567.7269 | 963.5263 | 1968.6637
1 | 7000 | 707 | 0.015 | 15 | 15 | 7 | 1e-11 | 5spot_SharedNeighbor | Water | Porous | Wet | R600a | MinimizeLCOE_Brownfield | IgnoreSilica | 2019 | 30.6398 | 6.1641 | 0.29861 | 4 | 36985.6935 | 73362.0831 | 754.0034 | 1495.5853 | 112.5848 | 0 | 87.6879 | 1371654.546 | 92513.394 | 1470042.508 | 1164665.3729 | 0 | 378131.9023 | 0 | 1746033.012 | 4542819.7367 | 3100567.8159 | 13866428.2878 | 961560.8286 | 29349065.1606 | 29349065.1606 | 1478867.319 | 12621347.1341 | 0 | 44177054.277 | 87626333.8908 | 10000 | 1.1944 | 36985.6935 | 73362.0831 | 754.0034 | 1495.5853
1 | 7000 | 707 | 0.015 | 15 | 15 | 7 | 1.3335e-11 | 5spot_SharedNeighbor | Water | Porous | Wet | R600a | MinimizeLCOE_Brownfield | IgnoreSilica | 2019 | 38.6324 | 7.8352 | 0.39696 | 4 | 29644.426 | 57008.0501 | 604.3417 | 1162.1862 | 113.0908 | 0 | 90.5745 | 1629083.3792 | 110076.9065 | 1780427.0504 | 1467712.9898 | 0 | 424016.5049 | 0 | 2110413.564 | 5490863.1882 | 3747626.9519 | 16760220.5348 | 961560.8286 | 29349065.1606 | 29349065.1606 | 1478867.319 | 12621347.1341 | 0 | 47070846.524 | 90520126.1378 | 13335.2143 | 1.5878 | 29644.426 | 57008.0501 | 604.3417 | 1162.1862
1 | 7000 | 707 | 0.015 | 15 | 15 | 7 | 1.7783e-11 | 5spot_SharedNeighbor | Water | Porous | Wet | R600a | MinimizeLCOE_Brownfield | IgnoreSilica | 2019 | 47.8165 | 9.7568 | 0.51643 | 4 | 24327.2722 | 45360.8245 | 495.9443 | 924.7418 | 113.4673 | 0 | 106.7443 | 1905902.3379 | 128915.508 | 2121341.8079 | 1816535.0432 | 0 | 466084.8344 | 0 | 2511124.0172 | 6533429.5905 | 4459199.9441 | 19942533.0831 | 961560.8286 | 29349065.1606 | 29349065.1606 | 1478867.319 | 12621347.1341 | 0 | 50253159.0724 | 93702438.6862 | 17782.7941 | 2.0657 | 24327.2722 | 45360.8245 | 495.9443 | 924.7418
1 | 7000 | 707 | 0.015 | 15 | 15 | 7 | 2.3714e-11 | 5spot_SharedNeighbor | Water | Porous | Wet | R600a | MinimizeLCOE_Brownfield | IgnoreSilica | 2019 | 57.7971 | 11.8438 | 0.65472 | 4 | 20454.0736 | 37044.9553 | 416.984 | 755.2115 | 113.7337 | 0 | 108.5049 | 2188867.65 | 148114.2346 | 2476715.8373 | 2195503.9489 | 0 | 499331.4696 | 0 | 2928327.9247 | 7618908.5775 | 5200061.6571 | 23255831.2997 | 961560.8286 | 29349065.1606 | 29349065.1606 | 1478867.319 | 12621347.1341 | 0 | 53566457.289 | 97015736.9028 | 23713.7371 | 2.6189 | 20454.0736 | 37044.9553 | 416.984 | 755.2115
1 | 7000 | 707 | 0.015 | 15 | 15 | 7 | 3.1623e-11 | 5spot_SharedNeighbor | Water | Porous | Wet | R600a | MinimizeLCOE_Brownfield | IgnoreSilica | 2019 | 67.9498 | 13.9619 | 0.80549 | 4 | 17628.6956 | 31114.0355 | 359.3848 | 634.3017 | 113.9017 | 0 | 118.5207 | 2461138.1823 | 166522.0395 | 2824793.8474 | 2580540.5733 | 0 | 519226.2755 | 0 | 3335366.158 | 8677938.5655 | 5922871.3848 | 26488397.0264 | 961560.8286 | 29349065.1606 | 29349065.1606 | 1478867.319 | 12621347.1341 | 0 | 56799023.0157 | 100248302.6294 | 31622.7766 | 3.222 | 17628.6956 | 31114.0355 | 359.3848 | 634.3017
1 | 7000 | 707 | 0.015 | 15 | 15 | 7 | 4.217e-11 | 5spot_SharedNeighbor | Water | Porous | Wet | R600a | MinimizeLCOE_Brownfield | IgnoreSilica | 2019 | 77.6481 | 15.9766 | 0.95974 | 4 | 15568.1064 | 26886.0979 | 317.3769 | 548.1095 | 113.9877 | 0 | 125.8948 | 2708601.2873 | 183184.6504 | 3146250.3527 | 2947526.564 | 0 | 524365.7579 | 0 | 3708872.1588 | 9649724.5629 | 6586135.2962 | 29454660.6301 | 961560.8286 | 29349065.1606 | 29349065.1606 | 1478867.319 | 12621347.1341 | 0 | 59765286.6194 | 103214566.2332 | 42169.6503 | 3.839 | 15568.1064 | 26886.0979 | 317.3769 | 548.1095
1 | 7000 | 707 | 0.015 | 15 | 15 | 7 | 5.6234e-11 | 5spot_SharedNeighbor | Water | Porous | Wet | R600a | MinimizeLCOE_Brownfield | IgnoreSilica | 2019 | 86.4345 | 17.7918 | 1.1084 | 4 | 14064.2603 | 23864.5049 | 286.719 | 486.5102 | 114.0135 | 0 | 139.4139 | 2923275.0712 | 197576.8887 | 3429050.2574 | 3279034.6027 | 0 | 516719.504 | 0 | 4034805.9663 | 10497737.4719 | 7164921.5315 | 32043121.2937 | 961560.8286 | 29349065.1606 | 29349065.1606 | 1478867.319 | 12621347.1341 | 0 | 62353747.283 | 105803026.8968 | 56234.1325 | 4.4335 | 14064.2603 | 23864.5049 | 286.719 | 486.5102
1 | 7000 | 707 | 0.015 | 15 | 15 | 7 | 7.4989e-11 | 5spot_SharedNeighbor | Water | Porous | Wet | R600a | MinimizeLCOE_Brownfield | IgnoreSilica | 2019 | 94.001 | 19.3456 | 1.2439 | 4 | 12964.3235 | 21696.6945 | 264.2953 | 442.3165 | 114.0015 | 0 | 140.4994 | 3101476.3635 | 209472.9774 | 3666631.1175 | 3563622.5135 | 0 | 499351.0746 | 0 | 4305816.0781 | 11202850.191 | 7646175.4509 | 34195395.7665 | 961560.8286 | 29349065.1606 | 29349065.1606 | 1478867.319 | 12621347.1341 | 0 | 64506021.7557 | 107955301.3695 | 74989.4209 | 4.9757 | 12964.3235 | 21696.6945 | 264.2953 | 442.3165
1 | 7000 | 707 | 0.015 | 15 | 15 | 7 | 1e-10 | 5spot_SharedNeighbor | Water | Porous | Wet | R600a | MinimizeLCOE_Brownfield | IgnoreSilica | 2019 | 100.3197 | 20.6356 | 1.3623 | 4 | 12157.212 | 20130.4822 | 247.8412 | 410.3871 | 113.9699 | 0 | 131.7222 | 3245857.3624 | 219073.8591 | 3861038.9873 | 3800550.3468 | 0 | 476820.6838 | 0 | 4525303.0833 | 11773910.3556 | 8035935.7473 | 35938490.4256 | 961560.8286 | 29349065.1606 | 29349065.1606 | 1478867.319 | 12621347.1341 | 0 | 66249116.4148 | 109698396.0286 | 100000 | 5.4494 | 12157.212 | 20130.4822 | 247.8412 | 410.3871
1 | 7000 | 707 | 0.015 | 15 | 15 | 7 | 1.3335e-10 | 5spot_SharedNeighbor | Water | Porous | Wet | R600a | MinimizeLCOE_Brownfield | IgnoreSilica | 2019 | 105.4212 | 21.6715 | 1.462 | 4 | 11562.8072 | 18992.7668 | 235.7235 | 387.1932 | 113.9313 | 0 | 157.3877 | 3359615.925 | 226612.8094 | 4015449.3461 | 3991304.5496 | 0 | 452179.4048 | 0 | 4697613.1936 | 12222225.9168 | 8341920.3299 | 37306921.4753 | 961560.8286 | 29349065.1606 | 29349065.1606 | 1478867.319 | 12621347.1341 | 0 | 67617547.4645 | 111066827.0783 | 133352.1432 | 5.8478 | 11562.8072 | 18992.7668 | 235.7235 | 387.1932
1 | 7000 | 707 | 0.015 | 15 | 15 | 7 | 1.7783e-10 | 5spot_SharedNeighbor | Water | Porous | Wet | R600a | MinimizeLCOE_Brownfield | IgnoreSilica | 2019 | 109.4696 | 22.4899 | 1.5435 | 4 | 11123.496 | 18160.7894 | 226.7675 | 370.2323 | 113.8929 | 0 | 149.7671 | 3448171.2271 | 232464.8762 | 4136418.8634 | 4142326.9388 | 0 | 428194.7301 | 0 | 4831154.8879 | 12569674.0121 | 8579060.7943 | 38367466.3299 | 961560.8286 | 29349065.1606 | 29349065.1606 | 1478867.319 | 12621347.1341 | 0 | 68678092.3192 | 112127371.9329 | 177827.941 | 6.1741 | 11123.496 | 18160.7894 | 226.7675 | 370.2323
1 | 7000 | 707 | 0.015 | 15 | 15 | 7 | 2.3714e-10 | 5spot_SharedNeighbor | Water | Porous | Wet | R600a | MinimizeLCOE_Brownfield | IgnoreSilica | 2019 | 112.6218 | 23.1247 | 1.6088 | 4 | 10797.7826 | 17549.5164 | 220.1274 | 357.7706 | 113.8585 | 0 | 113.8249 | 3516097.2052 | 236943.345 | 4229672.1742 | 4259691.4081 | 0 | 406253.4346 | 0 | 4932976.4512 | 12834592.8333 | 8759873.3333 | 39176100.1849 | 961560.8286 | 29349065.1606 | 29349065.1606 | 1478867.319 | 12621347.1341 | 0 | 69486726.1741 | 112936005.7879 | 237137.3706 | 6.4353 | 10797.7826 | 17549.5164 | 220.1274 | 357.7706
1 | 7000 | 707 | 0.015 | 15 | 15 | 7 | 3.1623e-10 | 5spot_SharedNeighbor | Water | Porous | Wet | R600a | MinimizeLCOE_Brownfield | IgnoreSilica | 2019 | 115.0534 | 23.613 | 1.6602 | 4 | 10555.6517 | 17098.2669 | 215.1912 | 348.5713 | 113.8294 | 0 | 103.6572 | 3567891.6828 | 240351.9927 | 4301053.7823 | 4350083.2082 | 0 | 387190.5739 | 0 | 5010162.7836 | 13035415.8372 | 8896939.1599 | 39789089.0205 | 961560.8286 | 29349065.1606 | 29349065.1606 | 1478867.319 | 12621347.1341 | 0 | 70099715.0098 | 113548994.6236 | 316227.766 | 6.641 | 10555.6517 | 17098.2669 | 215.1912 | 348.5713
1 | 7000 | 707 | 0.015 | 15 | 15 | 7 | 4.217e-10 | 5spot_SharedNeighbor | Water | Porous | Wet | R600a | MinimizeLCOE_Brownfield | IgnoreSilica | 2019 | 116.9091 | 23.9847 | 1.7002 | 4 | 10375.2712 | 16764.0854 | 211.5139 | 341.7586 | 113.8057 | 0 | 107.2395 | 3607074.2632 | 242926.9491 | 4355213.8612 | 4418987.3313 | 0 | 371147.5209 | 0 | 5068186.471 | 13186381.5696 | 8999976.3743 | 40249894.3407 | 961560.8286 | 29349065.1606 | 29349065.1606 | 1478867.319 | 12621347.1341 | 0 | 70560520.3299 | 114009799.9437 | 421696.5034 | 6.8008 | 10375.2712 | 16764.0854 | 211.5139 | 341.7586
1 | 7000 | 707 | 0.015 | 15 | 15 | 7 | 5.6234e-10 | 5spot_SharedNeighbor | Water | Porous | Wet | R600a | MinimizeLCOE_Brownfield | IgnoreSilica | 2019 | 118.3272 | 24.2683 | 1.7311 | 4 | 10240.6699 | 16515.6243 | 208.7699 | 336.6933 | 113.7868 | 0 | 149.4516 | 3636814.0035 | 244879.1892 | 4396414.2774 | 4471588.6698 | 0 | 358113.9705 | 0 | 5112045.943 | 13300494.9189 | 9077861.08 | 40598212.0522 | 961560.8286 | 29349065.1606 | 29349065.1606 | 1478867.319 | 12621347.1341 | 0 | 70908838.0414 | 114358117.6552 | 562341.3252 | 6.9242 | 10240.6699 | 16515.6243 | 208.7699 | 336.6933
1 | 7000 | 707 | 0.015 | 15 | 15 | 7 | 7.4989e-10 | 5spot_SharedNeighbor | Water | Porous | Wet | R600a | MinimizeLCOE_Brownfield | IgnoreSilica | 2019 | 119.3964 | 24.4818 | 1.7546 | 4 | 10140.1025 | 16330.7541 | 206.7197 | 332.9245 | 113.772 | 0 | 175.3927 | 3659124.7797 | 246342.5144 | 4427375.824 | 4511223.0294 | 0 | 347620.0694 | 0 | 5144757.6246 | 13385604.0043 | 9135949.7796 | 40857997.6255 | 961560.8286 | 29349065.1606 | 29349065.1606 | 1478867.319 | 12621347.1341 | 0 | 71168623.6148 | 114617903.2286 | 749894.2093 | 7.0185 | 10140.1025 | 16330.7541 | 206.7197 | 332.9245
1 | 7000 | 707 | 0.015 | 15 | 15 | 7 | 1e-09 | 5spot_SharedNeighbor | Water | Porous | Wet | R600a | MinimizeLCOE_Brownfield | IgnoreSilica | 2019 | 120.1929 | 24.6407 | 1.7725 | 4 | 10064.8923 | 16193.1581 | 205.1864 | 330.1194 | 113.7608 | 0 | 171.9131 | 3675679.9163 | 247427.6356 | 4450379.6174 | 4540729.0378 | 0 | 339220.8498 | 0 | 5168840.4522 | 13448262.5817 | 9178715.5462 | 41049255.6371 | 961560.8286 | 29349065.1606 | 29349065.1606 | 1478867.319 | 12621347.1341 | 0 | 71359881.6263 | 114809161.2401 | 1000000 | 7.09 | 10064.8923 | 16193.1581 | 205.1864 | 330.1194
1 | 7000 | 707 | 0.015 | 15 | 15 | 7 | 1.3335e-09 | 5spot_SharedNeighbor | Water | Porous | Wet | R600a | MinimizeLCOE_Brownfield | IgnoreSilica | 2019 | 120.7996 | 24.7616 | 1.7861 | 4 | 10008.6061 | 16090.2223 | 204.039 | 328.0209 | 113.752 | 0 | 106.3125 | 3688256.3961 | 248251.5731 | 4467871.7823 | 4563198.8026 | 0 | 332752.2899 | 0 | 5187129.0292 | 13495845.7075 | 9211192.0073 | 41194497.5881 | 961560.8286 | 29349065.1606 | 29349065.1606 | 1478867.319 | 12621347.1341 | 0 | 71505123.5773 | 114954403.1911 | 1333521.4322 | 7.1444 | 10008.6061 | 16090.2223 | 204.039 | 328.0209
1 | 7000 | 707 | 0.015 | 15 | 15 | 7 | 1.7783e-09 | 5spot_SharedNeighbor | Water | Porous | Wet | R600a | MinimizeLCOE_Brownfield | IgnoreSilica | 2019 | 121.2601 | 24.8533 | 1.7964 | 4 | 9966.4603 | 16013.1702 | 203.1798 | 326.4501 | 113.7453 | 0 | 114.8958 | 3697779.3315 | 248875.2296 | 4481126.576 | 4580244.5572 | 0 | 327801.1457 | 0 | 5200972.4676 | 13531863.4945 | 9235774.887 | 41304437.689 | 961560.8286 | 29349065.1606 | 29349065.1606 | 1478867.319 | 12621347.1341 | 0 | 71615063.6783 | 115064343.2921 | 1778279.41 | 7.1856 | 9966.4603 | 16013.1702 | 203.1798 | 326.4501
1 | 7000 | 707 | 0.015 | 15 | 15 | 7 | 2.3714e-09 | 5spot_SharedNeighbor | Water | Porous | Wet | R600a | MinimizeLCOE_Brownfield | IgnoreSilica | 2019 | 121.589 | 24.9188 | 1.804 | 4 | 9934.8903 | 15955.9682 | 202.5362 | 325.284 | 113.7405 | 0 | 145.2932 | 3704571.2874 | 249319.9062 | 4490585.434 | 4592418.9418 | 0 | 323809.7102 | 0 | 5210675.0591 | 13557107.6472 | 9253004.54 | 41381492.5259 | 961560.8286 | 29349065.1606 | 29349065.1606 | 1478867.319 | 12621347.1341 | 0 | 71692118.5151 | 115141398.1289 | 2371373.7057 | 7.2162 | 9934.8903 | 15955.9682 | 202.5362 | 325.284
1 | 7000 | 707 | 0.015 | 15 | 15 | 7 | 3.1623e-09 | 5spot_SharedNeighbor | Water | Porous | Wet | R600a | MinimizeLCOE_Brownfield | IgnoreSilica | 2019 | 121.8519 | 24.9711 | 1.8099 | 4 | 9911.2356 | 15912.7427 | 202.0539 | 324.4028 | 113.7366 | 0 | 142.5486 | 3709992.0239 | 249674.7393 | 4498137.6005 | 4602145.1811 | 0 | 320945.4785 | 0 | 5218549.0591 | 13577594.1801 | 9266987.0196 | 41444025.282 | 961560.8286 | 29349065.1606 | 29349065.1606 | 1478867.319 | 12621347.1341 | 0 | 71754651.2713 | 115203930.8851 | 3162277.6602 | 7.2397 | 9911.2356 | 15912.7427 | 202.0539 | 324.4028
1 | 7000 | 707 | 0.015 | 15 | 15 | 7 | 4.217e-09 | 5spot_SharedNeighbor | Water | Porous | Wet | R600a | MinimizeLCOE_Brownfield | IgnoreSilica | 2019 | 122.0519 | 25.0109 | 1.8144 | 4 | 9893.508 | 15880.3032 | 201.6925 | 323.7415 | 113.7337 | 0 | 93.8357 | 3714113.7188 | 249944.4961 | 4503881.7499 | 4609546.4987 | 0 | 318800.1598 | 0 | 5224551.7831 | 13593212.0367 | 9277646.5276 | 41491696.9707 | 961560.8286 | 29349065.1606 | 29349065.1606 | 1478867.319 | 12621347.1341 | 0 | 71802322.96 | 115251602.5738 | 4216965.0343 | 7.2575 | 9893.508 | 15880.3032 | 201.6925 | 323.7415
1 | 7000 | 707 | 0.015 | 15 | 15 | 7 | 5.6234e-09 | 5spot_SharedNeighbor | Water | Porous | Wet | R600a | MinimizeLCOE_Brownfield | IgnoreSilica | 2019 | 122.1808 | 25.0365 | 1.8176 | 4 | 9880.2202 | 15856.5436 | 201.4217 | 323.2571 | 113.7317 | 0 | 112.4585 | 3716767.6702 | 250118.1652 | 4507581.3937 | 4614315.2652 | 0 | 316934.3041 | 0 | 5228229.5514 | 13602780.8354 | 9284177.4294 | 41520904.6147 | 961560.8286 | 29349065.1606 | 29349065.1606 | 1478867.319 | 12621347.1341 | 0 | 71831530.6039 | 115280810.2177 | 5623413.2519 | 7.2702 | 9880.2202 | 15856.5436 | 201.4217 | 323.2571
1 | 7000 | 707 | 0.015 | 15 | 15 | 7 | 7.4989e-09 | 5spot_SharedNeighbor | Water | Porous | Wet | R600a | MinimizeLCOE_Brownfield | IgnoreSilica | 2019 | 122.2882 | 25.0579 | 1.82 | 4 | 9870.2592 | 15838.4664 | 201.2186 | 322.8886 | 113.7301 | 0 | 118.4472 | 3718978.5529 | 250262.8327 | 4510663.8005 | 4618289.3262 | 0 | 315647.1922 | 0 | 5231398.2648 | 13611025.1777 | 9289804.3624 | 41546069.5096 | 961560.8286 | 29349065.1606 | 29349065.1606 | 1478867.319 | 12621347.1341 | 0 | 71856695.4989 | 115305975.1127 | 7498942.0933 | 7.2801 | 9870.2592 | 15838.4664 | 201.2186 | 322.8886
1 | 7000 | 707 | 0.015 | 15 | 15 | 7 | 1e-08 | 5spot_SharedNeighbor | Water | Porous | Wet | R600a | MinimizeLCOE_Brownfield | IgnoreSilica | 2019 | 122.3855 | 25.0772 | 1.822 | 4 | 9862.7913 | 15824.4949 | 201.0663 | 322.6037 | 113.7287 | 0 | 141.901 | 3720979.1886 | 250393.739 | 4513453.3412 | 4621886.4561 | 0 | 314865.9219 | 0 | 5234415.6722 | 13618875.8529 | 9295162.6095 | 41570032.7814 | 961560.8286 | 29349065.1606 | 29349065.1606 | 1478867.319 | 12621347.1341 | 0 | 71880658.7706 | 115329938.3844 | 10000000 | 7.2881 | 9862.7913 | 15824.4949 | 201.0663 | 322.6037