## CO2
Time [year] | Depth [m] | Res Length [m] | Temp Gradient [C/m] | Temp Surface Air [C] | Temp Surface Rock [C] | dT Approach [C] | Transmissivity [m^3] | Config Number [-] | Fluid | Reservoir | Cooling Wet/Dry | orcFluid | Method | Silica? | CostYear | mass flow [kg/s] | Reservoir Heat [MWth] | Electric Power I-P Pair [MWe] | N_IP_Multiplier | SpCC (Brownfield) [$/kWe] | SpCC (Greenfield) [$/kWe] | LCOE (Brownfield) [$/MWh] | LCOE (Greenfield) [$/MWh] | Temp Production [C] | dP Surface [Mpa] | SolveTime [s] | C_T_G_N | C_pump_orc_N | C_coolingTowers_N | C_heatExchanger_N | C_recuperator_N | C_pump_prod_N | C_pump_inj_N | C_plant_otherEquipment_N | C_plant_installation_N | C_plant_indirectContingency_N | C_surfacePlant_N | C_gatheringSystem_N | C_wells_production_N | C_wells_injection_N | C_wellfield_N | C_exploration_N | C_stimulation_N | CapitalCost_N (Brownfield) | CapitalCost_N (Greenfield) | Trans [mD-m] | Electric Power 5-spot [MW] | Sp CC (Brownfield) [$/kWe] | Sp CC (Greenfield) [$/kWe] | LCOE (Brownfield) [$/MWh] | LCOE (Greenfield) [$/MWh]
1 | 1000 | 707 | 0.02 | 15 | 15 | 7 | 1e-13 | 5spot_SharedNeighbor | CO2 | Porous | Wet | R600a | MinimizeLCOE_Brownfield | IgnoreSilica | 2019 | 0 | 0 | 0 | 0 |  |  |  |  | 15 |  | 8.7779 | [19 empty] | 100 | 0
1 | 1000 | 707 | 0.02 | 15 | 15 | 7 | 1.3335e-13 | 5spot_SharedNeighbor | CO2 | Porous | Wet | R600a | MinimizeLCOE_Brownfield | IgnoreSilica | 2019 | 0 | 0 | 0 | 0 |  |  |  |  | 15 |  | 9.7291 | [19 empty] | 133.3521 | 0
1 | 1000 | 707 | 0.02 | 15 | 15 | 7 | 1.7783e-13 | 5spot_SharedNeighbor | CO2 | Porous | Wet | R600a | MinimizeLCOE_Brownfield | IgnoreSilica | 2019 | 0 | 0 | 0 | 0 |  |  |  |  | 15 |  | 10.0906 | [19 empty] | 177.8279 | 0
1 | 1000 | 707 | 0.02 | 15 | 15 | 7 | 2.3714e-13 | 5spot_SharedNeighbor | CO2 | Porous | Wet | R600a | MinimizeLCOE_Brownfield | IgnoreSilica | 2019 | 0 | 0 | 0 | 0 |  |  |  |  | 15 |  | 9.8052 | [19 empty] | 237.1374 | 0
1 | 1000 | 707 | 0.02 | 15 | 15 | 7 | 3.1623e-13 | 5spot_SharedNeighbor | CO2 | Porous | Wet | R600a | MinimizeLCOE_Brownfield | IgnoreSilica | 2019 | 0 | 0 | 0 | 0 |  |  |  |  | 15 |  | 11.5111 | [19 empty] | 316.2278 | 0
1 | 1000 | 707 | 0.02 | 15 | 15 | 7 | 4.217e-13 | 5spot_SharedNeighbor | CO2 | Porous | Wet | R600a | MinimizeLCOE_Brownfield | IgnoreSilica | 2019 | 0 | 0 | 0 | 0 |  |  |  |  | 15 |  | 12.9584 | [19 empty] | 421.6965 | 0
1 | 1000 | 707 | 0.02 | 15 | 15 | 7 | 5.6234e-13 | 5spot_SharedNeighbor | CO2 | Porous | Wet | R600a | MinimizeLCOE_Brownfield | IgnoreSilica | 2019 | 0 | 0 | 0 | 0 |  |  |  |  | 15 |  | 13.6058 | [19 empty] | 562.3413 | 0
1 | 1000 | 707 | 0.02 | 15 | 15 | 7 | 7.4989e-13 | 5spot_SharedNeighbor | CO2 | Porous | Wet | R600a | MinimizeLCOE_Brownfield | IgnoreSilica | 2019 | 0 | 0 | 0 | 0 |  |  |  |  | 15 |  | 13.644 | [19 empty] | 749.8942 | 0
1 | 1000 | 707 | 0.02 | 15 | 15 | 7 | 1e-12 | 5spot_SharedNeighbor | CO2 | Porous | Wet | R600a | MinimizeLCOE_Brownfield | IgnoreSilica | 2019 | 0 | 0 | 0 | 0 |  |  |  |  | 15 |  | 13.584 | [19 empty] | 1000 | 0
1 | 1000 | 707 | 0.02 | 15 | 15 | 7 | 1.3335e-12 | 5spot_SharedNeighbor | CO2 | Porous | Wet | R600a | MinimizeLCOE_Brownfield | IgnoreSilica | 2019 | 0 | 0 | 0 | 0 |  |  |  |  | 15 |  | 12.3173 | [19 empty] | 1333.5214 | 0
1 | 1000 | 707 | 0.02 | 15 | 15 | 7 | 1.7783e-12 | 5spot_SharedNeighbor | CO2 | Porous | Wet | R600a | MinimizeLCOE_Brownfield | IgnoreSilica | 2019 | 0 | 0 | 0 | 0 |  |  |  |  | 15 |  | 12.7419 | [19 empty] | 1778.2794 | 0
1 | 1000 | 707 | 0.02 | 15 | 15 | 7 | 2.3714e-12 | 5spot_SharedNeighbor | CO2 | Porous | Wet | R600a | MinimizeLCOE_Brownfield | IgnoreSilica | 2019 | 0 | 0 | 0 | 0 |  |  |  |  | 15 |  | 12.6709 | [19 empty] | 2371.3737 | 0
1 | 1000 | 707 | 0.02 | 15 | 15 | 7 | 3.1623e-12 | 5spot_SharedNeighbor | CO2 | Porous | Wet | R600a | MinimizeLCOE_Brownfield | IgnoreSilica | 2019 | 0 | 0 | 0 | 0 |  |  |  |  | 15 |  | 10.9026 | [19 empty] | 3162.2777 | 0
1 | 1000 | 707 | 0.02 | 15 | 15 | 7 | 4.217e-12 | 5spot_SharedNeighbor | CO2 | Porous | Wet | R600a | MinimizeLCOE_Brownfield | IgnoreSilica | 2019 | 0 | 0 | 0 | 0 |  |  |  |  | 15 |  | 12.4763 | [19 empty] | 4216.965 | 0
1 | 1000 | 707 | 0.02 | 15 | 15 | 7 | 5.6234e-12 | 5spot_SharedNeighbor | CO2 | Porous | Wet | R600a | MinimizeLCOE_Brownfield | IgnoreSilica | 2019 | 0 | 0 | 0 | 0 |  |  |  |  | 15 |  | 13.0563 | [19 empty] | 5623.4133 | 0
1 | 1000 | 707 | 0.02 | 15 | 15 | 7 | 7.4989e-12 | 5spot_SharedNeighbor | CO2 | Porous | Wet | R600a | MinimizeLCOE_Brownfield | IgnoreSilica | 2019 | 0 | 0 | 0 | 0 |  |  |  |  | 15 |  | 11.96 | [19 empty] | 7498.9421 | 0
1 | 1000 | 707 | 0.02 | 15 | 15 | 7 | 1e-11 | 5spot_SharedNeighbor | CO2 | Porous | Wet | R600a | MinimizeLCOE_Brownfield | IgnoreSilica | 2019 | 0 | 0 | 0 | 0 |  |  |  |  | 15 |  | 12.122 | [19 empty] | 10000 | 0
1 | 1000 | 707 | 0.02 | 15 | 15 | 7 | 1.3335e-11 | 5spot_SharedNeighbor | CO2 | Porous | Wet | R600a | MinimizeLCOE_Brownfield | IgnoreSilica | 2019 | 0 | 0 | 0 | 0 |  |  |  |  | 15 |  | 12.4453 | [19 empty] | 13335.2143 | 0
1 | 1000 | 707 | 0.02 | 15 | 15 | 7 | 1.7783e-11 | 5spot_SharedNeighbor | CO2 | Porous | Wet | R600a | MinimizeLCOE_Brownfield | IgnoreSilica | 2019 | 0 | 0 | 0 | 0 |  |  |  |  | 15 |  | 11.8081 | [19 empty] | 17782.7941 | 0
1 | 1000 | 707 | 0.02 | 15 | 15 | 7 | 2.3714e-11 | 5spot_SharedNeighbor | CO2 | Porous | Wet | R600a | MinimizeLCOE_Brownfield | IgnoreSilica | 2019 | 0 | 0 | 0 | 0 |  |  |  |  | 15 |  | 11.864 | [19 empty] | 23713.7371 | 0
1 | 1000 | 707 | 0.02 | 15 | 15 | 7 | 3.1623e-11 | 5spot_SharedNeighbor | CO2 | Porous | Wet | R600a | MinimizeLCOE_Brownfield | IgnoreSilica | 2019 | 0 | 0 | 0 | 0 |  |  |  |  | 15 |  | 11.3581 | [19 empty] | 31622.7766 | 0
1 | 1000 | 707 | 0.02 | 15 | 15 | 7 | 4.217e-11 | 5spot_SharedNeighbor | CO2 | Porous | Wet | R600a | MinimizeLCOE_Brownfield | IgnoreSilica | 2019 | 0 | 0 | 0 | 0 |  |  |  |  | 15 |  | 13.5159 | [19 empty] | 42169.6503 | 0
1 | 1000 | 707 | 0.02 | 15 | 15 | 7 | 5.6234e-11 | 5spot_SharedNeighbor | CO2 | Porous | Wet | R600a | MinimizeLCOE_Brownfield | IgnoreSilica | 2019 | 0 | 0 | 0 | 0 |  |  |  |  | 15 |  | 11.7522 | [19 empty] | 56234.1325 | 0
1 | 1000 | 707 | 0.02 | 15 | 15 | 7 | 7.4989e-11 | 5spot_SharedNeighbor | CO2 | Porous | Wet | R600a | MinimizeLCOE_Brownfield | IgnoreSilica | 2019 | 0 | 0 | 0 | 0 |  |  |  |  | 15 |  | 12.485 | [19 empty] | 74989.4209 | 0
1 | 1000 | 707 | 0.02 | 15 | 15 | 7 | 1e-10 | 5spot_SharedNeighbor | CO2 | Porous | Wet | R600a | MinimizeLCOE_Brownfield | IgnoreSilica | 2019 | 0 | 0 | 0 | 0 |  |  |  |  | 15 |  | 11.6553 | [19 empty] | 100000 | 0
1 | 1000 | 707 | 0.02 | 15 | 15 | 7 | 1.3335e-10 | 5spot_SharedNeighbor | CO2 | Porous | Wet | R600a | MinimizeLCOE_Brownfield | IgnoreSilica | 2019 | 0 | 0 | 0 | 0 |  |  |  |  | 15 |  | 12.625 | [19 empty] | 133352.1432 | 0
1 | 1000 | 707 | 0.02 | 15 | 15 | 7 | 1.7783e-10 | 5spot_SharedNeighbor | CO2 | Porous | Wet | R600a | MinimizeLCOE_Brownfield | IgnoreSilica | 2019 | 0 | 0 | 0 | 0 |  |  |  |  | 15 |  | 11.9318 | [19 empty] | 177827.941 | 0
1 | 1000 | 707 | 0.02 | 15 | 15 | 7 | 2.3714e-10 | 5spot_SharedNeighbor | CO2 | Porous | Wet | R600a | MinimizeLCOE_Brownfield | IgnoreSilica | 2019 | 0 | 0 | 0 | 0 |  |  |  |  | 15 |  | 11.7522 | [19 empty] | 237137.3706 | 0
1 | 1000 | 707 | 0.02 | 15 | 15 | 7 | 3.1623e-10 | 5spot_SharedNeighbor | CO2 | Porous | Wet | R600a | MinimizeLCOE_Brownfield | IgnoreSilica | 2019 | 0 | 0 | 0 | 0 |  |  |  |  | 15 |  | 11.7516 | [19 empty] | 316227.766 | 0
1 | 1000 | 707 | 0.02 | 15 | 15 | 7 | 4.217e-10 | 5spot_SharedNeighbor | CO2 | Porous | Wet | R600a | MinimizeLCOE_Brownfield | IgnoreSilica | 2019 | 0 | 0 | 0 | 0 |  |  |  |  | 15 |  | 12.4331 | [19 empty] | 421696.5034 | 0
1 | 1000 | 707 | 0.02 | 15 | 15 | 7 | 5.6234e-10 | 5spot_SharedNeighbor | CO2 | Porous | Wet | R600a | MinimizeLCOE_Brownfield | IgnoreSilica | 2019 | 0 | 0 | 0 | 0 |  |  |  |  | 15 |  | 11.5073 | [19 empty] | 562341.3252 | 0
1 | 1000 | 707 | 0.02 | 15 | 15 | 7 | 7.4989e-10 | 5spot_SharedNeighbor | CO2 | Porous | Wet | R600a | MinimizeLCOE_Brownfield | IgnoreSilica | 2019 | 0 | 0 | 0 | 0 |  |  |  |  | 15 |  | 12.6331 | [19 empty] | 749894.2093 | 0
1 | 1000 | 707 | 0.02 | 15 | 15 | 7 | 1e-09 | 5spot_SharedNeighbor | CO2 | Porous | Wet | R600a | MinimizeLCOE_Brownfield | IgnoreSilica | 2019 | 0 | 0 | 0 | 0 |  |  |  |  | 15 |  | 12.927 | [19 empty] | 1000000 | 0
1 | 1000 | 707 | 0.02 | 15 | 15 | 7 | 1.3335e-09 | 5spot_SharedNeighbor | CO2 | Porous | Wet | R600a | MinimizeLCOE_Brownfield | IgnoreSilica | 2019 | 0 | 0 | 0 | 0 |  |  |  |  | 15 |  | 12.5065 | [19 empty] | 1333521.4322 | 0
1 | 1000 | 707 | 0.02 | 15 | 15 | 7 | 1.7783e-09 | 5spot_SharedNeighbor | CO2 | Porous | Wet | R600a | MinimizeLCOE_Brownfield | IgnoreSilica | 2019 | 0 | 0 | 0 | 0 |  |  |  |  | 15 |  | 11.4439 | [19 empty] | 1778279.41 | 0
1 | 1000 | 707 | 0.02 | 15 | 15 | 7 | 2.3714e-09 | 5spot_SharedNeighbor | CO2 | Porous | Wet | R600a | MinimizeLCOE_Brownfield | IgnoreSilica | 2019 | 0 | 0 | 0 | 0 |  |  |  |  | 15 |  | 11.5558 | [19 empty] | 2371373.7057 | 0
1 | 1000 | 707 | 0.02 | 15 | 15 | 7 | 3.1623e-09 | 5spot_SharedNeighbor | CO2 | Porous | Wet | R600a | MinimizeLCOE_Brownfield | IgnoreSilica | 2019 | 0 | 0 | 0 | 0 |  |  |  |  | 15 |  | 12.4219 | [19 empty] | 3162277.6602 | 0
1 | 1000 | 707 | 0.02 | 15 | 15 | 7 | 4.217e-09 | 5spot_SharedNeighbor | CO2 | Porous | Wet | R600a | MinimizeLCOE_Brownfield | IgnoreSilica | 2019 | 0 | 0 | 0 | 0 |  |  |  |  | 15 |  | 12.2942 | [19 empty] | 4216965.0343 | 0
1 | 1000 | 707 | 0.02 | 15 | 15 | 7 | 5.6234e-09 | 5spot_SharedNeighbor | CO2 | Porous | Wet | R600a | MinimizeLCOE_Brownfield | IgnoreSilica | 2019 | 0 | 0 | 0 | 0 |  |  |  |  | 15 |  | 12.4516 | [19 empty] | 5623413.2519 | 0
1 | 1000 | 707 | 0.02 | 15 | 15 | 7 | 7.4989e-09 | 5spot_SharedNeighbor | CO2 | Porous | Wet | R600a | MinimizeLCOE_Brownfield | IgnoreSilica | 2019 | 0 | 0 | 0 | 0 |  |  |  |  | 15 |  | 12.4455 | [19 empty] | 7498942.0933 | 0
1 | 1000 | 707 | 0.02 | 15 | 15 | 7 | 1e-08 | 5spot_SharedNeighbor | CO2 | Porous | Wet | R600a | MinimizeLCOE_Brownfield | IgnoreSilica | 2019 | 0 | 0 | 0 | 0 |  |  |  |  | 15 |  | 11.7459 | [19 empty] | 10000000 | 0
1 | 1100 | 707 | 0.02 | 15 | 15 | 7 | 1e-13 | 5spot_SharedNeighbor | CO2 | Porous | Wet | R600a | MinimizeLCOE_Brownfield | IgnoreSilica | 2019 | 0 | 0 | 0 | 0 |  |  |  |  | 15 |  | 10.5231 | [19 empty] | 100 | 0
1 | 1100 | 707 | 0.02 | 15 | 15 | 7 | 1.3335e-13 | 5spot_SharedNeighbor | CO2 | Porous | Wet | R600a | MinimizeLCOE_Brownfield | IgnoreSilica | 2019 | 0 | 0 | 0 | 0 |  |  |  |  | 15 |  | 10.7965 | [19 empty] | 133.3521 | 0
1 | 1100 | 707 | 0.02 | 15 | 15 | 7 | 1.7783e-13 | 5spot_SharedNeighbor | CO2 | Porous | Wet | R600a | MinimizeLCOE_Brownfield | IgnoreSilica | 2019 | 0 | 0 | 0 | 0 |  |  |  |  | 15 |  | 12.3925 | [19 empty] | 177.8279 | 0
1 | 1100 | 707 | 0.02 | 15 | 15 | 7 | 2.3714e-13 | 5spot_SharedNeighbor | CO2 | Porous | Wet | R600a | MinimizeLCOE_Brownfield | IgnoreSilica | 2019 | 0 | 0 | 0 | 0 |  |  |  |  | 15 |  | 10.9758 | [19 empty] | 237.1374 | 0
1 | 1100 | 707 | 0.02 | 15 | 15 | 7 | 3.1623e-13 | 5spot_SharedNeighbor | CO2 | Porous | Wet | R600a | MinimizeLCOE_Brownfield | IgnoreSilica | 2019 | 0 | 0 | 0 | 0 |  |  |  |  | 15 |  | 11.7372 | [19 empty] | 316.2278 | 0
1 | 1100 | 707 | 0.02 | 15 | 15 | 7 | 4.217e-13 | 5spot_SharedNeighbor | CO2 | Porous | Wet | R600a | MinimizeLCOE_Brownfield | IgnoreSilica | 2019 | 0 | 0 | 0 | 0 |  |  |  |  | 15 |  | 13.6021 | [19 empty] | 421.6965 | 0
1 | 1100 | 707 | 0.02 | 15 | 15 | 7 | 5.6234e-13 | 5spot_SharedNeighbor | CO2 | Porous | Wet | R600a | MinimizeLCOE_Brownfield | IgnoreSilica | 2019 | 0 | 0 | 0 | 0 |  |  |  |  | 15 |  | 14.6837 | [19 empty] | 562.3413 | 0
1 | 1100 | 707 | 0.02 | 15 | 15 | 7 | 7.4989e-13 | 5spot_SharedNeighbor | CO2 | Porous | Wet | R600a | MinimizeLCOE_Brownfield | IgnoreSilica | 2019 | 0 | 0 | 0 | 0 |  |  |  |  | 15 |  | 13.3886 | [19 empty] | 749.8942 | 0
1 | 1100 | 707 | 0.02 | 15 | 15 | 7 | 1e-12 | 5spot_SharedNeighbor | CO2 | Porous | Wet | R600a | MinimizeLCOE_Brownfield | IgnoreSilica | 2019 | 0 | 0 | 0 | 0 |  |  |  |  | 15 |  | 13.7926 | [19 empty] | 1000 | 0
1 | 1100 | 707 | 0.02 | 15 | 15 | 7 | 1.3335e-12 | 5spot_SharedNeighbor | CO2 | Porous | Wet | R600a | MinimizeLCOE_Brownfield | IgnoreSilica | 2019 | 0 | 0 | 0 | 0 |  |  |  |  | 15 |  | 14.2526 | [19 empty] | 1333.5214 | 0
1 | 1100 | 707 | 0.02 | 15 | 15 | 7 | 1.7783e-12 | 5spot_SharedNeighbor | CO2 | Porous | Wet | R600a | MinimizeLCOE_Brownfield | IgnoreSilica | 2019 | 0 | 0 | 0 | 0 |  |  |  |  | 15 |  | 12.7614 | [19 empty] | 1778.2794 | 0
1 | 1100 | 707 | 0.02 | 15 | 15 | 7 | 2.3714e-12 | 5spot_SharedNeighbor | CO2 | Porous | Wet | R600a | MinimizeLCOE_Brownfield | IgnoreSilica | 2019 | 0 | 0 | 0 | 0 |  |  |  |  | 15 |  | 13.303 | [19 empty] | 2371.3737 | 0
1 | 1100 | 707 | 0.02 | 15 | 15 | 7 | 3.1623e-12 | 5spot_SharedNeighbor | CO2 | Porous | Wet | R600a | MinimizeLCOE_Brownfield | IgnoreSilica | 2019 | 0 | 0 | 0 | 0 |  |  |  |  | 15 |  | 12.6065 | [19 empty] | 3162.2777 | 0
1 | 1100 | 707 | 0.02 | 15 | 15 | 7 | 4.217e-12 | 5spot_SharedNeighbor | CO2 | Porous | Wet | R600a | MinimizeLCOE_Brownfield | IgnoreSilica | 2019 | 0 | 0 | 0 | 0 |  |  |  |  | 15 |  | 13.8552 | [19 empty] | 4216.965 | 0
1 | 1100 | 707 | 0.02 | 15 | 15 | 7 | 5.6234e-12 | 5spot_SharedNeighbor | CO2 | Porous | Wet | R600a | MinimizeLCOE_Brownfield | IgnoreSilica | 2019 | 0 | 0 | 0 | 0 |  |  |  |  | 15 |  | 13.5325 | [19 empty] | 5623.4133 | 0
1 | 1100 | 707 | 0.02 | 15 | 15 | 7 | 7.4989e-12 | 5spot_SharedNeighbor | CO2 | Porous | Wet | R600a | MinimizeLCOE_Brownfield | IgnoreSilica | 2019 | 0 | 0 | 0 | 0 |  |  |  |  | 15 |  | 14.3483 | [19 empty] | 7498.9421 | 0
1 | 1100 | 707 | 0.02 | 15 | 15 | 7 | 1e-11 | 5spot_SharedNeighbor | CO2 | Porous | Wet | R600a | MinimizeLCOE_Brownfield | IgnoreSilica | 2019 | 0 | 0 | 0 | 0 |  |  |  |  | 15 |  | 12.6604 | [19 empty] | 10000 | 0
1 | 1100 | 707 | 0.02 | 15 | 15 | 7 | 1.3335e-11 | 5spot_SharedNeighbor | CO2 | Porous | Wet | R600a | MinimizeLCOE_Brownfield | IgnoreSilica | 2019 | 0 | 0 | 0 | 0 |  |  |  |  | 15 |  | 13.3209 | [19 empty] | 13335.2143 | 0
1 | 1100 | 707 | 0.02 | 15 | 15 | 7 | 1.7783e-11 | 5spot_SharedNeighbor | CO2 | Porous | Wet | R600a | MinimizeLCOE_Brownfield | IgnoreSilica | 2019 | 0 | 0 | 0 | 0 |  |  |  |  | 15 |  | 13.4336 | [19 empty] | 17782.7941 | 0
1 | 1100 | 707 | 0.02 | 15 | 15 | 7 | 2.3714e-11 | 5spot_SharedNeighbor | CO2 | Porous | Wet | R600a | MinimizeLCOE_Brownfield | IgnoreSilica | 2019 | 0 | 0 | 0 | 0 |  |  |  |  | 15 |  | 13.2315 | [19 empty] | 23713.7371 | 0
1 | 1100 | 707 | 0.02 | 15 | 15 | 7 | 3.1623e-11 | 5spot_SharedNeighbor | CO2 | Porous | Wet | R600a | MinimizeLCOE_Brownfield | IgnoreSilica | 2019 | 0 | 0 | 0 | 0 |  |  |  |  | 15 |  | 13.2219 | [19 empty] | 31622.7766 | 0
1 | 1100 | 707 | 0.02 | 15 | 15 | 7 | 4.217e-11 | 5spot_SharedNeighbor | CO2 | Porous | Wet | R600a | MinimizeLCOE_Brownfield | IgnoreSilica | 2019 | 0 | 0 | 0 | 0 |  |  |  |  | 15 |  | 12.6417 | [19 empty] | 42169.6503 | 0
1 | 1100 | 707 | 0.02 | 15 | 15 | 7 | 5.6234e-11 | 5spot_SharedNeighbor | CO2 | Porous | Wet | R600a | MinimizeLCOE_Brownfield | IgnoreSilica | 2019 | 0 | 0 | 0 | 0 |  |  |  |  | 15 |  | 13.1564 | [19 empty] | 56234.1325 | 0
1 | 1100 | 707 | 0.02 | 15 | 15 | 7 | 7.4989e-11 | 5spot_SharedNeighbor | CO2 | Porous | Wet | R600a | MinimizeLCOE_Brownfield | IgnoreSilica | 2019 | 0 | 0 | 0 | 0 |  |  |  |  | 15 |  | 13.5666 | [19 empty] | 74989.4209 | 0
1 | 1100 | 707 | 0.02 | 15 | 15 | 7 | 1e-10 | 5spot_SharedNeighbor | CO2 | Porous | Wet | R600a | MinimizeLCOE_Brownfield | IgnoreSilica | 2019 | 0 | 0 | 0 | 0 |  |  |  |  | 15 |  | 13.7589 | [19 empty] | 100000 | 0
1 | 1100 | 707 | 0.02 | 15 | 15 | 7 | 1.3335e-10 | 5spot_SharedNeighbor | CO2 | Porous | Wet | R600a | MinimizeLCOE_Brownfield | IgnoreSilica | 2019 | 0 | 0 | 0 | 0 |  |  |  |  | 15 |  | 13.2808 | [19 empty] | 133352.1432 | 0
1 | 1100 | 707 | 0.02 | 15 | 15 | 7 | 1.7783e-10 | 5spot_SharedNeighbor | CO2 | Porous | Wet | R600a | MinimizeLCOE_Brownfield | IgnoreSilica | 2019 | 0 | 0 | 0 | 0 |  |  |  |  | 15 |  | 12.2304 | [19 empty] | 177827.941 | 0
1 | 1100 | 707 | 0.02 | 15 | 15 | 7 | 2.3714e-10 | 5spot_SharedNeighbor | CO2 | Porous | Wet | R600a | MinimizeLCOE_Brownfield | IgnoreSilica | 2019 | 0 | 0 | 0 | 0 |  |  |  |  | 15 |  | 12.8932 | [19 empty] | 237137.3706 | 0
1 | 1100 | 707 | 0.02 | 15 | 15 | 7 | 3.1623e-10 | 5spot_SharedNeighbor | CO2 | Porous | Wet | R600a | MinimizeLCOE_Brownfield | IgnoreSilica | 2019 | 0 | 0 | 0 | 0 |  |  |  |  | 15 |  | 12.5681 | [19 empty] | 316227.766 | 0
1 | 1100 | 707 | 0.02 | 15 | 15 | 7 | 4.217e-10 | 5spot_SharedNeighbor | CO2 | Porous | Wet | R600a | MinimizeLCOE_Brownfield | IgnoreSilica | 2019 | 0 | 0 | 0 | 0 |  |  |  |  | 15 |  | 12.7878 | [19 empty] | 421696.5034 | 0
1 | 1100 | 707 | 0.02 | 15 | 15 | 7 | 5.6234e-10 | 5spot_SharedNeighbor | CO2 | Porous | Wet | R600a | MinimizeLCOE_Brownfield | IgnoreSilica | 2019 | 0 | 0 | 0 | 0 |  |  |  |  | 15 |  | 13.2477 | [19 empty] | 562341.3252 | 0
1 | 1100 | 707 | 0.02 | 15 | 15 | 7 | 7.4989e-10 | 5spot_SharedNeighbor | CO2 | Porous | Wet | R600a | MinimizeLCOE_Brownfield | IgnoreSilica | 2019 | 0 | 0 | 0 | 0 |  |  |  |  | 15 |  | 13.7613 | [19 empty] | 749894.2093 | 0
1 | 1100 | 707 | 0.02 | 15 | 15 | 7 | 1e-09 | 5spot_SharedNeighbor | CO2 | Porous | Wet | R600a | MinimizeLCOE_Brownfield | IgnoreSilica | 2019 | 0 | 0 | 0 | 0 |  |  |  |  | 15 |  | 12.8219 | [19 empty] | 1000000 | 0
1 | 1100 | 707 | 0.02 | 15 | 15 | 7 | 1.3335e-09 | 5spot_SharedNeighbor | CO2 | Porous | Wet | R600a | MinimizeLCOE_Brownfield | IgnoreSilica | 2019 | 0 | 0 | 0 | 0 |  |  |  |  | 15 |  | 12.6685 | [19 empty] | 1333521.4322 | 0
1 | 1100 | 707 | 0.02 | 15 | 15 | 7 | 1.7783e-09 | 5spot_SharedNeighbor | CO2 | Porous | Wet | R600a | MinimizeLCOE_Brownfield | IgnoreSilica | 2019 | 0 | 0 | 0 | 0 |  |  |  |  | 15 |  | 13.4442 | [19 empty] | 1778279.41 | 0
1 | 1100 | 707 | 0.02 | 15 | 15 | 7 | 2.3714e-09 | 5spot_SharedNeighbor | CO2 | Porous | Wet | R600a | MinimizeLCOE_Brownfield | IgnoreSilica | 2019 | 0 | 0 | 0 | 0 |  |  |  |  | 15 |  | 14.6095 | [19 empty] | 2371373.7057 | 0
1 | 1100 | 707 | 0.02 | 15 | 15 | 7 | 3.1623e-09 | 5spot_SharedNeighbor | CO2 | Porous | Wet | R600a | MinimizeLCOE_Brownfield | IgnoreSilica | 2019 | 0 | 0 | 0 | 0 |  |  |  |  | 15 |  | 12.6055 | [19 empty] | 3162277.6602 | 0
1 | 1100 | 707 | 0.02 | 15 | 15 | 7 | 4.217e-09 | 5spot_SharedNeighbor | CO2 | Porous | Wet | R600a | MinimizeLCOE_Brownfield | IgnoreSilica | 2019 | 0 | 0 | 0 | 0 |  |  |  |  | 15 |  | 13.8886 | [19 empty] | 4216965.0343 | 0
1 | 1100 | 707 | 0.02 | 15 | 15 | 7 | 5.6234e-09 | 5spot_SharedNeighbor | CO2 | Porous | Wet | R600a | MinimizeLCOE_Brownfield | IgnoreSilica | 2019 | 0 | 0 | 0 | 0 |  |  |  |  | 15 |  | 12.5996 | [19 empty] | 5623413.2519 | 0
1 | 1100 | 707 | 0.02 | 15 | 15 | 7 | 7.4989e-09 | 5spot_SharedNeighbor | CO2 | Porous | Wet | R600a | MinimizeLCOE_Brownfield | IgnoreSilica | 2019 | 0 | 0 | 0 | 0 |  |  |  |  | 15 |  | 13.1114 | [19 empty] | 7498942.0933 | 0
1 | 1100 | 707 | 0.02 | 15 | 15 | 7 | 1e-08 | 5spot_SharedNeighbor | CO2 | Porous | Wet | R600a | MinimizeLCOE_Brownfield | IgnoreSilica | 2019 | 0 | 0 | 0 | 0 |  |  |  |  | 15 |  | 12.6201 | [19 empty] | 10000000 | 0
1 | 1200 | 707 | 0.02 | 15 | 15 | 7 | 1e-13 | 5spot_SharedNeighbor | CO2 | Porous | Wet | R600a | MinimizeLCOE_Brownfield | IgnoreSilica | 2019 | 0 | 0 | 0 | 0 |  |  |  |  | 15 |  | 11.198 | [19 empty] | 100 | 0
1 | 1200 | 707 | 0.02 | 15 | 15 | 7 | 1.3335e-13 | 5spot_SharedNeighbor | CO2 | Porous | Wet | R600a | MinimizeLCOE_Brownfield | IgnoreSilica | 2019 | 0 | 0 | 0 | 0 |  |  |  |  | 15 |  | 9.6217 | [19 empty] | 133.3521 | 0
1 | 1200 | 707 | 0.02 | 15 | 15 | 7 | 1.7783e-13 | 5spot_SharedNeighbor | CO2 | Porous | Wet | R600a | MinimizeLCOE_Brownfield | IgnoreSilica | 2019 | 0 | 0 | 0 | 0 |  |  |  |  | 15 |  | 12.0214 | [19 empty] | 177.8279 | 0
1 | 1200 | 707 | 0.02 | 15 | 15 | 7 | 2.3714e-13 | 5spot_SharedNeighbor | CO2 | Porous | Wet | R600a | MinimizeLCOE_Brownfield | IgnoreSilica | 2019 | 0 | 0 | 0 | 0 |  |  |  |  | 15 |  | 12.0395 | [19 empty] | 237.1374 | 0
1 | 1200 | 707 | 0.02 | 15 | 15 | 7 | 3.1623e-13 | 5spot_SharedNeighbor | CO2 | Porous | Wet | R600a | MinimizeLCOE_Brownfield | IgnoreSilica | 2019 | 0 | 0 | 0 | 0 |  |  |  |  | 15 |  | 12.2771 | [19 empty] | 316.2278 | 0
1 | 1200 | 707 | 0.02 | 15 | 15 | 7 | 4.217e-13 | 5spot_SharedNeighbor | CO2 | Porous | Wet | R600a | MinimizeLCOE_Brownfield | IgnoreSilica | 2019 | 0 | 0 | 0 | 0 |  |  |  |  | 15 |  | 15.0686 | [19 empty] | 421.6965 | 0
1 | 1200 | 707 | 0.02 | 15 | 15 | 7 | 5.6234e-13 | 5spot_SharedNeighbor | CO2 | Porous | Wet | R600a | MinimizeLCOE_Brownfield | IgnoreSilica | 2019 | 0 | 0 | 0 | 0 |  |  |  |  | 15 |  | 15.0543 | [19 empty] | 562.3413 | 0
1 | 1200 | 707 | 0.02 | 15 | 15 | 7 | 7.4989e-13 | 5spot_SharedNeighbor | CO2 | Porous | Wet | R600a | MinimizeLCOE_Brownfield | IgnoreSilica | 2019 | 0 | 0 | 0 | 0 |  |  |  |  | 15 |  | 15.0726 | [19 empty] | 749.8942 | 0
1 | 1200 | 707 | 0.02 | 15 | 15 | 7 | 1e-12 | 5spot_SharedNeighbor | CO2 | Porous | Wet | R600a | MinimizeLCOE_Brownfield | IgnoreSilica | 2019 | 0 | 0 | 0 | 0 |  |  |  |  | 15 |  | 14.9366 | [19 empty] | 1000 | 0
1 | 1200 | 707 | 0.02 | 15 | 15 | 7 | 1.3335e-12 | 5spot_SharedNeighbor | CO2 | Porous | Wet | R600a | MinimizeLCOE_Brownfield | IgnoreSilica | 2019 | 0 | 0 | 0 | 0 |  |  |  |  | 15 |  | 14.3593 | [19 empty] | 1333.5214 | 0
1 | 1200 | 707 | 0.02 | 15 | 15 | 7 | 1.7783e-12 | 5spot_SharedNeighbor | CO2 | Porous | Wet | R600a | MinimizeLCOE_Brownfield | IgnoreSilica | 2019 | 0 | 0 | 0 | 0 |  |  |  |  | 15 |  | 12.7907 | [19 empty] | 1778.2794 | 0
1 | 1200 | 707 | 0.02 | 15 | 15 | 7 | 2.3714e-12 | 5spot_SharedNeighbor | CO2 | Porous | Wet | R600a | MinimizeLCOE_Brownfield | IgnoreSilica | 2019 | 0 | 0 | 0 | 0 |  |  |  |  | 15 |  | 13.6896 | [19 empty] | 2371.3737 | 0
1 | 1200 | 707 | 0.02 | 15 | 15 | 7 | 3.1623e-12 | 5spot_SharedNeighbor | CO2 | Porous | Wet | R600a | MinimizeLCOE_Brownfield | IgnoreSilica | 2019 | 0 | 0 | 0 | 0 |  |  |  |  | 15 |  | 12.5669 | [19 empty] | 3162.2777 | 0
1 | 1200 | 707 | 0.02 | 15 | 15 | 7 | 4.217e-12 | 5spot_SharedNeighbor | CO2 | Porous | Wet | R600a | MinimizeLCOE_Brownfield | IgnoreSilica | 2019 | 0 | 0 | 0 | 0 |  |  |  |  | 15 |  | 13.9445 | [19 empty] | 4216.965 | 0
1 | 1200 | 707 | 0.02 | 15 | 15 | 7 | 5.6234e-12 | 5spot_SharedNeighbor | CO2 | Porous | Wet | R600a | MinimizeLCOE_Brownfield | IgnoreSilica | 2019 | 0 | 0 | 0 | 0 |  |  |  |  | 15 |  | 13.2328 | [19 empty] | 5623.4133 | 0
1 | 1200 | 707 | 0.02 | 15 | 15 | 7 | 7.4989e-12 | 5spot_SharedNeighbor | CO2 | Porous | Wet | R600a | MinimizeLCOE_Brownfield | IgnoreSilica | 2019 | 0 | 0 | 0 | 0 |  |  |  |  | 15 |  | 13.8846 | [19 empty] | 7498.9421 | 0
1 | 1200 | 707 | 0.02 | 15 | 15 | 7 | 1e-11 | 5spot_SharedNeighbor | CO2 | Porous | Wet | R600a | MinimizeLCOE_Brownfield | IgnoreSilica | 2019 | 0 | 0 | 0 | 0 |  |  |  |  | 15 |  | 15.4573 | [19 empty] | 10000 | 0
1 | 1200 | 707 | 0.02 | 15 | 15 | 7 | 1.3335e-11 | 5spot_SharedNeighbor | CO2 | Porous | Wet | R600a | MinimizeLCOE_Brownfield | IgnoreSilica | 2019 | 0 | 0 | 0 | 0 |  |  |  |  | 15 |  | 13.9349 | [19 empty] | 13335.2143 | 0
1 | 1200 | 707 | 0.02 | 15 | 15 | 7 | 1.7783e-11 | 5spot_SharedNeighbor | CO2 | Porous | Wet | R600a | MinimizeLCOE_Brownfield | IgnoreSilica | 2019 | 0 | 0 | 0 | 0 |  |  |  |  | 15 |  | 12.8087 | [19 empty] | 17782.7941 | 0
1 | 1200 | 707 | 0.02 | 15 | 15 | 7 | 2.3714e-11 | 5spot_SharedNeighbor | CO2 | Porous | Wet | R600a | MinimizeLCOE_Brownfield | IgnoreSilica | 2019 | 0 | 0 | 0 | 0 |  |  |  |  | 15 |  | 13.9803 | [19 empty] | 23713.7371 | 0
1 | 1200 | 707 | 0.02 | 15 | 15 | 7 | 3.1623e-11 | 5spot_SharedNeighbor | CO2 | Porous | Wet | R600a | MinimizeLCOE_Brownfield | IgnoreSilica | 2019 | 0 | 0 | 0 | 0 |  |  |  |  | 15 |  | 13.2085 | [19 empty] | 31622.7766 | 0
1 | 1200 | 707 | 0.02 | 15 | 15 | 7 | 4.217e-11 | 5spot_SharedNeighbor | CO2 | Porous | Wet | R600a | MinimizeLCOE_Brownfield | IgnoreSilica | 2019 | 0 | 0 | 0 | 0 |  |  |  |  | 15 |  | 12.9356 | [19 empty] | 42169.6503 | 0
1 | 1200 | 707 | 0.02 | 15 | 15 | 7 | 5.6234e-11 | 5spot_SharedNeighbor | CO2 | Porous | Wet | R600a | MinimizeLCOE_Brownfield | IgnoreSilica | 2019 | 0 | 0 | 0 | 0 |  |  |  |  | 15 |  | 13.7602 | [19 empty] | 56234.1325 | 0
1 | 1200 | 707 | 0.02 | 15 | 15 | 7 | 7.4989e-11 | 5spot_SharedNeighbor | CO2 | Porous | Wet | R600a | MinimizeLCOE_Brownfield | IgnoreSilica | 2019 | 0 | 0 | 0 | 0 |  |  |  |  | 15 |  | 12.8523 | [19 empty] | 74989.4209 | 0
1 | 1200 | 707 | 0.02 | 15 | 15 | 7 | 1e-10 | 5spot_SharedNeighbor | CO2 | Porous | Wet | R600a | MinimizeLCOE_Brownfield | IgnoreSilica | 2019 | 0 | 0 | 0 | 0 |  |  |  |  | 15 |  | 13.9265 | [19 empty] | 100000 | 0
1 | 1200 | 707 | 0.02 | 15 | 15 | 7 | 1.3335e-10 | 5spot_SharedNeighbor | CO2 | Porous | Wet | R600a | MinimizeLCOE_Brownfield | IgnoreSilica | 2019 | 0 | 0 | 0 | 0 |  |  |  |  | 15 |  | 13.2869 | [19 empty] | 133352.1432 | 0
1 | 1200 | 707 | 0.02 | 15 | 15 | 7 | 1.7783e-10 | 5spot_SharedNeighbor | CO2 | Porous | Wet | R600a | MinimizeLCOE_Brownfield | IgnoreSilica | 2019 | 0 | 0 | 0 | 0 |  |  |  |  | 15 |  | 13.7867 | [19 empty] | 177827.941 | 0
1 | 1200 | 707 | 0.02 | 15 | 15 | 7 | 2.3714e-10 | 5spot_SharedNeighbor | CO2 | Porous | Wet | R600a | MinimizeLCOE_Brownfield | IgnoreSilica | 2019 | 0 | 0 | 0 | 0 |  |  |  |  | 15 |  | 15.0052 | [19 empty] | 237137.3706 | 0
1 | 1200 | 707 | 0.02 | 15 | 15 | 7 | 3.1623e-10 | 5spot_SharedNeighbor | CO2 | Porous | Wet | R600a | MinimizeLCOE_Brownfield | IgnoreSilica | 2019 | 0 | 0 | 0 | 0 |  |  |  |  | 15 |  | 14.8841 | [19 empty] | 316227.766 | 0
1 | 1200 | 707 | 0.02 | 15 | 15 | 7 | 4.217e-10 | 5spot_SharedNeighbor | CO2 | Porous | Wet | R600a | MinimizeLCOE_Brownfield | IgnoreSilica | 2019 | 0 | 0 | 0 | 0 |  |  |  |  | 15 |  | 14.5594 | [19 empty] | 421696.5034 | 0
1 | 1200 | 707 | 0.02 | 15 | 15 | 7 | 5.6234e-10 | 5spot_SharedNeighbor | CO2 | Porous | Wet | R600a | MinimizeLCOE_Brownfield | IgnoreSilica | 2019 | 0 | 0 | 0 | 0 |  |  |  |  | 15 |  | 13.8648 | [19 empty] | 562341.3252 | 0
1 | 1200 | 707 | 0.02 | 15 | 15 | 7 | 7.4989e-10 | 5spot_SharedNeighbor | CO2 | Porous | Wet | R600a | MinimizeLCOE_Brownfield | IgnoreSilica | 2019 | 0 | 0 | 0 | 0 |  |  |  |  | 15 |  | 14.6929 | [19 empty] | 749894.2093 | 0
1 | 1200 | 707 | 0.02 | 15 | 15 | 7 | 1e-09 | 5spot_SharedNeighbor | CO2 | Porous | Wet | R600a | MinimizeLCOE_Brownfield | IgnoreSilica | 2019 | 0 | 0 | 0 | 0 |  |  |  |  | 15 |  | 13.2718 | [19 empty] | 1000000 | 0
1 | 1200 | 707 | 0.02 | 15 | 15 | 7 | 1.3335e-09 | 5spot_SharedNeighbor | CO2 | Porous | Wet | R600a | MinimizeLCOE_Brownfield | IgnoreSilica | 2019 | 0 | 0 | 0 | 0 |  |  |  |  | 15 |  | 14.4853 | [19 empty] | 1333521.4322 | 0
1 | 1200 | 707 | 0.02 | 15 | 15 | 7 | 1.7783e-09 | 5spot_SharedNeighbor | CO2 | Porous | Wet | R600a | MinimizeLCOE_Brownfield | IgnoreSilica | 2019 | 0 | 0 | 0 | 0 |  |  |  |  | 15 |  | 14.0395 | [19 empty] | 1778279.41 | 0
1 | 1200 | 707 | 0.02 | 15 | 15 | 7 | 2.3714e-09 | 5spot_SharedNeighbor | CO2 | Porous | Wet | R600a | MinimizeLCOE_Brownfield | IgnoreSilica | 2019 | 0 | 0 | 0 | 0 |  |  |  |  | 15 |  | 12.9368 | [19 empty] | 2371373.7057 | 0
1 | 1200 | 707 | 0.02 | 15 | 15 | 7 | 3.1623e-09 | 5spot_SharedNeighbor | CO2 | Porous | Wet | R600a | MinimizeLCOE_Brownfield | IgnoreSilica | 2019 | 0 | 0 | 0 | 0 |  |  |  |  | 15 |  | 13.8674 | [19 empty] | 3162277.6602 | 0
1 | 1200 | 707 | 0.02 | 15 | 15 | 7 | 4.217e-09 | 5spot_SharedNeighbor | CO2 | Porous | Wet | R600a | MinimizeLCOE_Brownfield | IgnoreSilica | 2019 | 0 | 0 | 0 | 0 |  |  |  |  | 15 |  | 13.7572 | [19 empty] | 4216965.0343 | 0
1 | 1200 | 707 | 0.02 | 15 | 15 | 7 | 5.6234e-09 | 5spot_SharedNeighbor | CO2 | Porous | Wet | R600a | MinimizeLCOE_Brownfield | IgnoreSilica | 2019 | 0 | 0 | 0 | 0 |  |  |  |  | 15 |  | 14.6987 | [19 empty] | 5623413.2519 | 0
1 | 1200 | 707 | 0.02 | 15 | 15 | 7 | 7.4989e-09 | 5spot_SharedNeighbor | CO2 | Porous | Wet | R600a | MinimizeLCOE_Brownfield | IgnoreSilica | 2019 | 0 | 0 | 0 | 0 |  |  |  |  | 15 |  | 13.7934 | [19 empty] | 7498942.0933 | 0
1 | 1200 | 707 | 0.02 | 15 | 15 | 7 | 1e-08 | 5spot_SharedNeighbor | CO2 | Porous | Wet | R600a | MinimizeLCOE_Brownfield | IgnoreSilica | 2019 | 0 | 0 | 0 | 0 |  |  |  |  | 15 |  | 13.3746 | [19 empty] | 10000000 | 0
1 | 1300 | 707 | 0.02 | 15 | 15 | 7 | 1e-13 | 5spot_SharedNeighbor | CO2 | Porous | Wet | R600a | MinimizeLCOE_Brownfield | IgnoreSilica | 2019 | 0 | 0 | 0 | 0 |  |  |  |  | 15 |  | 10.5434 | [19 empty] | 100 | 0
1 | 1300 | 707 | 0.02 | 15 | 15 | 7 | 1.3335e-13 | 5spot_SharedNeighbor | CO2 | Porous | Wet | R600a | MinimizeLCOE_Brownfield | IgnoreSilica | 2019 | 0 | 0 | 0 | 0 |  |  |  |  | 15 |  | 10.859 | [19 empty] | 133.3521 | 0
1 | 1300 | 707 | 0.02 | 15 | 15 | 7 | 1.7783e-13 | 5spot_SharedNeighbor | CO2 | Porous | Wet | R600a | MinimizeLCOE_Brownfield | IgnoreSilica | 2019 | 0 | 0 | 0 | 0 |  |  |  |  | 15 |  | 12.8558 | [19 empty] | 177.8279 | 0
1 | 1300 | 707 | 0.02 | 15 | 15 | 7 | 2.3714e-13 | 5spot_SharedNeighbor | CO2 | Porous | Wet | R600a | MinimizeLCOE_Brownfield | IgnoreSilica | 2019 | 0 | 0 | 0 | 0 |  |  |  |  | 15 |  | 11.8005 | [19 empty] | 237.1374 | 0
1 | 1300 | 707 | 0.02 | 15 | 15 | 7 | 3.1623e-13 | 5spot_SharedNeighbor | CO2 | Porous | Wet | R600a | MinimizeLCOE_Brownfield | IgnoreSilica | 2019 | 0 | 0 | 0 | 0 |  |  |  |  | 15 |  | 12.19 | [19 empty] | 316.2278 | 0
1 | 1300 | 707 | 0.02 | 15 | 15 | 7 | 4.217e-13 | 5spot_SharedNeighbor | CO2 | Porous | Wet | R600a | MinimizeLCOE_Brownfield | IgnoreSilica | 2019 | 0 | 0 | 0 | 0 |  |  |  |  | 15 |  | 16.7691 | [19 empty] | 421.6965 | 0
1 | 1300 | 707 | 0.02 | 15 | 15 | 7 | 5.6234e-13 | 5spot_SharedNeighbor | CO2 | Porous | Wet | R600a | MinimizeLCOE_Brownfield | IgnoreSilica | 2019 | 0 | 0 | 0 | 0 |  |  |  |  | 15 |  | 16.2485 | [19 empty] | 562.3413 | 0
1 | 1300 | 707 | 0.02 | 15 | 15 | 7 | 7.4989e-13 | 5spot_SharedNeighbor | CO2 | Porous | Wet | R600a | MinimizeLCOE_Brownfield | IgnoreSilica | 2019 | 0 | 0 | 0 | 0 |  |  |  |  | 15 |  | 15.7494 | [19 empty] | 749.8942 | 0
1 | 1300 | 707 | 0.02 | 15 | 15 | 7 | 1e-12 | 5spot_SharedNeighbor | CO2 | Porous | Wet | R600a | MinimizeLCOE_Brownfield | IgnoreSilica | 2019 | 0 | 0 | 0 | 0 |  |  |  |  | 15 |  | 15.8083 | [19 empty] | 1000 | 0
1 | 1300 | 707 | 0.02 | 15 | 15 | 7 | 1.3335e-12 | 5spot_SharedNeighbor | CO2 | Porous | Wet | R600a | MinimizeLCOE_Brownfield | IgnoreSilica | 2019 | 0 | 0 | 0 | 0 |  |  |  |  | 15 |  | 14.1767 | [19 empty] | 1333.5214 | 0
1 | 1300 | 707 | 0.02 | 15 | 15 | 7 | 1.7783e-12 | 5spot_SharedNeighbor | CO2 | Porous | Wet | R600a | MinimizeLCOE_Brownfield | IgnoreSilica | 2019 | 0 | 0 | 0 | 0 |  |  |  |  | 15 |  | 13.0569 | [19 empty] | 1778.2794 | 0
1 | 1300 | 707 | 0.02 | 15 | 15 | 7 | 2.3714e-12 | 5spot_SharedNeighbor | CO2 | Porous | Wet | R600a | MinimizeLCOE_Brownfield | IgnoreSilica | 2019 | 0 | 0 | 0 | 0 |  |  |  |  | 15 |  | 14.3879 | [19 empty] | 2371.3737 | 0
1 | 1300 | 707 | 0.02 | 15 | 15 | 7 | 3.1623e-12 | 5spot_SharedNeighbor | CO2 | Porous | Wet | R600a | MinimizeLCOE_Brownfield | IgnoreSilica | 2019 | 0 | 0 | 0 | 0 |  |  |  |  | 15 |  | 14.4631 | [19 empty] | 3162.2777 | 0
1 | 1300 | 707 | 0.02 | 15 | 15 | 7 | 4.217e-12 | 5spot_SharedNeighbor | CO2 | Porous | Wet | R600a | MinimizeLCOE_Brownfield | IgnoreSilica | 2019 | 0 | 0 | 0 | 0 |  |  |  |  | 15 |  | 14.5564 | [19 empty] | 4216.965 | 0
1 | 1300 | 707 | 0.02 | 15 | 15 | 7 | 5.6234e-12 | 5spot_SharedNeighbor | CO2 | Porous | Wet | R600a | MinimizeLCOE_Brownfield | IgnoreSilica | 2019 | 0 | 0 | 0 | 0 |  |  |  |  | 15 |  | 13.8918 | [19 empty] | 5623.4133 | 0
1 | 1300 | 707 | 0.02 | 15 | 15 | 7 | 7.4989e-12 | 5spot_SharedNeighbor | CO2 | Porous | Wet | R600a | MinimizeLCOE_Brownfield | IgnoreSilica | 2019 | 0 | 0 | 0 | 0 |  |  |  |  | 15 |  | 13.4558 | [19 empty] | 7498.9421 | 0
1 | 1300 | 707 | 0.02 | 15 | 15 | 7 | 1e-11 | 5spot_SharedNeighbor | CO2 | Porous | Wet | R600a | MinimizeLCOE_Brownfield | IgnoreSilica | 2019 | 0 | 0 | 0 | 0 |  |  |  |  | 15 |  | 14.6105 | [19 empty] | 10000 | 0
1 | 1300 | 707 | 0.02 | 15 | 15 | 7 | 1.3335e-11 | 5spot_SharedNeighbor | CO2 | Porous | Wet | R600a | MinimizeLCOE_Brownfield | IgnoreSilica | 2019 | 0 | 0 | 0 | 0 |  |  |  |  | 15 |  | 13.2196 | [19 empty] | 13335.2143 | 0
1 | 1300 | 707 | 0.02 | 15 | 15 | 7 | 1.7783e-11 | 5spot_SharedNeighbor | CO2 | Porous | Wet | R600a | MinimizeLCOE_Brownfield | IgnoreSilica | 2019 | 0 | 0 | 0 | 0 |  |  |  |  | 15 |  | 13.309 | [19 empty] | 17782.7941 | 0
1 | 1300 | 707 | 0.02 | 15 | 15 | 7 | 2.3714e-11 | 5spot_SharedNeighbor | CO2 | Porous | Wet | R600a | MinimizeLCOE_Brownfield | IgnoreSilica | 2019 | 0 | 0 | 0 | 0 |  |  |  |  | 15 |  | 12.9806 | [19 empty] | 23713.7371 | 0
1 | 1300 | 707 | 0.02 | 15 | 15 | 7 | 3.1623e-11 | 5spot_SharedNeighbor | CO2 | Porous | Wet | R600a | MinimizeLCOE_Brownfield | IgnoreSilica | 2019 | 0 | 0 | 0 | 0 |  |  |  |  | 15 |  | 14.9944 | [19 empty] | 31622.7766 | 0
1 | 1300 | 707 | 0.02 | 15 | 15 | 7 | 4.217e-11 | 5spot_SharedNeighbor | CO2 | Porous | Wet | R600a | MinimizeLCOE_Brownfield | IgnoreSilica | 2019 | 0 | 0 | 0 | 0 |  |  |  |  | 15 |  | 14.2133 | [19 empty] | 42169.6503 | 0
1 | 1300 | 707 | 0.02 | 15 | 15 | 7 | 5.6234e-11 | 5spot_SharedNeighbor | CO2 | Porous | Wet | R600a | MinimizeLCOE_Brownfield | IgnoreSilica | 2019 | 0 | 0 | 0 | 0 |  |  |  |  | 15 |  | 14.7811 | [19 empty] | 56234.1325 | 0
1 | 1300 | 707 | 0.02 | 15 | 15 | 7 | 7.4989e-11 | 5spot_SharedNeighbor | CO2 | Porous | Wet | R600a | MinimizeLCOE_Brownfield | IgnoreSilica | 2019 | 0 | 0 | 0 | 0 |  |  |  |  | 15 |  | 13.7503 | [19 empty] | 74989.4209 | 0
1 | 1300 | 707 | 0.02 | 15 | 15 | 7 | 1e-10 | 5spot_SharedNeighbor | CO2 | Porous | Wet | R600a | MinimizeLCOE_Brownfield | IgnoreSilica | 2019 | 0 | 0 | 0 | 0 |  |  |  |  | 15 |  | 14.4939 | [19 empty] | 100000 | 0
1 | 1300 | 707 | 0.02 | 15 | 15 | 7 | 1.3335e-10 | 5spot_SharedNeighbor | CO2 | Porous | Wet | R600a | MinimizeLCOE_Brownfield | IgnoreSilica | 2019 | 0 | 0 | 0 | 0 |  |  |  |  | 15 |  | 13.8403 | [19 empty] | 133352.1432 | 0
1 | 1300 | 707 | 0.02 | 15 | 15 | 7 | 1.7783e-10 | 5spot_SharedNeighbor | CO2 | Porous | Wet | R600a | MinimizeLCOE_Brownfield | IgnoreSilica | 2019 | 0 | 0 | 0 | 0 |  |  |  |  | 15 |  | 13.7538 | [19 empty] | 177827.941 | 0
1 | 1300 | 707 | 0.02 | 15 | 15 | 7 | 2.3714e-10 | 5spot_SharedNeighbor | CO2 | Porous | Wet | R600a | MinimizeLCOE_Brownfield | IgnoreSilica | 2019 | 0 | 0 | 0 | 0 |  |  |  |  | 15 |  | 14.4498 | [19 empty] | 237137.3706 | 0
1 | 1300 | 707 | 0.02 | 15 | 15 | 7 | 3.1623e-10 | 5spot_SharedNeighbor | CO2 | Porous | Wet | R600a | MinimizeLCOE_Brownfield | IgnoreSilica | 2019 | 0 | 0 | 0 | 0 |  |  |  |  | 15 |  | 13.8451 | [19 empty] | 316227.766 | 0
1 | 1300 | 707 | 0.02 | 15 | 15 | 7 | 4.217e-10 | 5spot_SharedNeighbor | CO2 | Porous | Wet | R600a | MinimizeLCOE_Brownfield | IgnoreSilica | 2019 | 0 | 0 | 0 | 0 |  |  |  |  | 15 |  | 13.1642 | [19 empty] | 421696.5034 | 0
1 | 1300 | 707 | 0.02 | 15 | 15 | 7 | 5.6234e-10 | 5spot_SharedNeighbor | CO2 | Porous | Wet | R600a | MinimizeLCOE_Brownfield | IgnoreSilica | 2019 | 0 | 0 | 0 | 0 |  |  |  |  | 15 |  | 14.7186 | [19 empty] | 562341.3252 | 0
1 | 1300 | 707 | 0.02 | 15 | 15 | 7 | 7.4989e-10 | 5spot_SharedNeighbor | CO2 | Porous | Wet | R600a | MinimizeLCOE_Brownfield | IgnoreSilica | 2019 | 0 | 0 | 0 | 0 |  |  |  |  | 15 |  | 14.116 | [19 empty] | 749894.2093 | 0
1 | 1300 | 707 | 0.02 | 15 | 15 | 7 | 1e-09 | 5spot_SharedNeighbor | CO2 | Porous | Wet | R600a | MinimizeLCOE_Brownfield | IgnoreSilica | 2019 | 0 | 0 | 0 | 0 |  |  |  |  | 15 |  | 14.5655 | [19 empty] | 1000000 | 0
1 | 1300 | 707 | 0.02 | 15 | 15 | 7 | 1.3335e-09 | 5spot_SharedNeighbor | CO2 | Porous | Wet | R600a | MinimizeLCOE_Brownfield | IgnoreSilica | 2019 | 0 | 0 | 0 | 0 |  |  |  |  | 15 |  | 13.2042 | [19 empty] | 1333521.4322 | 0
1 | 1300 | 707 | 0.02 | 15 | 15 | 7 | 1.7783e-09 | 5spot_SharedNeighbor | CO2 | Porous | Wet | R600a | MinimizeLCOE_Brownfield | IgnoreSilica | 2019 | 0 | 0 | 0 | 0 |  |  |  |  | 15 |  | 14.8503 | [19 empty] | 1778279.41 | 0
1 | 1300 | 707 | 0.02 | 15 | 15 | 7 | 2.3714e-09 | 5spot_SharedNeighbor | CO2 | Porous | Wet | R600a | MinimizeLCOE_Brownfield | IgnoreSilica | 2019 | 0 | 0 | 0 | 0 |  |  |  |  | 15 |  | 15.3021 | [19 empty] | 2371373.7057 | 0
1 | 1300 | 707 | 0.02 | 15 | 15 | 7 | 3.1623e-09 | 5spot_SharedNeighbor | CO2 | Porous | Wet | R600a | MinimizeLCOE_Brownfield | IgnoreSilica | 2019 | 0 | 0 | 0 | 0 |  |  |  |  | 15 |  | 13.652 | [19 empty] | 3162277.6602 | 0
1 | 1300 | 707 | 0.02 | 15 | 15 | 7 | 4.217e-09 | 5spot_SharedNeighbor | CO2 | Porous | Wet | R600a | MinimizeLCOE_Brownfield | IgnoreSilica | 2019 | 0 | 0 | 0 | 0 |  |  |  |  | 15 |  | 14.3863 | [19 empty] | 4216965.0343 | 0
1 | 1300 | 707 | 0.02 | 15 | 15 | 7 | 5.6234e-09 | 5spot_SharedNeighbor | CO2 | Porous | Wet | R600a | MinimizeLCOE_Brownfield | IgnoreSilica | 2019 | 0 | 0 | 0 | 0 |  |  |  |  | 15 |  | 13.2252 | [19 empty] | 5623413.2519 | 0
1 | 1300 | 707 | 0.02 | 15 | 15 | 7 | 7.4989e-09 | 5spot_SharedNeighbor | CO2 | Porous | Wet | R600a | MinimizeLCOE_Brownfield | IgnoreSilica | 2019 | 0 | 0 | 0 | 0 |  |  |  |  | 15 |  | 13.9531 | [19 empty] | 7498942.0933 | 0
1 | 1300 | 707 | 0.02 | 15 | 15 | 7 | 1e-08 | 5spot_SharedNeighbor | CO2 | Porous | Wet | R600a | MinimizeLCOE_Brownfield | IgnoreSilica | 2019 | 0 | 0 | 0 | 0 |  |  |  |  | 15 |  | 14.1021 | [19 empty] | 10000000 | 0
1 | 1400 | 707 | 0.02 | 15 | 15 | 7 | 1e-13 | 5spot_SharedNeighbor | CO2 | Porous | Wet | R600a | MinimizeLCOE_Brownfield | IgnoreSilica | 2019 | 0 | 0 | 0 | 0 |  |  |  |  | 15 |  | 10.8314 | [19 empty] | 100 | 0
1 | 1400 | 707 | 0.02 | 15 | 15 | 7 | 1.3335e-13 | 5spot_SharedNeighbor | CO2 | Porous | Wet | R600a | MinimizeLCOE_Brownfield | IgnoreSilica | 2019 | 0 | 0 | 0 | 0 |  |  |  |  | 15 |  | 10.975 | [19 empty] | 133.3521 | 0
1 | 1400 | 707 | 0.02 | 15 | 15 | 7 | 1.7783e-13 | 5spot_SharedNeighbor | CO2 | Porous | Wet | R600a | MinimizeLCOE_Brownfield | IgnoreSilica | 2019 | 0 | 0 | 0 | 0 |  |  |  |  | 15 |  | 11.7795 | [19 empty] | 177.8279 | 0
1 | 1400 | 707 | 0.02 | 15 | 15 | 7 | 2.3714e-13 | 5spot_SharedNeighbor | CO2 | Porous | Wet | R600a | MinimizeLCOE_Brownfield | IgnoreSilica | 2019 | 0 | 0 | 0 | 0 |  |  |  |  | 15 |  | 12.9558 | [19 empty] | 237.1374 | 0
1 | 1400 | 707 | 0.02 | 15 | 15 | 7 | 3.1623e-13 | 5spot_SharedNeighbor | CO2 | Porous | Wet | R600a | MinimizeLCOE_Brownfield | IgnoreSilica | 2019 | 0 | 0 | 0 | 0 |  |  |  |  | 15 |  | 14.9301 | [19 empty] | 316.2278 | 0
1 | 1400 | 707 | 0.02 | 15 | 15 | 7 | 4.217e-13 | 5spot_SharedNeighbor | CO2 | Porous | Wet | R600a | MinimizeLCOE_Brownfield | IgnoreSilica | 2019 | 0 | 0 | 0 | 0 |  |  |  |  | 15 |  | 16.4094 | [19 empty] | 421.6965 | 0
1 | 1400 | 707 | 0.02 | 15 | 15 | 7 | 5.6234e-13 | 5spot_SharedNeighbor | CO2 | Porous | Wet | R600a | MinimizeLCOE_Brownfield | IgnoreSilica | 2019 | 0 | 0 | 0 | 0 |  |  |  |  | 15 |  | 16.0588 | [19 empty] | 562.3413 | 0
1 | 1400 | 707 | 0.02 | 15 | 15 | 7 | 7.4989e-13 | 5spot_SharedNeighbor | CO2 | Porous | Wet | R600a | MinimizeLCOE_Brownfield | IgnoreSilica | 2019 | 0 | 0 | 0 | 0 |  |  |  |  | 15 |  | 15.6514 | [19 empty] | 749.8942 | 0
1 | 1400 | 707 | 0.02 | 15 | 15 | 7 | 1e-12 | 5spot_SharedNeighbor | CO2 | Porous | Wet | R600a | MinimizeLCOE_Brownfield | IgnoreSilica | 2019 | 0 | 0 | 0 | 0 |  |  |  |  | 15 |  | 15.4463 | [19 empty] | 1000 | 0
1 | 1400 | 707 | 0.02 | 15 | 15 | 7 | 1.3335e-12 | 5spot_SharedNeighbor | CO2 | Porous | Wet | R600a | MinimizeLCOE_Brownfield | IgnoreSilica | 2019 | 0 | 0 | 0 | 0 |  |  |  |  | 15 |  | 14.8227 | [19 empty] | 1333.5214 | 0
1 | 1400 | 707 | 0.02 | 15 | 15 | 7 | 1.7783e-12 | 5spot_SharedNeighbor | CO2 | Porous | Wet | R600a | MinimizeLCOE_Brownfield | IgnoreSilica | 2019 | 0 | 0 | 0 | 0 |  |  |  |  | 15 |  | 14.3424 | [19 empty] | 1778.2794 | 0
1 | 1400 | 707 | 0.02 | 15 | 15 | 7 | 2.3714e-12 | 5spot_SharedNeighbor | CO2 | Porous | Wet | R600a | MinimizeLCOE_Brownfield | IgnoreSilica | 2019 | 0 | 0 | 0 | 0 |  |  |  |  | 15 |  | 13.7582 | [19 empty] | 2371.3737 | 0
1 | 1400 | 707 | 0.02 | 15 | 15 | 7 | 3.1623e-12 | 5spot_SharedNeighbor | CO2 | Porous | Wet | R600a | MinimizeLCOE_Brownfield | IgnoreSilica | 2019 | 0 | 0 | 0 | 0 |  |  |  |  | 15 |  | 14.2393 | [19 empty] | 3162.2777 | 0
1 | 1400 | 707 | 0.02 | 15 | 15 | 7 | 4.217e-12 | 5spot_SharedNeighbor | CO2 | Porous | Wet | R600a | MinimizeLCOE_Brownfield | IgnoreSilica | 2019 | 0 | 0 | 0 | 0 |  |  |  |  | 15 |  | 13.8058 | [19 empty] | 4216.965 | 0
1 | 1400 | 707 | 0.02 | 15 | 15 | 7 | 5.6234e-12 | 5spot_SharedNeighbor | CO2 | Porous | Wet | R600a | MinimizeLCOE_Brownfield | IgnoreSilica | 2019 | 0 | 0 | 0 | 0 |  |  |  |  | 15 |  | 14.8783 | [19 empty] | 5623.4133 | 0
1 | 1400 | 707 | 0.02 | 15 | 15 | 7 | 7.4989e-12 | 5spot_SharedNeighbor | CO2 | Porous | Wet | R600a | MinimizeLCOE_Brownfield | IgnoreSilica | 2019 | 0 | 0 | 0 | 0 |  |  |  |  | 15 |  | 12.8157 | [19 empty] | 7498.9421 | 0
1 | 1400 | 707 | 0.02 | 15 | 15 | 7 | 1e-11 | 5spot_SharedNeighbor | CO2 | Porous | Wet | R600a | MinimizeLCOE_Brownfield | IgnoreSilica | 2019 | 0 | 0 | 0 | 0 |  |  |  |  | 15 |  | 13.6237 | [19 empty] | 10000 | 0
1 | 1400 | 707 | 0.02 | 15 | 15 | 7 | 1.3335e-11 | 5spot_SharedNeighbor | CO2 | Porous | Wet | R600a | MinimizeLCOE_Brownfield | IgnoreSilica | 2019 | 0 | 0 | 0 | 0 |  |  |  |  | 15 |  | 14.2827 | [19 empty] | 13335.2143 | 0
1 | 1400 | 707 | 0.02 | 15 | 15 | 7 | 1.7783e-11 | 5spot_SharedNeighbor | CO2 | Porous | Wet | R600a | MinimizeLCOE_Brownfield | IgnoreSilica | 2019 | 0 | 0 | 0 | 0 |  |  |  |  | 15 |  | 15.2582 | [19 empty] | 17782.7941 | 0
1 | 1400 | 707 | 0.02 | 15 | 15 | 7 | 2.3714e-11 | 5spot_SharedNeighbor | CO2 | Porous | Wet | R600a | MinimizeLCOE_Brownfield | IgnoreSilica | 2019 | 0 | 0 | 0 | 0 |  |  |  |  | 15 |  | 15.0671 | [19 empty] | 23713.7371 | 0
1 | 1400 | 707 | 0.02 | 15 | 15 | 7 | 3.1623e-11 | 5spot_SharedNeighbor | CO2 | Porous | Wet | R600a | MinimizeLCOE_Brownfield | IgnoreSilica | 2019 | 0 | 0 | 0 | 0 |  |  |  |  | 15 |  | 14.2762 | [19 empty] | 31622.7766 | 0
1 | 1400 | 707 | 0.02 | 15 | 15 | 7 | 4.217e-11 | 5spot_SharedNeighbor | CO2 | Porous | Wet | R600a | MinimizeLCOE_Brownfield | IgnoreSilica | 2019 | 0 | 0 | 0 | 0 |  |  |  |  | 15 |  | 13.7775 | [19 empty] | 42169.6503 | 0
1 | 1400 | 707 | 0.02 | 15 | 15 | 7 | 5.6234e-11 | 5spot_SharedNeighbor | CO2 | Porous | Wet | R600a | MinimizeLCOE_Brownfield | IgnoreSilica | 2019 | 0 | 0 | 0 | 0 |  |  |  |  | 15 |  | 14.7103 | [19 empty] | 56234.1325 | 0
1 | 1400 | 707 | 0.02 | 15 | 15 | 7 | 7.4989e-11 | 5spot_SharedNeighbor | CO2 | Porous | Wet | R600a | MinimizeLCOE_Brownfield | IgnoreSilica | 2019 | 0 | 0 | 0 | 0 |  |  |  |  | 15 |  | 13.1335 | [19 empty] | 74989.4209 | 0
1 | 1400 | 707 | 0.02 | 15 | 15 | 7 | 1e-10 | 5spot_SharedNeighbor | CO2 | Porous | Wet | R600a | MinimizeLCOE_Brownfield | IgnoreSilica | 2019 | 0 | 0 | 0 | 0 |  |  |  |  | 15 |  | 13.9692 | [19 empty] | 100000 | 0
1 | 1400 | 707 | 0.02 | 15 | 15 | 7 | 1.3335e-10 | 5spot_SharedNeighbor | CO2 | Porous | Wet | R600a | MinimizeLCOE_Brownfield | IgnoreSilica | 2019 | 0 | 0 | 0 | 0 |  |  |  |  | 15 |  | 15.2326 | [19 empty] | 133352.1432 | 0
1 | 1400 | 707 | 0.02 | 15 | 15 | 7 | 1.7783e-10 | 5spot_SharedNeighbor | CO2 | Porous | Wet | R600a | MinimizeLCOE_Brownfield | IgnoreSilica | 2019 | 0 | 0 | 0 | 0 |  |  |  |  | 15 |  | 15.1046 | [19 empty] | 177827.941 | 0
1 | 1400 | 707 | 0.02 | 15 | 15 | 7 | 2.3714e-10 | 5spot_SharedNeighbor | CO2 | Porous | Wet | R600a | MinimizeLCOE_Brownfield | IgnoreSilica | 2019 | 0 | 0 | 0 | 0 |  |  |  |  | 15 |  | 14.4452 | [19 empty] | 237137.3706 | 0
1 | 1400 | 707 | 0.02 | 15 | 15 | 7 | 3.1623e-10 | 5spot_SharedNeighbor | CO2 | Porous | Wet | R600a | MinimizeLCOE_Brownfield | IgnoreSilica | 2019 | 0 | 0 | 0 | 0 |  |  |  |  | 15 |  | 14.5598 | [19 empty] | 316227.766 | 0
1 | 1400 | 707 | 0.02 | 15 | 15 | 7 | 4.217e-10 | 5spot_SharedNeighbor | CO2 | Porous | Wet | R600a | MinimizeLCOE_Brownfield | IgnoreSilica | 2019 | 0 | 0 | 0 | 0 |  |  |  |  | 15 |  | 15.3407 | [19 empty] | 421696.5034 | 0
1 | 1400 | 707 | 0.02 | 15 | 15 | 7 | 5.6234e-10 | 5spot_SharedNeighbor | CO2 | Porous | Wet | R600a | MinimizeLCOE_Brownfield | IgnoreSilica | 2019 | 0 | 0 | 0 | 0 |  |  |  |  | 15 |  | 13.5801 | [19 empty] | 562341.3252 | 0
1 | 1400 | 707 | 0.02 | 15 | 15 | 7 | 7.4989e-10 | 5spot_SharedNeighbor | CO2 | Porous | Wet | R600a | MinimizeLCOE_Brownfield | IgnoreSilica | 2019 | 0 | 0 | 0 | 0 |  |  |  |  | 15 |  | 15.5499 | [19 empty] | 749894.2093 | 0
1 | 1400 | 707 | 0.02 | 15 | 15 | 7 | 1e-09 | 5spot_SharedNeighbor | CO2 | Porous | Wet | R600a | MinimizeLCOE_Brownfield | IgnoreSilica | 2019 | 0 | 0 | 0 | 0 |  |  |  |  | 15 |  | 13.8257 | [19 empty] | 1000000 | 0
1 | 1400 | 707 | 0.02 | 15 | 15 | 7 | 1.3335e-09 | 5spot_SharedNeighbor | CO2 | Porous | Wet | R600a | MinimizeLCOE_Brownfield | IgnoreSilica | 2019 | 0 | 0 | 0 | 0 |  |  |  |  | 15 |  | 14.9867 | [19 empty] | 1333521.4322 | 0
1 | 1400 | 707 | 0.02 | 15 | 15 | 7 | 1.7783e-09 | 5spot_SharedNeighbor | CO2 | Porous | Wet | R600a | MinimizeLCOE_Brownfield | IgnoreSilica | 2019 | 0 | 0 | 0 | 0 |  |  |  |  | 15 |  | 14.9924 | [19 empty] | 1778279.41 | 0
1 | 1400 | 707 | 0.02 | 15 | 15 | 7 | 2.3714e-09 | 5spot_SharedNeighbor | CO2 | Porous | Wet | R600a | MinimizeLCOE_Brownfield | IgnoreSilica | 2019 | 0 | 0 | 0 | 0 |  |  |  |  | 15 |  | 14.3191 | [19 empty] | 2371373.7057 | 0
1 | 1400 | 707 | 0.02 | 15 | 15 | 7 | 3.1623e-09 | 5spot_SharedNeighbor | CO2 | Porous | Wet | R600a | MinimizeLCOE_Brownfield | IgnoreSilica | 2019 | 0 | 0 | 0 | 0 |  |  |  |  | 15 |  | 13.8192 | [19 empty] | 3162277.6602 | 0
1 | 1400 | 707 | 0.02 | 15 | 15 | 7 | 4.217e-09 | 5spot_SharedNeighbor | CO2 | Porous | Wet | R600a | MinimizeLCOE_Brownfield | IgnoreSilica | 2019 | 0 | 0 | 0 | 0 |  |  |  |  | 15 |  | 14.1979 | [19 empty] | 4216965.0343 | 0
1 | 1400 | 707 | 0.02 | 15 | 15 | 7 | 5.6234e-09 | 5spot_SharedNeighbor | CO2 | Porous | Wet | R600a | MinimizeLCOE_Brownfield | IgnoreSilica | 2019 | 0 | 0 | 0 | 0 |  |  |  |  | 15 |  | 15.1189 | [19 empty] | 5623413.2519 | 0
1 | 1400 | 707 | 0.02 | 15 | 15 | 7 | 7.4989e-09 | 5spot_SharedNeighbor | CO2 | Porous | Wet | R600a | MinimizeLCOE_Brownfield | IgnoreSilica | 2019 | 0 | 0 | 0 | 0 |  |  |  |  | 15 |  | 14.9975 | [19 empty] | 7498942.0933 | 0
1 | 1400 | 707 | 0.02 | 15 | 15 | 7 | 1e-08 | 5spot_SharedNeighbor | CO2 | Porous | Wet | R600a | MinimizeLCOE_Brownfield | IgnoreSilica | 2019 | 0 | 0 | 0 | 0 |  |  |  |  | 15 |  | 14.2048 | [19 empty] | 10000000 | 0
1 | 1500 | 707 | 0.02 | 15 | 15 | 7 | 1e-13 | 5spot_SharedNeighbor | CO2 | Porous | Wet | R600a | MinimizeLCOE_Brownfield | IgnoreSilica | 2019 | 0 | 0 | 0 | 0 |  |  |  |  | 15 |  | 11.2056 | [19 empty] | 100 | 0
1 | 1500 | 707 | 0.02 | 15 | 15 | 7 | 1.3335e-13 | 5spot_SharedNeighbor | CO2 | Porous | Wet | R600a | MinimizeLCOE_Brownfield | IgnoreSilica | 2019 | 0 | 0 | 0 | 0 |  |  |  |  | 15 |  | 10.9611 | [19 empty] | 133.3521 | 0
1 | 1500 | 707 | 0.02 | 15 | 15 | 7 | 1.7783e-13 | 5spot_SharedNeighbor | CO2 | Porous | Wet | R600a | MinimizeLCOE_Brownfield | IgnoreSilica | 2019 | 0 | 0 | 0 | 0 |  |  |  |  | 15 |  | 13.3052 | [19 empty] | 177.8279 | 0
1 | 1500 | 707 | 0.02 | 15 | 15 | 7 | 2.3714e-13 | 5spot_SharedNeighbor | CO2 | Porous | Wet | R600a | MinimizeLCOE_Brownfield | IgnoreSilica | 2019 | 0 | 0 | 0 | 0 |  |  |  |  | 15 |  | 13.6073 | [19 empty] | 237.1374 | 0
1 | 1500 | 707 | 0.02 | 15 | 15 | 7 | 3.1623e-13 | 5spot_SharedNeighbor | CO2 | Porous | Wet | R600a | MinimizeLCOE_Brownfield | IgnoreSilica | 2019 | 0 | 0 | 0 | 0 |  |  |  |  | 15 |  | 15.1247 | [19 empty] | 316.2278 | 0
1 | 1500 | 707 | 0.02 | 15 | 15 | 7 | 4.217e-13 | 5spot_SharedNeighbor | CO2 | Porous | Wet | R600a | MinimizeLCOE_Brownfield | IgnoreSilica | 2019 | 0 | 0 | 0 | 0 |  |  |  |  | 15 |  | 14.4777 | [19 empty] | 421.6965 | 0
1 | 1500 | 707 | 0.02 | 15 | 15 | 7 | 5.6234e-13 | 5spot_SharedNeighbor | CO2 | Porous | Wet | R600a | MinimizeLCOE_Brownfield | IgnoreSilica | 2019 | 0 | 0 | 0 | 0 |  |  |  |  | 15 |  | 15.0976 | [19 empty] | 562.3413 | 0
1 | 1500 | 707 | 0.02 | 15 | 15 | 7 | 7.4989e-13 | 5spot_SharedNeighbor | CO2 | Porous | Wet | R600a | MinimizeLCOE_Brownfield | IgnoreSilica | 2019 | 0 | 0 | 0 | 0 |  |  |  |  | 15 |  | 16.3834 | [19 empty] | 749.8942 | 0
1 | 1500 | 707 | 0.02 | 15 | 15 | 7 | 1e-12 | 5spot_SharedNeighbor | CO2 | Porous | Wet | R600a | MinimizeLCOE_Brownfield | IgnoreSilica | 2019 | 0 | 0 | 0 | 0 |  |  |  |  | 15 |  | 15.1177 | [19 empty] | 1000 | 0
1 | 1500 | 707 | 0.02 | 15 | 15 | 7 | 1.3335e-12 | 5spot_SharedNeighbor | CO2 | Porous | Wet | R600a | MinimizeLCOE_Brownfield | IgnoreSilica | 2019 | 0 | 0 | 0 | 0 |  |  |  |  | 15 |  | 15.6891 | [19 empty] | 1333.5214 | 0
1 | 1500 | 707 | 0.02 | 15 | 15 | 7 | 1.7783e-12 | 5spot_SharedNeighbor | CO2 | Porous | Wet | R600a | MinimizeLCOE_Brownfield | IgnoreSilica | 2019 | 0 | 0 | 0 | 0 |  |  |  |  | 15 |  | 14.4171 | [19 empty] | 1778.2794 | 0
1 | 1500 | 707 | 0.02 | 15 | 15 | 7 | 2.3714e-12 | 5spot_SharedNeighbor | CO2 | Porous | Wet | R600a | MinimizeLCOE_Brownfield | IgnoreSilica | 2019 | 0 | 0 | 0 | 0 |  |  |  |  | 15 |  | 14.2943 | [19 empty] | 2371.3737 | 0
1 | 1500 | 707 | 0.02 | 15 | 15 | 7 | 3.1623e-12 | 5spot_SharedNeighbor | CO2 | Porous | Wet | R600a | MinimizeLCOE_Brownfield | IgnoreSilica | 2019 | 0 | 0 | 0 | 0 |  |  |  |  | 15 |  | 14.1699 | [19 empty] | 3162.2777 | 0
1 | 1500 | 707 | 0.02 | 15 | 15 | 7 | 4.217e-12 | 5spot_SharedNeighbor | CO2 | Porous | Wet | R600a | MinimizeLCOE_Brownfield | IgnoreSilica | 2019 | 0 | 0 | 0 | 0 |  |  |  |  | 15 |  | 14.4625 | [19 empty] | 4216.965 | 0
1 | 1500 | 707 | 0.02 | 15 | 15 | 7 | 5.6234e-12 | 5spot_SharedNeighbor | CO2 | Porous | Wet | R600a | MinimizeLCOE_Brownfield | IgnoreSilica | 2019 | 0 | 0 | 0 | 0 |  |  |  |  | 15 |  | 15.0981 | [19 empty] | 5623.4133 | 0
1 | 1500 | 707 | 0.02 | 15 | 15 | 7 | 7.4989e-12 | 5spot_SharedNeighbor | CO2 | Porous | Wet | R600a | MinimizeLCOE_Brownfield | IgnoreSilica | 2019 | 0 | 0 | 0 | 0 |  |  |  |  | 15 |  | 13.4619 | [19 empty] | 7498.9421 | 0
1 | 1500 | 707 | 0.02 | 15 | 15 | 7 | 1e-11 | 5spot_SharedNeighbor | CO2 | Porous | Wet | R600a | MinimizeLCOE_Brownfield | IgnoreSilica | 2019 | 0 | 0 | 0 | 0 |  |  |  |  | 15 |  | 14.2422 | [19 empty] | 10000 | 0
1 | 1500 | 707 | 0.02 | 15 | 15 | 7 | 1.3335e-11 | 5spot_SharedNeighbor | CO2 | Porous | Wet | R600a | MinimizeLCOE_Brownfield | IgnoreSilica | 2019 | 0 | 0 | 0 | 0 |  |  |  |  | 15 |  | 13.6954 | [19 empty] | 13335.2143 | 0
1 | 1500 | 707 | 0.02 | 15 | 15 | 7 | 1.7783e-11 | 5spot_SharedNeighbor | CO2 | Porous | Wet | R600a | MinimizeLCOE_Brownfield | IgnoreSilica | 2019 | 0 | 0 | 0 | 0 |  |  |  |  | 15 |  | 14.1898 | [19 empty] | 17782.7941 | 0
1 | 1500 | 707 | 0.02 | 15 | 15 | 7 | 2.3714e-11 | 5spot_SharedNeighbor | CO2 | Porous | Wet | R600a | MinimizeLCOE_Brownfield | IgnoreSilica | 2019 | 0 | 0 | 0 | 0 |  |  |  |  | 15 |  | 13.6023 | [19 empty] | 23713.7371 | 0
1 | 1500 | 707 | 0.02 | 15 | 15 | 7 | 3.1623e-11 | 5spot_SharedNeighbor | CO2 | Porous | Wet | R600a | MinimizeLCOE_Brownfield | IgnoreSilica | 2019 | 0 | 0 | 0 | 0 |  |  |  |  | 15 |  | 14.4039 | [19 empty] | 31622.7766 | 0
1 | 1500 | 707 | 0.02 | 15 | 15 | 7 | 4.217e-11 | 5spot_SharedNeighbor | CO2 | Porous | Wet | R600a | MinimizeLCOE_Brownfield | IgnoreSilica | 2019 | 0 | 0 | 0 | 0 |  |  |  |  | 15 |  | 14.136 | [19 empty] | 42169.6503 | 0
1 | 1500 | 707 | 0.02 | 15 | 15 | 7 | 5.6234e-11 | 5spot_SharedNeighbor | CO2 | Porous | Wet | R600a | MinimizeLCOE_Brownfield | IgnoreSilica | 2019 | 0 | 0 | 0 | 0 |  |  |  |  | 15 |  | 13.7889 | [19 empty] | 56234.1325 | 0
1 | 1500 | 707 | 0.02 | 15 | 15 | 7 | 7.4989e-11 | 5spot_SharedNeighbor | CO2 | Porous | Wet | R600a | MinimizeLCOE_Brownfield | IgnoreSilica | 2019 | 0 | 0 | 0 | 0 |  |  |  |  | 15 |  | 13.5865 | [19 empty] | 74989.4209 | 0
1 | 1500 | 707 | 0.02 | 15 | 15 | 7 | 1e-10 | 5spot_SharedNeighbor | CO2 | Porous | Wet | R600a | MinimizeLCOE_Brownfield | IgnoreSilica | 2019 | 0 | 0 | 0 | 0 |  |  |  |  | 15 |  | 14.4142 | [19 empty] | 100000 | 0
1 | 1500 | 707 | 0.02 | 15 | 15 | 7 | 1.3335e-10 | 5spot_SharedNeighbor | CO2 | Porous | Wet | R600a | MinimizeLCOE_Brownfield | IgnoreSilica | 2019 | 0 | 0 | 0 | 0 |  |  |  |  | 15 |  | 14.469 | [19 empty] | 133352.1432 | 0
1 | 1500 | 707 | 0.02 | 15 | 15 | 7 | 1.7783e-10 | 5spot_SharedNeighbor | CO2 | Porous | Wet | R600a | MinimizeLCOE_Brownfield | IgnoreSilica | 2019 | 0 | 0 | 0 | 0 |  |  |  |  | 15 |  | 13.433 | [19 empty] | 177827.941 | 0
1 | 1500 | 707 | 0.02 | 15 | 15 | 7 | 2.3714e-10 | 5spot_SharedNeighbor | CO2 | Porous | Wet | R600a | MinimizeLCOE_Brownfield | IgnoreSilica | 2019 | 0 | 0 | 0 | 0 |  |  |  |  | 15 |  | 14.1936 | [19 empty] | 237137.3706 | 0
1 | 1500 | 707 | 0.02 | 15 | 15 | 7 | 3.1623e-10 | 5spot_SharedNeighbor | CO2 | Porous | Wet | R600a | MinimizeLCOE_Brownfield | IgnoreSilica | 2019 | 0 | 0 | 0 | 0 |  |  |  |  | 15 |  | 13.9499 | [19 empty] | 316227.766 | 0
1 | 1500 | 707 | 0.02 | 15 | 15 | 7 | 4.217e-10 | 5spot_SharedNeighbor | CO2 | Porous | Wet | R600a | MinimizeLCOE_Brownfield | IgnoreSilica | 2019 | 0 | 0 | 0 | 0 |  |  |  |  | 15 |  | 13.4127 | [19 empty] | 421696.5034 | 0
1 | 1500 | 707 | 0.02 | 15 | 15 | 7 | 5.6234e-10 | 5spot_SharedNeighbor | CO2 | Porous | Wet | R600a | MinimizeLCOE_Brownfield | IgnoreSilica | 2019 | 0 | 0 | 0 | 0 |  |  |  |  | 15 |  | 14.339 | [19 empty] | 562341.3252 | 0
1 | 1500 | 707 | 0.02 | 15 | 15 | 7 | 7.4989e-10 | 5spot_SharedNeighbor | CO2 | Porous | Wet | R600a | MinimizeLCOE_Brownfield | IgnoreSilica | 2019 | 0 | 0 | 0 | 0 |  |  |  |  | 15 |  | 13.7911 | [19 empty] | 749894.2093 | 0
1 | 1500 | 707 | 0.02 | 15 | 15 | 7 | 1e-09 | 5spot_SharedNeighbor | CO2 | Porous | Wet | R600a | MinimizeLCOE_Brownfield | IgnoreSilica | 2019 | 0 | 0 | 0 | 0 |  |  |  |  | 15 |  | 14.7064 | [19 empty] | 1000000 | 0
1 | 1500 | 707 | 0.02 | 15 | 15 | 7 | 1.3335e-09 | 5spot_SharedNeighbor | CO2 | Porous | Wet | R600a | MinimizeLCOE_Brownfield | IgnoreSilica | 2019 | 0 | 0 | 0 | 0 |  |  |  |  | 15 |  | 14.1764 | [19 empty] | 1333521.4322 | 0
1 | 1500 | 707 | 0.02 | 15 | 15 | 7 | 1.7783e-09 | 5spot_SharedNeighbor | CO2 | Porous | Wet | R600a | MinimizeLCOE_Brownfield | IgnoreSilica | 2019 | 0 | 0 | 0 | 0 |  |  |  |  | 15 |  | 14.0767 | [19 empty] | 1778279.41 | 0
1 | 1500 | 707 | 0.02 | 15 | 15 | 7 | 2.3714e-09 | 5spot_SharedNeighbor | CO2 | Porous | Wet | R600a | MinimizeLCOE_Brownfield | IgnoreSilica | 2019 | 0 | 0 | 0 | 0 |  |  |  |  | 15 |  | 14.7651 | [19 empty] | 2371373.7057 | 0
1 | 1500 | 707 | 0.02 | 15 | 15 | 7 | 3.1623e-09 | 5spot_SharedNeighbor | CO2 | Porous | Wet | R600a | MinimizeLCOE_Brownfield | IgnoreSilica | 2019 | 0 | 0 | 0 | 0 |  |  |  |  | 15 |  | 13.8155 | [19 empty] | 3162277.6602 | 0
1 | 1500 | 707 | 0.02 | 15 | 15 | 7 | 4.217e-09 | 5spot_SharedNeighbor | CO2 | Porous | Wet | R600a | MinimizeLCOE_Brownfield | IgnoreSilica | 2019 | 0 | 0 | 0 | 0 |  |  |  |  | 15 |  | 14.1342 | [19 empty] | 4216965.0343 | 0
1 | 1500 | 707 | 0.02 | 15 | 15 | 7 | 5.6234e-09 | 5spot_SharedNeighbor | CO2 | Porous | Wet | R600a | MinimizeLCOE_Brownfield | IgnoreSilica | 2019 | 0 | 0 | 0 | 0 |  |  |  |  | 15 |  | 14.2553 | [19 empty] | 5623413.2519 | 0
1 | 1500 | 707 | 0.02 | 15 | 15 | 7 | 7.4989e-09 | 5spot_SharedNeighbor | CO2 | Porous | Wet | R600a | MinimizeLCOE_Brownfield | IgnoreSilica | 2019 | 0 | 0 | 0 | 0 |  |  |  |  | 15 |  | 14.0128 | [19 empty] | 7498942.0933 | 0
1 | 1500 | 707 | 0.02 | 15 | 15 | 7 | 1e-08 | 5spot_SharedNeighbor | CO2 | Porous | Wet | R600a | MinimizeLCOE_Brownfield | IgnoreSilica | 2019 | 0 | 0 | 0 | 0 |  |  |  |  | 15 |  | 16.203 | [19 empty] | 10000000 | 0
1 | 1600 | 707 | 0.02 | 15 | 15 | 7 | 1e-13 | 5spot_SharedNeighbor | CO2 | Porous | Wet | R600a | MinimizeLCOE_Brownfield | IgnoreSilica | 2019 | 0 | 0 | 0 | 0 |  |  |  |  | 15 |  | 10.9544 | [19 empty] | 100 | 0
1 | 1600 | 707 | 0.02 | 15 | 15 | 7 | 1.3335e-13 | 5spot_SharedNeighbor | CO2 | Porous | Wet | R600a | MinimizeLCOE_Brownfield | IgnoreSilica | 2019 | 0 | 0 | 0 | 0 |  |  |  |  | 15 |  | 10.9095 | [19 empty] | 133.3521 | 0
1 | 1600 | 707 | 0.02 | 15 | 15 | 7 | 1.7783e-13 | 5spot_SharedNeighbor | CO2 | Porous | Wet | R600a | MinimizeLCOE_Brownfield | IgnoreSilica | 2019 | 0 | 0 | 0 | 0 |  |  |  |  | 15 |  | 11.548 | [19 empty] | 177.8279 | 0
1 | 1600 | 707 | 0.02 | 15 | 15 | 7 | 2.3714e-13 | 5spot_SharedNeighbor | CO2 | Porous | Wet | R600a | MinimizeLCOE_Brownfield | IgnoreSilica | 2019 | 0 | 0 | 0 | 0 |  |  |  |  | 15 |  | 14.3828 | [19 empty] | 237.1374 | 0
1 | 1600 | 707 | 0.02 | 15 | 15 | 7 | 3.1623e-13 | 5spot_SharedNeighbor | CO2 | Porous | Wet | R600a | MinimizeLCOE_Brownfield | IgnoreSilica | 2019 | 0 | 0 | 0 | 0 |  |  |  |  | 15 |  | 13.7669 | [19 empty] | 316.2278 | 0
1 | 1600 | 707 | 0.02 | 15 | 15 | 7 | 4.217e-13 | 5spot_SharedNeighbor | CO2 | Porous | Wet | R600a | MinimizeLCOE_Brownfield | IgnoreSilica | 2019 | 0 | 0 | 0 | 0 |  |  |  |  | 15 |  | 16.3857 | [19 empty] | 421.6965 | 0
1 | 1600 | 707 | 0.02 | 15 | 15 | 7 | 5.6234e-13 | 5spot_SharedNeighbor | CO2 | Porous | Wet | R600a | MinimizeLCOE_Brownfield | IgnoreSilica | 2019 | 0 | 0 | 0 | 0 |  |  |  |  | 15 |  | 16.5118 | [19 empty] | 562.3413 | 0
1 | 1600 | 707 | 0.02 | 15 | 15 | 7 | 7.4989e-13 | 5spot_SharedNeighbor | CO2 | Porous | Wet | R600a | MinimizeLCOE_Brownfield | IgnoreSilica | 2019 | 0 | 0 | 0 | 0 |  |  |  |  | 15 |  | 16.1279 | [19 empty] | 749.8942 | 0
1 | 1600 | 707 | 0.02 | 15 | 15 | 7 | 1e-12 | 5spot_SharedNeighbor | CO2 | Porous | Wet | R600a | MinimizeLCOE_Brownfield | IgnoreSilica | 2019 | 0 | 0 | 0 | 0 |  |  |  |  | 15 |  | 15.0631 | [19 empty] | 1000 | 0
1 | 1600 | 707 | 0.02 | 15 | 15 | 7 | 1.3335e-12 | 5spot_SharedNeighbor | CO2 | Porous | Wet | R600a | MinimizeLCOE_Brownfield | IgnoreSilica | 2019 | 0 | 0 | 0 | 0 |  |  |  |  | 15 |  | 15.731 | [19 empty] | 1333.5214 | 0
1 | 1600 | 707 | 0.02 | 15 | 15 | 7 | 1.7783e-12 | 5spot_SharedNeighbor | CO2 | Porous | Wet | R600a | MinimizeLCOE_Brownfield | IgnoreSilica | 2019 | 0 | 0 | 0 | 0 |  |  |  |  | 15 |  | 14.3623 | [19 empty] | 1778.2794 | 0
1 | 1600 | 707 | 0.02 | 15 | 15 | 7 | 2.3714e-12 | 5spot_SharedNeighbor | CO2 | Porous | Wet | R600a | MinimizeLCOE_Brownfield | IgnoreSilica | 2019 | 0 | 0 | 0 | 0 |  |  |  |  | 15 |  | 15.3968 | [19 empty] | 2371.3737 | 0
1 | 1600 | 707 | 0.02 | 15 | 15 | 7 | 3.1623e-12 | 5spot_SharedNeighbor | CO2 | Porous | Wet | R600a | MinimizeLCOE_Brownfield | IgnoreSilica | 2019 | 0 | 0 | 0 | 0 |  |  |  |  | 15 |  | 14.8757 | [19 empty] | 3162.2777 | 0
1 | 1600 | 707 | 0.02 | 15 | 15 | 7 | 4.217e-12 | 5spot_SharedNeighbor | CO2 | Porous | Wet | R600a | MinimizeLCOE_Brownfield | IgnoreSilica | 2019 | 0 | 0 | 0 | 0 |  |  |  |  | 15 |  | 14.9696 | [19 empty] | 4216.965 | 0
1 | 1600 | 707 | 0.02 | 15 | 15 | 7 | 5.6234e-12 | 5spot_SharedNeighbor | CO2 | Porous | Wet | R600a | MinimizeLCOE_Brownfield | IgnoreSilica | 2019 | 0 | 0 | 0 | 0 |  |  |  |  | 15 |  | 15.2663 | [19 empty] | 5623.4133 | 0
1 | 1600 | 707 | 0.02 | 15 | 15 | 7 | 7.4989e-12 | 5spot_SharedNeighbor | CO2 | Porous | Wet | R600a | MinimizeLCOE_Brownfield | IgnoreSilica | 2019 | 0 | 0 | 0 | 0 |  |  |  |  | 15 |  | 14.9861 | [19 empty] | 7498.9421 | 0
1 | 1600 | 707 | 0.02 | 15 | 15 | 7 | 1e-11 | 5spot_SharedNeighbor | CO2 | Porous | Wet | R600a | MinimizeLCOE_Brownfield | IgnoreSilica | 2019 | 0 | 0 | 0 | 0 |  |  |  |  | 15 |  | 13.8855 | [19 empty] | 10000 | 0
1 | 1600 | 707 | 0.02 | 15 | 15 | 7 | 1.3335e-11 | 5spot_SharedNeighbor | CO2 | Porous | Wet | R600a | MinimizeLCOE_Brownfield | IgnoreSilica | 2019 | 0 | 0 | 0 | 0 |  |  |  |  | 15 |  | 13.9554 | [19 empty] | 13335.2143 | 0
1 | 1600 | 707 | 0.02 | 15 | 15 | 7 | 1.7783e-11 | 5spot_SharedNeighbor | CO2 | Porous | Wet | R600a | MinimizeLCOE_Brownfield | IgnoreSilica | 2019 | 0 | 0 | 0 | 0 |  |  |  |  | 15 |  | 14.0212 | [19 empty] | 17782.7941 | 0
1 | 1600 | 707 | 0.02 | 15 | 15 | 7 | 2.3714e-11 | 5spot_SharedNeighbor | CO2 | Porous | Wet | R600a | MinimizeLCOE_Brownfield | IgnoreSilica | 2019 | 0 | 0 | 0 | 0 |  |  |  |  | 15 |  | 15.9098 | [19 empty] | 23713.7371 | 0
1 | 1600 | 707 | 0.02 | 15 | 15 | 7 | 3.1623e-11 | 5spot_SharedNeighbor | CO2 | Porous | Wet | R600a | MinimizeLCOE_Brownfield | IgnoreSilica | 2019 | 0 | 0 | 0 | 0 |  |  |  |  | 15 |  | 14.968 | [19 empty] | 31622.7766 | 0
1 | 1600 | 707 | 0.02 | 15 | 15 | 7 | 4.217e-11 | 5spot_SharedNeighbor | CO2 | Porous | Wet | R600a | MinimizeLCOE_Brownfield | IgnoreSilica | 2019 | 0 | 0 | 0 | 0 |  |  |  |  | 15 |  | 13.4878 | [19 empty] | 42169.6503 | 0
1 | 1600 | 707 | 0.02 | 15 | 15 | 7 | 5.6234e-11 | 5spot_SharedNeighbor | CO2 | Porous | Wet | R600a | MinimizeLCOE_Brownfield | IgnoreSilica | 2019 | 0 | 0 | 0 | 0 |  |  |  |  | 15 |  | 14.8199 | [19 empty] | 56234.1325 | 0
1 | 1600 | 707 | 0.02 | 15 | 15 | 7 | 7.4989e-11 | 5spot_SharedNeighbor | CO2 | Porous | Wet | R600a | MinimizeLCOE_Brownfield | IgnoreSilica | 2019 | 0 | 0 | 0 | 0 |  |  |  |  | 15 |  | 14.232 | [19 empty] | 74989.4209 | 0
1 | 1600 | 707 | 0.02 | 15 | 15 | 7 | 1e-10 | 5spot_SharedNeighbor | CO2 | Porous | Wet | R600a | MinimizeLCOE_Brownfield | IgnoreSilica | 2019 | 0 | 0 | 0 | 0 |  |  |  |  | 15 |  | 14.3108 | [19 empty] | 100000 | 0
1 | 1600 | 707 | 0.02 | 15 | 15 | 7 | 1.3335e-10 | 5spot_SharedNeighbor | CO2 | Porous | Wet | R600a | MinimizeLCOE_Brownfield | IgnoreSilica | 2019 | 0 | 0 | 0 | 0 |  |  |  |  | 15 |  | 14.1166 | [19 empty] | 133352.1432 | 0
1 | 1600 | 707 | 0.02 | 15 | 15 | 7 | 1.7783e-10 | 5spot_SharedNeighbor | CO2 | Porous | Wet | R600a | MinimizeLCOE_Brownfield | IgnoreSilica | 2019 | 0 | 0 | 0 | 0 |  |  |  |  | 15 |  | 14.2457 | [19 empty] | 177827.941 | 0
1 | 1600 | 707 | 0.02 | 15 | 15 | 7 | 2.3714e-10 | 5spot_SharedNeighbor | CO2 | Porous | Wet | R600a | MinimizeLCOE_Brownfield | IgnoreSilica | 2019 | 0 | 0 | 0 | 0 |  |  |  |  | 15 |  | 14.6448 | [19 empty] | 237137.3706 | 0
1 | 1600 | 707 | 0.02 | 15 | 15 | 7 | 3.1623e-10 | 5spot_SharedNeighbor | CO2 | Porous | Wet | R600a | MinimizeLCOE_Brownfield | IgnoreSilica | 2019 | 0 | 0 | 0 | 0 |  |  |  |  | 15 |  | 15.3673 | [19 empty] | 316227.766 | 0
1 | 1600 | 707 | 0.02 | 15 | 15 | 7 | 4.217e-10 | 5spot_SharedNeighbor | CO2 | Porous | Wet | R600a | MinimizeLCOE_Brownfield | IgnoreSilica | 2019 | 0 | 0 | 0 | 0 |  |  |  |  | 15 |  | 14.7657 | [19 empty] | 421696.5034 | 0
1 | 1600 | 707 | 0.02 | 15 | 15 | 7 | 5.6234e-10 | 5spot_SharedNeighbor | CO2 | Porous | Wet | R600a | MinimizeLCOE_Brownfield | IgnoreSilica | 2019 | 0 | 0 | 0 | 0 |  |  |  |  | 15 |  | 14.7335 | [19 empty] | 562341.3252 | 0
1 | 1600 | 707 | 0.02 | 15 | 15 | 7 | 7.4989e-10 | 5spot_SharedNeighbor | CO2 | Porous | Wet | R600a | MinimizeLCOE_Brownfield | IgnoreSilica | 2019 | 0 | 0 | 0 | 0 |  |  |  |  | 15 |  | 16.1427 | [19 empty] | 749894.2093 | 0
1 | 1600 | 707 | 0.02 | 15 | 15 | 7 | 1e-09 | 5spot_SharedNeighbor | CO2 | Porous | Wet | R600a | MinimizeLCOE_Brownfield | IgnoreSilica | 2019 | 0 | 0 | 0 | 0 |  |  |  |  | 15 |  | 14.6888 | [19 empty] | 1000000 | 0
1 | 1600 | 707 | 0.02 | 15 | 15 | 7 | 1.3335e-09 | 5spot_SharedNeighbor | CO2 | Porous | Wet | R600a | MinimizeLCOE_Brownfield | IgnoreSilica | 2019 | 0 | 0 | 0 | 0 |  |  |  |  | 15 |  | 14.1399 | [19 empty] | 1333521.4322 | 0
1 | 1600 | 707 | 0.02 | 15 | 15 | 7 | 1.7783e-09 | 5spot_SharedNeighbor | CO2 | Porous | Wet | R600a | MinimizeLCOE_Brownfield | IgnoreSilica | 2019 | 0 | 0 | 0 | 0 |  |  |  |  | 15 |  | 14.8925 | [19 empty] | 1778279.41 | 0
1 | 1600 | 707 | 0.02 | 15 | 15 | 7 | 2.3714e-09 | 5spot_SharedNeighbor | CO2 | Porous | Wet | R600a | MinimizeLCOE_Brownfield | IgnoreSilica | 2019 | 0 | 0 | 0 | 0 |  |  |  |  | 15 |  | 15.0295 | [19 empty] | 2371373.7057 | 0
1 | 1600 | 707 | 0.02 | 15 | 15 | 7 | 3.1623e-09 | 5spot_SharedNeighbor | CO2 | Porous | Wet | R600a | MinimizeLCOE_Brownfield | IgnoreSilica | 2019 | 0 | 0 | 0 | 0 |  |  |  |  | 15 |  | 14.8666 | [19 empty] | 3162277.6602 | 0
1 | 1600 | 707 | 0.02 | 15 | 15 | 7 | 4.217e-09 | 5spot_SharedNeighbor | CO2 | Porous | Wet | R600a | MinimizeLCOE_Brownfield | IgnoreSilica | 2019 | 0 | 0 | 0 | 0 |  |  |  |  | 15 |  | 14.086 | [19 empty] | 4216965.0343 | 0
1 | 1600 | 707 | 0.02 | 15 | 15 | 7 | 5.6234e-09 | 5spot_SharedNeighbor | CO2 | Porous | Wet | R600a | MinimizeLCOE_Brownfield | IgnoreSilica | 2019 | 0 | 0 | 0 | 0 |  |  |  |  | 15 |  | 14.7688 | [19 empty] | 5623413.2519 | 0
1 | 1600 | 707 | 0.02 | 15 | 15 | 7 | 7.4989e-09 | 5spot_SharedNeighbor | CO2 | Porous | Wet | R600a | MinimizeLCOE_Brownfield | IgnoreSilica | 2019 | 0 | 0 | 0 | 0 |  |  |  |  | 15 |  | 15.1938 | [19 empty] | 7498942.0933 | 0
1 | 1600 | 707 | 0.02 | 15 | 15 | 7 | 1e-08 | 5spot_SharedNeighbor | CO2 | Porous | Wet | R600a | MinimizeLCOE_Brownfield | IgnoreSilica | 2019 | 0 | 0 | 0 | 0 |  |  |  |  | 15 |  | 14.6504 | [19 empty] | 10000000 | 0
1 | 1700 | 707 | 0.02 | 15 | 15 | 7 | 1e-13 | 5spot_SharedNeighbor | CO2 | Porous | Wet | R600a | MinimizeLCOE_Brownfield | IgnoreSilica | 2019 | 0 | 0 | 0 | 0 |  |  |  |  | 15 |  | 10.1855 | [19 empty] | 100 | 0
1 | 1700 | 707 | 0.02 | 15 | 15 | 7 | 1.3335e-13 | 5spot_SharedNeighbor | CO2 | Porous | Wet | R600a | MinimizeLCOE_Brownfield | IgnoreSilica | 2019 | 0 | 0 | 0 | 0 |  |  |  |  | 15 |  | 12.7223 | [19 empty] | 133.3521 | 0
1 | 1700 | 707 | 0.02 | 15 | 15 | 7 | 1.7783e-13 | 5spot_SharedNeighbor | CO2 | Porous | Wet | R600a | MinimizeLCOE_Brownfield | IgnoreSilica | 2019 | 0 | 0 | 0 | 0 |  |  |  |  | 15 |  | 13.1083 | [19 empty] | 177.8279 | 0
1 | 1700 | 707 | 0.02 | 15 | 15 | 7 | 2.3714e-13 | 5spot_SharedNeighbor | CO2 | Porous | Wet | R600a | MinimizeLCOE_Brownfield | IgnoreSilica | 2019 | 0 | 0 | 0 | 0 |  |  |  |  | 15 |  | 14.9993 | [19 empty] | 237.1374 | 0
1 | 1700 | 707 | 0.02 | 15 | 15 | 7 | 3.1623e-13 | 5spot_SharedNeighbor | CO2 | Porous | Wet | R600a | MinimizeLCOE_Brownfield | IgnoreSilica | 2019 | 0 | 0 | 0 | 0 |  |  |  |  | 15 |  | 15.0263 | [19 empty] | 316.2278 | 0
1 | 1700 | 707 | 0.02 | 15 | 15 | 7 | 4.217e-13 | 5spot_SharedNeighbor | CO2 | Porous | Wet | R600a | MinimizeLCOE_Brownfield | IgnoreSilica | 2019 | 0 | 0 | 0 | 0 |  |  |  |  | 15 |  | 16.9533 | [19 empty] | 421.6965 | 0
1 | 1700 | 707 | 0.02 | 15 | 15 | 7 | 5.6234e-13 | 5spot_SharedNeighbor | CO2 | Porous | Wet | R600a | MinimizeLCOE_Brownfield | IgnoreSilica | 2019 | 0 | 0 | 0 | 0 |  |  |  |  | 15 |  | 17.648 | [19 empty] | 562.3413 | 0
1 | 1700 | 707 | 0.02 | 15 | 15 | 7 | 7.4989e-13 | 5spot_SharedNeighbor | CO2 | Porous | Wet | R600a | MinimizeLCOE_Brownfield | IgnoreSilica | 2019 | 0 | 0 | 0 | 0 |  |  |  |  | 15 |  | 16.5091 | [19 empty] | 749.8942 | 0
1 | 1700 | 707 | 0.02 | 15 | 15 | 7 | 1e-12 | 5spot_SharedNeighbor | CO2 | Porous | Wet | R600a | MinimizeLCOE_Brownfield | IgnoreSilica | 2019 | 0 | 0 | 0 | 0 |  |  |  |  | 15 |  | 14.9998 | [19 empty] | 1000 | 0
1 | 1700 | 707 | 0.02 | 15 | 15 | 7 | 1.3335e-12 | 5spot_SharedNeighbor | CO2 | Porous | Wet | R600a | MinimizeLCOE_Brownfield | IgnoreSilica | 2019 | 0 | 0 | 0 | 0 |  |  |  |  | 15 |  | 14.5939 | [19 empty] | 1333.5214 | 0
1 | 1700 | 707 | 0.02 | 15 | 15 | 7 | 1.7783e-12 | 5spot_SharedNeighbor | CO2 | Porous | Wet | R600a | MinimizeLCOE_Brownfield | IgnoreSilica | 2019 | 0 | 0 | 0 | 0 |  |  |  |  | 15 |  | 13.7109 | [19 empty] | 1778.2794 | 0
1 | 1700 | 707 | 0.02 | 15 | 15 | 7 | 2.3714e-12 | 5spot_SharedNeighbor | CO2 | Porous | Wet | R600a | MinimizeLCOE_Brownfield | IgnoreSilica | 2019 | 0 | 0 | 0 | 0 |  |  |  |  | 15 |  | 14.6667 | [19 empty] | 2371.3737 | 0
1 | 1700 | 707 | 0.02 | 15 | 15 | 7 | 3.1623e-12 | 5spot_SharedNeighbor | CO2 | Porous | Wet | R600a | MinimizeLCOE_Brownfield | IgnoreSilica | 2019 | 0 | 0 | 0 | 0 |  |  |  |  | 15 |  | 14.8562 | [19 empty] | 3162.2777 | 0
1 | 1700 | 707 | 0.02 | 15 | 15 | 7 | 4.217e-12 | 5spot_SharedNeighbor | CO2 | Porous | Wet | R600a | MinimizeLCOE_Brownfield | IgnoreSilica | 2019 | 0 | 0 | 0 | 0 |  |  |  |  | 15 |  | 15.8026 | [19 empty] | 4216.965 | 0
1 | 1700 | 707 | 0.02 | 15 | 15 | 7 | 5.6234e-12 | 5spot_SharedNeighbor | CO2 | Porous | Wet | R600a | MinimizeLCOE_Brownfield | IgnoreSilica | 2019 | 0 | 0 | 0 | 0 |  |  |  |  | 15 |  | 14.9066 | [19 empty] | 5623.4133 | 0
1 | 1700 | 707 | 0.02 | 15 | 15 | 7 | 7.4989e-12 | 5spot_SharedNeighbor | CO2 | Porous | Wet | R600a | MinimizeLCOE_Brownfield | IgnoreSilica | 2019 | 0 | 0 | 0 | 0 |  |  |  |  | 15 |  | 14.5763 | [19 empty] | 7498.9421 | 0
1 | 1700 | 707 | 0.02 | 15 | 15 | 7 | 1e-11 | 5spot_SharedNeighbor | CO2 | Porous | Wet | R600a | MinimizeLCOE_Brownfield | IgnoreSilica | 2019 | 0 | 0 | 0 | 0 |  |  |  |  | 15 |  | 15.3853 | [19 empty] | 10000 | 0
1 | 1700 | 707 | 0.02 | 15 | 15 | 7 | 1.3335e-11 | 5spot_SharedNeighbor | CO2 | Porous | Wet | R600a | MinimizeLCOE_Brownfield | IgnoreSilica | 2019 | 0 | 0 | 0 | 0 |  |  |  |  | 15 |  | 15.2628 | [19 empty] | 13335.2143 | 0
1 | 1700 | 707 | 0.02 | 15 | 15 | 7 | 1.7783e-11 | 5spot_SharedNeighbor | CO2 | Porous | Wet | R600a | MinimizeLCOE_Brownfield | IgnoreSilica | 2019 | 0 | 0 | 0 | 0 |  |  |  |  | 15 |  | 15.8496 | [19 empty] | 17782.7941 | 0
1 | 1700 | 707 | 0.02 | 15 | 15 | 7 | 2.3714e-11 | 5spot_SharedNeighbor | CO2 | Porous | Wet | R600a | MinimizeLCOE_Brownfield | IgnoreSilica | 2019 | 0 | 0 | 0 | 0 |  |  |  |  | 15 |  | 14.7835 | [19 empty] | 23713.7371 | 0
1 | 1700 | 707 | 0.02 | 15 | 15 | 7 | 3.1623e-11 | 5spot_SharedNeighbor | CO2 | Porous | Wet | R600a | MinimizeLCOE_Brownfield | IgnoreSilica | 2019 | 0 | 0 | 0 | 0 |  |  |  |  | 15 |  | 14.9239 | [19 empty] | 31622.7766 | 0
1 | 1700 | 707 | 0.02 | 15 | 15 | 7 | 4.217e-11 | 5spot_SharedNeighbor | CO2 | Porous | Wet | R600a | MinimizeLCOE_Brownfield | IgnoreSilica | 2019 | 0 | 0 | 0 | 0 |  |  |  |  | 15 |  | 14.9386 | [19 empty] | 42169.6503 | 0
1 | 1700 | 707 | 0.02 | 15 | 15 | 7 | 5.6234e-11 | 5spot_SharedNeighbor | CO2 | Porous | Wet | R600a | MinimizeLCOE_Brownfield | IgnoreSilica | 2019 | 0 | 0 | 0 | 0 |  |  |  |  | 15 |  | 14.5814 | [19 empty] | 56234.1325 | 0
1 | 1700 | 707 | 0.02 | 15 | 15 | 7 | 7.4989e-11 | 5spot_SharedNeighbor | CO2 | Porous | Wet | R600a | MinimizeLCOE_Brownfield | IgnoreSilica | 2019 | 0 | 0 | 0 | 0 |  |  |  |  | 15 |  | 14.7187 | [19 empty] | 74989.4209 | 0
1 | 1700 | 707 | 0.02 | 15 | 15 | 7 | 1e-10 | 5spot_SharedNeighbor | CO2 | Porous | Wet | R600a | MinimizeLCOE_Brownfield | IgnoreSilica | 2019 | 0 | 0 | 0 | 0 |  |  |  |  | 15 |  | 14.9941 | [19 empty] | 100000 | 0
1 | 1700 | 707 | 0.02 | 15 | 15 | 7 | 1.3335e-10 | 5spot_SharedNeighbor | CO2 | Porous | Wet | R600a | MinimizeLCOE_Brownfield | IgnoreSilica | 2019 | 0 | 0 | 0 | 0 |  |  |  |  | 15 |  | 15.144 | [19 empty] | 133352.1432 | 0
1 | 1700 | 707 | 0.02 | 15 | 15 | 7 | 1.7783e-10 | 5spot_SharedNeighbor | CO2 | Porous | Wet | R600a | MinimizeLCOE_Brownfield | IgnoreSilica | 2019 | 0 | 0 | 0 | 0 |  |  |  |  | 15 |  | 15.394 | [19 empty] | 177827.941 | 0
1 | 1700 | 707 | 0.02 | 15 | 15 | 7 | 2.3714e-10 | 5spot_SharedNeighbor | CO2 | Porous | Wet | R600a | MinimizeLCOE_Brownfield | IgnoreSilica | 2019 | 0 | 0 | 0 | 0 |  |  |  |  | 15 |  | 13.9267 | [19 empty] | 237137.3706 | 0
1 | 1700 | 707 | 0.02 | 15 | 15 | 7 | 3.1623e-10 | 5spot_SharedNeighbor | CO2 | Porous | Wet | R600a | MinimizeLCOE_Brownfield | IgnoreSilica | 2019 | 0 | 0 | 0 | 0 |  |  |  |  | 15 |  | 16.0209 | [19 empty] | 316227.766 | 0
1 | 1700 | 707 | 0.02 | 15 | 15 | 7 | 4.217e-10 | 5spot_SharedNeighbor | CO2 | Porous | Wet | R600a | MinimizeLCOE_Brownfield | IgnoreSilica | 2019 | 0 | 0 | 0 | 0 |  |  |  |  | 15 |  | 14.8968 | [19 empty] | 421696.5034 | 0
1 | 1700 | 707 | 0.02 | 15 | 15 | 7 | 5.6234e-10 | 5spot_SharedNeighbor | CO2 | Porous | Wet | R600a | MinimizeLCOE_Brownfield | IgnoreSilica | 2019 | 0 | 0 | 0 | 0 |  |  |  |  | 15 |  | 15.5519 | [19 empty] | 562341.3252 | 0
1 | 1700 | 707 | 0.02 | 15 | 15 | 7 | 7.4989e-10 | 5spot_SharedNeighbor | CO2 | Porous | Wet | R600a | MinimizeLCOE_Brownfield | IgnoreSilica | 2019 | 0 | 0 | 0 | 0 |  |  |  |  | 15 |  | 15.7325 | [19 empty] | 749894.2093 | 0
1 | 1700 | 707 | 0.02 | 15 | 15 | 7 | 1e-09 | 5spot_SharedNeighbor | CO2 | Porous | Wet | R600a | MinimizeLCOE_Brownfield | IgnoreSilica | 2019 | 0 | 0 | 0 | 0 |  |  |  |  | 15 |  | 15.7199 | [19 empty] | 1000000 | 0
1 | 1700 | 707 | 0.02 | 15 | 15 | 7 | 1.3335e-09 | 5spot_SharedNeighbor | CO2 | Porous | Wet | R600a | MinimizeLCOE_Brownfield | IgnoreSilica | 2019 | 0 | 0 | 0 | 0 |  |  |  |  | 15 |  | 16.0958 | [19 empty] | 1333521.4322 | 0
1 | 1700 | 707 | 0.02 | 15 | 15 | 7 | 1.7783e-09 | 5spot_SharedNeighbor | CO2 | Porous | Wet | R600a | MinimizeLCOE_Brownfield | IgnoreSilica | 2019 | 0 | 0 | 0 | 0 |  |  |  |  | 15 |  | 14.7426 | [19 empty] | 1778279.41 | 0
1 | 1700 | 707 | 0.02 | 15 | 15 | 7 | 2.3714e-09 | 5spot_SharedNeighbor | CO2 | Porous | Wet | R600a | MinimizeLCOE_Brownfield | IgnoreSilica | 2019 | 0 | 0 | 0 | 0 |  |  |  |  | 15 |  | 15.7165 | [19 empty] | 2371373.7057 | 0
1 | 1700 | 707 | 0.02 | 15 | 15 | 7 | 3.1623e-09 | 5spot_SharedNeighbor | CO2 | Porous | Wet | R600a | MinimizeLCOE_Brownfield | IgnoreSilica | 2019 | 0 | 0 | 0 | 0 |  |  |  |  | 15 |  | 15.7374 | [19 empty] | 3162277.6602 | 0
1 | 1700 | 707 | 0.02 | 15 | 15 | 7 | 4.217e-09 | 5spot_SharedNeighbor | CO2 | Porous | Wet | R600a | MinimizeLCOE_Brownfield | IgnoreSilica | 2019 | 0 | 0 | 0 | 0 |  |  |  |  | 15 |  | 14.6191 | [19 empty] | 4216965.0343 | 0
1 | 1700 | 707 | 0.02 | 15 | 15 | 7 | 5.6234e-09 | 5spot_SharedNeighbor | CO2 | Porous | Wet | R600a | MinimizeLCOE_Brownfield | IgnoreSilica | 2019 | 0 | 0 | 0 | 0 |  |  |  |  | 15 |  | 15.5837 | [19 empty] | 5623413.2519 | 0
1 | 1700 | 707 | 0.02 | 15 | 15 | 7 | 7.4989e-09 | 5spot_SharedNeighbor | CO2 | Porous | Wet | R600a | MinimizeLCOE_Brownfield | IgnoreSilica | 2019 | 0 | 0 | 0 | 0 |  |  |  |  | 15 |  | 14.9724 | [19 empty] | 7498942.0933 | 0
1 | 1700 | 707 | 0.02 | 15 | 15 | 7 | 1e-08 | 5spot_SharedNeighbor | CO2 | Porous | Wet | R600a | MinimizeLCOE_Brownfield | IgnoreSilica | 2019 | 0 | 0 | 0 | 0 |  |  |  |  | 15 |  | 14.9392 | [19 empty] | 10000000 | 0
1 | 1800 | 707 | 0.02 | 15 | 15 | 7 | 1e-13 | 5spot_SharedNeighbor | CO2 | Porous | Wet | R600a | MinimizeLCOE_Brownfield | IgnoreSilica | 2019 | 0 | 0 | 0 | 0 |  |  |  |  | 15 |  | 10.0277 | [19 empty] | 100 | 0
1 | 1800 | 707 | 0.02 | 15 | 15 | 7 | 1.3335e-13 | 5spot_SharedNeighbor | CO2 | Porous | Wet | R600a | MinimizeLCOE_Brownfield | IgnoreSilica | 2019 | 0 | 0 | 0 | 0 |  |  |  |  | 15 |  | 12.3711 | [19 empty] | 133.3521 | 0
1 | 1800 | 707 | 0.02 | 15 | 15 | 7 | 1.7783e-13 | 5spot_SharedNeighbor | CO2 | Porous | Wet | R600a | MinimizeLCOE_Brownfield | IgnoreSilica | 2019 | 0 | 0 | 0 | 0 |  |  |  |  | 15 |  | 13.7428 | [19 empty] | 177.8279 | 0
1 | 1800 | 707 | 0.02 | 15 | 15 | 7 | 2.3714e-13 | 5spot_SharedNeighbor | CO2 | Porous | Wet | R600a | MinimizeLCOE_Brownfield | IgnoreSilica | 2019 | 0 | 0 | 0 | 0 |  |  |  |  | 15 |  | 14.2486 | [19 empty] | 237.1374 | 0
1 | 1800 | 707 | 0.02 | 15 | 15 | 7 | 3.1623e-13 | 5spot_SharedNeighbor | CO2 | Porous | Wet | R600a | MinimizeLCOE_Brownfield | IgnoreSilica | 2019 | 0 | 0 | 0 | 0 |  |  |  |  | 15 |  | 15.6269 | [19 empty] | 316.2278 | 0
1 | 1800 | 707 | 0.02 | 15 | 15 | 7 | 4.217e-13 | 5spot_SharedNeighbor | CO2 | Porous | Wet | R600a | MinimizeLCOE_Brownfield | IgnoreSilica | 2019 | 0 | 0 | 0 | 0 |  |  |  |  | 15 |  | 16.3467 | [19 empty] | 421.6965 | 0
1 | 1800 | 707 | 0.02 | 15 | 15 | 7 | 5.6234e-13 | 5spot_SharedNeighbor | CO2 | Porous | Wet | R600a | MinimizeLCOE_Brownfield | IgnoreSilica | 2019 | 0 | 0 | 0 | 0 |  |  |  |  | 15 |  | 16.4806 | [19 empty] | 562.3413 | 0
1 | 1800 | 707 | 0.02 | 15 | 15 | 7 | 7.4989e-13 | 5spot_SharedNeighbor | CO2 | Porous | Wet | R600a | MinimizeLCOE_Brownfield | IgnoreSilica | 2019 | 0 | 0 | 0 | 0 |  |  |  |  | 15 |  | 16.7572 | [19 empty] | 749.8942 | 0
1 | 1800 | 707 | 0.02 | 15 | 15 | 7 | 1e-12 | 5spot_SharedNeighbor | CO2 | Porous | Wet | R600a | MinimizeLCOE_Brownfield | IgnoreSilica | 2019 | 0 | 0 | 0 | 0 |  |  |  |  | 15 |  | 16.993 | [19 empty] | 1000 | 0
1 | 1800 | 707 | 0.02 | 15 | 15 | 7 | 1.3335e-12 | 5spot_SharedNeighbor | CO2 | Porous | Wet | R600a | MinimizeLCOE_Brownfield | IgnoreSilica | 2019 | 0 | 0 | 0 | 0 |  |  |  |  | 15 |  | 15.5477 | [19 empty] | 1333.5214 | 0
1 | 1800 | 707 | 0.02 | 15 | 15 | 7 | 1.7783e-12 | 5spot_SharedNeighbor | CO2 | Porous | Wet | R600a | MinimizeLCOE_Brownfield | IgnoreSilica | 2019 | 0 | 0 | 0 | 0 |  |  |  |  | 15 |  | 15.442 | [19 empty] | 1778.2794 | 0
1 | 1800 | 707 | 0.02 | 15 | 15 | 7 | 2.3714e-12 | 5spot_SharedNeighbor | CO2 | Porous | Wet | R600a | MinimizeLCOE_Brownfield | IgnoreSilica | 2019 | 0 | 0 | 0 | 0 |  |  |  |  | 15 |  | 15.5428 | [19 empty] | 2371.3737 | 0
1 | 1800 | 707 | 0.02 | 15 | 15 | 7 | 3.1623e-12 | 5spot_SharedNeighbor | CO2 | Porous | Wet | R600a | MinimizeLCOE_Brownfield | IgnoreSilica | 2019 | 0 | 0 | 0 | 0 |  |  |  |  | 15 |  | 15.6071 | [19 empty] | 3162.2777 | 0
1 | 1800 | 707 | 0.02 | 15 | 15 | 7 | 4.217e-12 | 5spot_SharedNeighbor | CO2 | Porous | Wet | R600a | MinimizeLCOE_Brownfield | IgnoreSilica | 2019 | 0 | 0 | 0 | 0 |  |  |  |  | 15 |  | 13.5973 | [19 empty] | 4216.965 | 0
1 | 1800 | 707 | 0.02 | 15 | 15 | 7 | 5.6234e-12 | 5spot_SharedNeighbor | CO2 | Porous | Wet | R600a | MinimizeLCOE_Brownfield | IgnoreSilica | 2019 | 0 | 0 | 0 | 0 |  |  |  |  | 15 |  | 14.958 | [19 empty] | 5623.4133 | 0
1 | 1800 | 707 | 0.02 | 15 | 15 | 7 | 7.4989e-12 | 5spot_SharedNeighbor | CO2 | Porous | Wet | R600a | MinimizeLCOE_Brownfield | IgnoreSilica | 2019 | 0 | 0 | 0 | 0 |  |  |  |  | 15 |  | 16.0408 | [19 empty] | 7498.9421 | 0
1 | 1800 | 707 | 0.02 | 15 | 15 | 7 | 1e-11 | 5spot_SharedNeighbor | CO2 | Porous | Wet | R600a | MinimizeLCOE_Brownfield | IgnoreSilica | 2019 | 0 | 0 | 0 | 0 |  |  |  |  | 15 |  | 15.5805 | [19 empty] | 10000 | 0
1 | 1800 | 707 | 0.02 | 15 | 15 | 7 | 1.3335e-11 | 5spot_SharedNeighbor | CO2 | Porous | Wet | R600a | MinimizeLCOE_Brownfield | IgnoreSilica | 2019 | 0 | 0 | 0 | 0 |  |  |  |  | 15 |  | 14.9738 | [19 empty] | 13335.2143 | 0
1 | 1800 | 707 | 0.02 | 15 | 15 | 7 | 1.7783e-11 | 5spot_SharedNeighbor | CO2 | Porous | Wet | R600a | MinimizeLCOE_Brownfield | IgnoreSilica | 2019 | 0 | 0 | 0 | 0 |  |  |  |  | 15 |  | 16.1757 | [19 empty] | 17782.7941 | 0
1 | 1800 | 707 | 0.02 | 15 | 15 | 7 | 2.3714e-11 | 5spot_SharedNeighbor | CO2 | Porous | Wet | R600a | MinimizeLCOE_Brownfield | IgnoreSilica | 2019 | 0 | 0 | 0 | 0 |  |  |  |  | 15 |  | 16.0643 | [19 empty] | 23713.7371 | 0
1 | 1800 | 707 | 0.02 | 15 | 15 | 7 | 3.1623e-11 | 5spot_SharedNeighbor | CO2 | Porous | Wet | R600a | MinimizeLCOE_Brownfield | IgnoreSilica | 2019 | 0 | 0 | 0 | 0 |  |  |  |  | 15 |  | 15.6585 | [19 empty] | 31622.7766 | 0
1 | 1800 | 707 | 0.02 | 15 | 15 | 7 | 4.217e-11 | 5spot_SharedNeighbor | CO2 | Porous | Wet | R600a | MinimizeLCOE_Brownfield | IgnoreSilica | 2019 | 0 | 0 | 0 | 0 |  |  |  |  | 15 |  | 15.4495 | [19 empty] | 42169.6503 | 0
1 | 1800 | 707 | 0.02 | 15 | 15 | 7 | 5.6234e-11 | 5spot_SharedNeighbor | CO2 | Porous | Wet | R600a | MinimizeLCOE_Brownfield | IgnoreSilica | 2019 | 0 | 0 | 0 | 0 |  |  |  |  | 15 |  | 14.9598 | [19 empty] | 56234.1325 | 0
1 | 1800 | 707 | 0.02 | 15 | 15 | 7 | 7.4989e-11 | 5spot_SharedNeighbor | CO2 | Porous | Wet | R600a | MinimizeLCOE_Brownfield | IgnoreSilica | 2019 | 0 | 0 | 0 | 0 |  |  |  |  | 15 |  | 15.1857 | [19 empty] | 74989.4209 | 0
1 | 1800 | 707 | 0.02 | 15 | 15 | 7 | 1e-10 | 5spot_SharedNeighbor | CO2 | Porous | Wet | R600a | MinimizeLCOE_Brownfield | IgnoreSilica | 2019 | 0 | 0 | 0 | 0 |  |  |  |  | 15 |  | 15.619 | [19 empty] | 100000 | 0
1 | 1800 | 707 | 0.02 | 15 | 15 | 7 | 1.3335e-10 | 5spot_SharedNeighbor | CO2 | Porous | Wet | R600a | MinimizeLCOE_Brownfield | IgnoreSilica | 2019 | 0 | 0 | 0 | 0 |  |  |  |  | 15 |  | 16.0342 | [19 empty] | 133352.1432 | 0
1 | 1800 | 707 | 0.02 | 15 | 15 | 7 | 1.7783e-10 | 5spot_SharedNeighbor | CO2 | Porous | Wet | R600a | MinimizeLCOE_Brownfield | IgnoreSilica | 2019 | 0 | 0 | 0 | 0 |  |  |  |  | 15 |  | 14.8251 | [19 empty] | 177827.941 | 0
1 | 1800 | 707 | 0.02 | 15 | 15 | 7 | 2.3714e-10 | 5spot_SharedNeighbor | CO2 | Porous | Wet | R600a | MinimizeLCOE_Brownfield | IgnoreSilica | 2019 | 0 | 0 | 0 | 0 |  |  |  |  | 15 |  | 15.7508 | [19 empty] | 237137.3706 | 0
1 | 1800 | 707 | 0.02 | 15 | 15 | 7 | 3.1623e-10 | 5spot_SharedNeighbor | CO2 | Porous | Wet | R600a | MinimizeLCOE_Brownfield | IgnoreSilica | 2019 | 0 | 0 | 0 | 0 |  |  |  |  | 15 |  | 14.9006 | [19 empty] | 316227.766 | 0
1 | 1800 | 707 | 0.02 | 15 | 15 | 7 | 4.217e-10 | 5spot_SharedNeighbor | CO2 | Porous | Wet | R600a | MinimizeLCOE_Brownfield | IgnoreSilica | 2019 | 0 | 0 | 0 | 0 |  |  |  |  | 15 |  | 15.8443 | [19 empty] | 421696.5034 | 0
1 | 1800 | 707 | 0.02 | 15 | 15 | 7 | 5.6234e-10 | 5spot_SharedNeighbor | CO2 | Porous | Wet | R600a | MinimizeLCOE_Brownfield | IgnoreSilica | 2019 | 0 | 0 | 0 | 0 |  |  |  |  | 15 |  | 15.5141 | [19 empty] | 562341.3252 | 0
1 | 1800 | 707 | 0.02 | 15 | 15 | 7 | 7.4989e-10 | 5spot_SharedNeighbor | CO2 | Porous | Wet | R600a | MinimizeLCOE_Brownfield | IgnoreSilica | 2019 | 0 | 0 | 0 | 0 |  |  |  |  | 15 |  | 15.3408 | [19 empty] | 749894.2093 | 0
1 | 1800 | 707 | 0.02 | 15 | 15 | 7 | 1e-09 | 5spot_SharedNeighbor | CO2 | Porous | Wet | R600a | MinimizeLCOE_Brownfield | IgnoreSilica | 2019 | 0 | 0 | 0 | 0 |  |  |  |  | 15 |  | 16.0077 | [19 empty] | 1000000 | 0
1 | 1800 | 707 | 0.02 | 15 | 15 | 7 | 1.3335e-09 | 5spot_SharedNeighbor | CO2 | Porous | Wet | R600a | MinimizeLCOE_Brownfield | IgnoreSilica | 2019 | 0 | 0 | 0 | 0 |  |  |  |  | 15 |  | 15.229 | [19 empty] | 1333521.4322 | 0
1 | 1800 | 707 | 0.02 | 15 | 15 | 7 | 1.7783e-09 | 5spot_SharedNeighbor | CO2 | Porous | Wet | R600a | MinimizeLCOE_Brownfield | IgnoreSilica | 2019 | 0 | 0 | 0 | 0 |  |  |  |  | 15 |  | 14.067 | [19 empty] | 1778279.41 | 0
1 | 1800 | 707 | 0.02 | 15 | 15 | 7 | 2.3714e-09 | 5spot_SharedNeighbor | CO2 | Porous | Wet | R600a | MinimizeLCOE_Brownfield | IgnoreSilica | 2019 | 0 | 0 | 0 | 0 |  |  |  |  | 15 |  | 15.1085 | [19 empty] | 2371373.7057 | 0
1 | 1800 | 707 | 0.02 | 15 | 15 | 7 | 3.1623e-09 | 5spot_SharedNeighbor | CO2 | Porous | Wet | R600a | MinimizeLCOE_Brownfield | IgnoreSilica | 2019 | 0 | 0 | 0 | 0 |  |  |  |  | 15 |  | 15.8355 | [19 empty] | 3162277.6602 | 0
1 | 1800 | 707 | 0.02 | 15 | 15 | 7 | 4.217e-09 | 5spot_SharedNeighbor | CO2 | Porous | Wet | R600a | MinimizeLCOE_Brownfield | IgnoreSilica | 2019 | 0 | 0 | 0 | 0 |  |  |  |  | 15 |  | 15.6398 | [19 empty] | 4216965.0343 | 0
1 | 1800 | 707 | 0.02 | 15 | 15 | 7 | 5.6234e-09 | 5spot_SharedNeighbor | CO2 | Porous | Wet | R600a | MinimizeLCOE_Brownfield | IgnoreSilica | 2019 | 0 | 0 | 0 | 0 |  |  |  |  | 15 |  | 14.2319 | [19 empty] | 5623413.2519 | 0
1 | 1800 | 707 | 0.02 | 15 | 15 | 7 | 7.4989e-09 | 5spot_SharedNeighbor | CO2 | Porous | Wet | R600a | MinimizeLCOE_Brownfield | IgnoreSilica | 2019 | 0 | 0 | 0 | 0 |  |  |  |  | 15 |  | 15.1434 | [19 empty] | 7498942.0933 | 0
1 | 1800 | 707 | 0.02 | 15 | 15 | 7 | 1e-08 | 5spot_SharedNeighbor | CO2 | Porous | Wet | R600a | MinimizeLCOE_Brownfield | IgnoreSilica | 2019 | 0 | 0 | 0 | 0 |  |  |  |  | 15 |  | 15.9141 | [19 empty] | 10000000 | 0
1 | 1900 | 707 | 0.02 | 15 | 15 | 7 | 1e-13 | 5spot_SharedNeighbor | CO2 | Porous | Wet | R600a | MinimizeLCOE_Brownfield | IgnoreSilica | 2019 | 0 | 0 | 0 | 0 |  |  |  |  | 15 |  | 10.3074 | [19 empty] | 100 | 0
1 | 1900 | 707 | 0.02 | 15 | 15 | 7 | 1.3335e-13 | 5spot_SharedNeighbor | CO2 | Porous | Wet | R600a | MinimizeLCOE_Brownfield | IgnoreSilica | 2019 | 0 | 0 | 0 | 0 |  |  |  |  | 15 |  | 12.2527 | [19 empty] | 133.3521 | 0
1 | 1900 | 707 | 0.02 | 15 | 15 | 7 | 1.7783e-13 | 5spot_SharedNeighbor | CO2 | Porous | Wet | R600a | MinimizeLCOE_Brownfield | IgnoreSilica | 2019 | 0 | 0 | 0 | 0 |  |  |  |  | 15 |  | 13.0997 | [19 empty] | 177.8279 | 0
1 | 1900 | 707 | 0.02 | 15 | 15 | 7 | 2.3714e-13 | 5spot_SharedNeighbor | CO2 | Porous | Wet | R600a | MinimizeLCOE_Brownfield | IgnoreSilica | 2019 | 0 | 0 | 0 | 0 |  |  |  |  | 15 |  | 14.081 | [19 empty] | 237.1374 | 0
1 | 1900 | 707 | 0.02 | 15 | 15 | 7 | 3.1623e-13 | 5spot_SharedNeighbor | CO2 | Porous | Wet | R600a | MinimizeLCOE_Brownfield | IgnoreSilica | 2019 | 0 | 0 | 0 | 0 |  |  |  |  | 15 |  | 16.3984 | [19 empty] | 316.2278 | 0
1 | 1900 | 707 | 0.02 | 15 | 15 | 7 | 4.217e-13 | 5spot_SharedNeighbor | CO2 | Porous | Wet | R600a | MinimizeLCOE_Brownfield | IgnoreSilica | 2019 | 0 | 0 | 0 | 0 |  |  |  |  | 15 |  | 17.3985 | [19 empty] | 421.6965 | 0
1 | 1900 | 707 | 0.02 | 15 | 15 | 7 | 5.6234e-13 | 5spot_SharedNeighbor | CO2 | Porous | Wet | R600a | MinimizeLCOE_Brownfield | IgnoreSilica | 2019 | 0 | 0 | 0 | 0 |  |  |  |  | 15 |  | 17.0683 | [19 empty] | 562.3413 | 0
1 | 1900 | 707 | 0.02 | 15 | 15 | 7 | 7.4989e-13 | 5spot_SharedNeighbor | CO2 | Porous | Wet | R600a | MinimizeLCOE_Brownfield | IgnoreSilica | 2019 | 0 | 0 | 0 | 0 |  |  |  |  | 15 |  | 17.7955 | [19 empty] | 749.8942 | 0
1 | 1900 | 707 | 0.02 | 15 | 15 | 7 | 1e-12 | 5spot_SharedNeighbor | CO2 | Porous | Wet | R600a | MinimizeLCOE_Brownfield | IgnoreSilica | 2019 | 0 | 0 | 0 | 0 |  |  |  |  | 15 |  | 16.1205 | [19 empty] | 1000 | 0
1 | 1900 | 707 | 0.02 | 15 | 15 | 7 | 1.3335e-12 | 5spot_SharedNeighbor | CO2 | Porous | Wet | R600a | MinimizeLCOE_Brownfield | IgnoreSilica | 2019 | 0 | 0 | 0 | 0 |  |  |  |  | 15 |  | 16.3438 | [19 empty] | 1333.5214 | 0
1 | 1900 | 707 | 0.02 | 15 | 15 | 7 | 1.7783e-12 | 5spot_SharedNeighbor | CO2 | Porous | Wet | R600a | MinimizeLCOE_Brownfield | IgnoreSilica | 2019 | 0 | 0 | 0 | 0 |  |  |  |  | 15 |  | 14.8611 | [19 empty] | 1778.2794 | 0
1 | 1900 | 707 | 0.02 | 15 | 15 | 7 | 2.3714e-12 | 5spot_SharedNeighbor | CO2 | Porous | Wet | R600a | MinimizeLCOE_Brownfield | IgnoreSilica | 2019 | 0 | 0 | 0 | 0 |  |  |  |  | 15 |  | 15.1931 | [19 empty] | 2371.3737 | 0
1 | 1900 | 707 | 0.02 | 15 | 15 | 7 | 3.1623e-12 | 5spot_SharedNeighbor | CO2 | Porous | Wet | R600a | MinimizeLCOE_Brownfield | IgnoreSilica | 2019 | 0 | 0 | 0 | 0 |  |  |  |  | 15 |  | 15.5341 | [19 empty] | 3162.2777 | 0
1 | 1900 | 707 | 0.02 | 15 | 15 | 7 | 4.217e-12 | 5spot_SharedNeighbor | CO2 | Porous | Wet | R600a | MinimizeLCOE_Brownfield | IgnoreSilica | 2019 | 0 | 0 | 0 | 0 |  |  |  |  | 15 |  | 15.7848 | [19 empty] | 4216.965 | 0
1 | 1900 | 707 | 0.02 | 15 | 15 | 7 | 5.6234e-12 | 5spot_SharedNeighbor | CO2 | Porous | Wet | R600a | MinimizeLCOE_Brownfield | IgnoreSilica | 2019 | 0 | 0 | 0 | 0 |  |  |  |  | 15 |  | 15.06 | [19 empty] | 5623.4133 | 0
1 | 1900 | 707 | 0.02 | 15 | 15 | 7 | 7.4989e-12 | 5spot_SharedNeighbor | CO2 | Porous | Wet | R600a | MinimizeLCOE_Brownfield | IgnoreSilica | 2019 | 0 | 0 | 0 | 0 |  |  |  |  | 15 |  | 15.3918 | [19 empty] | 7498.9421 | 0
1 | 1900 | 707 | 0.02 | 15 | 15 | 7 | 1e-11 | 5spot_SharedNeighbor | CO2 | Porous | Wet | R600a | MinimizeLCOE_Brownfield | IgnoreSilica | 2019 | 0 | 0 | 0 | 0 |  |  |  |  | 15 |  | 15.4167 | [19 empty] | 10000 | 0
1 | 1900 | 707 | 0.02 | 15 | 15 | 7 | 1.3335e-11 | 5spot_SharedNeighbor | CO2 | Porous | Wet | R600a | MinimizeLCOE_Brownfield | IgnoreSilica | 2019 | 0 | 0 | 0 | 0 |  |  |  |  | 15 |  | 15.4899 | [19 empty] | 13335.2143 | 0
1 | 1900 | 707 | 0.02 | 15 | 15 | 7 | 1.7783e-11 | 5spot_SharedNeighbor | CO2 | Porous | Wet | R600a | MinimizeLCOE_Brownfield | IgnoreSilica | 2019 | 0 | 0 | 0 | 0 |  |  |  |  | 15 |  | 14.4899 | [19 empty] | 17782.7941 | 0
1 | 1900 | 707 | 0.02 | 15 | 15 | 7 | 2.3714e-11 | 5spot_SharedNeighbor | CO2 | Porous | Wet | R600a | MinimizeLCOE_Brownfield | IgnoreSilica | 2019 | 0 | 0 | 0 | 0 |  |  |  |  | 15 |  | 14.3841 | [19 empty] | 23713.7371 | 0
1 | 1900 | 707 | 0.02 | 15 | 15 | 7 | 3.1623e-11 | 5spot_SharedNeighbor | CO2 | Porous | Wet | R600a | MinimizeLCOE_Brownfield | IgnoreSilica | 2019 | 0 | 0 | 0 | 0 |  |  |  |  | 15 |  | 16.1769 | [19 empty] | 31622.7766 | 0
1 | 1900 | 707 | 0.02 | 15 | 15 | 7 | 4.217e-11 | 5spot_SharedNeighbor | CO2 | Porous | Wet | R600a | MinimizeLCOE_Brownfield | IgnoreSilica | 2019 | 0 | 0 | 0 | 0 |  |  |  |  | 15 |  | 14.9355 | [19 empty] | 42169.6503 | 0
1 | 1900 | 707 | 0.02 | 15 | 15 | 7 | 5.6234e-11 | 5spot_SharedNeighbor | CO2 | Porous | Wet | R600a | MinimizeLCOE_Brownfield | IgnoreSilica | 2019 | 0 | 0 | 0 | 0 |  |  |  |  | 15 |  | 14.9366 | [19 empty] | 56234.1325 | 0
1 | 1900 | 707 | 0.02 | 15 | 15 | 7 | 7.4989e-11 | 5spot_SharedNeighbor | CO2 | Porous | Wet | R600a | MinimizeLCOE_Brownfield | IgnoreSilica | 2019 | 0 | 0 | 0 | 0 |  |  |  |  | 15 |  | 15.8718 | [19 empty] | 74989.4209 | 0
1 | 1900 | 707 | 0.02 | 15 | 15 | 7 | 1e-10 | 5spot_SharedNeighbor | CO2 | Porous | Wet | R600a | MinimizeLCOE_Brownfield | IgnoreSilica | 2019 | 0 | 0 | 0 | 0 |  |  |  |  | 15 |  | 14.471 | [19 empty] | 100000 | 0
1 | 1900 | 707 | 0.02 | 15 | 15 | 7 | 1.3335e-10 | 5spot_SharedNeighbor | CO2 | Porous | Wet | R600a | MinimizeLCOE_Brownfield | IgnoreSilica | 2019 | 0 | 0 | 0 | 0 |  |  |  |  | 15 |  | 15.067 | [19 empty] | 133352.1432 | 0
1 | 1900 | 707 | 0.02 | 15 | 15 | 7 | 1.7783e-10 | 5spot_SharedNeighbor | CO2 | Porous | Wet | R600a | MinimizeLCOE_Brownfield | IgnoreSilica | 2019 | 0 | 0 | 0 | 0 |  |  |  |  | 15 |  | 14.9563 | [19 empty] | 177827.941 | 0
1 | 1900 | 707 | 0.02 | 15 | 15 | 7 | 2.3714e-10 | 5spot_SharedNeighbor | CO2 | Porous | Wet | R600a | MinimizeLCOE_Brownfield | IgnoreSilica | 2019 | 0 | 0 | 0 | 0 |  |  |  |  | 15 |  | 15.6216 | [19 empty] | 237137.3706 | 0
1 | 1900 | 707 | 0.02 | 15 | 15 | 7 | 3.1623e-10 | 5spot_SharedNeighbor | CO2 | Porous | Wet | R600a | MinimizeLCOE_Brownfield | IgnoreSilica | 2019 | 0 | 0 | 0 | 0 |  |  |  |  | 15 |  | 15.0841 | [19 empty] | 316227.766 | 0
1 | 1900 | 707 | 0.02 | 15 | 15 | 7 | 4.217e-10 | 5spot_SharedNeighbor | CO2 | Porous | Wet | R600a | MinimizeLCOE_Brownfield | IgnoreSilica | 2019 | 0 | 0 | 0 | 0 |  |  |  |  | 15 |  | 15.7458 | [19 empty] | 421696.5034 | 0
1 | 1900 | 707 | 0.02 | 15 | 15 | 7 | 5.6234e-10 | 5spot_SharedNeighbor | CO2 | Porous | Wet | R600a | MinimizeLCOE_Brownfield | IgnoreSilica | 2019 | 0 | 0 | 0 | 0 |  |  |  |  | 15 |  | 15.8234 | [19 empty] | 562341.3252 | 0
1 | 1900 | 707 | 0.02 | 15 | 15 | 7 | 7.4989e-10 | 5spot_SharedNeighbor | CO2 | Porous | Wet | R600a | MinimizeLCOE_Brownfield | IgnoreSilica | 2019 | 0 | 0 | 0 | 0 |  |  |  |  | 15 |  | 15.2566 | [19 empty] | 749894.2093 | 0
1 | 1900 | 707 | 0.02 | 15 | 15 | 7 | 1e-09 | 5spot_SharedNeighbor | CO2 | Porous | Wet | R600a | MinimizeLCOE_Brownfield | IgnoreSilica | 2019 | 0 | 0 | 0 | 0 |  |  |  |  | 15 |  | 15.1 | [19 empty] | 1000000 | 0
1 | 1900 | 707 | 0.02 | 15 | 15 | 7 | 1.3335e-09 | 5spot_SharedNeighbor | CO2 | Porous | Wet | R600a | MinimizeLCOE_Brownfield | IgnoreSilica | 2019 | 0 | 0 | 0 | 0 |  |  |  |  | 15 |  | 16.075 | [19 empty] | 1333521.4322 | 0
1 | 1900 | 707 | 0.02 | 15 | 15 | 7 | 1.7783e-09 | 5spot_SharedNeighbor | CO2 | Porous | Wet | R600a | MinimizeLCOE_Brownfield | IgnoreSilica | 2019 | 0 | 0 | 0 | 0 |  |  |  |  | 15 |  | 16.0679 | [19 empty] | 1778279.41 | 0
1 | 1900 | 707 | 0.02 | 15 | 15 | 7 | 2.3714e-09 | 5spot_SharedNeighbor | CO2 | Porous | Wet | R600a | MinimizeLCOE_Brownfield | IgnoreSilica | 2019 | 0 | 0 | 0 | 0 |  |  |  |  | 15 |  | 15.2252 | [19 empty] | 2371373.7057 | 0
1 | 1900 | 707 | 0.02 | 15 | 15 | 7 | 3.1623e-09 | 5spot_SharedNeighbor | CO2 | Porous | Wet | R600a | MinimizeLCOE_Brownfield | IgnoreSilica | 2019 | 0 | 0 | 0 | 0 |  |  |  |  | 15 |  | 14.002 | [19 empty] | 3162277.6602 | 0
1 | 1900 | 707 | 0.02 | 15 | 15 | 7 | 4.217e-09 | 5spot_SharedNeighbor | CO2 | Porous | Wet | R600a | MinimizeLCOE_Brownfield | IgnoreSilica | 2019 | 0 | 0 | 0 | 0 |  |  |  |  | 15 |  | 15.6332 | [19 empty] | 4216965.0343 | 0
1 | 1900 | 707 | 0.02 | 15 | 15 | 7 | 5.6234e-09 | 5spot_SharedNeighbor | CO2 | Porous | Wet | R600a | MinimizeLCOE_Brownfield | IgnoreSilica | 2019 | 0 | 0 | 0 | 0 |  |  |  |  | 15 |  | 15.1581 | [19 empty] | 5623413.2519 | 0
1 | 1900 | 707 | 0.02 | 15 | 15 | 7 | 7.4989e-09 | 5spot_SharedNeighbor | CO2 | Porous | Wet | R600a | MinimizeLCOE_Brownfield | IgnoreSilica | 2019 | 0 | 0 | 0 | 0 |  |  |  |  | 15 |  | 15.174 | [19 empty] | 7498942.0933 | 0
1 | 1900 | 707 | 0.02 | 15 | 15 | 7 | 1e-08 | 5spot_SharedNeighbor | CO2 | Porous | Wet | R600a | MinimizeLCOE_Brownfield | IgnoreSilica | 2019 | 0 | 0 | 0 | 0 |  |  |  |  | 15 |  | 15.4178 | [19 empty] | 10000000 | 0
1 | 2000 | 707 | 0.02 | 15 | 15 | 7 | 1e-13 | 5spot_SharedNeighbor | CO2 | Porous | Wet | R600a | MinimizeLCOE_Brownfield | IgnoreSilica | 2019 | 0 | 0 | 0 | 0 |  |  |  |  | 15 |  | 12.4472 | [19 empty] | 100 | 0
1 | 2000 | 707 | 0.02 | 15 | 15 | 7 | 1.3335e-13 | 5spot_SharedNeighbor | CO2 | Porous | Wet | R600a | MinimizeLCOE_Brownfield | IgnoreSilica | 2019 | 0 | 0 | 0 | 0 |  |  |  |  | 15 |  | 13.3073 | [19 empty] | 133.3521 | 0
1 | 2000 | 707 | 0.02 | 15 | 15 | 7 | 1.7783e-13 | 5spot_SharedNeighbor | CO2 | Porous | Wet | R600a | MinimizeLCOE_Brownfield | IgnoreSilica | 2019 | 0 | 0 | 0 | 0 |  |  |  |  | 15 |  | 12.0962 | [19 empty] | 177.8279 | 0
1 | 2000 | 707 | 0.02 | 15 | 15 | 7 | 2.3714e-13 | 5spot_SharedNeighbor | CO2 | Porous | Wet | R600a | MinimizeLCOE_Brownfield | IgnoreSilica | 2019 | 0 | 0 | 0 | 0 |  |  |  |  | 15 |  | 15.0381 | [19 empty] | 237.1374 | 0
1 | 2000 | 707 | 0.02 | 15 | 15 | 7 | 3.1623e-13 | 5spot_SharedNeighbor | CO2 | Porous | Wet | R600a | MinimizeLCOE_Brownfield | IgnoreSilica | 2019 | 0 | 0 | 0 | 0 |  |  |  |  | 15 |  | 17.4611 | [19 empty] | 316.2278 | 0
1 | 2000 | 707 | 0.02 | 15 | 15 | 7 | 4.217e-13 | 5spot_SharedNeighbor | CO2 | Porous | Wet | R600a | MinimizeLCOE_Brownfield | IgnoreSilica | 2019 | 0 | 0 | 0 | 0 |  |  |  |  | 15 |  | 17.3309 | [19 empty] | 421.6965 | 0
1 | 2000 | 707 | 0.02 | 15 | 15 | 7 | 5.6234e-13 | 5spot_SharedNeighbor | CO2 | Porous | Wet | R600a | MinimizeLCOE_Brownfield | IgnoreSilica | 2019 | 0 | 0 | 0 | 0 |  |  |  |  | 15 |  | 17.5203 | [19 empty] | 562.3413 | 0
1 | 2000 | 707 | 0.02 | 15 | 15 | 7 | 7.4989e-13 | 5spot_SharedNeighbor | CO2 | Porous | Wet | R600a | MinimizeLCOE_Brownfield | IgnoreSilica | 2019 | 0 | 0 | 0 | 0 |  |  |  |  | 15 |  | 16.5626 | [19 empty] | 749.8942 | 0
1 | 2000 | 707 | 0.02 | 15 | 15 | 7 | 1e-12 | 5spot_SharedNeighbor | CO2 | Porous | Wet | R600a | MinimizeLCOE_Brownfield | IgnoreSilica | 2019 | 0 | 0 | 0 | 0 |  |  |  |  | 15 |  | 15.0368 | [19 empty] | 1000 | 0
1 | 2000 | 707 | 0.02 | 15 | 15 | 7 | 1.3335e-12 | 5spot_SharedNeighbor | CO2 | Porous | Wet | R600a | MinimizeLCOE_Brownfield | IgnoreSilica | 2019 | 0 | 0 | 0 | 0 |  |  |  |  | 15 |  | 15.6777 | [19 empty] | 1333.5214 | 0
1 | 2000 | 707 | 0.02 | 15 | 15 | 7 | 1.7783e-12 | 5spot_SharedNeighbor | CO2 | Porous | Wet | R600a | MinimizeLCOE_Brownfield | IgnoreSilica | 2019 | 0 | 0 | 0 | 0 |  |  |  |  | 15 |  | 15.624 | [19 empty] | 1778.2794 | 0
1 | 2000 | 707 | 0.02 | 15 | 15 | 7 | 2.3714e-12 | 5spot_SharedNeighbor | CO2 | Porous | Wet | R600a | MinimizeLCOE_Brownfield | IgnoreSilica | 2019 | 0 | 0 | 0 | 0 |  |  |  |  | 15 |  | 15.2951 | [19 empty] | 2371.3737 | 0
1 | 2000 | 707 | 0.02 | 15 | 15 | 7 | 3.1623e-12 | 5spot_SharedNeighbor | CO2 | Porous | Wet | R600a | MinimizeLCOE_Brownfield | IgnoreSilica | 2019 | 0 | 0 | 0 | 0 |  |  |  |  | 15 |  | 14.8249 | [19 empty] | 3162.2777 | 0
1 | 2000 | 707 | 0.02 | 15 | 15 | 7 | 4.217e-12 | 5spot_SharedNeighbor | CO2 | Porous | Wet | R600a | MinimizeLCOE_Brownfield | IgnoreSilica | 2019 | 0 | 0 | 0 | 0 |  |  |  |  | 15 |  | 14.1576 | [19 empty] | 4216.965 | 0
1 | 2000 | 707 | 0.02 | 15 | 15 | 7 | 5.6234e-12 | 5spot_SharedNeighbor | CO2 | Porous | Wet | R600a | MinimizeLCOE_Brownfield | IgnoreSilica | 2019 | 0 | 0 | 0 | 0 |  |  |  |  | 15 |  | 15.0251 | [19 empty] | 5623.4133 | 0
1 | 2000 | 707 | 0.02 | 15 | 15 | 7 | 7.4989e-12 | 5spot_SharedNeighbor | CO2 | Porous | Wet | R600a | MinimizeLCOE_Brownfield | IgnoreSilica | 2019 | 0 | 0 | 0 | 0 |  |  |  |  | 15 |  | 16.2155 | [19 empty] | 7498.9421 | 0
1 | 2000 | 707 | 0.02 | 15 | 15 | 7 | 1e-11 | 5spot_SharedNeighbor | CO2 | Porous | Wet | R600a | MinimizeLCOE_Brownfield | IgnoreSilica | 2019 | 0 | 0 | 0 | 0 |  |  |  |  | 15 |  | 16.0876 | [19 empty] | 10000 | 0
1 | 2000 | 707 | 0.02 | 15 | 15 | 7 | 1.3335e-11 | 5spot_SharedNeighbor | CO2 | Porous | Wet | R600a | MinimizeLCOE_Brownfield | IgnoreSilica | 2019 | 0 | 0 | 0 | 0 |  |  |  |  | 15 |  | 15.5899 | [19 empty] | 13335.2143 | 0
1 | 2000 | 707 | 0.02 | 15 | 15 | 7 | 1.7783e-11 | 5spot_SharedNeighbor | CO2 | Porous | Wet | R600a | MinimizeLCOE_Brownfield | IgnoreSilica | 2019 | 0 | 0 | 0 | 0 |  |  |  |  | 15 |  | 15.4529 | [19 empty] | 17782.7941 | 0
1 | 2000 | 707 | 0.02 | 15 | 15 | 7 | 2.3714e-11 | 5spot_SharedNeighbor | CO2 | Porous | Wet | R600a | MinimizeLCOE_Brownfield | IgnoreSilica | 2019 | 0 | 0 | 0 | 0 |  |  |  |  | 15 |  | 15.4353 | [19 empty] | 23713.7371 | 0
1 | 2000 | 707 | 0.02 | 15 | 15 | 7 | 3.1623e-11 | 5spot_SharedNeighbor | CO2 | Porous | Wet | R600a | MinimizeLCOE_Brownfield | IgnoreSilica | 2019 | 0 | 0 | 0 | 0 |  |  |  |  | 15 |  | 15.3066 | [19 empty] | 31622.7766 | 0
1 | 2000 | 707 | 0.02 | 15 | 15 | 7 | 4.217e-11 | 5spot_SharedNeighbor | CO2 | Porous | Wet | R600a | MinimizeLCOE_Brownfield | IgnoreSilica | 2019 | 0 | 0 | 0 | 0 |  |  |  |  | 15 |  | 15.3348 | [19 empty] | 42169.6503 | 0
1 | 2000 | 707 | 0.02 | 15 | 15 | 7 | 5.6234e-11 | 5spot_SharedNeighbor | CO2 | Porous | Wet | R600a | MinimizeLCOE_Brownfield | IgnoreSilica | 2019 | 0 | 0 | 0 | 0 |  |  |  |  | 15 |  | 16.5424 | [19 empty] | 56234.1325 | 0
1 | 2000 | 707 | 0.02 | 15 | 15 | 7 | 7.4989e-11 | 5spot_SharedNeighbor | CO2 | Porous | Wet | R600a | MinimizeLCOE_Brownfield | IgnoreSilica | 2019 | 0 | 0 | 0 | 0 |  |  |  |  | 15 |  | 15.9499 | [19 empty] | 74989.4209 | 0
1 | 2000 | 707 | 0.02 | 15 | 15 | 7 | 1e-10 | 5spot_SharedNeighbor | CO2 | Porous | Wet | R600a | MinimizeLCOE_Brownfield | IgnoreSilica | 2019 | 0 | 0 | 0 | 0 |  |  |  |  | 15 |  | 15.8223 | [19 empty] | 100000 | 0
1 | 2000 | 707 | 0.02 | 15 | 15 | 7 | 1.3335e-10 | 5spot_SharedNeighbor | CO2 | Porous | Wet | R600a | MinimizeLCOE_Brownfield | IgnoreSilica | 2019 | 0 | 0 | 0 | 0 |  |  |  |  | 15 |  | 15.1725 | [19 empty] | 133352.1432 | 0
1 | 2000 | 707 | 0.02 | 15 | 15 | 7 | 1.7783e-10 | 5spot_SharedNeighbor | CO2 | Porous | Wet | R600a | MinimizeLCOE_Brownfield | IgnoreSilica | 2019 | 0 | 0 | 0 | 0 |  |  |  |  | 15 |  | 15.7422 | [19 empty] | 177827.941 | 0
1 | 2000 | 707 | 0.02 | 15 | 15 | 7 | 2.3714e-10 | 5spot_SharedNeighbor | CO2 | Porous | Wet | R600a | MinimizeLCOE_Brownfield | IgnoreSilica | 2019 | 0 | 0 | 0 | 0 |  |  |  |  | 15 |  | 15.3485 | [19 empty] | 237137.3706 | 0
1 | 2000 | 707 | 0.02 | 15 | 15 | 7 | 3.1623e-10 | 5spot_SharedNeighbor | CO2 | Porous | Wet | R600a | MinimizeLCOE_Brownfield | IgnoreSilica | 2019 | 0 | 0 | 0 | 0 |  |  |  |  | 15 |  | 14.998 | [19 empty] | 316227.766 | 0
1 | 2000 | 707 | 0.02 | 15 | 15 | 7 | 4.217e-10 | 5spot_SharedNeighbor | CO2 | Porous | Wet | R600a | MinimizeLCOE_Brownfield | IgnoreSilica | 2019 | 0 | 0 | 0 | 0 |  |  |  |  | 15 |  | 16.4644 | [19 empty] | 421696.5034 | 0
1 | 2000 | 707 | 0.02 | 15 | 15 | 7 | 5.6234e-10 | 5spot_SharedNeighbor | CO2 | Porous | Wet | R600a | MinimizeLCOE_Brownfield | IgnoreSilica | 2019 | 0 | 0 | 0 | 0 |  |  |  |  | 15 |  | 15.4703 | [19 empty] | 562341.3252 | 0
1 | 2000 | 707 | 0.02 | 15 | 15 | 7 | 7.4989e-10 | 5spot_SharedNeighbor | CO2 | Porous | Wet | R600a | MinimizeLCOE_Brownfield | IgnoreSilica | 2019 | 0 | 0 | 0 | 0 |  |  |  |  | 15 |  | 15.4094 | [19 empty] | 749894.2093 | 0
1 | 2000 | 707 | 0.02 | 15 | 15 | 7 | 1e-09 | 5spot_SharedNeighbor | CO2 | Porous | Wet | R600a | MinimizeLCOE_Brownfield | IgnoreSilica | 2019 | 0 | 0 | 0 | 0 |  |  |  |  | 15 |  | 15.3214 | [19 empty] | 1000000 | 0
1 | 2000 | 707 | 0.02 | 15 | 15 | 7 | 1.3335e-09 | 5spot_SharedNeighbor | CO2 | Porous | Wet | R600a | MinimizeLCOE_Brownfield | IgnoreSilica | 2019 | 0 | 0 | 0 | 0 |  |  |  |  | 15 |  | 15.5915 | [19 empty] | 1333521.4322 | 0
1 | 2000 | 707 | 0.02 | 15 | 15 | 7 | 1.7783e-09 | 5spot_SharedNeighbor | CO2 | Porous | Wet | R600a | MinimizeLCOE_Brownfield | IgnoreSilica | 2019 | 0 | 0 | 0 | 0 |  |  |  |  | 15 |  | 16.3202 | [19 empty] | 1778279.41 | 0
1 | 2000 | 707 | 0.02 | 15 | 15 | 7 | 2.3714e-09 | 5spot_SharedNeighbor | CO2 | Porous | Wet | R600a | MinimizeLCOE_Brownfield | IgnoreSilica | 2019 | 0 | 0 | 0 | 0 |  |  |  |  | 15 |  | 14.3595 | [19 empty] | 2371373.7057 | 0
1 | 2000 | 707 | 0.02 | 15 | 15 | 7 | 3.1623e-09 | 5spot_SharedNeighbor | CO2 | Porous | Wet | R600a | MinimizeLCOE_Brownfield | IgnoreSilica | 2019 | 0 | 0 | 0 | 0 |  |  |  |  | 15 |  | 14.9419 | [19 empty] | 3162277.6602 | 0
1 | 2000 | 707 | 0.02 | 15 | 15 | 7 | 4.217e-09 | 5spot_SharedNeighbor | CO2 | Porous | Wet | R600a | MinimizeLCOE_Brownfield | IgnoreSilica | 2019 | 0 | 0 | 0 | 0 |  |  |  |  | 15 |  | 14.7884 | [19 empty] | 4216965.0343 | 0
1 | 2000 | 707 | 0.02 | 15 | 15 | 7 | 5.6234e-09 | 5spot_SharedNeighbor | CO2 | Porous | Wet | R600a | MinimizeLCOE_Brownfield | IgnoreSilica | 2019 | 0 | 0 | 0 | 0 |  |  |  |  | 15 |  | 14.8096 | [19 empty] | 5623413.2519 | 0
1 | 2000 | 707 | 0.02 | 15 | 15 | 7 | 7.4989e-09 | 5spot_SharedNeighbor | CO2 | Porous | Wet | R600a | MinimizeLCOE_Brownfield | IgnoreSilica | 2019 | 0 | 0 | 0 | 0 |  |  |  |  | 15 |  | 14.6175 | [19 empty] | 7498942.0933 | 0
1 | 2000 | 707 | 0.02 | 15 | 15 | 7 | 1e-08 | 5spot_SharedNeighbor | CO2 | Porous | Wet | R600a | MinimizeLCOE_Brownfield | IgnoreSilica | 2019 | 0 | 0 | 0 | 0 |  |  |  |  | 15 |  | 14.2647 | [19 empty] | 10000000 | 0
1 | 2100 | 707 | 0.02 | 15 | 15 | 7 | 1e-13 | 5spot_SharedNeighbor | CO2 | Porous | Wet | R600a | MinimizeLCOE_Brownfield | IgnoreSilica | 2019 | 0 | 0 | 0 | 0 |  |  |  |  | 15 |  | 12.1027 | [19 empty] | 100 | 0
1 | 2100 | 707 | 0.02 | 15 | 15 | 7 | 1.3335e-13 | 5spot_SharedNeighbor | CO2 | Porous | Wet | R600a | MinimizeLCOE_Brownfield | IgnoreSilica | 2019 | 0 | 0 | 0 | 0 |  |  |  |  | 15 |  | 12.7393 | [19 empty] | 133.3521 | 0
1 | 2100 | 707 | 0.02 | 15 | 15 | 7 | 1.7783e-13 | 5spot_SharedNeighbor | CO2 | Porous | Wet | R600a | MinimizeLCOE_Brownfield | IgnoreSilica | 2019 | 0 | 0 | 0 | 0 |  |  |  |  | 15 |  | 14.9121 | [19 empty] | 177.8279 | 0
1 | 2100 | 707 | 0.02 | 15 | 15 | 7 | 2.3714e-13 | 5spot_SharedNeighbor | CO2 | Porous | Wet | R600a | MinimizeLCOE_Brownfield | IgnoreSilica | 2019 | 0 | 0 | 0 | 0 |  |  |  |  | 15 |  | 14.4354 | [19 empty] | 237.1374 | 0
1 | 2100 | 707 | 0.02 | 15 | 15 | 7 | 3.1623e-13 | 5spot_SharedNeighbor | CO2 | Porous | Wet | R600a | MinimizeLCOE_Brownfield | IgnoreSilica | 2019 | 0 | 0 | 0 | 0 |  |  |  |  | 15 |  | 16.7055 | [19 empty] | 316.2278 | 0
1 | 2100 | 707 | 0.02 | 15 | 15 | 7 | 4.217e-13 | 5spot_SharedNeighbor | CO2 | Porous | Wet | R600a | MinimizeLCOE_Brownfield | IgnoreSilica | 2019 | 0 | 0 | 0 | 0 |  |  |  |  | 15 |  | 16.7882 | [19 empty] | 421.6965 | 0
1 | 2100 | 707 | 0.02 | 15 | 15 | 7 | 5.6234e-13 | 5spot_SharedNeighbor | CO2 | Porous | Wet | R600a | MinimizeLCOE_Brownfield | IgnoreSilica | 2019 | 0 | 0 | 0 | 0 |  |  |  |  | 15 |  | 17.2733 | [19 empty] | 562.3413 | 0
1 | 2100 | 707 | 0.02 | 15 | 15 | 7 | 7.4989e-13 | 5spot_SharedNeighbor | CO2 | Porous | Wet | R600a | MinimizeLCOE_Brownfield | IgnoreSilica | 2019 | 0 | 0 | 0 | 0 |  |  |  |  | 15 |  | 16.827 | [19 empty] | 749.8942 | 0
1 | 2100 | 707 | 0.02 | 15 | 15 | 7 | 1e-12 | 5spot_SharedNeighbor | CO2 | Porous | Wet | R600a | MinimizeLCOE_Brownfield | IgnoreSilica | 2019 | 0 | 0 | 0 | 0 |  |  |  |  | 15 |  | 16.1173 | [19 empty] | 1000 | 0
1 | 2100 | 707 | 0.02 | 15 | 15 | 7 | 1.3335e-12 | 5spot_SharedNeighbor | CO2 | Porous | Wet | R600a | MinimizeLCOE_Brownfield | IgnoreSilica | 2019 | 3.7 | 0.078271 | 3.3654e-05 | 4 | 64822305.4582 | 210042673.4197 | 1321490.3754 | 4282004.0014 | 22.5241 | 0.023887 | 18.0418 | 3414.8642 | 0 | 3328.0863 | 0 | 0 | 0 | 0 | 2629.7507 | 6842.0719 | 4669.8546 | 20884.6277 | 961560.8286 | 7743554.7612 | 7743554.7612 | 7866811.9264 | 3938351.203 | 0 | 8726000.2175 | 28274718.1081 | 1333.5214 | 0.00013461 | 64822305.4582 | 210042673.4197 | 1321490.3754 | 4282004.0014
1 | 2100 | 707 | 0.02 | 15 | 15 | 7 | 1.7783e-12 | 5spot_SharedNeighbor | CO2 | Porous | Wet | R600a | MinimizeLCOE_Brownfield | IgnoreSilica | 2019 | 3.7 | 0.078271 | 3.3657e-05 | 4 | 64814872.563 | 210018558.2611 | 1321338.8458 | 4281512.3813 | 22.5242 | 0.02389 | 17.4248 | 3415.1361 | 0 | 3328.4055 | 0 | 0 | 0 | 0 | 2629.9812 | 6842.6717 | 4670.264 | 20886.4586 | 961560.8286 | 7743554.7612 | 7743554.7612 | 7866811.9264 | 3938351.203 | 0 | 8726002.0485 | 28274719.9391 | 1778.2794 | 0.00013463 | 64814872.563 | 210018558.2611 | 1321338.8458 | 4281512.3813
1 | 2100 | 707 | 0.02 | 15 | 15 | 7 | 2.3714e-12 | 5spot_SharedNeighbor | CO2 | Porous | Wet | R600a | MinimizeLCOE_Brownfield | IgnoreSilica | 2019 | 6.9502 | 0.18283 | 0.00017288 | 4 | 12691549.4213 | 40960832.2144 | 258734.4015 | 835041.9683 | 22.8202 | 0.065557 | 32.3815 | 10462.1345 | 0 | 12564.4848 | 0 | 0 | 0 | 0 | 8980.3815 | 23365.1106 | 15947.1681 | 71319.2794 | 961560.8286 | 7743554.7612 | 7743554.7612 | 7866811.9264 | 3938351.203 | 0 | 8776434.8692 | 28325152.7598 | 2371.3737 | 0.00069152 | 12691549.4213 | 40960832.2144 | 258734.4015 | 835041.9683
1 | 2100 | 707 | 0.02 | 15 | 15 | 7 | 3.1623e-12 | 5spot_SharedNeighbor | CO2 | Porous | Wet | R600a | MinimizeLCOE_Brownfield | IgnoreSilica | 2019 | 9.24 | 0.2571 | 0.00026538 | 4 | 8293062.2032 | 26708692.2002 | 169065.2902 | 544492.8167 | 22.8905 | 0.075459 | 30.8316 | 14011.246 | 0 | 17696.5559 | 0 | 0 | 0 | 0 | 12366.0427 | 32173.9065 | 21959.3523 | 98207.1033 | 961560.8286 | 7743554.7612 | 7743554.7612 | 7866811.9264 | 3938351.203 | 0 | 8803322.6931 | 28352040.5837 | 3162.2777 | 0.0010615 | 8293062.2032 | 26708692.2002 | 169065.2902 | 544492.8167
1 | 2100 | 707 | 0.02 | 15 | 15 | 7 | 4.217e-12 | 5spot_SharedNeighbor | CO2 | Porous | Wet | R600a | MinimizeLCOE_Brownfield | IgnoreSilica | 2019 | 12.2944 | 0.35634 | 0.00038679 | 4 | 5710675.9613 | 18345840.84 | 116419.8537 | 374004.7801 | 22.9408 | 0.082504 | 34.5245 | 18129.4621 | 0 | 23926.2832 | 0 | 0 | 0 | 0 | 16401.7406 | 42673.9647 | 29125.8578 | 130257.3083 | 961560.8286 | 7743554.7612 | 7743554.7612 | 7866811.9264 | 3938351.203 | 0 | 8835372.8981 | 28384090.7887 | 4216.965 | 0.0015472 | 5710675.9613 | 18345840.84 | 116419.8537 | 374004.7801
1 | 2100 | 707 | 0.02 | 15 | 15 | 7 | 5.6234e-12 | 5spot_SharedNeighbor | CO2 | Porous | Wet | R600a | MinimizeLCOE_Brownfield | IgnoreSilica | 2019 | 16.346 | 0.4882 | 0.00052581 | 4 | 4217106.7538 | 13511726.5858 | 85971.4252 | 275454.8224 | 22.9558 | 0.084503 | 35.3155 | 22409.9768 | 0 | 30678.1551 | 0 | 0 | 0 | 0 | 20704.3714 | 53868.5274 | 36766.3768 | 164427.4075 | 961560.8286 | 7743554.7612 | 7743554.7612 | 7866811.9264 | 3938351.203 | 0 | 8869542.9973 | 28418260.8879 | 5623.4133 | 0.0021032 | 4217106.7538 | 13511726.5858 | 85971.4252 | 275454.8224
1 | 2100 | 707 | 0.02 | 15 | 15 | 7 | 7.4989e-12 | 5spot_SharedNeighbor | CO2 | Porous | Wet | R600a | MinimizeLCOE_Brownfield | IgnoreSilica | 2019 | 21.6829 | 0.66204 | 0.0006626 | 4 | 3358734.8551 | 10734483.5593 | 68472.353 | 218836.9668 | 22.9315 | 0.080848 | 38.9151 | 26374.5926 | 0 | 37194.8021 | 0 | 0 | 0 | 0 | 24792.0639 | 64503.8648 | 44025.2131 | 196890.5364 | 961560.8286 | 7743554.7612 | 7743554.7612 | 7866811.9264 | 3938351.203 | 0 | 8902006.1263 | 28450724.0169 | 7498.9421 | 0.0026504 | 3358734.8551 | 10734483.5593 | 68472.353 | 218836.9668
1 | 2100 | 707 | 0.02 | 15 | 15 | 7 | 1e-11 | 5spot_SharedNeighbor | CO2 | Porous | Wet | R600a | MinimizeLCOE_Brownfield | IgnoreSilica | 2019 | 27.14 | 0.83996 | 0.00072612 | 4 | 3070553.5986 | 9801082.4229 | 62597.3883 | 199808.3221 | 22.8691 | 0.07173 | 33.1974 | 28295.7888 | 0 | 40558.8607 | 0 | 0 | 0 | 0 | 26853.3133 | 69866.8129 | 47685.5354 | 213260.3111 | 961560.8286 | 7743554.7612 | 7743554.7612 | 7866811.9264 | 3938351.203 | 0 | 8918375.9009 | 28467093.7915 | 10000 | 0.0029045 | 3070553.5986 | 9801082.4229 | 62597.3883 | 199808.3221
1 | 2100 | 707 | 0.02 | 15 | 15 | 7 | 1.3335e-11 | 5spot_SharedNeighbor | CO2 | Porous | Wet | R600a | MinimizeLCOE_Brownfield | IgnoreSilica | 2019 | 27.14 | 0.83996 | 0.00072615 | 4 | 3070438.2142 | 9800709.728 | 62595.0361 | 199800.7242 | 22.8691 | 0.071733 | 34.217 | 28296.5028 | 0 | 40560.026 | 0 | 0 | 0 | 0 | 26854.0463 | 69868.7198 | 47686.8369 | 213266.1319 | 961560.8286 | 7743554.7612 | 7743554.7612 | 7866811.9264 | 3938351.203 | 0 | 8918381.7217 | 28467099.6123 | 13335.2143 | 0.0029046 | 3070438.2142 | 9800709.728 | 62595.0361 | 199800.7242
1 | 2100 | 707 | 0.02 | 15 | 15 | 7 | 1.7783e-11 | 5spot_SharedNeighbor | CO2 | Porous | Wet | R600a | MinimizeLCOE_Brownfield | IgnoreSilica | 2019 | 27.14 | 0.83996 | 0.00072618 | 4 | 3070319.8534 | 9800327.4189 | 62592.6231 | 199792.9304 | 22.8691 | 0.071735 | 34.0085 | 28297.2353 | 0 | 40561.2215 | 0 | 0 | 0 | 0 | 26854.7982 | 69870.6761 | 47688.1722 | 213272.1033 | 961560.8286 | 7743554.7612 | 7743554.7612 | 7866811.9264 | 3938351.203 | 0 | 8918387.6931 | 28467105.5837 | 17782.7941 | 0.0029047 | 3070319.8534 | 9800327.4189 | 62592.6231 | 199792.9304
1 | 2100 | 707 | 0.02 | 15 | 15 | 7 | 2.3714e-11 | 5spot_SharedNeighbor | CO2 | Porous | Wet | R600a | MinimizeLCOE_Brownfield | IgnoreSilica | 2019 | 27.14 | 0.83996 | 0.00072619 | 4 | 3070259.1108 | 9800131.2189 | 62591.3848 | 199788.9306 | 22.8691 | 0.071737 | 34.9516 | 28297.6112 | 0 | 40561.8351 | 0 | 0 | 0 | 0 | 26855.184 | 69871.6801 | 47688.8574 | 213275.1679 | 961560.8286 | 7743554.7612 | 7743554.7612 | 7866811.9264 | 3938351.203 | 0 | 8918390.7577 | 28467108.6483 | 23713.7371 | 0.0029048 | 3070259.1108 | 9800131.2189 | 62591.3848 | 199788.9306
1 | 2100 | 707 | 0.02 | 15 | 15 | 7 | 3.1623e-11 | 5spot_SharedNeighbor | CO2 | Porous | Wet | R600a | MinimizeLCOE_Brownfield | IgnoreSilica | 2019 | 27.14 | 0.83996 | 0.00072619 | 4 | 3070250.2738 | 9800102.6749 | 62591.2047 | 199788.3486 | 22.8691 | 0.071737 | 32.9585 | 28297.6659 | 0 | 40561.9243 | 0 | 0 | 0 | 0 | 26855.2402 | 69871.8262 | 47688.9571 | 213275.6137 | 961560.8286 | 7743554.7612 | 7743554.7612 | 7866811.9264 | 3938351.203 | 0 | 8918391.2036 | 28467109.0942 | 31622.7766 | 0.0029048 | 3070250.2738 | 9800102.6749 | 62591.2047 | 199788.3486
1 | 2100 | 707 | 0.02 | 15 | 15 | 7 | 4.217e-11 | 5spot_SharedNeighbor | CO2 | Porous | Wet | R600a | MinimizeLCOE_Brownfield | IgnoreSilica | 2019 | 27.14 | 0.83996 | 0.00072619 | 4 | 3070273.6581 | 9800178.2069 | 62591.6814 | 199789.8885 | 22.8691 | 0.071736 | 34.5914 | 28297.5212 | 0 | 40561.6881 | 0 | 0 | 0 | 0 | 26855.0916 | 69871.4397 | 47688.6933 | 213274.4339 | 961560.8286 | 7743554.7612 | 7743554.7612 | 7866811.9264 | 3938351.203 | 0 | 8918390.0238 | 28467107.9143 | 42169.6503 | 0.0029048 | 3070273.6581 | 9800178.2069 | 62591.6814 | 199789.8885
1 | 2100 | 707 | 0.02 | 15 | 15 | 7 | 5.6234e-11 | 5spot_SharedNeighbor | CO2 | Porous | Wet | R600a | MinimizeLCOE_Brownfield | IgnoreSilica | 2019 | 27.14 | 0.83996 | 0.00072618 | 4 | 3070312.1933 | 9800302.6766 | 62592.467 | 199792.426 | 22.8691 | 0.071735 | 33.235 | 28297.2827 | 0 | 40561.2989 | 0 | 0 | 0 | 0 | 26854.8468 | 69870.8027 | 47688.2586 | 213272.4897 | 961560.8286 | 7743554.7612 | 7743554.7612 | 7866811.9264 | 3938351.203 | 0 | 8918388.0795 | 28467105.9701 | 56234.1325 | 0.0029047 | 3070312.1933 | 9800302.6766 | 62592.467 | 199792.426
1 | 2100 | 707 | 0.02 | 15 | 15 | 7 | 7.4989e-11 | 5spot_SharedNeighbor | CO2 | Porous | Wet | R600a | MinimizeLCOE_Brownfield | IgnoreSilica | 2019 | 27.14 | 0.83996 | 0.00072617 | 4 | 3070354.6942 | 9800439.9557 | 62593.3334 | 199795.2246 | 22.8691 | 0.071735 | 33.5824 | 28297.0197 | 0 | 40560.8696 | 0 | 0 | 0 | 0 | 26854.5768 | 69870.1003 | 47687.7791 | 213270.3455 | 961560.8286 | 7743554.7612 | 7743554.7612 | 7866811.9264 | 3938351.203 | 0 | 8918385.9353 | 28467103.8259 | 74989.4209 | 0.0029047 | 3070354.6942 | 9800439.9557 | 62593.3334 | 199795.2246
1 | 2100 | 707 | 0.02 | 15 | 15 | 7 | 1e-10 | 5spot_SharedNeighbor | CO2 | Porous | Wet | R600a | MinimizeLCOE_Brownfield | IgnoreSilica | 2019 | 27.14 | 0.83996 | 0.00072616 | 4 | 3070394.9904 | 9800570.1137 | 62594.1549 | 199797.878 | 22.8691 | 0.071734 | 35.1491 | 28296.7703 | 0 | 40560.4626 | 0 | 0 | 0 | 0 | 26854.3208 | 69869.4342 | 47687.3245 | 213268.3125 | 961560.8286 | 7743554.7612 | 7743554.7612 | 7866811.9264 | 3938351.203 | 0 | 8918383.9023 | 28467101.7929 | 100000 | 0.0029046 | 3070394.9904 | 9800570.1137 | 62594.1549 | 199797.878
1 | 2100 | 707 | 0.02 | 15 | 15 | 7 | 1.3335e-10 | 5spot_SharedNeighbor | CO2 | Porous | Wet | R600a | MinimizeLCOE_Brownfield | IgnoreSilica | 2019 | 27.14 | 0.83996 | 0.00072615 | 4 | 3070430.279 | 9800684.0969 | 62594.8743 | 199800.2017 | 22.8691 | 0.071733 | 34.3628 | 28296.5519 | 0 | 40560.1062 | 0 | 0 | 0 | 0 | 26854.0967 | 69868.851 | 47686.9265 | 213266.5322 | 961560.8286 | 7743554.7612 | 7743554.7612 | 7866811.9264 | 3938351.203 | 0 | 8918382.1221 | 28467100.0127 | 133352.1432 | 0.0029046 | 3070430.279 | 9800684.0969 | 62594.8743 | 199800.2017
1 | 2100 | 707 | 0.02 | 15 | 15 | 7 | 1.7783e-10 | 5spot_SharedNeighbor | CO2 | Porous | Wet | R600a | MinimizeLCOE_Brownfield | IgnoreSilica | 2019 | 27.14 | 0.83996 | 0.00072614 | 4 | 3070459.7351 | 9800779.2409 | 62595.4748 | 199802.1414 | 22.8691 | 0.071732 | 34.592 | 28296.3697 | 0 | 40559.8087 | 0 | 0 | 0 | 0 | 26853.9095 | 69868.3642 | 47686.5942 | 213265.0462 | 961560.8286 | 7743554.7612 | 7743554.7612 | 7866811.9264 | 3938351.203 | 0 | 8918380.636 | 28467098.5266 | 177827.941 | 0.0029046 | 3070459.7351 | 9800779.2409 | 62595.4748 | 199802.1414
1 | 2100 | 707 | 0.02 | 15 | 15 | 7 | 2.3714e-10 | 5spot_SharedNeighbor | CO2 | Porous | Wet | R600a | MinimizeLCOE_Brownfield | IgnoreSilica | 2019 | 27.14 | 0.83996 | 0.00072614 | 4 | 3070483.568 | 9800856.2221 | 62595.9607 | 199803.7107 | 22.8691 | 0.071732 | 33.6779 | 28296.2222 | 0 | 40559.568 | 0 | 0 | 0 | 0 | 26853.7582 | 69867.9703 | 47686.3253 | 213263.8439 | 961560.8286 | 7743554.7612 | 7743554.7612 | 7866811.9264 | 3938351.203 | 0 | 8918379.4337 | 28467097.3243 | 237137.3706 | 0.0029046 | 3070483.568 | 9800856.2221 | 62595.9607 | 199803.7107
1 | 2100 | 707 | 0.02 | 15 | 15 | 7 | 3.1623e-10 | 5spot_SharedNeighbor | CO2 | Porous | Wet | R600a | MinimizeLCOE_Brownfield | IgnoreSilica | 2019 | 27.14 | 0.83996 | 0.00072613 | 4 | 3070502.4466 | 9800917.2005 | 62596.3455 | 199804.9539 | 22.8691 | 0.071731 | 34.8438 | 28296.1054 | 0 | 40559.3773 | 0 | 0 | 0 | 0 | 26853.6382 | 69867.6582 | 47686.1124 | 213262.8915 | 961560.8286 | 7743554.7612 | 7743554.7612 | 7866811.9264 | 3938351.203 | 0 | 8918378.4814 | 28467096.3719 | 316227.766 | 0.0029045 | 3070502.4466 | 9800917.2005 | 62596.3455 | 199804.9539
1 | 2100 | 707 | 0.02 | 15 | 15 | 7 | 4.217e-10 | 5spot_SharedNeighbor | CO2 | Porous | Wet | R600a | MinimizeLCOE_Brownfield | IgnoreSilica | 2019 | 27.14 | 0.83996 | 0.00072613 | 4 | 3070517.1804 | 9800964.7911 | 62596.6459 | 199805.9241 | 22.8691 | 0.071731 | 34.6509 | 28296.0142 | 0 | 40559.2285 | 0 | 0 | 0 | 0 | 26853.5446 | 69867.4147 | 47685.9462 | 213262.1483 | 961560.8286 | 7743554.7612 | 7743554.7612 | 7866811.9264 | 3938351.203 | 0 | 8918377.7381 | 28467095.6287 | 421696.5034 | 0.0029045 | 3070517.1804 | 9800964.7911 | 62596.6459 | 199805.9241
1 | 2100 | 707 | 0.02 | 15 | 15 | 7 | 5.6234e-10 | 5spot_SharedNeighbor | CO2 | Porous | Wet | R600a | MinimizeLCOE_Brownfield | IgnoreSilica | 2019 | 27.14 | 0.83996 | 0.00072613 | 4 | 3070528.5584 | 9801001.5422 | 62596.8779 | 199806.6733 | 22.8691 | 0.071731 | 33.7429 | 28295.9438 | 0 | 40559.1136 | 0 | 0 | 0 | 0 | 26853.4724 | 69867.2267 | 47685.8179 | 213261.5743 | 961560.8286 | 7743554.7612 | 7743554.7612 | 7866811.9264 | 3938351.203 | 0 | 8918377.1641 | 28467095.0547 | 562341.3252 | 0.0029045 | 3070528.5584 | 9801001.5422 | 62596.8779 | 199806.6733
1 | 2100 | 707 | 0.02 | 15 | 15 | 7 | 7.4989e-10 | 5spot_SharedNeighbor | CO2 | Porous | Wet | R600a | MinimizeLCOE_Brownfield | IgnoreSilica | 2019 | 27.14 | 0.83996 | 0.00072613 | 4 | 3070537.2775 | 9801029.7052 | 62597.0556 | 199807.2474 | 22.8691 | 0.07173 | 33.3063 | 28295.8898 | 0 | 40559.0255 | 0 | 0 | 0 | 0 | 26853.417 | 69867.0826 | 47685.7195 | 213261.1344 | 961560.8286 | 7743554.7612 | 7743554.7612 | 7866811.9264 | 3938351.203 | 0 | 8918376.7243 | 28467094.6149 | 749894.2093 | 0.0029045 | 3070537.2775 | 9801029.7052 | 62597.0556 | 199807.2474
1 | 2100 | 707 | 0.02 | 15 | 15 | 7 | 1e-09 | 5spot_SharedNeighbor | CO2 | Porous | Wet | R600a | MinimizeLCOE_Brownfield | IgnoreSilica | 2019 | 27.14 | 0.83996 | 0.00072612 | 4 | 3070543.9218 | 9801051.1666 | 62597.1911 | 199807.6849 | 22.8691 | 0.07173 | 32.4883 | 28295.8487 | 0 | 40558.9584 | 0 | 0 | 0 | 0 | 26853.3748 | 69866.9728 | 47685.6446 | 213260.7993 | 961560.8286 | 7743554.7612 | 7743554.7612 | 7866811.9264 | 3938351.203 | 0 | 8918376.3891 | 28467094.2797 | 1000000 | 0.0029045 | 3070543.9218 | 9801051.1666 | 62597.1911 | 199807.6849
1 | 2100 | 707 | 0.02 | 15 | 15 | 7 | 1.3335e-09 | 5spot_SharedNeighbor | CO2 | Porous | Wet | R600a | MinimizeLCOE_Brownfield | IgnoreSilica | 2019 | 27.14 | 0.83996 | 0.00072612 | 4 | 3070548.9645 | 9801067.4544 | 62597.2939 | 199808.017 | 22.8691 | 0.07173 | 32.2744 | 28295.8175 | 0 | 40558.9075 | 0 | 0 | 0 | 0 | 26853.3428 | 69866.8895 | 47685.5877 | 213260.5449 | 961560.8286 | 7743554.7612 | 7743554.7612 | 7866811.9264 | 3938351.203 | 0 | 8918376.1347 | 28467094.0253 | 1333521.4322 | 0.0029045 | 3070548.9645 | 9801067.4544 | 62597.2939 | 199808.017
1 | 2100 | 707 | 0.02 | 15 | 15 | 7 | 1.7783e-09 | 5spot_SharedNeighbor | CO2 | Porous | Wet | R600a | MinimizeLCOE_Brownfield | IgnoreSilica | 2019 | 27.14 | 0.83996 | 0.00072612 | 4 | 3070552.7798 | 9801079.778 | 62597.3716 | 199808.2682 | 22.8691 | 0.07173 | 32.8943 | 28295.7939 | 0 | 40558.869 | 0 | 0 | 0 | 0 | 26853.3185 | 69866.8264 | 47685.5446 | 213260.3524 | 961560.8286 | 7743554.7612 | 7743554.7612 | 7866811.9264 | 3938351.203 | 0 | 8918375.9423 | 28467093.8328 | 1778279.41 | 0.0029045 | 3070552.7798 | 9801079.778 | 62597.3716 | 199808.2682
1 | 2100 | 707 | 0.02 | 15 | 15 | 7 | 2.3714e-09 | 5spot_SharedNeighbor | CO2 | Porous | Wet | R600a | MinimizeLCOE_Brownfield | IgnoreSilica | 2019 | 27.14 | 0.83996 | 0.00072612 | 4 | 3070555.6598 | 9801089.0807 | 62597.4304 | 199808.4579 | 22.8691 | 0.07173 | 32.9623 | 28295.7761 | 0 | 40558.8399 | 0 | 0 | 0 | 0 | 26853.3002 | 69866.7788 | 47685.5122 | 213260.2071 | 961560.8286 | 7743554.7612 | 7743554.7612 | 7866811.9264 | 3938351.203 | 0 | 8918375.797 | 28467093.6876 | 2371373.7057 | 0.0029045 | 3070555.6598 | 9801089.0807 | 62597.4304 | 199808.4579
1 | 2100 | 707 | 0.02 | 15 | 15 | 7 | 3.1623e-09 | 5spot_SharedNeighbor | CO2 | Porous | Wet | R600a | MinimizeLCOE_Brownfield | IgnoreSilica | 2019 | 27.14 | 0.83996 | 0.00072612 | 4 | 3070557.8305 | 9801096.092 | 62597.4746 | 199808.6008 | 22.8691 | 0.07173 | 33.3605 | 28295.7627 | 0 | 40558.8179 | 0 | 0 | 0 | 0 | 26853.2864 | 69866.7429 | 47685.4877 | 213260.0976 | 961560.8286 | 7743554.7612 | 7743554.7612 | 7866811.9264 | 3938351.203 | 0 | 8918375.6875 | 28467093.5781 | 3162277.6602 | 0.0029045 | 3070557.8305 | 9801096.092 | 62597.4746 | 199808.6008
1 | 2100 | 707 | 0.02 | 15 | 15 | 7 | 4.217e-09 | 5spot_SharedNeighbor | CO2 | Porous | Wet | R600a | MinimizeLCOE_Brownfield | IgnoreSilica | 2019 | 27.14 | 0.83996 | 0.00072612 | 4 | 3070559.4641 | 9801101.3686 | 62597.5079 | 199808.7084 | 22.8691 | 0.07173 | 32.9704 | 28295.7525 | 0 | 40558.8015 | 0 | 0 | 0 | 0 | 26853.2761 | 69866.7159 | 47685.4692 | 213260.0152 | 961560.8286 | 7743554.7612 | 7743554.7612 | 7866811.9264 | 3938351.203 | 0 | 8918375.6051 | 28467093.4956 | 4216965.0343 | 0.0029045 | 3070559.4641 | 9801101.3686 | 62597.5079 | 199808.7084
1 | 2100 | 707 | 0.02 | 15 | 15 | 7 | 5.6234e-09 | 5spot_SharedNeighbor | CO2 | Porous | Wet | R600a | MinimizeLCOE_Brownfield | IgnoreSilica | 2019 | 27.14 | 0.83996 | 0.00072612 | 4 | 3070560.6929 | 9801105.3376 | 62597.533 | 199808.7893 | 22.8691 | 0.07173 | 33.9425 | 28295.7449 | 0 | 40558.789 | 0 | 0 | 0 | 0 | 26853.2683 | 69866.6956 | 47685.4554 | 213259.9532 | 961560.8286 | 7743554.7612 | 7743554.7612 | 7866811.9264 | 3938351.203 | 0 | 8918375.5431 | 28467093.4337 | 5623413.2519 | 0.0029045 | 3070560.6929 | 9801105.3376 | 62597.533 | 199808.7893
1 | 2100 | 707 | 0.02 | 15 | 15 | 7 | 7.4989e-09 | 5spot_SharedNeighbor | CO2 | Porous | Wet | R600a | MinimizeLCOE_Brownfield | IgnoreSilica | 2019 | 27.14 | 0.83996 | 0.00072612 | 4 | 3070561.6159 | 9801108.319 | 62597.5518 | 199808.8501 | 22.8691 | 0.07173 | 33.7431 | 28295.7392 | 0 | 40558.7797 | 0 | 0 | 0 | 0 | 26853.2624 | 69866.6804 | 47685.445 | 213259.9067 | 961560.8286 | 7743554.7612 | 7743554.7612 | 7866811.9264 | 3938351.203 | 0 | 8918375.4965 | 28467093.3871 | 7498942.0933 | 0.0029045 | 3070561.6159 | 9801108.319 | 62597.5518 | 199808.8501
1 | 2100 | 707 | 0.02 | 15 | 15 | 7 | 1e-08 | 5spot_SharedNeighbor | CO2 | Porous | Wet | R600a | MinimizeLCOE_Brownfield | IgnoreSilica | 2019 | 27.14 | 0.83996 | 0.00072612 | 4 | 3070562.3093 | 9801110.5585 | 62597.5659 | 199808.8957 | 22.8691 | 0.07173 | 34.342 | 28295.7349 | 0 | 40558.7727 | 0 | 0 | 0 | 0 | 26853.258 | 69866.6689 | 47685.4372 | 213259.8717 | 961560.8286 | 7743554.7612 | 7743554.7612 | 7866811.9264 | 3938351.203 | 0 | 8918375.4615 | 28467093.3521 | 10000000 | 0.0029045 | 3070562.3093 | 9801110.5585 | 62597.5659 | 199808.8957
1 | 2200 | 707 | 0.02 | 15 | 15 | 7 | 1e-13 | 5spot_SharedNeighbor | CO2 | Porous | Wet | R600a | MinimizeLCOE_Brownfield | IgnoreSilica | 2019 | 0 | 0 | 0 | 0 |  |  |  |  | 15 |  | 12.779 | [19 empty] | 100 | 0
1 | 2200 | 707 | 0.02 | 15 | 15 | 7 | 1.3335e-13 | 5spot_SharedNeighbor | CO2 | Porous | Wet | R600a | MinimizeLCOE_Brownfield | IgnoreSilica | 2019 | 0 | 0 | 0 | 0 |  |  |  |  | 15 |  | 13.644 | [19 empty] | 133.3521 | 0
1 | 2200 | 707 | 0.02 | 15 | 15 | 7 | 1.7783e-13 | 5spot_SharedNeighbor | CO2 | Porous | Wet | R600a | MinimizeLCOE_Brownfield | IgnoreSilica | 2019 | 0 | 0 | 0 | 0 |  |  |  |  | 15 |  | 14.6168 | [19 empty] | 177.8279 | 0
1 | 2200 | 707 | 0.02 | 15 | 15 | 7 | 2.3714e-13 | 5spot_SharedNeighbor | CO2 | Porous | Wet | R600a | MinimizeLCOE_Brownfield | IgnoreSilica | 2019 | 0 | 0 | 0 | 0 |  |  |  |  | 15 |  | 15.8804 | [19 empty] | 237.1374 | 0
1 | 2200 | 707 | 0.02 | 15 | 15 | 7 | 3.1623e-13 | 5spot_SharedNeighbor | CO2 | Porous | Wet | R600a | MinimizeLCOE_Brownfield | IgnoreSilica | 2019 | 0 | 0 | 0 | 0 |  |  |  |  | 15 |  | 17.6707 | [19 empty] | 316.2278 | 0
1 | 2200 | 707 | 0.02 | 15 | 15 | 7 | 4.217e-13 | 5spot_SharedNeighbor | CO2 | Porous | Wet | R600a | MinimizeLCOE_Brownfield | IgnoreSilica | 2019 | 0 | 0 | 0 | 0 |  |  |  |  | 15 |  | 17.6883 | [19 empty] | 421.6965 | 0
1 | 2200 | 707 | 0.02 | 15 | 15 | 7 | 5.6234e-13 | 5spot_SharedNeighbor | CO2 | Porous | Wet | R600a | MinimizeLCOE_Brownfield | IgnoreSilica | 2019 | 0 | 0 | 0 | 0 |  |  |  |  | 15 |  | 17.8736 | [19 empty] | 562.3413 | 0
1 | 2200 | 707 | 0.02 | 15 | 15 | 7 | 7.4989e-13 | 5spot_SharedNeighbor | CO2 | Porous | Wet | R600a | MinimizeLCOE_Brownfield | IgnoreSilica | 2019 | 1.6 | 0.012695 | 0.00012982 | 4 | 17633710.6683 | 56723387.5278 | 359487.0433 | 1156382.9788 | 23.7343 | 0.19693 | 18.2468 | 8345.2388 | 0 | 9431.5289 | 0 | 0 | 0 | 0 | 6932.9394 | 18038.0862 | 12311.3644 | 55059.1577 | 961560.8286 | 8140174.0823 | 8140174.0823 | 8088200.634 | 4070025.7703 | 0 | 9156794.0686 | 29455194.5552 | 749.8942 | 0.00051928 | 17633710.6683 | 56723387.5278 | 359487.0433 | 1156382.9788
1 | 2200 | 707 | 0.02 | 15 | 15 | 7 | 1e-12 | 5spot_SharedNeighbor | CO2 | Porous | Wet | R600a | MinimizeLCOE_Brownfield | IgnoreSilica | 2019 | 1.6 | 0.012695 | 0.00012982 | 4 | 17633504.4849 | 56722722.3564 | 359482.84 | 1156369.4184 | 23.7343 | 0.19693 | 18.5778 | 8345.3024 | 0 | 9431.6112 | 0 | 0 | 0 | 0 | 6932.9963 | 18038.2342 | 12311.4655 | 55059.6095 | 961560.8286 | 8140174.0823 | 8140174.0823 | 8088200.634 | 4070025.7703 | 0 | 9156794.5205 | 29455195.0071 | 1000 | 0.00051928 | 17633504.4849 | 56722722.3564 | 359482.84 | 1156369.4184
1 | 2200 | 707 | 0.02 | 15 | 15 | 7 | 1.3335e-12 | 5spot_SharedNeighbor | CO2 | Porous | Wet | R600a | MinimizeLCOE_Brownfield | IgnoreSilica | 2019 | 3.6198 | 0.078194 | 0.0005164 | 4 | 4478986.5175 | 14305936.2443 | 91310.1984 | 291645.8606 | 24.6135 | 0.32447 | 25.8822 | 20998.8409 | 0 | 27428.8044 | 0 | 0 | 0 | 0 | 18886.7817 | 49139.5317 | 33538.7401 | 149992.6988 | 961560.8286 | 8140174.0823 | 8140174.0823 | 8088200.634 | 4070025.7703 | 0 | 9251727.6097 | 29550128.0963 | 1333.5214 | 0.0020656 | 4478986.5175 | 14305936.2443 | 91310.1984 | 291645.8606
1 | 2200 | 707 | 0.02 | 15 | 15 | 7 | 1.7783e-12 | 5spot_SharedNeighbor | CO2 | Porous | Wet | R600a | MinimizeLCOE_Brownfield | IgnoreSilica | 2019 | 4.8011 | 0.11797 | 0.00074862 | 4 | 3105336.3121 | 9883985.0737 | 63306.481 | 201498.4048 | 24.788 | 0.35006 | 38.9851 | 26985.6773 | 0 | 36642.9801 | 0 | 0 | 0 | 0 | 24815.1764 | 64563.9987 | 44066.2558 | 197074.0883 | 961560.8286 | 8140174.0823 | 8140174.0823 | 8088200.634 | 4070025.7703 | 0 | 9298808.9993 | 29597209.4859 | 1778.2794 | 0.0029945 | 3105336.3121 | 9883985.0737 | 63306.481 | 201498.4048
1 | 2200 | 707 | 0.02 | 15 | 15 | 7 | 2.3714e-12 | 5spot_SharedNeighbor | CO2 | Porous | Wet | R600a | MinimizeLCOE_Brownfield | IgnoreSilica | 2019 | 5.0595 | 0.12671 | 0.00079989 | 4 | 2909358.1704 | 9253470.8334 | 59311.2015 | 188644.5192 | 24.8162 | 0.35419 | 34.3168 | 28224.4184 | 0 | 38591.3905 | 0 | 0 | 0 | 0 | 26058.1655 | 67798.0013 | 46273.529 | 206945.5048 | 961560.8286 | 8140174.0823 | 8140174.0823 | 8088200.634 | 4070025.7703 | 0 | 9308680.4157 | 29607080.9024 | 2371.3737 | 0.0031996 | 2909358.1704 | 9253470.8334 | 59311.2015 | 188644.5192
1 | 2200 | 707 | 0.02 | 15 | 15 | 7 | 3.1623e-12 | 5spot_SharedNeighbor | CO2 | Porous | Wet | R600a | MinimizeLCOE_Brownfield | IgnoreSilica | 2019 | 7.9 | 0.22328 | 0.0017375 | 4 | 1361657.0201 | 4282247.447 | 27759.2201 | 87299.4064 | 25.5681 | 0.46574 | 34.9932 | 47345.8986 | 0 | 69505.9656 | 0 | 0 | 0 | 0 | 45572.2271 | 118569.5867 | 80926.1793 | 361919.8573 | 961560.8286 | 8140174.0823 | 8140174.0823 | 8088200.634 | 4070025.7703 | 0 | 9463654.7682 | 29762055.2549 | 3162.2777 | 0.0069501 | 1361657.0201 | 4282247.447 | 27759.2201 | 87299.4064
1 | 2200 | 707 | 0.02 | 15 | 15 | 7 | 4.217e-12 | 5spot_SharedNeighbor | CO2 | Porous | Wet | R600a | MinimizeLCOE_Brownfield | IgnoreSilica | 2019 | 11.3199 | 0.34026 | 0.0025723 | 4 | 931811.1296 | 2904615.929 | 18996.2302 | 59214.5245 | 25.6529 | 0.47834 | 42.4376 | 61990.0957 | 0 | 94848.8183 | 0 | 0 | 0 | 0 | 61167.1764 | 159144.446 | 108619.3545 | 485769.8907 | 961560.8286 | 8140174.0823 | 8140174.0823 | 8088200.634 | 4070025.7703 | 0 | 9587504.8017 | 29885905.2883 | 4216.965 | 0.010289 | 931811.1296 | 2904615.929 | 18996.2302 | 59214.5245
1 | 2200 | 707 | 0.02 | 15 | 15 | 7 | 5.6234e-12 | 5spot_SharedNeighbor | CO2 | Porous | Wet | R600a | MinimizeLCOE_Brownfield | IgnoreSilica | 2019 | 15.0595 | 0.46849 | 0.0034537 | 4 | 702788.1841 | 2172127.2344 | 14327.2877 | 44281.7517 | 25.6783 | 0.48202 | 33.3815 | 75994.6331 | 0 | 119997.0209 | 0 | 0 | 0 | 0 | 76436.745 | 198872.7313 | 135734.7255 | 607035.8558 | 961560.8286 | 8140174.0823 | 8140174.0823 | 8088200.634 | 4070025.7703 | 0 | 9708770.7668 | 30007171.2534 | 5623.4133 | 0.013815 | 702788.1841 | 2172127.2344 | 14327.2877 | 44281.7517
1 | 2200 | 707 | 0.02 | 15 | 15 | 7 | 7.4989e-12 | 5spot_SharedNeighbor | CO2 | Porous | Wet | R600a | MinimizeLCOE_Brownfield | IgnoreSilica | 2019 | 19.9757 | 0.63717 | 0.0045766 | 4 | 538273.8872 | 1647089.2096 | 10973.4413 | 33578.1414 | 25.678 | 0.48181 | 38.33 | 92412.0851 | 0 | 150420.5485 | 0 | 0 | 0 | 0 | 94704.7271 | 246402.2733 | 168174.6146 | 752114.2486 | 961560.8286 | 8140174.0823 | 8140174.0823 | 8088200.634 | 4070025.7703 | 0 | 9853849.1596 | 30152249.6462 | 7498.9421 | 0.018306 | 538273.8872 | 1647089.2096 | 10973.4413 | 33578.1414
1 | 2200 | 707 | 0.02 | 15 | 15 | 7 | 1e-11 | 5spot_SharedNeighbor | CO2 | Porous | Wet | R600a | MinimizeLCOE_Brownfield | IgnoreSilica | 2019 | 20.1064 | 0.64168 | 0.0046004 | 4 | 535656.24 | 1638735.8723 | 10920.077 | 33407.8473 | 25.6746 | 0.48129 | 48.1835 | 92753.0711 | 0 | 151070.2128 | 0 | 0 | 0 | 0 | 95091.0807 | 247407.4862 | 168860.6931 | 755182.544 | 961560.8286 | 8140174.0823 | 8140174.0823 | 8088200.634 | 4070025.7703 | 0 | 9856917.4549 | 30155317.9416 | 10000 | 0.018402 | 535656.24 | 1638735.8723 | 10920.077 | 33407.8473
1 | 2200 | 707 | 0.02 | 15 | 15 | 7 | 1.3335e-11 | 5spot_SharedNeighbor | CO2 | Porous | Wet | R600a | MinimizeLCOE_Brownfield | IgnoreSilica | 2019 | 20.1064 | 0.64168 | 0.0046004 | 4 | 535653.8835 | 1638728.3994 | 10920.0289 | 33407.695 | 25.6746 | 0.4813 | 48.5448 | 92753.3457 | 0 | 151070.6989 | 0 | 0 | 0 | 0 | 95091.3774 | 247408.258 | 168861.2198 | 755184.8999 | 961560.8286 | 8140174.0823 | 8140174.0823 | 8088200.634 | 4070025.7703 | 0 | 9856919.8108 | 30155320.2974 | 13335.2143 | 0.018402 | 535653.8835 | 1638728.3994 | 10920.0289 | 33407.695
1 | 2200 | 707 | 0.02 | 15 | 15 | 7 | 1.7783e-11 | 5spot_SharedNeighbor | CO2 | Porous | Wet | R600a | MinimizeLCOE_Brownfield | IgnoreSilica | 2019 | 20.1064 | 0.64168 | 0.0046004 | 4 | 535652.5057 | 1638724.0304 | 10920.0009 | 33407.6059 | 25.6747 | 0.4813 | 48.2647 | 92753.5063 | 0 | 151070.983 | 0 | 0 | 0 | 0 | 95091.5508 | 247408.7093 | 168861.5278 | 755186.2772 | 961560.8286 | 8140174.0823 | 8140174.0823 | 8088200.634 | 4070025.7703 | 0 | 9856921.1882 | 30155321.6748 | 17782.7941 | 0.018402 | 535652.5057 | 1638724.0304 | 10920.0009 | 33407.6059
1 | 2200 | 707 | 0.02 | 15 | 15 | 7 | 2.3714e-11 | 5spot_SharedNeighbor | CO2 | Porous | Wet | R600a | MinimizeLCOE_Brownfield | IgnoreSilica | 2019 | 20.1064 | 0.64168 | 0.0046004 | 4 | 535652.1517 | 1638722.9077 | 10919.9936 | 33407.583 | 25.6747 | 0.4813 | 49.4184 | 92753.5475 | 0 | 151071.056 | 0 | 0 | 0 | 0 | 95091.5954 | 247408.8252 | 168861.607 | 755186.6312 | 961560.8286 | 8140174.0823 | 8140174.0823 | 8088200.634 | 4070025.7703 | 0 | 9856921.5421 | 30155322.0287 | 23713.7371 | 0.018402 | 535652.1517 | 1638722.9077 | 10919.9936 | 33407.583
1 | 2200 | 707 | 0.02 | 15 | 15 | 7 | 3.1623e-11 | 5spot_SharedNeighbor | CO2 | Porous | Wet | R600a | MinimizeLCOE_Brownfield | IgnoreSilica | 2019 | 20.1064 | 0.64168 | 0.0046004 | 4 | 535652.4741 | 1638723.9299 | 10920.0002 | 33407.6038 | 25.6747 | 0.4813 | 50.9274 | 92753.51 | 0 | 151070.9895 | 0 | 0 | 0 | 0 | 95091.5548 | 247408.7197 | 168861.5349 | 755186.3089 | 961560.8286 | 8140174.0823 | 8140174.0823 | 8088200.634 | 4070025.7703 | 0 | 9856921.2199 | 30155321.7065 | 31622.7766 | 0.018402 | 535652.4741 | 1638723.9299 | 10920.0002 | 33407.6038
1 | 2200 | 707 | 0.02 | 15 | 15 | 7 | 4.217e-11 | 5spot_SharedNeighbor | CO2 | Porous | Wet | R600a | MinimizeLCOE_Brownfield | IgnoreSilica | 2019 | 20.1064 | 0.64168 | 0.0046004 | 4 | 535653.137 | 1638726.0323 | 10920.0137 | 33407.6467 | 25.6747 | 0.4813 | 50.4722 | 92753.4327 | 0 | 151070.8528 | 0 | 0 | 0 | 0 | 95091.4714 | 247408.5025 | 168861.3867 | 755185.6461 | 961560.8286 | 8140174.0823 | 8140174.0823 | 8088200.634 | 4070025.7703 | 0 | 9856920.5571 | 30155321.0437 | 42169.6503 | 0.018402 | 535653.137 | 1638726.0323 | 10920.0137 | 33407.6467
1 | 2200 | 707 | 0.02 | 15 | 15 | 7 | 5.6234e-11 | 5spot_SharedNeighbor | CO2 | Porous | Wet | R600a | MinimizeLCOE_Brownfield | IgnoreSilica | 2019 | 20.1064 | 0.64168 | 0.0046004 | 4 | 535653.9105 | 1638728.4852 | 10920.0295 | 33407.6967 | 25.6746 | 0.4813 | 48.4154 | 92753.3426 | 0 | 151070.6933 | 0 | 0 | 0 | 0 | 95091.374 | 247408.2492 | 168861.2138 | 755184.8728 | 961560.8286 | 8140174.0823 | 8140174.0823 | 8088200.634 | 4070025.7703 | 0 | 9856919.7838 | 30155320.2704 | 56234.1325 | 0.018402 | 535653.9105 | 1638728.4852 | 10920.0295 | 33407.6967
1 | 2200 | 707 | 0.02 | 15 | 15 | 7 | 7.4989e-11 | 5spot_SharedNeighbor | CO2 | Porous | Wet | R600a | MinimizeLCOE_Brownfield | IgnoreSilica | 2019 | 20.1064 | 0.64168 | 0.0046004 | 4 | 535654.663 | 1638730.8715 | 10920.0448 | 33407.7454 | 25.6746 | 0.4813 | 49.3167 | 92753.2549 | 0 | 151070.5381 | 0 | 0 | 0 | 0 | 95091.2793 | 247408.0027 | 168861.0456 | 755184.1205 | 961560.8286 | 8140174.0823 | 8140174.0823 | 8088200.634 | 4070025.7703 | 0 | 9856919.0315 | 30155319.5181 | 74989.4209 | 0.018402 | 535654.663 | 1638730.8715 | 10920.0448 | 33407.7454
1 | 2200 | 707 | 0.02 | 15 | 15 | 7 | 1e-10 | 5spot_SharedNeighbor | CO2 | Porous | Wet | R600a | MinimizeLCOE_Brownfield | IgnoreSilica | 2019 | 20.1064 | 0.64168 | 0.0046004 | 4 | 535655.3316 | 1638732.9918 | 10920.0585 | 33407.7886 | 25.6746 | 0.4813 | 48.4477 | 92753.177 | 0 | 151070.4002 | 0 | 0 | 0 | 0 | 95091.1951 | 247407.7837 | 168860.8961 | 755183.4521 | 961560.8286 | 8140174.0823 | 8140174.0823 | 8088200.634 | 4070025.7703 | 0 | 9856918.363 | 30155318.8497 | 100000 | 0.018402 | 535655.3316 | 1638732.9918 | 10920.0585 | 33407.7886
1 | 2200 | 707 | 0.02 | 15 | 15 | 7 | 1.3335e-10 | 5spot_SharedNeighbor | CO2 | Porous | Wet | R600a | MinimizeLCOE_Brownfield | IgnoreSilica | 2019 | 20.1064 | 0.64168 | 0.0046004 | 4 | 535655.8948 | 1638734.7777 | 10920.0699 | 33407.825 | 25.6746 | 0.4813 | 48.5006 | 92753.1113 | 0 | 151070.284 | 0 | 0 | 0 | 0 | 95091.1242 | 247407.5993 | 168860.7702 | 755182.8891 | 961560.8286 | 8140174.0823 | 8140174.0823 | 8088200.634 | 4070025.7703 | 0 | 9856917.8 | 30155318.2867 | 133352.1432 | 0.018402 | 535655.8948 | 1638734.7777 | 10920.0699 | 33407.825
1 | 2200 | 707 | 0.02 | 15 | 15 | 7 | 1.7783e-10 | 5spot_SharedNeighbor | CO2 | Porous | Wet | R600a | MinimizeLCOE_Brownfield | IgnoreSilica | 2019 | 20.1064 | 0.64168 | 0.0046004 | 4 | 535656.3532 | 1638736.2313 | 10920.0793 | 33407.8546 | 25.6746 | 0.48129 | 45.2638 | 92753.0579 | 0 | 151070.1895 | 0 | 0 | 0 | 0 | 95091.0665 | 247407.4492 | 168860.6678 | 755182.4308 | 961560.8286 | 8140174.0823 | 8140174.0823 | 8088200.634 | 4070025.7703 | 0 | 9856917.3418 | 30155317.8284 | 177827.941 | 0.018402 | 535656.3532 | 1638736.2313 | 10920.0793 | 33407.8546
1 | 2200 | 707 | 0.02 | 15 | 15 | 7 | 2.3714e-10 | 5spot_SharedNeighbor | CO2 | Porous | Wet | R600a | MinimizeLCOE_Brownfield | IgnoreSilica | 2019 | 20.1064 | 0.64168 | 0.0046004 | 4 | 535656.7178 | 1638737.3875 | 10920.0867 | 33407.8782 | 25.6746 | 0.48129 | 47.3523 | 92753.0154 | 0 | 151070.1143 | 0 | 0 | 0 | 0 | 95091.0206 | 247407.3297 | 168860.5863 | 755182.0663 | 961560.8286 | 8140174.0823 | 8140174.0823 | 8088200.634 | 4070025.7703 | 0 | 9856916.9773 | 30155317.4639 | 237137.3706 | 0.018402 | 535656.7178 | 1638737.3875 | 10920.0867 | 33407.8782
1 | 2200 | 707 | 0.02 | 15 | 15 | 7 | 3.1623e-10 | 5spot_SharedNeighbor | CO2 | Porous | Wet | R600a | MinimizeLCOE_Brownfield | IgnoreSilica | 2019 | 20.1064 | 0.64168 | 0.0046004 | 4 | 535657.0031 | 1638738.2925 | 10920.0925 | 33407.8966 | 25.6746 | 0.48129 | 48.5077 | 92752.9822 | 0 | 151070.0554 | 0 | 0 | 0 | 0 | 95090.9847 | 247407.2363 | 168860.5225 | 755181.781 | 961560.8286 | 8140174.0823 | 8140174.0823 | 8088200.634 | 4070025.7703 | 0 | 9856916.692 | 30155317.1786 | 316227.766 | 0.018402 | 535657.0031 | 1638738.2925 | 10920.0925 | 33407.8966
1 | 2200 | 707 | 0.02 | 15 | 15 | 7 | 4.217e-10 | 5spot_SharedNeighbor | CO2 | Porous | Wet | R600a | MinimizeLCOE_Brownfield | IgnoreSilica | 2019 | 20.1064 | 0.64168 | 0.0046004 | 4 | 535657.224 | 1638738.9928 | 10920.097 | 33407.9109 | 25.6746 | 0.48129 | 49.7547 | 92752.9564 | 0 | 151070.0099 | 0 | 0 | 0 | 0 | 95090.9569 | 247407.1639 | 168860.4731 | 755181.5603 | 961560.8286 | 8140174.0823 | 8140174.0823 | 8088200.634 | 4070025.7703 | 0 | 9856916.4712 | 30155316.9578 | 421696.5034 | 0.018402 | 535657.224 | 1638738.9928 | 10920.097 | 33407.9109
1 | 2200 | 707 | 0.02 | 15 | 15 | 7 | 5.6234e-10 | 5spot_SharedNeighbor | CO2 | Porous | Wet | R600a | MinimizeLCOE_Brownfield | IgnoreSilica | 2019 | 20.1064 | 0.64168 | 0.0046004 | 4 | 535657.3935 | 1638739.5302 | 10920.1005 | 33407.9219 | 25.6746 | 0.48129 | 47.9593 | 92752.9367 | 0 | 151069.9749 | 0 | 0 | 0 | 0 | 95090.9355 | 247407.1084 | 168860.4352 | 755181.3908 | 961560.8286 | 8140174.0823 | 8140174.0823 | 8088200.634 | 4070025.7703 | 0 | 9856916.3018 | 30155316.7884 | 562341.3252 | 0.018402 | 535657.3935 | 1638739.5302 | 10920.1005 | 33407.9219
1 | 2200 | 707 | 0.02 | 15 | 15 | 7 | 7.4989e-10 | 5spot_SharedNeighbor | CO2 | Porous | Wet | R600a | MinimizeLCOE_Brownfield | IgnoreSilica | 2019 | 20.1064 | 0.64168 | 0.0046004 | 4 | 535657.5228 | 1638739.9402 | 10920.1031 | 33407.9302 | 25.6746 | 0.48129 | 48.5269 | 92752.9216 | 0 | 151069.9483 | 0 | 0 | 0 | 0 | 95090.9193 | 247407.0661 | 168860.4063 | 755181.2616 | 961560.8286 | 8140174.0823 | 8140174.0823 | 8088200.634 | 4070025.7703 | 0 | 9856916.1725 | 30155316.6591 | 749894.2093 | 0.018402 | 535657.5228 | 1638739.9402 | 10920.1031 | 33407.9302
1 | 2200 | 707 | 0.02 | 15 | 15 | 7 | 1e-09 | 5spot_SharedNeighbor | CO2 | Porous | Wet | R600a | MinimizeLCOE_Brownfield | IgnoreSilica | 2019 | 20.1064 | 0.64168 | 0.0046004 | 4 | 535657.621 | 1638740.2517 | 10920.1051 | 33407.9366 | 25.6746 | 0.48129 | 47.4121 | 92752.9102 | 0 | 151069.928 | 0 | 0 | 0 | 0 | 95090.9069 | 247407.0339 | 168860.3844 | 755181.1634 | 961560.8286 | 8140174.0823 | 8140174.0823 | 8088200.634 | 4070025.7703 | 0 | 9856916.0743 | 30155316.5609 | 1000000 | 0.018402 | 535657.621 | 1638740.2517 | 10920.1051 | 33407.9366
1 | 2200 | 707 | 0.02 | 15 | 15 | 7 | 1.3335e-09 | 5spot_SharedNeighbor | CO2 | Porous | Wet | R600a | MinimizeLCOE_Brownfield | IgnoreSilica | 2019 | 20.1064 | 0.64168 | 0.0046004 | 4 | 535657.6953 | 1638740.4874 | 10920.1066 | 33407.9414 | 25.6746 | 0.48129 | 47.0953 | 92752.9015 | 0 | 151069.9127 | 0 | 0 | 0 | 0 | 95090.8975 | 247407.0096 | 168860.3677 | 755181.089 | 961560.8286 | 8140174.0823 | 8140174.0823 | 8088200.634 | 4070025.7703 | 0 | 9856916 | 30155316.4866 | 1333521.4322 | 0.018402 | 535657.6953 | 1638740.4874 | 10920.1066 | 33407.9414
1 | 2200 | 707 | 0.02 | 15 | 15 | 7 | 1.7783e-09 | 5spot_SharedNeighbor | CO2 | Porous | Wet | R600a | MinimizeLCOE_Brownfield | IgnoreSilica | 2019 | 20.1064 | 0.64168 | 0.0046004 | 4 | 535657.7515 | 1638740.6655 | 10920.1078 | 33407.945 | 25.6746 | 0.48129 | 48.6707 | 92752.895 | 0 | 151069.9011 | 0 | 0 | 0 | 0 | 95090.8905 | 247406.9912 | 168860.3552 | 755181.0329 | 961560.8286 | 8140174.0823 | 8140174.0823 | 8088200.634 | 4070025.7703 | 0 | 9856915.9439 | 30155316.4305 | 1778279.41 | 0.018402 | 535657.7515 | 1638740.6655 | 10920.1078 | 33407.945
1 | 2200 | 707 | 0.02 | 15 | 15 | 7 | 2.3714e-09 | 5spot_SharedNeighbor | CO2 | Porous | Wet | R600a | MinimizeLCOE_Brownfield | IgnoreSilica | 2019 | 20.1064 | 0.64168 | 0.0046004 | 4 | 535657.7938 | 1638740.7997 | 10920.1087 | 33407.9478 | 25.6746 | 0.48129 | 48.4669 | 92752.89 | 0 | 151069.8924 | 0 | 0 | 0 | 0 | 95090.8851 | 247406.9773 | 168860.3457 | 755180.9906 | 961560.8286 | 8140174.0823 | 8140174.0823 | 8088200.634 | 4070025.7703 | 0 | 9856915.9015 | 30155316.3882 | 2371373.7057 | 0.018402 | 535657.7938 | 1638740.7997 | 10920.1087 | 33407.9478
1 | 2200 | 707 | 0.02 | 15 | 15 | 7 | 3.1623e-09 | 5spot_SharedNeighbor | CO2 | Porous | Wet | R600a | MinimizeLCOE_Brownfield | IgnoreSilica | 2019 | 20.1064 | 0.64168 | 0.0046004 | 4 | 535657.8257 | 1638740.9008 | 10920.1093 | 33407.9498 | 25.6746 | 0.48129 | 47.827 | 92752.8863 | 0 | 151069.8858 | 0 | 0 | 0 | 0 | 95090.8811 | 247406.9669 | 168860.3386 | 755180.9587 | 961560.8286 | 8140174.0823 | 8140174.0823 | 8088200.634 | 4070025.7703 | 0 | 9856915.8697 | 30155316.3563 | 3162277.6602 | 0.018402 | 535657.8257 | 1638740.9008 | 10920.1093 | 33407.9498
1 | 2200 | 707 | 0.02 | 15 | 15 | 7 | 4.217e-09 | 5spot_SharedNeighbor | CO2 | Porous | Wet | R600a | MinimizeLCOE_Brownfield | IgnoreSilica | 2019 | 20.1064 | 0.64168 | 0.0046004 | 4 | 535657.8496 | 1638740.9768 | 10920.1098 | 33407.9514 | 25.6746 | 0.48129 | 48.3894 | 92752.8835 | 0 | 151069.8809 | 0 | 0 | 0 | 0 | 95090.8781 | 247406.959 | 168860.3332 | 755180.9348 | 961560.8286 | 8140174.0823 | 8140174.0823 | 8088200.634 | 4070025.7703 | 0 | 9856915.8457 | 30155316.3323 | 4216965.0343 | 0.018402 | 535657.8496 | 1638740.9768 | 10920.1098 | 33407.9514
1 | 2200 | 707 | 0.02 | 15 | 15 | 7 | 5.6234e-09 | 5spot_SharedNeighbor | CO2 | Porous | Wet | R600a | MinimizeLCOE_Brownfield | IgnoreSilica | 2019 | 20.1064 | 0.64168 | 0.0046004 | 4 | 535657.8676 | 1638741.034 | 10920.1102 | 33407.9525 | 25.6746 | 0.48129 | 46.4078 | 92752.8814 | 0 | 151069.8771 | 0 | 0 | 0 | 0 | 95090.8758 | 247406.9531 | 168860.3292 | 755180.9168 | 961560.8286 | 8140174.0823 | 8140174.0823 | 8088200.634 | 4070025.7703 | 0 | 9856915.8277 | 30155316.3143 | 5623413.2519 | 0.018402 | 535657.8676 | 1638741.034 | 10920.1102 | 33407.9525
1 | 2200 | 707 | 0.02 | 15 | 15 | 7 | 7.4989e-09 | 5spot_SharedNeighbor | CO2 | Porous | Wet | R600a | MinimizeLCOE_Brownfield | IgnoreSilica | 2019 | 20.1064 | 0.64168 | 0.0046004 | 4 | 535657.8812 | 1638741.0769 | 10920.1104 | 33407.9534 | 25.6746 | 0.48129 | 50.2047 | 92752.8799 | 0 | 151069.8743 | 0 | 0 | 0 | 0 | 95090.8741 | 247406.9487 | 168860.3262 | 755180.9032 | 961560.8286 | 8140174.0823 | 8140174.0823 | 8088200.634 | 4070025.7703 | 0 | 9856915.8142 | 30155316.3008 | 7498942.0933 | 0.018402 | 535657.8812 | 1638741.0769 | 10920.1104 | 33407.9534
1 | 2200 | 707 | 0.02 | 15 | 15 | 7 | 1e-08 | 5spot_SharedNeighbor | CO2 | Porous | Wet | R600a | MinimizeLCOE_Brownfield | IgnoreSilica | 2019 | 20.1064 | 0.64168 | 0.0046004 | 4 | 535657.8913 | 1638741.1091 | 10920.1106 | 33407.9541 | 25.6746 | 0.48129 | 45.6635 | 92752.8787 | 0 | 151069.8722 | 0 | 0 | 0 | 0 | 95090.8729 | 247406.9454 | 168860.3239 | 755180.8931 | 961560.8286 | 8140174.0823 | 8140174.0823 | 8088200.634 | 4070025.7703 | 0 | 9856915.804 | 30155316.2906 | 10000000 | 0.018402 | 535657.8913 | 1638741.1091 | 10920.1106 | 33407.9541
1 | 2300 | 707 | 0.02 | 15 | 15 | 7 | 1e-13 | 5spot_SharedNeighbor | CO2 | Porous | Wet | R600a | MinimizeLCOE_Brownfield | IgnoreSilica | 2019 | 0 | 0 | 0 | 0 |  |  |  |  | 15 |  | 11.6696 | [19 empty] | 100 | 0
1 | 2300 | 707 | 0.02 | 15 | 15 | 7 | 1.3335e-13 | 5spot_SharedNeighbor | CO2 | Porous | Wet | R600a | MinimizeLCOE_Brownfield | IgnoreSilica | 2019 | 0 | 0 | 0 | 0 |  |  |  |  | 15 |  | 12.9129 | [19 empty] | 133.3521 | 0
1 | 2300 | 707 | 0.02 | 15 | 15 | 7 | 1.7783e-13 | 5spot_SharedNeighbor | CO2 | Porous | Wet | R600a | MinimizeLCOE_Brownfield | IgnoreSilica | 2019 | 0 | 0 | 0 | 0 |  |  |  |  | 15 |  | 14.0247 | [19 empty] | 177.8279 | 0
1 | 2300 | 707 | 0.02 | 15 | 15 | 7 | 2.3714e-13 | 5spot_SharedNeighbor | CO2 | Porous | Wet | R600a | MinimizeLCOE_Brownfield | IgnoreSilica | 2019 | 0 | 0 | 0 | 0 |  |  |  |  | 15 |  | 15.1651 | [19 empty] | 237.1374 | 0
1 | 2300 | 707 | 0.02 | 15 | 15 | 7 | 3.1623e-13 | 5spot_SharedNeighbor | CO2 | Porous | Wet | R600a | MinimizeLCOE_Brownfield | IgnoreSilica | 2019 | 0 | 0 | 0 | 0 |  |  |  |  | 15 |  | 16.9056 | [19 empty] | 316.2278 | 0
1 | 2300 | 707 | 0.02 | 15 | 15 | 7 | 4.217e-13 | 5spot_SharedNeighbor | CO2 | Porous | Wet | R600a | MinimizeLCOE_Brownfield | IgnoreSilica | 2019 | 0 | 0 | 0 | 0 |  |  |  |  | 15 |  | 17.3754 | [19 empty] | 421.6965 | 0
1 | 2300 | 707 | 0.02 | 15 | 15 | 7 | 5.6234e-13 | 5spot_SharedNeighbor | CO2 | Porous | Wet | R600a | MinimizeLCOE_Brownfield | IgnoreSilica | 2019 | 0 | 0 | 0 | 0 |  |  |  |  | 15 |  | 16.1387 | [19 empty] | 562.3413 | 0
1 | 2300 | 707 | 0.02 | 15 | 15 | 7 | 7.4989e-13 | 5spot_SharedNeighbor | CO2 | Porous | Wet | R600a | MinimizeLCOE_Brownfield | IgnoreSilica | 2019 | 1.6 | 0.012221 | 0.00035418 | 4 | 6785694.5812 | 21652245.0466 | 138335.5624 | 441410.3021 | 25.5783 | 0.46765 | 17.5447 | 15857.6201 | 0 | 19421.1697 | 0 | 0 | 0 | 0 | 13758.728 | 35797.388 | 24432.4529 | 109267.3586 | 961560.8286 | 8542653.4943 | 8542653.4943 | 8315156.4279 | 4204044.374 | 0 | 9613481.6816 | 30675335.9778 | 749.8942 | 0.0014167 | 6785694.5812 | 21652245.0466 | 138335.5624 | 441410.3021
1 | 2300 | 707 | 0.02 | 15 | 15 | 7 | 1e-12 | 5spot_SharedNeighbor | CO2 | Porous | Wet | R600a | MinimizeLCOE_Brownfield | IgnoreSilica | 2019 | 1.6 | 0.012221 | 0.00035418 | 4 | 6785670.9202 | 21652169.1503 | 138335.08 | 441408.7549 | 25.5783 | 0.46765 | 16.1045 | 15857.6553 | 0 | 19421.2174 | 0 | 0 | 0 | 0 | 13758.7604 | 35797.4721 | 24432.5103 | 109267.6155 | 961560.8286 | 8542653.4943 | 8542653.4943 | 8315156.4279 | 4204044.374 | 0 | 9613481.9384 | 30675336.2346 | 1000 | 0.0014167 | 6785670.9202 | 21652169.1503 | 138335.08 | 441408.7549
1 | 2300 | 707 | 0.02 | 15 | 15 | 7 | 1.3335e-12 | 5spot_SharedNeighbor | CO2 | Porous | Wet | R600a | MinimizeLCOE_Brownfield | IgnoreSilica | 2019 | 3.3419 | 0.070929 | 0.0011592 | 4 | 2108482.7634 | 6650867.3883 | 42984.2731 | 135586.9277 | 27.0489 | 0.69143 | 40.8891 | 35964.2339 | 0 | 49390.5823 | 0 | 0 | 0 | 2552.4282 | 34283.8253 | 89199.481 | 60880.4786 | 272271.0294 | 961560.8286 | 8542653.4943 | 8542653.4943 | 8315156.4279 | 4204044.374 | 0 | 9776485.3524 | 30838339.6486 | 1333.5214 | 0.0046367 | 2108482.7634 | 6650867.3883 | 42984.2731 | 135586.9277
1 | 2300 | 707 | 0.02 | 15 | 15 | 7 | 1.7783e-12 | 5spot_SharedNeighbor | CO2 | Porous | Wet | R600a | MinimizeLCOE_Brownfield | IgnoreSilica | 2019 | 4.4092 | 0.10866 | 0.0016968 | 4 | 1450250.032 | 4553472.4006 | 29565.3085 | 92828.6939 | 27.2496 | 0.7222 | 32.5013 | 45160.8995 | 0 | 64215.1636 | 0 | 0 | 0 | 0 | 42656.6646 | 110983.8912 | 75748.7862 | 338765.4052 | 961560.8286 | 8542653.4943 | 8542653.4943 | 8315156.4279 | 4204044.374 | 0 | 9842979.7281 | 30904834.0243 | 1778.2794 | 0.0067871 | 1450250.032 | 4553472.4006 | 29565.3085 | 92828.6939
1 | 2300 | 707 | 0.02 | 15 | 15 | 7 | 2.3714e-12 | 5spot_SharedNeighbor | CO2 | Porous | Wet | R600a | MinimizeLCOE_Brownfield | IgnoreSilica | 2019 | 5.8533 | 0.16007 | 0.0023497 | 4 | 1057208.6942 | 3298163.5694 | 21552.6292 | 67237.5255 | 27.4035 | 0.74588 | 36.9971 | 56451.5939 | 0 | 83050.9534 | 0 | 0 | 0 | 0 | 54405.9934 | 141553.2347 | 96612.9913 | 432074.7668 | 961560.8286 | 8542653.4943 | 8542653.4943 | 8315156.4279 | 4204044.374 | 0 | 9936289.0897 | 30998143.3859 | 2371.3737 | 0.0093986 | 1057208.6942 | 3298163.5694 | 21552.6292 | 67237.5255
1 | 2300 | 707 | 0.02 | 15 | 15 | 7 | 3.1623e-12 | 5spot_SharedNeighbor | CO2 | Porous | Wet | R600a | MinimizeLCOE_Brownfield | IgnoreSilica | 2019 | 7.7901 | 0.22946 | 0.0032257 | 4 | 779091.184 | 2411454.2046 | 15882.8276 | 49160.7557 | 27.5189 | 0.76369 | 29.2627 | 70206.5228 | 0 | 106772.2986 | 0 | 0 | 0 | 0 | 69021.7404 | 179580.4101 | 122567.3199 | 548148.2919 | 961560.8286 | 8542653.4943 | 8542653.4943 | 8315156.4279 | 4204044.374 | 0 | 10052362.6148 | 31114216.911 | 3162.2777 | 0.012903 | 779091.184 | 2411454.2046 | 15882.8276 | 49160.7557
1 | 2300 | 707 | 0.02 | 15 | 15 | 7 | 4.217e-12 | 5spot_SharedNeighbor | CO2 | Porous | Wet | R600a | MinimizeLCOE_Brownfield | IgnoreSilica | 2019 | 10.3648 | 0.32201 | 0.0043882 | 4 | 580844.9488 | 1780748.2243 | 11841.3099 | 36302.9612 | 27.6031 | 0.77667 | 38.1549 | 86831.6689 | 0 | 136377.0079 | 0 | 0 | 0 | 0 | 87051.3839 | 226489.8443 | 154583.9726 | 691333.8776 | 961560.8286 | 8542653.4943 | 8542653.4943 | 8315156.4279 | 4204044.374 | 0 | 10195548.2006 | 31257402.4967 | 4216.965 | 0.017553 | 580844.9488 | 1780748.2243 | 11841.3099 | 36302.9612
1 | 2300 | 707 | 0.02 | 15 | 15 | 7 | 5.6234e-12 | 5spot_SharedNeighbor | CO2 | Porous | Wet | R600a | MinimizeLCOE_Brownfield | IgnoreSilica | 2019 | 13.783 | 0.44519 | 0.0059096 | 4 | 438710.1724 | 1329715.4375 | 8943.7003 | 27108.0478 | 27.6521 | 0.78418 | 34.445 | 106724.3021 | 0 | 172926.8632 | 0 | 0 | 0 | 0 | 109063.9545 | 283762.0374 | 193673.4213 | 866150.5785 | 961560.8286 | 8542653.4943 | 8542653.4943 | 8315156.4279 | 4204044.374 | 0 | 10370364.9014 | 31432219.1976 | 5623.4133 | 0.023638 | 438710.1724 | 1329715.4375 | 8943.7003 | 27108.0478
1 | 2300 | 707 | 0.02 | 15 | 15 | 7 | 7.4989e-12 | 5spot_SharedNeighbor | CO2 | Porous | Wet | R600a | MinimizeLCOE_Brownfield | IgnoreSilica | 2019 | 18.2944 | 0.60797 | 0.0078716 | 4 | 336066.2573 | 1004987.0027 | 6851.1652 | 20488.0194 | 27.6674 | 0.78639 | 35.7453 | 130277.4678 | 0 | 217539.1352 | 0 | 0 | 0 | 0 | 135648.4751 | 352929.507 | 240881.6405 | 1077276.2256 | 961560.8286 | 8542653.4943 | 8542653.4943 | 8315156.4279 | 4204044.374 | 0 | 10581490.5485 | 31643344.8447 | 7498.9421 | 0.031486 | 336066.2573 | 1004987.0027 | 6851.1652 | 20488.0194
1 | 2300 | 707 | 0.02 | 15 | 15 | 7 | 1e-11 | 5spot_SharedNeighbor | CO2 | Porous | Wet | R600a | MinimizeLCOE_Brownfield | IgnoreSilica | 2019 | 24.2239 | 0.82211 | 0.01034 | 4 | 261894.7505 | 771145.4978 | 5339.0787 | 15720.844 | 27.6403 | 0.78188 | 35.8996 | 157630.6376 | 0 | 270930.7979 | 0 | 0 | 0 | 0 | 167138.9599 | 434861.2886 | 296801.765 | 1327363.4491 | 961560.8286 | 8542653.4943 | 8542653.4943 | 8315156.4279 | 4204044.374 | 0 | 10831577.772 | 31893432.0682 | 10000 | 0.041359 | 261894.7505 | 771145.4978 | 5339.0787 | 15720.844
1 | 2300 | 707 | 0.02 | 15 | 15 | 7 | 1.3335e-11 | 5spot_SharedNeighbor | CO2 | Porous | Wet | R600a | MinimizeLCOE_Brownfield | IgnoreSilica | 2019 | 31.9117 | 1.0999 | 0.013313 | 4 | 208774.114 | 604286.9662 | 4256.1427 | 12319.2072 | 27.5599 | 0.76889 | 37.0022 | 188298.5872 | 0 | 332623.1897 | 0 | 0 | 0 | 0 | 203159.493 | 528579.327 | 360766.2519 | 1613426.8488 | 961560.8286 | 8542653.4943 | 8542653.4943 | 8315156.4279 | 4204044.374 | 0 | 11117641.1718 | 32179495.4679 | 13335.2143 | 0.053252 | 208774.114 | 604286.9662 | 4256.1427 | 12319.2072
1 | 2300 | 707 | 0.02 | 15 | 15 | 7 | 1.7783e-11 | 5spot_SharedNeighbor | CO2 | Porous | Wet | R600a | MinimizeLCOE_Brownfield | IgnoreSilica | 2019 | 41.1347 | 1.4333 | 0.016404 | 4 | 173820.8917 | 494816.3722 | 3543.574 | 10087.501 | 27.4021 | 0.74368 | 47.7266 | 218468.4798 | 0 | 395268.9442 | 0 | 0 | 0 | 0 | 239357.5953 | 622759.3641 | 425046.0624 | 1900900.4458 | 961560.8286 | 8542653.4943 | 8542653.4943 | 8315156.4279 | 4204044.374 | 0 | 11405114.7687 | 32466969.0649 | 17782.7941 | 0.065614 | 173820.8917 | 494816.3722 | 3543.574 | 10087.501
1 | 2300 | 707 | 0.02 | 15 | 15 | 7 | 2.3714e-11 | 5spot_SharedNeighbor | CO2 | Porous | Wet | R600a | MinimizeLCOE_Brownfield | IgnoreSilica | 2019 | 41.1347 | 1.4333 | 0.016403 | 4 | 173821.3481 | 494817.7802 | 3543.5833 | 10087.5297 | 27.4021 | 0.74368 | 46.6626 | 218468.0584 | 0 | 395268.1169 | 0 | 0 | 0 | 0 | 239357.1084 | 622758.0972 | 425045.1977 | 1900896.5786 | 961560.8286 | 8542653.4943 | 8542653.4943 | 8315156.4279 | 4204044.374 | 0 | 11405110.9016 | 32466965.1977 | 23713.7371 | 0.065614 | 173821.3481 | 494817.7802 | 3543.5833 | 10087.5297
1 | 2300 | 707 | 0.02 | 15 | 15 | 7 | 3.1623e-11 | 5spot_SharedNeighbor | CO2 | Porous | Wet | R600a | MinimizeLCOE_Brownfield | IgnoreSilica | 2019 | 41.1347 | 1.4333 | 0.016403 | 4 | 173821.615 | 494818.6036 | 3543.5887 | 10087.5465 | 27.4021 | 0.74368 | 46.5472 | 218467.812 | 0 | 395267.6331 | 0 | 0 | 0 | 0 | 239356.8236 | 622757.3562 | 425044.692 | 1900894.3169 | 961560.8286 | 8542653.4943 | 8542653.4943 | 8315156.4279 | 4204044.374 | 0 | 11405108.6398 | 32466962.936 | 31622.7766 | 0.065614 | 173821.615 | 494818.6036 | 3543.5887 | 10087.5465
1 | 2300 | 707 | 0.02 | 15 | 15 | 7 | 4.217e-11 | 5spot_SharedNeighbor | CO2 | Porous | Wet | R600a | MinimizeLCOE_Brownfield | IgnoreSilica | 2019 | 41.1347 | 1.4333 | 0.016403 | 4 | 173821.886 | 494819.4399 | 3543.5943 | 10087.5636 | 27.4021 | 0.74368 | 46.6735 | 218467.5618 | 0 | 395267.1418 | 0 | 0 | 0 | 0 | 239356.5344 | 622756.6037 | 425044.1784 | 1900892.0199 | 961560.8286 | 8542653.4943 | 8542653.4943 | 8315156.4279 | 4204044.374 | 0 | 11405106.3429 | 32466960.6391 | 42169.6503 | 0.065614 | 173821.886 | 494819.4399 | 3543.5943 | 10087.5636
1 | 2300 | 707 | 0.02 | 15 | 15 | 7 | 5.6234e-11 | 5spot_SharedNeighbor | CO2 | Porous | Wet | R600a | MinimizeLCOE_Brownfield | IgnoreSilica | 2019 | 41.1347 | 1.4333 | 0.016403 | 4 | 173822.1805 | 494820.3485 | 3543.6003 | 10087.5821 | 27.4021 | 0.74368 | 44.9763 | 218467.2899 | 0 | 395266.6079 | 0 | 0 | 0 | 0 | 239356.2201 | 622755.7861 | 425043.6204 | 1900889.5244 | 961560.8286 | 8542653.4943 | 8542653.4943 | 8315156.4279 | 4204044.374 | 0 | 11405103.8473 | 32466958.1435 | 56234.1325 | 0.065614 | 173822.1805 | 494820.3485 | 3543.6003 | 10087.5821
1 | 2300 | 707 | 0.02 | 15 | 15 | 7 | 7.4989e-11 | 5spot_SharedNeighbor | CO2 | Porous | Wet | R600a | MinimizeLCOE_Brownfield | IgnoreSilica | 2019 | 41.1347 | 1.4333 | 0.016403 | 4 | 173822.4755 | 494821.2585 | 3543.6063 | 10087.6007 | 27.4021 | 0.74367 | 45.9484 | 218467.0175 | 0 | 395266.0732 | 0 | 0 | 0 | 0 | 239355.9054 | 622754.9672 | 425043.0614 | 1900887.0247 | 961560.8286 | 8542653.4943 | 8542653.4943 | 8315156.4279 | 4204044.374 | 0 | 11405101.3476 | 32466955.6438 | 74989.4209 | 0.065614 | 173822.4755 | 494821.2585 | 3543.6063 | 10087.6007
1 | 2300 | 707 | 0.02 | 15 | 15 | 7 | 1e-10 | 5spot_SharedNeighbor | CO2 | Porous | Wet | R600a | MinimizeLCOE_Brownfield | IgnoreSilica | 2019 | 41.1347 | 1.4333 | 0.016403 | 4 | 173822.7484 | 494822.1005 | 3543.6118 | 10087.6178 | 27.4021 | 0.74367 | 46.7487 | 218466.7656 | 0 | 395265.5785 | 0 | 0 | 0 | 0 | 239355.6142 | 622754.2095 | 425042.5443 | 1900884.7122 | 961560.8286 | 8542653.4943 | 8542653.4943 | 8315156.4279 | 4204044.374 | 0 | 11405099.0351 | 32466953.3313 | 100000 | 0.065613 | 173822.7484 | 494822.1005 | 3543.6118 | 10087.6178
1 | 2300 | 707 | 0.02 | 15 | 15 | 7 | 1.3335e-10 | 5spot_SharedNeighbor | CO2 | Porous | Wet | R600a | MinimizeLCOE_Brownfield | IgnoreSilica | 2019 | 41.1347 | 1.4333 | 0.016403 | 4 | 173822.9865 | 494822.835 | 3543.6167 | 10087.6328 | 27.4021 | 0.74367 | 48.3417 | 218466.5458 | 0 | 395265.147 | 0 | 0 | 0 | 0 | 239355.3602 | 622753.5486 | 425042.0933 | 1900882.6948 | 961560.8286 | 8542653.4943 | 8542653.4943 | 8315156.4279 | 4204044.374 | 0 | 11405097.0178 | 32466951.3139 | 133352.1432 | 0.065613 | 173822.9865 | 494822.835 | 3543.6167 | 10087.6328
1 | 2300 | 707 | 0.02 | 15 | 15 | 7 | 1.7783e-10 | 5spot_SharedNeighbor | CO2 | Porous | Wet | R600a | MinimizeLCOE_Brownfield | IgnoreSilica | 2019 | 41.1347 | 1.4333 | 0.016403 | 4 | 173823.1857 | 494823.4495 | 3543.6208 | 10087.6453 | 27.4021 | 0.74367 | 48.6077 | 218466.3619 | 0 | 395264.7859 | 0 | 0 | 0 | 0 | 239355.1476 | 622752.9957 | 425041.7158 | 1900881.007 | 961560.8286 | 8542653.4943 | 8542653.4943 | 8315156.4279 | 4204044.374 | 0 | 11405095.3299 | 32466949.6261 | 177827.941 | 0.065613 | 173823.1857 | 494823.4495 | 3543.6208 | 10087.6453
1 | 2300 | 707 | 0.02 | 15 | 15 | 7 | 2.3714e-10 | 5spot_SharedNeighbor | CO2 | Porous | Wet | R600a | MinimizeLCOE_Brownfield | IgnoreSilica | 2019 | 41.1347 | 1.4333 | 0.016403 | 4 | 173823.3475 | 494823.9486 | 3543.6241 | 10087.6555 | 27.4021 | 0.74367 | 48.433 | 218466.2125 | 0 | 395264.4926 | 0 | 0 | 0 | 0 | 239354.975 | 622752.5465 | 425041.4093 | 1900879.636 | 961560.8286 | 8542653.4943 | 8542653.4943 | 8315156.4279 | 4204044.374 | 0 | 11405093.9589 | 32466948.2551 | 237137.3706 | 0.065613 | 173823.3475 | 494823.9486 | 3543.6241 | 10087.6555
1 | 2300 | 707 | 0.02 | 15 | 15 | 7 | 3.1623e-10 | 5spot_SharedNeighbor | CO2 | Porous | Wet | R600a | MinimizeLCOE_Brownfield | IgnoreSilica | 2019 | 41.1347 | 1.4333 | 0.016403 | 4 | 173823.4761 | 494824.3455 | 3543.6267 | 10087.6636 | 27.4021 | 0.74367 | 46.2594 | 218466.0937 | 0 | 395264.2594 | 0 | 0 | 0 | 0 | 239354.8377 | 622752.1894 | 425041.1655 | 1900878.5458 | 961560.8286 | 8542653.4943 | 8542653.4943 | 8315156.4279 | 4204044.374 | 0 | 11405092.8688 | 32466947.1649 | 316227.766 | 0.065613 | 173823.4761 | 494824.3455 | 3543.6267 | 10087.6636
1 | 2300 | 707 | 0.02 | 15 | 15 | 7 | 4.217e-10 | 5spot_SharedNeighbor | CO2 | Porous | Wet | R600a | MinimizeLCOE_Brownfield | IgnoreSilica | 2019 | 41.1347 | 1.4333 | 0.016403 | 4 | 173823.5768 | 494824.6563 | 3543.6287 | 10087.6699 | 27.4021 | 0.74367 | 48.3502 | 218466.0007 | 0 | 395264.0768 | 0 | 0 | 0 | 0 | 239354.7303 | 622751.9097 | 425040.9746 | 1900877.6922 | 961560.8286 | 8542653.4943 | 8542653.4943 | 8315156.4279 | 4204044.374 | 0 | 11405092.0151 | 32466946.3113 | 421696.5034 | 0.065613 | 173823.5768 | 494824.6563 | 3543.6287 | 10087.6699
1 | 2300 | 707 | 0.02 | 15 | 15 | 7 | 5.6234e-10 | 5spot_SharedNeighbor | CO2 | Porous | Wet | R600a | MinimizeLCOE_Brownfield | IgnoreSilica | 2019 | 41.1347 | 1.4333 | 0.016403 | 4 | 173823.6548 | 494824.897 | 3543.6303 | 10087.6748 | 27.4021 | 0.74367 | 47.6379 | 218465.9287 | 0 | 395263.9354 | 0 | 0 | 0 | 0 | 239354.647 | 622751.6932 | 425040.8268 | 1900877.0312 | 961560.8286 | 8542653.4943 | 8542653.4943 | 8315156.4279 | 4204044.374 | 0 | 11405091.3541 | 32466945.6503 | 562341.3252 | 0.065613 | 173823.6548 | 494824.897 | 3543.6303 | 10087.6748
1 | 2300 | 707 | 0.02 | 15 | 15 | 7 | 7.4989e-10 | 5spot_SharedNeighbor | CO2 | Porous | Wet | R600a | MinimizeLCOE_Brownfield | IgnoreSilica | 2019 | 41.1347 | 1.4333 | 0.016403 | 4 | 173823.7147 | 494825.0818 | 3543.6315 | 10087.6786 | 27.4021 | 0.74367 | 49.0834 | 218465.8734 | 0 | 395263.8268 | 0 | 0 | 0 | 0 | 239354.5831 | 622751.5269 | 425040.7133 | 1900876.5236 | 961560.8286 | 8542653.4943 | 8542653.4943 | 8315156.4279 | 4204044.374 | 0 | 11405090.8465 | 32466945.1427 | 749894.2093 | 0.065613 | 173823.7147 | 494825.0818 | 3543.6315 | 10087.6786
1 | 2300 | 707 | 0.02 | 15 | 15 | 7 | 1e-09 | 5spot_SharedNeighbor | CO2 | Porous | Wet | R600a | MinimizeLCOE_Brownfield | IgnoreSilica | 2019 | 41.1347 | 1.4333 | 0.016403 | 4 | 173823.7605 | 494825.2229 | 3543.6325 | 10087.6815 | 27.4021 | 0.74367 | 49.9615 | 218465.8312 | 0 | 395263.744 | 0 | 0 | 0 | 0 | 239354.5343 | 622751.3999 | 425040.6267 | 1900876.1361 | 961560.8286 | 8542653.4943 | 8542653.4943 | 8315156.4279 | 4204044.374 | 0 | 11405090.459 | 32466944.7552 | 1000000 | 0.065613 | 173823.7605 | 494825.2229 | 3543.6325 | 10087.6815
1 | 2300 | 707 | 0.02 | 15 | 15 | 7 | 1.3335e-09 | 5spot_SharedNeighbor | CO2 | Porous | Wet | R600a | MinimizeLCOE_Brownfield | IgnoreSilica | 2019 | 41.1347 | 1.4333 | 0.016403 | 4 | 173823.7952 | 494825.3301 | 3543.6332 | 10087.6837 | 27.4021 | 0.74367 | 49.9797 | 218465.7991 | 0 | 395263.681 | 0 | 0 | 0 | 0 | 239354.4972 | 622751.3035 | 425040.5609 | 1900875.8416 | 961560.8286 | 8542653.4943 | 8542653.4943 | 8315156.4279 | 4204044.374 | 0 | 11405090.1646 | 32466944.4608 | 1333521.4322 | 0.065613 | 173823.7952 | 494825.3301 | 3543.6332 | 10087.6837
1 | 2300 | 707 | 0.02 | 15 | 15 | 7 | 1.7783e-09 | 5spot_SharedNeighbor | CO2 | Porous | Wet | R600a | MinimizeLCOE_Brownfield | IgnoreSilica | 2019 | 41.1347 | 1.4333 | 0.016403 | 4 | 173823.8215 | 494825.4113 | 3543.6337 | 10087.6853 | 27.4021 | 0.74367 | 50.5527 | 218465.7748 | 0 | 395263.6333 | 0 | 0 | 0 | 0 | 239354.4692 | 622751.2304 | 425040.511 | 1900875.6187 | 961560.8286 | 8542653.4943 | 8542653.4943 | 8315156.4279 | 4204044.374 | 0 | 11405089.9416 | 32466944.2378 | 1778279.41 | 0.065613 | 173823.8215 | 494825.4113 | 3543.6337 | 10087.6853
1 | 2300 | 707 | 0.02 | 15 | 15 | 7 | 2.3714e-09 | 5spot_SharedNeighbor | CO2 | Porous | Wet | R600a | MinimizeLCOE_Brownfield | IgnoreSilica | 2019 | 41.1347 | 1.4333 | 0.016403 | 4 | 173823.8414 | 494825.4726 | 3543.6341 | 10087.6866 | 27.4021 | 0.74367 | 48.4748 | 218465.7565 | 0 | 395263.5972 | 0 | 0 | 0 | 0 | 239354.4479 | 622751.1752 | 425040.4733 | 1900875.4502 | 961560.8286 | 8542653.4943 | 8542653.4943 | 8315156.4279 | 4204044.374 | 0 | 11405089.7731 | 32466944.0693 | 2371373.7057 | 0.065613 | 173823.8414 | 494825.4726 | 3543.6341 | 10087.6866
1 | 2300 | 707 | 0.02 | 15 | 15 | 7 | 3.1623e-09 | 5spot_SharedNeighbor | CO2 | Porous | Wet | R600a | MinimizeLCOE_Brownfield | IgnoreSilica | 2019 | 41.1347 | 1.4333 | 0.016403 | 4 | 173823.8564 | 494825.5189 | 3543.6344 | 10087.6875 | 27.4021 | 0.74367 | 45.9794 | 218465.7426 | 0 | 395263.5701 | 0 | 0 | 0 | 0 | 239354.432 | 622751.1336 | 425040.4449 | 1900875.3232 | 961560.8286 | 8542653.4943 | 8542653.4943 | 8315156.4279 | 4204044.374 | 0 | 11405089.6461 | 32466943.9423 | 3162277.6602 | 0.065613 | 173823.8564 | 494825.5189 | 3543.6344 | 10087.6875
1 | 2300 | 707 | 0.02 | 15 | 15 | 7 | 4.217e-09 | 5spot_SharedNeighbor | CO2 | Porous | Wet | R600a | MinimizeLCOE_Brownfield | IgnoreSilica | 2019 | 41.1347 | 1.4333 | 0.016403 | 4 | 173823.8677 | 494825.5537 | 3543.6347 | 10087.6882 | 27.4021 | 0.74367 | 47.5866 | 218465.7322 | 0 | 395263.5496 | 0 | 0 | 0 | 0 | 239354.4199 | 622751.1023 | 425040.4235 | 1900875.2275 | 961560.8286 | 8542653.4943 | 8542653.4943 | 8315156.4279 | 4204044.374 | 0 | 11405089.5504 | 32466943.8466 | 4216965.0343 | 0.065613 | 173823.8677 | 494825.5537 | 3543.6347 | 10087.6882
1 | 2300 | 707 | 0.02 | 15 | 15 | 7 | 5.6234e-09 | 5spot_SharedNeighbor | CO2 | Porous | Wet | R600a | MinimizeLCOE_Brownfield | IgnoreSilica | 2019 | 41.1347 | 1.4333 | 0.016403 | 4 | 173823.8762 | 494825.5799 | 3543.6348 | 10087.6887 | 27.4021 | 0.74367 | 47.6397 | 218465.7244 | 0 | 395263.5342 | 0 | 0 | 0 | 0 | 239354.4108 | 622751.0787 | 425040.4075 | 1900875.1556 | 961560.8286 | 8542653.4943 | 8542653.4943 | 8315156.4279 | 4204044.374 | 0 | 11405089.4785 | 32466943.7747 | 5623413.2519 | 0.065613 | 173823.8762 | 494825.5799 | 3543.6348 | 10087.6887
1 | 2300 | 707 | 0.02 | 15 | 15 | 7 | 7.4989e-09 | 5spot_SharedNeighbor | CO2 | Porous | Wet | R600a | MinimizeLCOE_Brownfield | IgnoreSilica | 2019 | 41.1347 | 1.4333 | 0.016403 | 4 | 173823.8826 | 494825.5996 | 3543.635 | 10087.6891 | 27.4021 | 0.74367 | 46.9619 | 218465.7185 | 0 | 395263.5226 | 0 | 0 | 0 | 0 | 239354.404 | 622751.061 | 425040.3954 | 1900875.1015 | 961560.8286 | 8542653.4943 | 8542653.4943 | 8315156.4279 | 4204044.374 | 0 | 11405089.4244 | 32466943.7206 | 7498942.0933 | 0.065613 | 173823.8826 | 494825.5996 | 3543.635 | 10087.6891
1 | 2300 | 707 | 0.02 | 15 | 15 | 7 | 1e-08 | 5spot_SharedNeighbor | CO2 | Porous | Wet | R600a | MinimizeLCOE_Brownfield | IgnoreSilica | 2019 | 41.1347 | 1.4333 | 0.016403 | 4 | 173823.8874 | 494825.6144 | 3543.6351 | 10087.6894 | 27.4021 | 0.74367 | 45.461 | 218465.714 | 0 | 395263.514 | 0 | 0 | 0 | 0 | 239354.3989 | 622751.0477 | 425040.3863 | 1900875.0609 | 961560.8286 | 8542653.4943 | 8542653.4943 | 8315156.4279 | 4204044.374 | 0 | 11405089.3838 | 32466943.68 | 10000000 | 0.065613 | 173823.8874 | 494825.6144 | 3543.6351 | 10087.6894
1 | 2400 | 707 | 0.02 | 15 | 15 | 7 | 1e-13 | 5spot_SharedNeighbor | CO2 | Porous | Wet | R600a | MinimizeLCOE_Brownfield | IgnoreSilica | 2019 | 0 | 0 | 0 | 0 |  |  |  |  | 15 |  | 12.1328 | [19 empty] | 100 | 0
1 | 2400 | 707 | 0.02 | 15 | 15 | 7 | 1.3335e-13 | 5spot_SharedNeighbor | CO2 | Porous | Wet | R600a | MinimizeLCOE_Brownfield | IgnoreSilica | 2019 | 0 | 0 | 0 | 0 |  |  |  |  | 15 |  | 13.5086 | [19 empty] | 133.3521 | 0
1 | 2400 | 707 | 0.02 | 15 | 15 | 7 | 1.7783e-13 | 5spot_SharedNeighbor | CO2 | Porous | Wet | R600a | MinimizeLCOE_Brownfield | IgnoreSilica | 2019 | 0.34839 | -0.016012 | 1.0913e-05 | 4 | 227224742.2212 | 727530346.7404 | 4632283.7144 | 14831690.1759 | 22.6662 | 0.055051 | 16.34 | 1226.4407 | 0 | 756.6436 | 0 | 0 | 0 | 0 | 773.4029 | 2012.2356 | 1373.3922 | 6142.115 | 961560.8286 | 8950992.9972 | 8950992.9972 | 8547679.308 | 4340407.0141 | 0 | 9918695.9407 | 31757775.26 | 177.8279 | 4.3651e-05 | 227224742.2212 | 727530346.7404 | 4632283.7144 | 14831690.1759
1 | 2400 | 707 | 0.02 | 15 | 15 | 7 | 2.3714e-13 | 5spot_SharedNeighbor | CO2 | Porous | Wet | R600a | MinimizeLCOE_Brownfield | IgnoreSilica | 2019 | 0.53564 | -0.015725 | 6.9349e-05 | 4 | 35851260.5145 | 114580080.7238 | 730876.438 | 2335869.9266 | 24.3264 | 0.2883 | 29.8856 | 5222.4117 | 0 | 5255.0383 | 0 | 0 | 0 | 0 | 4086.2055 | 10631.4685 | 7256.1957 | 32451.3196 | 961560.8286 | 8950992.9972 | 8950992.9972 | 8547679.308 | 4340407.0141 | 0 | 9945005.1454 | 31784084.4647 | 237.1374 | 0.0002774 | 35851260.5145 | 114580080.7238 | 730876.438 | 2335869.9266
1 | 2400 | 707 | 0.02 | 15 | 15 | 7 | 3.1623e-13 | 5spot_SharedNeighbor | CO2 | Porous | Wet | R600a | MinimizeLCOE_Brownfield | IgnoreSilica | 2019 | 0.72086 | -0.012938 | 0.00014735 | 4 | 16913966.0201 | 53967771.2186 | 344814.0752 | 1100206.0131 | 25.3271 | 0.43335 | 26.8338 | 8670.0125 | 0 | 9520.2586 | 0 | 0 | 0 | 0 | 7094.2057 | 18457.6681 | 12597.7377 | 56339.8826 | 961560.8286 | 8950992.9972 | 8950992.9972 | 8547679.308 | 4340407.0141 | 0 | 9968893.7084 | 31807973.0277 | 316.2278 | 0.00058939 | 16913966.0201 | 53967771.2186 | 344814.0752 | 1100206.0131
1 | 2400 | 707 | 0.02 | 15 | 15 | 7 | 4.217e-13 | 5spot_SharedNeighbor | CO2 | Porous | Wet | R600a | MinimizeLCOE_Brownfield | IgnoreSilica | 2019 | 0.95719 | -0.0075027 | 0.00026314 | 4 | 9498750.8035 | 30247274.2597 | 193644.8831 | 616631.5983 | 26.1419 | 0.55417 | 31.6377 | 12743.1418 | 0 | 14848.2335 | 0 | 0 | 0 | 0 | 10760.6364 | 27996.9686 | 19108.5063 | 85457.4866 | 961560.8286 | 8950992.9972 | 8950992.9972 | 8547679.308 | 4340407.0141 | 0 | 9998011.3124 | 31837090.6317 | 421.6965 | 0.0010526 | 9498750.8035 | 30247274.2597 | 193644.8831 | 616631.5983
1 | 2400 | 707 | 0.02 | 15 | 15 | 7 | 5.6234e-13 | 5spot_SharedNeighbor | CO2 | Porous | Wet | R600a | MinimizeLCOE_Brownfield | IgnoreSilica | 2019 | 1.2861 | 0.0018745 | 0.00044112 | 4 | 5688083.486 | 18065168.0816 | 115959.2756 | 368282.8863 | 26.8449 | 0.66047 | 30.4934 | 17972.6073 | 0 | 22042.7931 | 0 | 0 | 0 | 0 | 15606.0062 | 40603.6268 | 27712.8096 | 123937.8429 | 961560.8286 | 8950992.9972 | 8950992.9972 | 8547679.308 | 4340407.0141 | 0 | 10036491.6687 | 31875570.988 | 562.3413 | 0.0017645 | 5688083.486 | 18065168.0816 | 115959.2756 | 368282.8863
1 | 2400 | 707 | 0.02 | 15 | 15 | 7 | 7.4989e-13 | 5spot_SharedNeighbor | CO2 | Porous | Wet | R600a | MinimizeLCOE_Brownfield | IgnoreSilica | 2019 | 1.7098 | 0.015511 | 0.00068345 | 4 | 3688230.9027 | 11676756.1026 | 75189.5757 | 238046.4671 | 27.3831 | 0.74309 | 115.6818 | 24107.3155 | 0 | 30894.4763 | 0 | 0 | 0 | 0 | 21450.6988 | 55810.3182 | 38091.689 | 170354.4978 | 961560.8286 | 8950992.9972 | 8950992.9972 | 8547679.308 | 4340407.0141 | 0 | 10082908.3236 | 31921987.6429 | 749.8942 | 0.0027338 | 3688230.9027 | 11676756.1026 | 75189.5757 | 238046.4671
1 | 2400 | 707 | 0.02 | 15 | 15 | 7 | 1e-12 | 5spot_SharedNeighbor | CO2 | Porous | Wet | R600a | MinimizeLCOE_Brownfield | IgnoreSilica | 2019 | 2.2738 | 0.034927 | 0.0010152 | 4 | 2497533.5598 | 7875483.644 | 50915.5998 | 160552.3865 | 27.8135 | 0.80997 | 151.5948 | 31579.5073 | 0 | 42155.7218 | 0 | 0 | 0 | 385.1455 | 28906.9461 | 75209.944 | 51332.3322 | 229569.5969 | 961560.8286 | 8950992.9972 | 8950992.9972 | 8547679.308 | 4340407.0141 | 0 | 10142123.4227 | 31981202.7419 | 1000 | 0.0040609 | 2497533.5598 | 7875483.644 | 50915.5998 | 160552.3865
1 | 2400 | 707 | 0.02 | 15 | 15 | 7 | 1.3335e-12 | 5spot_SharedNeighbor | CO2 | Porous | Wet | R600a | MinimizeLCOE_Brownfield | IgnoreSilica | 2019 | 3.0128 | 0.061422 | 0.0014701 | 4 | 1736617.5133 | 5450429.5444 | 35403.297 | 111114.3785 | 28.1505 | 0.86281 | 210.4435 | 40531.9349 | 0 | 56208.3023 | 0 | 0 | 0 | 0 | 37728.6925 | 98162.3187 | 66997.7996 | 299629.0481 | 961560.8286 | 8950992.9972 | 8950992.9972 | 8547679.308 | 4340407.0141 | 0 | 10212182.8738 | 32051262.1931 | 1333.5214 | 0.0058805 | 1736617.5133 | 5450429.5444 | 35403.297 | 111114.3785
1 | 2400 | 707 | 0.02 | 15 | 15 | 7 | 1.7783e-12 | 5spot_SharedNeighbor | CO2 | Porous | Wet | R600a | MinimizeLCOE_Brownfield | IgnoreSilica | 2019 | 4.0117 | 0.098082 | 0.002087 | 4 | 1234052.7396 | 3850149.8501 | 25157.8343 | 78490.5124 | 28.4137 | 0.90438 | 33.3697 | 51531.1668 | 0 | 74151.6557 | 0 | 0 | 0 | 0 | 49016.3008 | 127530.36 | 87042.0912 | 389271.5746 | 961560.8286 | 8950992.9972 | 8950992.9972 | 8547679.308 | 4340407.0141 | 0 | 10301825.4004 | 32140904.7196 | 1778.2794 | 0.008348 | 1234052.7396 | 3850149.8501 | 25157.8343 | 78490.5124
1 | 2400 | 707 | 0.02 | 15 | 15 | 7 | 2.3714e-12 | 5spot_SharedNeighbor | CO2 | Porous | Wet | R600a | MinimizeLCOE_Brownfield | IgnoreSilica | 2019 | 5.3418 | 0.14759 | 0.002905 | 4 | 896219.728 | 2775671.5852 | 18270.6514 | 56585.8196 | 28.6095 | 0.93543 | 29.7258 | 64798.2941 | 0 | 96596.8714 | 0 | 0 | 0 | 505.4563 | 63141.2425 | 164280.561 | 112124.8585 | 501447.284 | 961560.8286 | 8950992.9972 | 8950992.9972 | 8547679.308 | 4340407.0141 | 0 | 10414001.1098 | 32253080.429 | 2371.3737 | 0.01162 | 896219.728 | 2775671.5852 | 18270.6514 | 56585.8196
1 | 2400 | 707 | 0.02 | 15 | 15 | 7 | 3.1623e-12 | 5spot_SharedNeighbor | CO2 | Porous | Wet | R600a | MinimizeLCOE_Brownfield | IgnoreSilica | 2019 | 7.1058 | 0.21378 | 0.0040003 | 4 | 659387.03 | 2024243.0892 | 13442.4965 | 41266.9334 | 28.7582 | 0.9591 | 37.4804 | 80830.6359 | 0 | 124661.3283 | 0 | 0 | 0 | 595.9397 | 80374.2825 | 209117.3962 | 142726.9198 | 638306.5025 | 961560.8286 | 8950992.9972 | 8950992.9972 | 8547679.308 | 4340407.0141 | 0 | 10550860.3283 | 32389939.6475 | 3162.2777 | 0.016001 | 659387.03 | 2024243.0892 | 13442.4965 | 41266.9334
1 | 2400 | 707 | 0.02 | 15 | 15 | 7 | 4.217e-12 | 5spot_SharedNeighbor | CO2 | Porous | Wet | R600a | MinimizeLCOE_Brownfield | IgnoreSilica | 2019 | 9.4439 | 0.30193 | 0.0054597 | 4 | 490739.3543 | 1490750.0917 | 10004.3855 | 30390.957 | 28.8672 | 0.97648 | 35.5817 | 100165.3904 | 0 | 159621.7914 | 0 | 0 | 0 | 0 | 101317.0009 | 263606.0534 | 179916.548 | 804626.7841 | 961560.8286 | 8950992.9972 | 8950992.9972 | 8547679.308 | 4340407.0141 | 0 | 10717180.6099 | 32556259.9291 | 4216.965 | 0.021839 | 490739.3543 | 1490750.0917 | 10004.3855 | 30390.957
1 | 2400 | 707 | 0.02 | 15 | 15 | 7 | 5.6234e-12 | 5spot_SharedNeighbor | CO2 | Porous | Wet | R600a | MinimizeLCOE_Brownfield | IgnoreSilica | 2019 | 12.5501 | 0.41935 | 0.0073754 | 4 | 370281.4372 | 1110551.0682 | 7548.6879 | 22640.0857 | 28.9404 | 0.98813 | 37.1513 | 123456.8413 | 0 | 203061.9156 | 0 | 0 | 0 | 0 | 127342.3152 | 331318.5826 | 226131.7405 | 1011311.3952 | 961560.8286 | 8950992.9972 | 8950992.9972 | 8547679.308 | 4340407.0141 | 0 | 10923865.221 | 32762944.5403 | 5623.4133 | 0.029502 | 370281.4372 | 1110551.0682 | 7548.6879 | 22640.0857
1 | 2400 | 707 | 0.02 | 15 | 15 | 7 | 7.4989e-12 | 5spot_SharedNeighbor | CO2 | Porous | Wet | R600a | MinimizeLCOE_Brownfield | IgnoreSilica | 2019 | 16.6648 | 0.57517 | 0.0098682 | 4 | 283108.7817 | 836379.8595 | 5771.5554 | 17050.7347 | 28.9756 | 0.99363 | 35.2497 | 151219.3684 | 0 | 256400.4417 | 0 | 0 | 0 | 0 | 158971.7259 | 413611.8213 | 282298.5669 | 1262501.9241 | 961560.8286 | 8950992.9972 | 8950992.9972 | 8547679.308 | 4340407.0141 | 0 | 11175055.7499 | 33014135.0692 | 7498.9421 | 0.039473 | 283108.7817 | 836379.8595 | 5771.5554 | 17050.7347
1 | 2400 | 707 | 0.02 | 15 | 15 | 7 | 1e-11 | 5spot_SharedNeighbor | CO2 | Porous | Wet | R600a | MinimizeLCOE_Brownfield | IgnoreSilica | 2019 | 22.0749 | 0.78025 | 0.013051 | 4 | 219823.5266 | 638172.6636 | 4481.3999 | 13010.0129 | 28.9708 | 0.99262 | 44.0487 | 183802.8299 | 0 | 320803.3732 | 0 | 0 | 0 | 0 | 196796.4192 | 512023.9143 | 349466.8425 | 1562893.3792 | 961560.8286 | 8950992.9972 | 8950992.9972 | 8547679.308 | 4340407.0141 | 0 | 11475447.2049 | 33314526.5242 | 10000 | 0.052203 | 219823.5266 | 638172.6636 | 4481.3999 | 13010.0129
1 | 2400 | 707 | 0.02 | 15 | 15 | 7 | 1.3335e-11 | 5spot_SharedNeighbor | CO2 | Porous | Wet | R600a | MinimizeLCOE_Brownfield | IgnoreSilica | 2019 | 29.0929 | 1.0464 | 0.016985 | 4 | 174050.0803 | 495501.5629 | 3548.2463 | 10101.4696 | 28.9189 | 0.98389 | 43.0807 | 221014.004 | 0 | 396380.5676 | 0 | 0 | 0 | 0 | 240783.8829 | 626470.2718 | 427578.8332 | 1912227.5594 | 961560.8286 | 8950992.9972 | 8950992.9972 | 8547679.308 | 4340407.0141 | 0 | 11824781.3852 | 33663860.7045 | 13335.2143 | 0.067939 | 174050.0803 | 495501.5629 | 3548.2463 | 10101.4696
1 | 2400 | 707 | 0.02 | 15 | 15 | 7 | 1.7783e-11 | 5spot_SharedNeighbor | CO2 | Porous | Wet | R600a | MinimizeLCOE_Brownfield | IgnoreSilica | 2019 | 31.5025 | 1.1379 | 0.018264 | 4 | 163360.2914 | 462297.0534 | 3330.3205 | 9424.5507 | 28.8898 | 0.97907 | 53.6704 | 232560.7987 | 0 | 420234.0392 | 0 | 0 | 0 | 0 | 254589.9868 | 662390.922 | 452095.415 | 2021871.1617 | 961560.8286 | 8950992.9972 | 8950992.9972 | 8547679.308 | 4340407.0141 | 0 | 11934424.9874 | 33773504.3067 | 17782.7941 | 0.073056 | 163360.2914 | 462297.0534 | 3330.3205 | 9424.5507
1 | 2400 | 707 | 0.02 | 15 | 15 | 7 | 2.3714e-11 | 5spot_SharedNeighbor | CO2 | Porous | Wet | R600a | MinimizeLCOE_Brownfield | IgnoreSilica | 2019 | 31.5025 | 1.1379 | 0.018264 | 4 | 163360.1695 | 462296.6758 | 3330.318 | 9424.543 | 28.8898 | 0.97907 | 50.8093 | 232560.9364 | 0 | 420234.3218 | 0 | 0 | 0 | 0 | 254590.1507 | 662391.3484 | 452095.7061 | 2021872.4634 | 961560.8286 | 8950992.9972 | 8950992.9972 | 8547679.308 | 4340407.0141 | 0 | 11934426.2892 | 33773505.6084 | 23713.7371 | 0.073056 | 163360.1695 | 462296.6758 | 3330.318 | 9424.543
1 | 2400 | 707 | 0.02 | 15 | 15 | 7 | 3.1623e-11 | 5spot_SharedNeighbor | CO2 | Porous | Wet | R600a | MinimizeLCOE_Brownfield | IgnoreSilica | 2019 | 31.5025 | 1.1379 | 0.018264 | 4 | 163360.0887 | 462296.4256 | 3330.3164 | 9424.5379 | 28.8898 | 0.97907 | 50.9434 | 232561.0276 | 0 | 420234.509 | 0 | 0 | 0 | 0 | 254590.2593 | 662391.631 | 452095.899 | 2021873.3259 | 961560.8286 | 8950992.9972 | 8950992.9972 | 8547679.308 | 4340407.0141 | 0 | 11934427.1517 | 33773506.4709 | 31622.7766 | 0.073056 | 163360.0887 | 462296.4256 | 3330.3164 | 9424.5379
1 | 2400 | 707 | 0.02 | 15 | 15 | 7 | 4.217e-11 | 5spot_SharedNeighbor | CO2 | Porous | Wet | R600a | MinimizeLCOE_Brownfield | IgnoreSilica | 2019 | 31.5025 | 1.1379 | 0.018264 | 4 | 163360.0671 | 462296.3585 | 3330.3159 | 9424.5366 | 28.8898 | 0.97907 | 49.4036 | 232561.052 | 0 | 420234.5592 | 0 | 0 | 0 | 0 | 254590.2884 | 662391.7067 | 452095.9506 | 2021873.557 | 961560.8286 | 8950992.9972 | 8950992.9972 | 8547679.308 | 4340407.0141 | 0 | 11934427.3828 | 33773506.702 | 42169.6503 | 0.073056 | 163360.0671 | 462296.3585 | 3330.3159 | 9424.5366
1 | 2400 | 707 | 0.02 | 15 | 15 | 7 | 5.6234e-11 | 5spot_SharedNeighbor | CO2 | Porous | Wet | R600a | MinimizeLCOE_Brownfield | IgnoreSilica | 2019 | 31.5025 | 1.1379 | 0.018264 | 4 | 163360.0874 | 462296.4215 | 3330.3163 | 9424.5379 | 28.8898 | 0.97907 | 52.1028 | 232561.029 | 0 | 420234.512 | 0 | 0 | 0 | 0 | 254590.261 | 662391.6355 | 452095.902 | 2021873.3395 | 961560.8286 | 8950992.9972 | 8950992.9972 | 8547679.308 | 4340407.0141 | 0 | 11934427.1653 | 33773506.4846 | 56234.1325 | 0.073056 | 163360.0874 | 462296.4215 | 3330.3163 | 9424.5379
1 | 2400 | 707 | 0.02 | 15 | 15 | 7 | 7.4989e-11 | 5spot_SharedNeighbor | CO2 | Porous | Wet | R600a | MinimizeLCOE_Brownfield | IgnoreSilica | 2019 | 31.5025 | 1.1379 | 0.018264 | 4 | 163360.1297 | 462296.5526 | 3330.3172 | 9424.5405 | 28.8898 | 0.97907 | 50.6747 | 232560.9813 | 0 | 420234.4139 | 0 | 0 | 0 | 0 | 254590.2041 | 662391.4874 | 452095.801 | 2021872.8876 | 961560.8286 | 8950992.9972 | 8950992.9972 | 8547679.308 | 4340407.0141 | 0 | 11934426.7134 | 33773506.0327 | 74989.4209 | 0.073056 | 163360.1297 | 462296.5526 | 3330.3172 | 9424.5405
1 | 2400 | 707 | 0.02 | 15 | 15 | 7 | 1e-10 | 5spot_SharedNeighbor | CO2 | Porous | Wet | R600a | MinimizeLCOE_Brownfield | IgnoreSilica | 2019 | 31.5025 | 1.1379 | 0.018264 | 4 | 163360.1795 | 462296.7067 | 3330.3182 | 9424.5437 | 28.8898 | 0.97907 | 51.0211 | 232560.9251 | 0 | 420234.2985 | 0 | 0 | 0 | 0 | 254590.1372 | 662391.3134 | 452095.6822 | 2021872.3563 | 961560.8286 | 8950992.9972 | 8950992.9972 | 8547679.308 | 4340407.0141 | 0 | 11934426.1821 | 33773505.5014 | 100000 | 0.073056 | 163360.1795 | 462296.7067 | 3330.3182 | 9424.5437
1 | 2400 | 707 | 0.02 | 15 | 15 | 7 | 1.3335e-10 | 5spot_SharedNeighbor | CO2 | Porous | Wet | R600a | MinimizeLCOE_Brownfield | IgnoreSilica | 2019 | 31.5025 | 1.1379 | 0.018264 | 4 | 163360.2281 | 462296.8573 | 3330.3192 | 9424.5467 | 28.8898 | 0.97907 | 51.1098 | 232560.8701 | 0 | 420234.1857 | 0 | 0 | 0 | 0 | 254590.0718 | 662391.1432 | 452095.566 | 2021871.8367 | 961560.8286 | 8950992.9972 | 8950992.9972 | 8547679.308 | 4340407.0141 | 0 | 11934425.6625 | 33773504.9818 | 133352.1432 | 0.073056 | 163360.2281 | 462296.8573 | 3330.3192 | 9424.5467
1 | 2400 | 707 | 0.02 | 15 | 15 | 7 | 1.7783e-10 | 5spot_SharedNeighbor | CO2 | Porous | Wet | R600a | MinimizeLCOE_Brownfield | IgnoreSilica | 2019 | 31.5025 | 1.1379 | 0.018264 | 4 | 163360.2715 | 462296.9917 | 3330.3201 | 9424.5495 | 28.8898 | 0.97907 | 50.9485 | 232560.8211 | 0 | 420234.0851 | 0 | 0 | 0 | 0 | 254590.0134 | 662390.9914 | 452095.4624 | 2021871.3734 | 961560.8286 | 8950992.9972 | 8950992.9972 | 8547679.308 | 4340407.0141 | 0 | 11934425.1992 | 33773504.5185 | 177827.941 | 0.073056 | 163360.2715 | 462296.9917 | 3330.3201 | 9424.5495
1 | 2400 | 707 | 0.02 | 15 | 15 | 7 | 2.3714e-10 | 5spot_SharedNeighbor | CO2 | Porous | Wet | R600a | MinimizeLCOE_Brownfield | IgnoreSilica | 2019 | 31.5025 | 1.1379 | 0.018264 | 4 | 163360.3081 | 462297.1052 | 3330.3208 | 9424.5518 | 28.8898 | 0.97907 | 50.1282 | 232560.7798 | 0 | 420234.0002 | 0 | 0 | 0 | 0 | 254589.9642 | 662390.8632 | 452095.3749 | 2021870.9822 | 961560.8286 | 8950992.9972 | 8950992.9972 | 8547679.308 | 4340407.0141 | 0 | 11934424.808 | 33773504.1272 | 237137.3706 | 0.073056 | 163360.3081 | 462297.1052 | 3330.3208 | 9424.5518
1 | 2400 | 707 | 0.02 | 15 | 15 | 7 | 3.1623e-10 | 5spot_SharedNeighbor | CO2 | Porous | Wet | R600a | MinimizeLCOE_Brownfield | IgnoreSilica | 2019 | 31.5025 | 1.1379 | 0.018264 | 4 | 163360.338 | 462297.1977 | 3330.3215 | 9424.5537 | 28.8898 | 0.97907 | 49.5526 | 232560.746 | 0 | 420233.9309 | 0 | 0 | 0 | 0 | 254589.924 | 662390.7587 | 452095.3036 | 2021870.6631 | 961560.8286 | 8950992.9972 | 8950992.9972 | 8547679.308 | 4340407.0141 | 0 | 11934424.4889 | 33773503.8082 | 316227.766 | 0.073056 | 163360.338 | 462297.1977 | 3330.3215 | 9424.5537
1 | 2400 | 707 | 0.02 | 15 | 15 | 7 | 4.217e-10 | 5spot_SharedNeighbor | CO2 | Porous | Wet | R600a | MinimizeLCOE_Brownfield | IgnoreSilica | 2019 | 31.5025 | 1.1379 | 0.018264 | 4 | 163360.3618 | 462297.2714 | 3330.3219 | 9424.5552 | 28.8898 | 0.97907 | 52.6341 | 232560.7191 | 0 | 420233.8757 | 0 | 0 | 0 | 0 | 254589.892 | 662390.6754 | 452095.2467 | 2021870.4091 | 961560.8286 | 8950992.9972 | 8950992.9972 | 8547679.308 | 4340407.0141 | 0 | 11934424.2348 | 33773503.5541 | 421696.5034 | 0.073056 | 163360.3618 | 462297.2714 | 3330.3219 | 9424.5552
1 | 2400 | 707 | 0.02 | 15 | 15 | 7 | 5.6234e-10 | 5spot_SharedNeighbor | CO2 | Porous | Wet | R600a | MinimizeLCOE_Brownfield | IgnoreSilica | 2019 | 31.5025 | 1.1379 | 0.018264 | 4 | 163360.3804 | 462297.3291 | 3330.3223 | 9424.5564 | 28.8898 | 0.97907 | 53.3225 | 232560.6981 | 0 | 420233.8325 | 0 | 0 | 0 | 0 | 254589.8669 | 662390.6102 | 452095.2022 | 2021870.21 | 961560.8286 | 8950992.9972 | 8950992.9972 | 8547679.308 | 4340407.0141 | 0 | 11934424.0358 | 33773503.355 | 562341.3252 | 0.073056 | 163360.3804 | 462297.3291 | 3330.3223 | 9424.5564
1 | 2400 | 707 | 0.02 | 15 | 15 | 7 | 7.4989e-10 | 5spot_SharedNeighbor | CO2 | Porous | Wet | R600a | MinimizeLCOE_Brownfield | IgnoreSilica | 2019 | 31.5025 | 1.1379 | 0.018264 | 4 | 163360.3949 | 462297.3738 | 3330.3226 | 9424.5573 | 28.8898 | 0.97907 | 51.0299 | 232560.6818 | 0 | 420233.799 | 0 | 0 | 0 | 0 | 254589.8475 | 662390.5597 | 452095.1678 | 2021870.0558 | 961560.8286 | 8950992.9972 | 8950992.9972 | 8547679.308 | 4340407.0141 | 0 | 11934423.8816 | 33773503.2009 | 749894.2093 | 0.073056 | 163360.3949 | 462297.3738 | 3330.3226 | 9424.5573
1 | 2400 | 707 | 0.02 | 15 | 15 | 7 | 1e-09 | 5spot_SharedNeighbor | CO2 | Porous | Wet | R600a | MinimizeLCOE_Brownfield | IgnoreSilica | 2019 | 31.5025 | 1.1379 | 0.018264 | 4 | 163360.4059 | 462297.4081 | 3330.3228 | 9424.558 | 28.8898 | 0.97907 | 51.7211 | 232560.6693 | 0 | 420233.7733 | 0 | 0 | 0 | 0 | 254589.8326 | 662390.5209 | 452095.1413 | 2021869.9374 | 961560.8286 | 8950992.9972 | 8950992.9972 | 8547679.308 | 4340407.0141 | 0 | 11934423.7632 | 33773503.0825 | 1000000 | 0.073056 | 163360.4059 | 462297.4081 | 3330.3228 | 9424.558
1 | 2400 | 707 | 0.02 | 15 | 15 | 7 | 1.3335e-09 | 5spot_SharedNeighbor | CO2 | Porous | Wet | R600a | MinimizeLCOE_Brownfield | IgnoreSilica | 2019 | 31.5025 | 1.1379 | 0.018264 | 4 | 163360.4144 | 462297.4343 | 3330.323 | 9424.5585 | 28.8898 | 0.97907 | 49.6264 | 232560.6597 | 0 | 420233.7537 | 0 | 0 | 0 | 0 | 254589.8212 | 662390.4913 | 452095.1211 | 2021869.8471 | 961560.8286 | 8950992.9972 | 8950992.9972 | 8547679.308 | 4340407.0141 | 0 | 11934423.6729 | 33773502.9922 | 1333521.4322 | 0.073056 | 163360.4144 | 462297.4343 | 3330.323 | 9424.5585
1 | 2400 | 707 | 0.02 | 15 | 15 | 7 | 1.7783e-09 | 5spot_SharedNeighbor | CO2 | Porous | Wet | R600a | MinimizeLCOE_Brownfield | IgnoreSilica | 2019 | 31.5025 | 1.1379 | 0.018264 | 4 | 163360.4208 | 462297.4543 | 3330.3231 | 9424.5589 | 28.8898 | 0.97907 | 49.2008 | 232560.6525 | 0 | 420233.7388 | 0 | 0 | 0 | 0 | 254589.8126 | 662390.4688 | 452095.1057 | 2021869.7785 | 961560.8286 | 8950992.9972 | 8950992.9972 | 8547679.308 | 4340407.0141 | 0 | 11934423.6042 | 33773502.9235 | 1778279.41 | 0.073056 | 163360.4208 | 462297.4543 | 3330.3231 | 9424.5589
1 | 2400 | 707 | 0.02 | 15 | 15 | 7 | 2.3714e-09 | 5spot_SharedNeighbor | CO2 | Porous | Wet | R600a | MinimizeLCOE_Brownfield | IgnoreSilica | 2019 | 31.5025 | 1.1379 | 0.018264 | 4 | 163360.4257 | 462297.4693 | 3330.3232 | 9424.5592 | 28.8898 | 0.97907 | 50.4183 | 232560.647 | 0 | 420233.7275 | 0 | 0 | 0 | 0 | 254589.8061 | 662390.4518 | 452095.0941 | 2021869.7265 | 961560.8286 | 8950992.9972 | 8950992.9972 | 8547679.308 | 4340407.0141 | 0 | 11934423.5523 | 33773502.8715 | 2371373.7057 | 0.073056 | 163360.4257 | 462297.4693 | 3330.3232 | 9424.5592
1 | 2400 | 707 | 0.02 | 15 | 15 | 7 | 3.1623e-09 | 5spot_SharedNeighbor | CO2 | Porous | Wet | R600a | MinimizeLCOE_Brownfield | IgnoreSilica | 2019 | 31.5025 | 1.1379 | 0.018264 | 4 | 163360.4294 | 462297.4807 | 3330.3233 | 9424.5594 | 28.8898 | 0.97907 | 50.5573 | 232560.6428 | 0 | 420233.719 | 0 | 0 | 0 | 0 | 254589.8011 | 662390.4389 | 452095.0853 | 2021869.6872 | 961560.8286 | 8950992.9972 | 8950992.9972 | 8547679.308 | 4340407.0141 | 0 | 11934423.513 | 33773502.8323 | 3162277.6602 | 0.073056 | 163360.4294 | 462297.4807 | 3330.3233 | 9424.5594
1 | 2400 | 707 | 0.02 | 15 | 15 | 7 | 4.217e-09 | 5spot_SharedNeighbor | CO2 | Porous | Wet | R600a | MinimizeLCOE_Brownfield | IgnoreSilica | 2019 | 31.5025 | 1.1379 | 0.018264 | 4 | 163360.4321 | 462297.4893 | 3330.3234 | 9424.5596 | 28.8898 | 0.97907 | 49.0269 | 232560.6397 | 0 | 420233.7126 | 0 | 0 | 0 | 0 | 254589.7974 | 662390.4292 | 452095.0787 | 2021869.6576 | 961560.8286 | 8950992.9972 | 8950992.9972 | 8547679.308 | 4340407.0141 | 0 | 11934423.4834 | 33773502.8027 | 4216965.0343 | 0.073056 | 163360.4321 | 462297.4893 | 3330.3234 | 9424.5596
1 | 2400 | 707 | 0.02 | 15 | 15 | 7 | 5.6234e-09 | 5spot_SharedNeighbor | CO2 | Porous | Wet | R600a | MinimizeLCOE_Brownfield | IgnoreSilica | 2019 | 31.5025 | 1.1379 | 0.018264 | 4 | 163360.4342 | 462297.4958 | 3330.3234 | 9424.5598 | 28.8898 | 0.97907 | 48.8752 | 232560.6373 | 0 | 420233.7078 | 0 | 0 | 0 | 0 | 254589.7946 | 662390.4219 | 452095.0737 | 2021869.6353 | 961560.8286 | 8950992.9972 | 8950992.9972 | 8547679.308 | 4340407.0141 | 0 | 11934423.4611 | 33773502.7804 | 5623413.2519 | 0.073056 | 163360.4342 | 462297.4958 | 3330.3234 | 9424.5598
1 | 2400 | 707 | 0.02 | 15 | 15 | 7 | 7.4989e-09 | 5spot_SharedNeighbor | CO2 | Porous | Wet | R600a | MinimizeLCOE_Brownfield | IgnoreSilica | 2019 | 31.5025 | 1.1379 | 0.018264 | 4 | 163360.4358 | 462297.5006 | 3330.3234 | 9424.5599 | 28.8898 | 0.97907 | 50.0846 | 232560.6355 | 0 | 420233.7041 | 0 | 0 | 0 | 0 | 254589.7925 | 662390.4165 | 452095.07 | 2021869.6186 | 961560.8286 | 8950992.9972 | 8950992.9972 | 8547679.308 | 4340407.0141 | 0 | 11934423.4443 | 33773502.7636 | 7498942.0933 | 0.073056 | 163360.4358 | 462297.5006 | 3330.3234 | 9424.5599
1 | 2400 | 707 | 0.02 | 15 | 15 | 7 | 1e-08 | 5spot_SharedNeighbor | CO2 | Porous | Wet | R600a | MinimizeLCOE_Brownfield | IgnoreSilica | 2019 | 31.5025 | 1.1379 | 0.018264 | 4 | 163360.437 | 462297.5043 | 3330.3235 | 9424.5599 | 28.8898 | 0.97907 | 51.2232 | 232560.6342 | 0 | 420233.7014 | 0 | 0 | 0 | 0 | 254589.7909 | 662390.4123 | 452095.0672 | 2021869.606 | 961560.8286 | 8950992.9972 | 8950992.9972 | 8547679.308 | 4340407.0141 | 0 | 11934423.4317 | 33773502.751 | 10000000 | 0.073056 | 163360.437 | 462297.5043 | 3330.3235 | 9424.5599
1 | 2500 | 707 | 0.02 | 15 | 15 | 7 | 1e-13 | 5spot_SharedNeighbor | CO2 | Porous | Wet | R600a | MinimizeLCOE_Brownfield | IgnoreSilica | 2019 | 0 | 0 | 0 | 0 |  |  |  |  | 15 |  | 13.1635 | [19 empty] | 100 | 0
1 | 2500 | 707 | 0.02 | 15 | 15 | 7 | 1.3335e-13 | 5spot_SharedNeighbor | CO2 | Porous | Wet | R600a | MinimizeLCOE_Brownfield | IgnoreSilica | 2019 | 0 | 0 | 0 | 0 |  |  |  |  | 15 |  | 13.398 | [19 empty] | 133.3521 | 0
1 | 2500 | 707 | 0.02 | 15 | 15 | 7 | 1.7783e-13 | 5spot_SharedNeighbor | CO2 | Porous | Wet | R600a | MinimizeLCOE_Brownfield | IgnoreSilica | 2019 | 0.34839 | -0.016629 | 8.0411e-05 | 4 | 32145493.6085 | 102503076.9257 | 655329.3672 | 2089663.8688 | 23.0465 | 0.24523 | 15.3823 | 3331.646 | 0 | 750.3764 | 0 | 0 | 0 | 0 | 1591.9887 | 4142.0281 | 2827.0193 | 12643.0584 | 961560.8286 | 9365192.5909 | 9365192.5909 | 8785769.2746 | 4479113.6905 | 0 | 10339396.4779 | 32969472.0338 | 177.8279 | 0.00032164 | 32145493.6085 | 102503076.9257 | 655329.3672 | 2089663.8688
1 | 2500 | 707 | 0.02 | 15 | 15 | 7 | 2.3714e-13 | 5spot_SharedNeighbor | CO2 | Porous | Wet | R600a | MinimizeLCOE_Brownfield | IgnoreSilica | 2019 | 0.47729 | -0.016973 | 0.00014127 | 4 | 18333935.7441 | 58382669.7576 | 373762.0786 | 1190209.6914 | 24.5312 | 0.42996 | 25.4873 | 6235.1145 | 0 | 4446.4287 | 0 | 0 | 0 | 0 | 4165.8018 | 10838.5618 | 7397.5412 | 33083.4479 | 961560.8286 | 9365192.5909 | 9365192.5909 | 8785769.2746 | 4479113.6905 | 0 | 10359836.8674 | 32989912.4233 | 237.1374 | 0.00056506 | 18333935.7441 | 58382669.7576 | 373762.0786 | 1190209.6914
1 | 2500 | 707 | 0.02 | 15 | 15 | 7 | 3.1623e-13 | 5spot_SharedNeighbor | CO2 | Porous | Wet | R600a | MinimizeLCOE_Brownfield | IgnoreSilica | 2019 | 0.6477 | -0.015166 | 0.00024308 | 4 | 10681518.717 | 33956024.3876 | 217757.2069 | 692239.4861 | 25.8219 | 0.59796 | 29.0825 | 9962.3078 | 0 | 9090.971 | 0 | 0 | 0 | 0 | 7430.7788 | 19333.362 | 13195.4169 | 59012.8365 | 961560.8286 | 9365192.5909 | 9365192.5909 | 8785769.2746 | 4479113.6905 | 0 | 10385766.256 | 33015841.8119 | 316.2278 | 0.00097231 | 10681518.717 | 33956024.3876 | 217757.2069 | 692239.4861
1 | 2500 | 707 | 0.02 | 15 | 15 | 7 | 4.217e-13 | 5spot_SharedNeighbor | CO2 | Porous | Wet | R600a | MinimizeLCOE_Brownfield | IgnoreSilica | 2019 | 0.86458 | -0.010725 | 0.0003962 | 4 | 6573398.7055 | 20852750.6953 | 134007.6238 | 425111.5284 | 26.8533 | 0.73971 | 31.5461 | 14478.1972 | 0 | 14851.6012 | 0 | 0 | 0 | 0 | 11438.6214 | 29760.9464 | 20312.4575 | 90841.8237 | 961560.8286 | 9365192.5909 | 9365192.5909 | 8785769.2746 | 4479113.6905 | 0 | 10417595.2432 | 33047670.7991 | 421.6965 | 0.0015848 | 6573398.7055 | 20852750.6953 | 134007.6238 | 425111.5284
1 | 2500 | 707 | 0.02 | 15 | 15 | 7 | 5.6234e-13 | 5spot_SharedNeighbor | CO2 | Porous | Wet | R600a | MinimizeLCOE_Brownfield | IgnoreSilica | 2019 | 1.1593 | -0.0026729 | 0.00062276 | 4 | 4199220.873 | 13283846.8529 | 85606.7974 | 270809.1858 | 27.7044 | 0.86309 | 38.1634 | 20207.2438 | 0 | 22373.3587 | 0 | 0 | 0 | 564.5935 | 16826.6264 | 43779.4304 | 29880.3608 | 133631.6137 | 961560.8286 | 9365192.5909 | 9365192.5909 | 8785769.2746 | 4479113.6905 | 0 | 10460385.0332 | 33090460.5891 | 562.3413 | 0.002491 | 4199220.873 | 13283846.8529 | 85606.7974 | 270809.1858
1 | 2500 | 707 | 0.02 | 15 | 15 | 7 | 7.4989e-13 | 5spot_SharedNeighbor | CO2 | Porous | Wet | R600a | MinimizeLCOE_Brownfield | IgnoreSilica | 2019 | 1.5347 | 0.0093963 | 0.00094905 | 4 | 2767956.2996 | 8729201.1891 | 56428.5331 | 177956.5734 | 28.351 | 0.96123 | 100.4029 | 26938.4244 | 0 | 31487.9246 | 0 | 0 | 0 | 0 | 22786.2761 | 59285.2164 | 40463.3784 | 180961.2199 | 961560.8286 | 9365192.5909 | 9365192.5909 | 8785769.2746 | 4479113.6905 | 0 | 10507714.6394 | 33137790.1953 | 749.8942 | 0.0037962 | 2767956.2996 | 8729201.1891 | 56428.5331 | 177956.5734
1 | 2500 | 707 | 0.02 | 15 | 15 | 7 | 1e-12 | 5spot_SharedNeighbor | CO2 | Porous | Wet | R600a | MinimizeLCOE_Brownfield | IgnoreSilica | 2019 | 2.0404 | 0.027112 | 0.0014004 | 4 | 1886896.7579 | 5926934.1157 | 38466.9426 | 120828.5687 | 28.8659 | 1.0423 | 132.2831 | 35238.4741 | 0 | 43091.6635 | 0 | 0 | 0 | 0 | 30548.7537 | 79481.5906 | 54247.8188 | 242608.3006 | 961560.8286 | 9365192.5909 | 9365192.5909 | 8785769.2746 | 4479113.6905 | 0 | 10569361.7201 | 33199437.276 | 1000 | 0.0056015 | 1886896.7579 | 5926934.1157 | 38466.9426 | 120828.5687
1 | 2500 | 707 | 0.02 | 15 | 15 | 7 | 1.3335e-12 | 5spot_SharedNeighbor | CO2 | Porous | Wet | R600a | MinimizeLCOE_Brownfield | IgnoreSilica | 2019 | 2.7211 | 0.052244 | 0.002027 | 4 | 1313062.5319 | 4104107.8434 | 26768.5558 | 83667.7896 | 29.2698 | 1.1077 | 181.5056 | 45421.8642 | 0 | 57795.1913 | 0 | 0 | 0 | 0 | 40254.6516 | 104734.3462 | 71483.3434 | 319689.3967 | 961560.8286 | 9365192.5909 | 9365192.5909 | 8785769.2746 | 4479113.6905 | 0 | 10646442.8162 | 33276518.3721 | 1333.5214 | 0.0081081 | 1313062.5319 | 4104107.8434 | 26768.5558 | 83667.7896
1 | 2500 | 707 | 0.02 | 15 | 15 | 7 | 1.7783e-12 | 5spot_SharedNeighbor | CO2 | Porous | Wet | R600a | MinimizeLCOE_Brownfield | IgnoreSilica | 2019 | 3.6218 | 0.086561 | 0.0028682 | 4 | 936221.862 | 2908733.7431 | 19086.149 | 59298.4717 | 29.576 | 1.1579 | 39.0161 | 57657.8801 | 0 | 76092.036 | 0 | 0 | 0 | 0 | 52162.4673 | 135716.0399 | 92628.9859 | 414257.4092 | 961560.8286 | 9365192.5909 | 9365192.5909 | 8785769.2746 | 4479113.6905 | 0 | 10741010.8287 | 33371086.3846 | 1778.2794 | 0.011473 | 936221.862 | 2908733.7431 | 19086.149 | 59298.4717
1 | 2500 | 707 | 0.02 | 15 | 15 | 7 | 2.3714e-12 | 5spot_SharedNeighbor | CO2 | Porous | Wet | R600a | MinimizeLCOE_Brownfield | IgnoreSilica | 2019 | 4.8159 | 0.13286 | 0.0039996 | 4 | 678659.8394 | 2093188.9702 | 13835.3988 | 42672.4884 | 29.8118 | 1.1974 | 30.8401 | 72445.8874 | 0 | 98885.606 | 0 | 0 | 0 | 0 | 66819.2824 | 173850.0664 | 118656.2425 | 530657.0847 | 961560.8286 | 9365192.5909 | 9365192.5909 | 8785769.2746 | 4479113.6905 | 0 | 10857410.5042 | 33487486.0601 | 2371.3737 | 0.015998 | 678659.8394 | 2093188.9702 | 13835.3988 | 42672.4884
1 | 2500 | 707 | 0.02 | 15 | 15 | 7 | 3.1623e-12 | 5spot_SharedNeighbor | CO2 | Porous | Wet | R600a | MinimizeLCOE_Brownfield | IgnoreSilica | 2019 | 6.4166 | 0.19562 | 0.0055094 | 4 | 499244.6959 | 1526131.9463 | 10177.7784 | 31112.264 | 29.986 | 1.226 | 30.8807 | 90415.9778 | 0 | 127640.0421 | 0 | 0 | 0 | 0 | 85041.8478 | 221261.4434 | 151015.4816 | 675374.7927 | 961560.8286 | 9365192.5909 | 9365192.5909 | 8785769.2746 | 4479113.6905 | 0 | 11002128.2122 | 33632203.7681 | 3162.2777 | 0.022038 | 499244.6959 | 1526131.9463 | 10177.7784 | 31112.264
1 | 2500 | 707 | 0.02 | 15 | 15 | 7 | 4.217e-12 | 5spot_SharedNeighbor | CO2 | Porous | Wet | R600a | MinimizeLCOE_Brownfield | IgnoreSilica | 2019 | 8.5354 | 0.27918 | 0.0075176 | 4 | 371800.8761 | 1124367.5686 | 7579.6638 | 22921.7537 | 30.1181 | 1.2479 | 38.8956 | 112126.1624 | 0 | 163438.6567 | 0 | 0 | 0 | 0 | 107470.2794 | 279615.6219 | 190843.4075 | 853494.1278 | 961560.8286 | 9365192.5909 | 9365192.5909 | 8785769.2746 | 4479113.6905 | 0 | 11180247.5473 | 33810323.1032 | 4216.965 | 0.030071 | 371800.8761 | 1124367.5686 | 7579.6638 | 22921.7537
1 | 2500 | 707 | 0.02 | 15 | 15 | 7 | 5.6234e-12 | 5spot_SharedNeighbor | CO2 | Porous | Wet | R600a | MinimizeLCOE_Brownfield | IgnoreSilica | 2019 | 11.3392 | 0.39013 | 0.01017 | 4 | 280219.115 | 836500.8894 | 5712.6457 | 17053.2021 | 30.2152 | 1.2639 | 31.2322 | 138332.1421 | 0 | 208048.4889 | 0 | 0 | 0 | 0 | 135088.4461 | 351472.4263 | 239887.153 | 1072828.6565 | 961560.8286 | 9365192.5909 | 9365192.5909 | 8785769.2746 | 4479113.6905 | 0 | 11399582.076 | 34029657.6319 | 5623.4133 | 0.040681 | 280219.115 | 836500.8894 | 5712.6457 | 17053.2021
1 | 2500 | 707 | 0.02 | 15 | 15 | 7 | 7.4989e-12 | 5spot_SharedNeighbor | CO2 | Porous | Wet | R600a | MinimizeLCOE_Brownfield | IgnoreSilica | 2019 | 15.0593 | 0.53767 | 0.013634 | 4 | 213986.3057 | 628931.1393 | 4362.4003 | 12821.612 | 30.2775 | 1.2729 | 25.376 | 169915.5778 | 0 | 263867.4085 | 0 | 0 | 0 | 0 | 169175.3647 | 440159.5962 | 300417.9688 | 1343535.916 | 961560.8286 | 9365192.5909 | 9365192.5909 | 8785769.2746 | 4479113.6905 | 0 | 11670289.3355 | 34300364.8914 | 7498.9421 | 0.054538 | 213986.3057 | 628931.1393 | 4362.4003 | 12821.612
1 | 2500 | 707 | 0.02 | 15 | 15 | 7 | 1e-11 | 5spot_SharedNeighbor | CO2 | Porous | Wet | R600a | MinimizeLCOE_Brownfield | IgnoreSilica | 2019 | 19.9554 | 0.73211 | 0.018084 | 4 | 165919.9941 | 478771.5057 | 3382.5035 | 9760.4047 | 30.3083 | 1.2752 | 41.4484 | 207611.6758 | 0 | 333205.8159 | 0 | 0 | 0 | 0 | 210918.8217 | 548767.5087 | 374545.1008 | 1675048.9228 | 961560.8286 | 9365192.5909 | 9365192.5909 | 8785769.2746 | 4479113.6905 | 0 | 12001802.3423 | 34631877.8982 | 10000 | 0.072335 | 165919.9941 | 478771.5057 | 3382.5035 | 9760.4047
1 | 2500 | 707 | 0.02 | 15 | 15 | 7 | 1.3335e-11 | 5spot_SharedNeighbor | CO2 | Porous | Wet | R600a | MinimizeLCOE_Brownfield | IgnoreSilica | 2019 | 26.3239 | 0.98521 | 0.023635 | 4 | 131191.4351 | 370561.1435 | 2674.5149 | 7554.3901 | 30.3052 | 1.2699 | 35.0717 | 251861.6911 | 0 | 418448.149 | 0 | 0 | 0 | 0 | 261420.8376 | 680163.3948 | 464225.4929 | 2076119.5654 | 961560.8286 | 9365192.5909 | 9365192.5909 | 8785769.2746 | 4479113.6905 | 0 | 12402872.9849 | 35032948.5408 | 13335.2143 | 0.09454 | 131191.4351 | 370561.1435 | 2674.5149 | 7554.3901
1 | 2500 | 707 | 0.02 | 15 | 15 | 7 | 1.7783e-11 | 5spot_SharedNeighbor | CO2 | Porous | Wet | R600a | MinimizeLCOE_Brownfield | IgnoreSilica | 2019 | 34.4675 | 1.309 | 0.030214 | 4 | 106564.2999 | 293809.7436 | 2172.4574 | 5989.709 | 30.2593 | 1.2542 | 29.5094 | 302378.7051 | 0 | 521698.2223 | 0 | 0 | 0 | 0 | 321390.0017 | 836190.8583 | 570717.4428 | 2552375.2303 | 961560.8286 | 9365192.5909 | 9365192.5909 | 8785769.2746 | 4479113.6905 | 0 | 12879128.6497 | 35509204.2056 | 17782.7941 | 0.12086 | 106564.2999 | 293809.7436 | 2172.4574 | 5989.709
1 | 2500 | 707 | 0.02 | 15 | 15 | 7 | 2.3714e-11 | 5spot_SharedNeighbor | CO2 | Porous | Wet | R600a | MinimizeLCOE_Brownfield | IgnoreSilica | 2019 | 44.6307 | 1.7132 | 0.03731 | 4 | 89982.5319 | 241617.7949 | 1834.4156 | 4925.7056 | 30.152 | 1.2231 | 36.7173 | 357452.0319 | 0 | 644163.3299 | 0 | 0 | 0 | 0 | 390629.9911 | 1016339.1077 | 693672.3247 | 3102256.7853 | 961560.8286 | 9365192.5909 | 9365192.5909 | 8785769.2746 | 4479113.6905 | 0 | 13429010.2047 | 36059085.7606 | 23713.7371 | 0.14924 | 89982.5319 | 241617.7949 | 1834.4156 | 4925.7056
1 | 2500 | 707 | 0.02 | 15 | 15 | 7 | 3.1623e-11 | 5spot_SharedNeighbor | CO2 | Porous | Wet | R600a | MinimizeLCOE_Brownfield | IgnoreSilica | 2019 | 56.765 | 2.1956 | 0.043683 | 4 | 80312.0753 | 209826.3343 | 1637.2703 | 4277.5936 | 29.9632 | 1.1719 | 39.6754 | 412865.1569 | 0 | 783745.2659 | 0 | 0 | 0 | 0 | 466678.0649 | 1214200.596 | 828716.8561 | 3706205.9398 | 961560.8286 | 9365192.5909 | 9365192.5909 | 8785769.2746 | 4479113.6905 | 0 | 14032959.3593 | 36663034.9152 | 31622.7766 | 0.17473 | 80312.0753 | 209826.3343 | 1637.2703 | 4277.5936
1 | 2500 | 707 | 0.02 | 15 | 15 | 7 | 4.217e-11 | 5spot_SharedNeighbor | CO2 | Porous | Wet | R600a | MinimizeLCOE_Brownfield | IgnoreSilica | 2019 | 70.577 | 2.7434 | 0.047776 | 4 | 76369.6011 | 194786.7697 | 1556.8976 | 3970.9918 | 29.6345 | 1.0954 | 39.7929 | 459265.0744 | 0 | 918676.6797 | 0 | 0 | 0 | 0 | 537397.2841 | 1398197.4979 | 954298.5224 | 4267835.0585 | 961560.8286 | 9365192.5909 | 9365192.5909 | 8785769.2746 | 4479113.6905 | 0 | 14594588.478 | 37224664.0339 | 42169.6503 | 0.1911 | 76369.6011 | 194786.7697 | 1556.8976 | 3970.9918
1 | 2500 | 707 | 0.02 | 15 | 15 | 7 | 5.6234e-11 | 5spot_SharedNeighbor | CO2 | Porous | Wet | R600a | MinimizeLCOE_Brownfield | IgnoreSilica | 2019 | 79.0937 | 3.08 | 0.049616 | 4 | 74117.6729 | 188144.4629 | 1510.989 | 3835.5794 | 29.2921 | 1.0385 | 43.5303 | 470927.7947 | 0 | 944147.5448 | 0 | 0 | 0 | 0 | 551879.3824 | 1435876.9469 | 980015.5206 | 4382847.1893 | 961560.8286 | 9365192.5909 | 9365192.5909 | 8785769.2746 | 4479113.6905 | 0 | 14709600.6088 | 37339676.1647 | 56234.1325 | 0.19846 | 74117.6729 | 188144.4629 | 1510.989 | 3835.5794
1 | 2500 | 707 | 0.02 | 15 | 15 | 7 | 7.4989e-11 | 5spot_SharedNeighbor | CO2 | Porous | Wet | R600a | MinimizeLCOE_Brownfield | IgnoreSilica | 2019 | 79.0742 | 3.0792 | 0.049608 | 4 | 74126.8003 | 188171.8863 | 1511.1751 | 3836.1384 | 29.2924 | 1.0386 | 41.6762 | 470874.1128 | 0 | 944024.0692 | 0 | 0 | 0 | 0 | 551810.2909 | 1435697.1852 | 979892.8295 | 4382298.4875 | 961560.8286 | 9365192.5909 | 9365192.5909 | 8785769.2746 | 4479113.6905 | 0 | 14709051.907 | 37339127.4629 | 74989.4209 | 0.19843 | 74126.8003 | 188171.8863 | 1511.1751 | 3836.1384
1 | 2500 | 707 | 0.02 | 15 | 15 | 7 | 1e-10 | 5spot_SharedNeighbor | CO2 | Porous | Wet | R600a | MinimizeLCOE_Brownfield | IgnoreSilica | 2019 | 79.0742 | 3.0791 | 0.049604 | 4 | 74131.2179 | 188185.2181 | 1511.2651 | 3836.4102 | 29.2921 | 1.0385 | 43.6263 | 470847.5821 | 0 | 943962.4271 | 0 | 0 | 0 | 0 | 551775.9036 | 1435607.7163 | 979831.7652 | 4382025.3943 | 961560.8286 | 9365192.5909 | 9365192.5909 | 8785769.2746 | 4479113.6905 | 0 | 14708778.8138 | 37338854.3697 | 100000 | 0.19842 | 74131.2179 | 188185.2181 | 1511.2651 | 3836.4102
1 | 2500 | 707 | 0.02 | 15 | 15 | 7 | 1.3335e-10 | 5spot_SharedNeighbor | CO2 | Porous | Wet | R600a | MinimizeLCOE_Brownfield | IgnoreSilica | 2019 | 79.0742 | 3.0791 | 0.049601 | 4 | 74134.5943 | 188195.4076 | 1511.334 | 3836.6179 | 29.2918 | 1.0385 | 44.0673 | 470827.3079 | 0 | 943915.3229 | 0 | 0 | 0 | 0 | 551749.626 | 1435539.3475 | 979785.102 | 4381816.7063 | 961560.8286 | 9365192.5909 | 9365192.5909 | 8785769.2746 | 4479113.6905 | 0 | 14708570.1258 | 37338645.6817 | 133352.1432 | 0.1984 | 74134.5943 | 188195.4076 | 1511.334 | 3836.6179
1 | 2500 | 707 | 0.02 | 15 | 15 | 7 | 1.7783e-10 | 5spot_SharedNeighbor | CO2 | Porous | Wet | R600a | MinimizeLCOE_Brownfield | IgnoreSilica | 2019 | 79.0742 | 3.079 | 0.049599 | 4 | 74137.1652 | 188203.1659 | 1511.3864 | 3836.7761 | 29.2916 | 1.0384 | 42.1681 | 470811.8728 | 0 | 943879.4629 | 0 | 0 | 0 | 0 | 551729.6209 | 1435487.2984 | 979749.5775 | 4381657.8326 | 961560.8286 | 9365192.5909 | 9365192.5909 | 8785769.2746 | 4479113.6905 | 0 | 14708411.2521 | 37338486.808 | 177827.941 | 0.19839 | 74137.1652 | 188203.1659 | 1511.3864 | 3836.7761
1 | 2500 | 707 | 0.02 | 15 | 15 | 7 | 2.3714e-10 | 5spot_SharedNeighbor | CO2 | Porous | Wet | R600a | MinimizeLCOE_Brownfield | IgnoreSilica | 2019 | 79.0742 | 3.079 | 0.049597 | 4 | 74139.1162 | 188209.0538 | 1511.4262 | 3836.8961 | 29.2914 | 1.0384 | 41.1316 | 470800.1601 | 0 | 943852.2512 | 0 | 0 | 0 | 0 | 551714.4404 | 1435447.8018 | 979722.6202 | 4381537.2737 | 961560.8286 | 9365192.5909 | 9365192.5909 | 8785769.2746 | 4479113.6905 | 0 | 14708290.6932 | 37338366.2491 | 237137.3706 | 0.19839 | 74139.1162 | 188209.0538 | 1511.4262 | 3836.8961
1 | 2500 | 707 | 0.02 | 15 | 15 | 7 | 3.1623e-10 | 5spot_SharedNeighbor | CO2 | Porous | Wet | R600a | MinimizeLCOE_Brownfield | IgnoreSilica | 2019 | 79.0742 | 3.079 | 0.049596 | 4 | 74140.5929 | 188213.5102 | 1511.4563 | 3836.987 | 29.2913 | 1.0384 | 43.1267 | 470791.2956 | 0 | 943831.6572 | 0 | 0 | 0 | 0 | 551702.9516 | 1435417.9102 | 979702.2186 | 4381446.0331 | 961560.8286 | 9365192.5909 | 9365192.5909 | 8785769.2746 | 4479113.6905 | 0 | 14708199.4526 | 37338275.0085 | 316227.766 | 0.19838 | 74140.5929 | 188213.5102 | 1511.4563 | 3836.987
1 | 2500 | 707 | 0.02 | 15 | 15 | 7 | 4.217e-10 | 5spot_SharedNeighbor | CO2 | Porous | Wet | R600a | MinimizeLCOE_Brownfield | IgnoreSilica | 2019 | 79.0548 | 3.0782 | 0.049592 | 4 | 74145.0608 | 188226.8729 | 1511.5474 | 3837.2594 | 29.2921 | 1.0385 | 42.4795 | 470765.6138 | 0 | 943773.2361 | 0 | 0 | 0 | 0 | 551670.1515 | 1435332.5711 | 979643.9729 | 4381185.5454 | 961560.8286 | 9365192.5909 | 9365192.5909 | 8785769.2746 | 4479113.6905 | 0 | 14707938.9649 | 37338014.5208 | 421696.5034 | 0.19837 | 74145.0608 | 188226.8729 | 1511.5474 | 3837.2594
1 | 2500 | 707 | 0.02 | 15 | 15 | 7 | 5.6234e-10 | 5spot_SharedNeighbor | CO2 | Porous | Wet | R600a | MinimizeLCOE_Brownfield | IgnoreSilica | 2019 | 79.0548 | 3.0782 | 0.049591 | 4 | 74145.9007 | 188229.4074 | 1511.5645 | 3837.3111 | 29.292 | 1.0385 | 41.1999 | 470760.5727 | 0 | 943761.5241 | 0 | 0 | 0 | 0 | 551663.6178 | 1435315.5716 | 979632.3704 | 4381133.6566 | 961560.8286 | 9365192.5909 | 9365192.5909 | 8785769.2746 | 4479113.6905 | 0 | 14707887.0761 | 37337962.632 | 562341.3252 | 0.19836 | 74145.9007 | 188229.4074 | 1511.5645 | 3837.3111
1 | 2500 | 707 | 0.02 | 15 | 15 | 7 | 7.4989e-10 | 5spot_SharedNeighbor | CO2 | Porous | Wet | R600a | MinimizeLCOE_Brownfield | IgnoreSilica | 2019 | 79.0548 | 3.0781 | 0.04959 | 4 | 74146.5331 | 188231.3159 | 1511.5774 | 3837.35 | 29.2919 | 1.0385 | 41.404 | 470756.7769 | 0 | 943752.7053 | 0 | 0 | 0 | 0 | 551658.6981 | 1435302.7716 | 979623.6342 | 4381094.5861 | 961560.8286 | 9365192.5909 | 9365192.5909 | 8785769.2746 | 4479113.6905 | 0 | 14707848.0056 | 37337923.5615 | 749894.2093 | 0.19836 | 74146.5331 | 188231.3159 | 1511.5774 | 3837.35
1 | 2500 | 707 | 0.02 | 15 | 15 | 7 | 1e-09 | 5spot_SharedNeighbor | CO2 | Porous | Wet | R600a | MinimizeLCOE_Brownfield | IgnoreSilica | 2019 | 79.0548 | 3.0781 | 0.04959 | 4 | 74147.0088 | 188232.7515 | 1511.5871 | 3837.3792 | 29.2919 | 1.0385 | 41.5829 | 470753.9217 | 0 | 943746.0717 | 0 | 0 | 0 | 0 | 551654.9974 | 1435293.1433 | 979617.0626 | 4381065.1966 | 961560.8286 | 9365192.5909 | 9365192.5909 | 8785769.2746 | 4479113.6905 | 0 | 14707818.6161 | 37337894.172 | 1000000 | 0.19836 | 74147.0088 | 188232.7515 | 1511.5871 | 3837.3792
1 | 2500 | 707 | 0.02 | 15 | 15 | 7 | 1.3335e-09 | 5spot_SharedNeighbor | CO2 | Porous | Wet | R600a | MinimizeLCOE_Brownfield | IgnoreSilica | 2019 | 79.0548 | 3.0781 | 0.04959 | 4 | 74147.3663 | 188233.8306 | 1511.5944 | 3837.4012 | 29.2919 | 1.0385 | 41.1383 | 470751.7755 | 0 | 943741.0855 | 0 | 0 | 0 | 0 | 551652.2158 | 1435285.9061 | 979612.1231 | 4381043.106 | 961560.8286 | 9365192.5909 | 9365192.5909 | 8785769.2746 | 4479113.6905 | 0 | 14707796.5255 | 37337872.0814 | 1333521.4322 | 0.19836 | 74147.3663 | 188233.8306 | 1511.5944 | 3837.4012
1 | 2500 | 707 | 0.02 | 15 | 15 | 7 | 1.7783e-09 | 5spot_SharedNeighbor | CO2 | Porous | Wet | R600a | MinimizeLCOE_Brownfield | IgnoreSilica | 2019 | 79.0548 | 3.0781 | 0.04959 | 4 | 74147.635 | 188234.6413 | 1511.5998 | 3837.4178 | 29.2919 | 1.0385 | 41.5352 | 470750.1632 | 0 | 943737.3399 | 0 | 0 | 0 | 0 | 551650.1262 | 1435280.4694 | 979608.4124 | 4381026.5112 | 961560.8286 | 9365192.5909 | 9365192.5909 | 8785769.2746 | 4479113.6905 | 0 | 14707779.9306 | 37337855.4865 | 1778279.41 | 0.19836 | 74147.635 | 188234.6413 | 1511.5998 | 3837.4178
1 | 2500 | 707 | 0.02 | 15 | 15 | 7 | 2.3714e-09 | 5spot_SharedNeighbor | CO2 | Porous | Wet | R600a | MinimizeLCOE_Brownfield | IgnoreSilica | 2019 | 79.0548 | 3.0781 | 0.049589 | 4 | 74147.8367 | 188235.25 | 1511.6039 | 3837.4302 | 29.2918 | 1.0385 | 40.3786 | 470748.9526 | 0 | 943734.5273 | 0 | 0 | 0 | 0 | 551648.5572 | 1435276.3871 | 979605.6261 | 4381014.0503 | 961560.8286 | 9365192.5909 | 9365192.5909 | 8785769.2746 | 4479113.6905 | 0 | 14707767.4697 | 37337843.0256 | 2371373.7057 | 0.19836 | 74147.8367 | 188235.25 | 1511.6039 | 3837.4302
1 | 2500 | 707 | 0.02 | 15 | 15 | 7 | 3.1623e-09 | 5spot_SharedNeighbor | CO2 | Porous | Wet | R600a | MinimizeLCOE_Brownfield | IgnoreSilica | 2019 | 79.0548 | 3.0781 | 0.049589 | 4 | 74147.9881 | 188235.7069 | 1511.607 | 3837.4395 | 29.2918 | 1.0385 | 42.0472 | 470748.0439 | 0 | 943732.416 | 0 | 0 | 0 | 0 | 551647.3794 | 1435273.3227 | 979603.5346 | 4381004.6966 | 961560.8286 | 9365192.5909 | 9365192.5909 | 8785769.2746 | 4479113.6905 | 0 | 14707758.1161 | 37337833.672 | 3162277.6602 | 0.19836 | 74147.9881 | 188235.7069 | 1511.607 | 3837.4395
1 | 2500 | 707 | 0.02 | 15 | 15 | 7 | 4.217e-09 | 5spot_SharedNeighbor | CO2 | Porous | Wet | R600a | MinimizeLCOE_Brownfield | IgnoreSilica | 2019 | 79.0548 | 3.0781 | 0.049589 | 4 | 74148.1017 | 188236.0498 | 1511.6093 | 3837.4465 | 29.2918 | 1.0385 | 40.2613 | 470747.3619 | 0 | 943730.8316 | 0 | 0 | 0 | 0 | 551646.4955 | 1435271.023 | 979601.9651 | 4380997.6771 | 961560.8286 | 9365192.5909 | 9365192.5909 | 8785769.2746 | 4479113.6905 | 0 | 14707751.0966 | 37337826.6524 | 4216965.0343 | 0.19836 | 74148.1017 | 188236.0498 | 1511.6093 | 3837.4465
1 | 2500 | 707 | 0.02 | 15 | 15 | 7 | 5.6234e-09 | 5spot_SharedNeighbor | CO2 | Porous | Wet | R600a | MinimizeLCOE_Brownfield | IgnoreSilica | 2019 | 79.0548 | 3.0781 | 0.049589 | 4 | 74148.187 | 188236.3071 | 1511.6111 | 3837.4517 | 29.2918 | 1.0385 | 41.0222 | 470746.8502 | 0 | 943729.6428 | 0 | 0 | 0 | 0 | 551645.8323 | 1435269.2975 | 979600.7874 | 4380992.4102 | 961560.8286 | 9365192.5909 | 9365192.5909 | 8785769.2746 | 4479113.6905 | 0 | 14707745.8297 | 37337821.3856 | 5623413.2519 | 0.19836 | 74148.187 | 188236.3071 | 1511.6111 | 3837.4517
1 | 2500 | 707 | 0.02 | 15 | 15 | 7 | 7.4989e-09 | 5spot_SharedNeighbor | CO2 | Porous | Wet | R600a | MinimizeLCOE_Brownfield | IgnoreSilica | 2019 | 79.0548 | 3.0781 | 0.049589 | 4 | 74148.2509 | 188236.5001 | 1511.6124 | 3837.4557 | 29.2918 | 1.0385 | 42.56 | 470746.4663 | 0 | 943728.751 | 0 | 0 | 0 | 0 | 551645.3348 | 1435268.003 | 979599.9039 | 4380988.4589 | 961560.8286 | 9365192.5909 | 9365192.5909 | 8785769.2746 | 4479113.6905 | 0 | 14707741.8784 | 37337817.4343 | 7498942.0933 | 0.19836 | 74148.2509 | 188236.5001 | 1511.6124 | 3837.4557
1 | 2500 | 707 | 0.02 | 15 | 15 | 7 | 1e-08 | 5spot_SharedNeighbor | CO2 | Porous | Wet | R600a | MinimizeLCOE_Brownfield | IgnoreSilica | 2019 | 79.0548 | 3.0781 | 0.049589 | 4 | 74148.2989 | 188236.6449 | 1511.6134 | 3837.4586 | 29.2918 | 1.0385 | 40.346 | 470746.1784 | 0 | 943728.082 | 0 | 0 | 0 | 0 | 551644.9615 | 1435267.032 | 979599.2411 | 4380985.495 | 961560.8286 | 9365192.5909 | 9365192.5909 | 8785769.2746 | 4479113.6905 | 0 | 14707738.9145 | 37337814.4704 | 10000000 | 0.19836 | 74148.2989 | 188236.6449 | 1511.6134 | 3837.4586
1 | 2600 | 707 | 0.02 | 15 | 15 | 7 | 1e-13 | 5spot_SharedNeighbor | CO2 | Porous | Wet | R600a | MinimizeLCOE_Brownfield | IgnoreSilica | 2019 | 0 | 0 | 0 | 0 |  |  |  |  | 15 |  | 12.5378 | [19 empty] | 100 | 0
1 | 2600 | 707 | 0.02 | 15 | 15 | 7 | 1.3335e-13 | 5spot_SharedNeighbor | CO2 | Porous | Wet | R600a | MinimizeLCOE_Brownfield | IgnoreSilica | 2019 | 0 | 0 | 0 | 0 |  |  |  |  | 15 |  | 13.8793 | [19 empty] | 133.3521 | 0
1 | 2600 | 707 | 0.02 | 15 | 15 | 7 | 1.7783e-13 | 5spot_SharedNeighbor | CO2 | Porous | Wet | R600a | MinimizeLCOE_Brownfield | IgnoreSilica | 2019 | 0.34839 | -0.017605 | 9.759e-05 | 4 | 27591240.9294 | 87625070.9479 | 562484.7663 | 1786355.593 | 23.2342 | 0.4336 | 14.9218 | 4873.5289 | 0 | 159.8782 | 0 | 0 | 0 | 2625.2377 | 2986.8715 | 7771.2269 | 5304.0221 | 23720.7653 | 961560.8286 | 9785252.2754 | 9785252.2754 | 9029426.3274 | 4620164.4032 | 0 | 10770533.8694 | 34205376.8754 | 177.8279 | 0.00039036 | 27591240.9294 | 87625070.9479 | 562484.7663 | 1786355.593
1 | 2600 | 707 | 0.02 | 15 | 15 | 7 | 2.3714e-13 | 5spot_SharedNeighbor | CO2 | Porous | Wet | R600a | MinimizeLCOE_Brownfield | IgnoreSilica | 2019 | 0.41895 | -0.017724 | 0.00020517 | 4 | 13128983.2548 | 41684384.2775 | 267652.0819 | 849792.5558 | 24.1838 | 0.54926 | 25.1321 | 6578.0292 | 0 | 2423.2556 | 0 | 0 | 0 | 0 | 3510.5011 | 9133.6037 | 6233.8722 | 27879.2618 | 961560.8286 | 9785252.2754 | 9785252.2754 | 9029426.3274 | 4620164.4032 | 0 | 10774692.3659 | 34209535.3719 | 237.1374 | 0.00082068 | 13128983.2548 | 41684384.2775 | 267652.0819 | 849792.5558
1 | 2600 | 707 | 0.02 | 15 | 15 | 7 | 3.1623e-13 | 5spot_SharedNeighbor | CO2 | Porous | Wet | R600a | MinimizeLCOE_Brownfield | IgnoreSilica | 2019 | 0.5699 | -0.017083 | 0.00032451 | 4 | 8320514.1905 | 26374477.2459 | 169624.9361 | 537679.3928 | 25.6879 | 0.73715 | 25.3854 | 10238.3403 | 0 | 6673.5316 | 0 | 0 | 0 | 388.1423 | 6747.0055 | 17554.3244 | 11981.1871 | 53582.5312 | 961560.8286 | 9785252.2754 | 9785252.2754 | 9029426.3274 | 4620164.4032 | 0 | 10800395.6353 | 34235238.6413 | 316.2278 | 0.001298 | 8320514.1905 | 26374477.2459 | 169624.9361 | 537679.3928
1 | 2600 | 707 | 0.02 | 15 | 15 | 7 | 4.217e-13 | 5spot_SharedNeighbor | CO2 | Porous | Wet | R600a | MinimizeLCOE_Brownfield | IgnoreSilica | 2019 | 0.76734 | -0.013849 | 0.00051059 | 4 | 5303724.0763 | 16778091.2029 | 108123.5891 | 342044.0832 | 26.9672 | 0.90378 | 31.3934 | 14902.8805 | 0 | 12105.8891 | 0 | 0 | 0 | 540.1596 | 10744.0824 | 27953.8984 | 19079.11 | 85326.0199 | 961560.8286 | 9785252.2754 | 9785252.2754 | 9029426.3274 | 4620164.4032 | 0 | 10832139.124 | 34266982.13 | 421.6965 | 0.0020424 | 5303724.0763 | 16778091.2029 | 108123.5891 | 342044.0832
1 | 2600 | 707 | 0.02 | 15 | 15 | 7 | 5.6234e-13 | 5spot_SharedNeighbor | CO2 | Porous | Wet | R600a | MinimizeLCOE_Brownfield | IgnoreSilica | 2019 | 1.0304 | -0.0072339 | 0.00078593 | 4 | 3458691.4587 | 10913189.2764 | 70510.1036 | 222480.1246 | 28.0262 | 1.0484 | 27.2211 | 20795.7014 | 0 | 19123.7608 | 0 | 0 | 0 | 871.3092 | 15908.4008 | 41390.3957 | 28249.7956 | 126339.3635 | 961560.8286 | 9785252.2754 | 9785252.2754 | 9029426.3274 | 4620164.4032 | 0 | 10873152.4676 | 34307995.4736 | 562.3413 | 0.0031437 | 3458691.4587 | 10913189.2764 | 70510.1036 | 222480.1246
1 | 2600 | 707 | 0.02 | 15 | 15 | 7 | 7.4989e-13 | 5spot_SharedNeighbor | CO2 | Porous | Wet | R600a | MinimizeLCOE_Brownfield | IgnoreSilica | 2019 | 1.3791 | 0.0036626 | 0.0011807 | 4 | 2313037.9523 | 7274898.3826 | 47154.4073 | 148308.6436 | 28.8721 | 1.1692 | 87.7566 | 28066.2836 | 0 | 28023.2142 | 0 | 0 | 0 | 1269.0754 | 22369.8435 | 58201.7442 | 39723.8863 | 177654.0473 | 961560.8286 | 9785252.2754 | 9785252.2754 | 9029426.3274 | 4620164.4032 | 0 | 10924467.1513 | 34359310.1574 | 749.8942 | 0.004723 | 2313037.9523 | 7274898.3826 | 47154.4073 | 148308.6436
1 | 2600 | 707 | 0.02 | 15 | 15 | 7 | 1e-12 | 5spot_SharedNeighbor | CO2 | Porous | Wet | R600a | MinimizeLCOE_Brownfield | IgnoreSilica | 2019 | 1.8264 | 0.019495 | 0.0017385 | 4 | 1579297.6432 | 4949256.903 | 32196.1186 | 100897.2963 | 29.5189 | 1.2649 | 119.3501 | 36652.9999 | 0 | 38846.7884 | 0 | 0 | 0 | 597.0721 | 29677.7755 | 77215.4842 | 52701.1546 | 235691.2746 | 961560.8286 | 9785252.2754 | 9785252.2754 | 9029426.3274 | 4620164.4032 | 0 | 10982504.3786 | 34417347.3847 | 1000 | 0.006954 | 1579297.6432 | 4949256.903 | 32196.1186 | 100897.2963
1 | 2600 | 707 | 0.02 | 15 | 15 | 7 | 1.3335e-12 | 5spot_SharedNeighbor | CO2 | Porous | Wet | R600a | MinimizeLCOE_Brownfield | IgnoreSilica | 2019 | 2.4293 | 0.042281 | 0.0025015 | 4 | 1104930.9651 | 3446975.7485 | 22525.5123 | 70271.263 | 30.0333 | 1.3429 | 167.0207 | 47240.4956 | 0 | 52618.2655 | 0 | 0 | 0 | 0 | 38944.9168 | 101326.6849 | 69157.5445 | 309287.9072 | 961560.8286 | 9785252.2754 | 9785252.2754 | 9029426.3274 | 4620164.4032 | 0 | 11056101.0113 | 34490944.0173 | 1333.5214 | 0.010006 | 1104930.9651 | 3446975.7485 | 22525.5123 | 70271.263
1 | 2600 | 707 | 0.02 | 15 | 15 | 7 | 1.7783e-12 | 5spot_SharedNeighbor | CO2 | Porous | Wet | R600a | MinimizeLCOE_Brownfield | IgnoreSilica | 2019 | 3.2345 | 0.07392 | 0.0035341 | 4 | 788722.6646 | 2446492.3413 | 16079.1783 | 49875.0555 | 30.4353 | 1.4054 | 32.6557 | 60150.9979 | 0 | 69919.4332 | 0 | 0 | 0 | 0 | 50727.4681 | 131982.4664 | 90080.7453 | 402861.1108 | 961560.8286 | 9785252.2754 | 9785252.2754 | 9029426.3274 | 4620164.4032 | 0 | 11149674.2149 | 34584517.2209 | 1778.2794 | 0.014136 | 788722.6646 | 2446492.3413 | 16079.1783 | 49875.0555
1 | 2600 | 707 | 0.02 | 15 | 15 | 7 | 2.3714e-12 | 5spot_SharedNeighbor | CO2 | Porous | Wet | R600a | MinimizeLCOE_Brownfield | IgnoreSilica | 2019 | 4.3166 | 0.11744 | 0.0049219 | 4 | 572403.5128 | 1762737.4474 | 11669.2198 | 35935.7871 | 30.7454 | 1.454 | 35.2735 | 75934.2624 | 0 | 91774.1638 | 0 | 0 | 0 | 973.318 | 65785.8802 | 171161.3659 | 116821.1492 | 522450.1395 | 961560.8286 | 9785252.2754 | 9785252.2754 | 9029426.3274 | 4620164.4032 | 0 | 11269263.2436 | 34704106.2496 | 2371.3737 | 0.019688 | 572403.5128 | 1762737.4474 | 11669.2198 | 35935.7871
1 | 2600 | 707 | 0.02 | 15 | 15 | 7 | 3.1623e-12 | 5spot_SharedNeighbor | CO2 | Porous | Wet | R600a | MinimizeLCOE_Brownfield | IgnoreSilica | 2019 | 5.736 | 0.17541 | 0.0067865 | 4 | 420252.4729 | 1283544.4563 | 8567.4151 | 26166.7899 | 30.9782 | 1.4906 | 46.7492 | 94792.1417 | 0 | 118726.3799 | 0 | 0 | 0 | 0 | 83272.2234 | 216657.2438 | 147873.0208 | 661321.0095 | 961560.8286 | 9785252.2754 | 9785252.2754 | 9029426.3274 | 4620164.4032 | 0 | 11408134.1136 | 34842977.1196 | 3162.2777 | 0.027146 | 420252.4729 | 1283544.4563 | 8567.4151 | 26166.7899
1 | 2600 | 707 | 0.02 | 15 | 15 | 7 | 4.217e-12 | 5spot_SharedNeighbor | CO2 | Porous | Wet | R600a | MinimizeLCOE_Brownfield | IgnoreSilica | 2019 | 7.6339 | 0.25351 | 0.0092661 | 4 | 312545.917 | 944818.6698 | 6371.6713 | 19261.4065 | 31.155 | 1.5184 | 34.4494 | 117779.1178 | 0 | 152631.4134 | 0 | 0 | 0 | 0 | 105460.1072 | 274385.566 | 187273.7869 | 837529.9913 | 961560.8286 | 9785252.2754 | 9785252.2754 | 9029426.3274 | 4620164.4032 | 0 | 11584343.0954 | 35019186.1014 | 4216.965 | 0.037064 | 312545.917 | 944818.6698 | 6371.6713 | 19261.4065
1 | 2600 | 707 | 0.02 | 15 | 15 | 7 | 5.6234e-12 | 5spot_SharedNeighbor | CO2 | Porous | Wet | R600a | MinimizeLCOE_Brownfield | IgnoreSilica | 2019 | 10.1555 | 0.35777 | 0.012552 | 4 | 235061.503 | 701820.064 | 4792.0467 | 14307.5513 | 31.2847 | 1.5383 | 30.7747 | 145607.478 | 0 | 195039.0898 | 0 | 0 | 0 | 0 | 132852.1614 | 345654.0723 | 235916.0068 | 1055068.8083 | 961560.8286 | 9785252.2754 | 9785252.2754 | 9029426.3274 | 4620164.4032 | 0 | 11801881.9124 | 35236724.9184 | 5623.4133 | 0.050208 | 235061.503 | 701820.064 | 4792.0467 | 14307.5513
1 | 2600 | 707 | 0.02 | 15 | 15 | 7 | 7.4989e-12 | 5spot_SharedNeighbor | CO2 | Porous | Wet | R600a | MinimizeLCOE_Brownfield | IgnoreSilica | 2019 | 13.4929 | 0.49614 | 0.016872 | 4 | 178842.1839 | 526088.3857 | 3645.9398 | 10725.0233 | 31.3756 | 1.5513 | 27.3802 | 179171.3755 | 0 | 247927.0851 | 0 | 0 | 0 | 0 | 166568.3996 | 433376.8079 | 295788.5764 | 1322832.2445 | 961560.8286 | 9785252.2754 | 9785252.2754 | 9029426.3274 | 4620164.4032 | 0 | 12069645.3485 | 35504488.3545 | 7498.9421 | 0.067488 | 178842.1839 | 526088.3857 | 3645.9398 | 10725.0233
1 | 2600 | 707 | 0.02 | 15 | 15 | 7 | 1e-11 | 5spot_SharedNeighbor | CO2 | Porous | Wet | R600a | MinimizeLCOE_Brownfield | IgnoreSilica | 2019 | 17.8897 | 0.67874 | 0.022483 | 4 | 137858.1222 | 398443.1857 | 2810.4243 | 8122.8033 | 31.431 | 1.5574 | 39.251 | 219395.5658 | 0 | 313655.5177 | 0 | 0 | 0 | 0 | 207889.9225 | 540886.9344 | 369166.4468 | 1650994.3871 | 961560.8286 | 9785252.2754 | 9785252.2754 | 9029426.3274 | 4620164.4032 | 0 | 12397807.4912 | 35832650.4972 | 10000 | 0.089932 | 137858.1222 | 398443.1857 | 2810.4243 | 8122.8033
1 | 2600 | 707 | 0.02 | 15 | 15 | 7 | 1.3335e-11 | 5spot_SharedNeighbor | CO2 | Porous | Wet | R600a | MinimizeLCOE_Brownfield | IgnoreSilica | 2019 | 23.6218 | 0.91704 | 0.029619 | 4 | 108004.2868 | 305807.8422 | 2201.8135 | 6234.3065 | 31.4514 | 1.556 | 39.6897 | 266960.2625 | 0 | 394603.6627 | 0 | 0 | 0 | 0 | 258009.9308 | 671288.9149 | 458168.478 | 2049031.2489 | 961560.8286 | 9785252.2754 | 9785252.2754 | 9029426.3274 | 4620164.4032 | 0 | 12795844.3529 | 36230687.359 | 13335.2143 | 0.11848 | 108004.2868 | 305807.8422 | 2201.8135 | 6234.3065
1 | 2600 | 707 | 0.02 | 15 | 15 | 7 | 1.7783e-11 | 5spot_SharedNeighbor | CO2 | Porous | Wet | R600a | MinimizeLCOE_Brownfield | IgnoreSilica | 2019 | 30.9519 | 1.2219 | 0.038376 | 4 | 86443.7471 | 239111.5392 | 1762.2727 | 4874.6121 | 31.4333 | 1.5455 | 29.5768 | 321856.3376 | 0 | 492572.5591 | 0 | 0 | 0 | 0 | 317627.2697 | 826401.0015 | 564035.6644 | 2522492.8323 | 961560.8286 | 9785252.2754 | 9785252.2754 | 9029426.3274 | 4620164.4032 | 0 | 13269305.9364 | 36704148.9424 | 17782.7941 | 0.1535 | 86443.7471 | 239111.5392 | 1762.2727 | 4874.6121
1 | 2600 | 707 | 0.02 | 15 | 15 | 7 | 2.3714e-11 | 5spot_SharedNeighbor | CO2 | Porous | Wet | R600a | MinimizeLCOE_Brownfield | IgnoreSilica | 2019 | 40.1555 | 1.6049 | 0.048507 | 4 | 71231.0047 | 192010.7779 | 1452.1404 | 3914.3994 | 31.3601 | 1.5209 | 34.978 | 383127.7719 | 0 | 609398.4756 | 0 | 0 | 0 | 0 | 387085.2365 | 1007116.3834 | 687377.6258 | 3074105.4932 | 961560.8286 | 9785252.2754 | 9785252.2754 | 9029426.3274 | 4620164.4032 | 0 | 13820918.5973 | 37255761.6033 | 23713.7371 | 0.19403 | 71231.0047 | 192010.7779 | 1452.1404 | 3914.3994
1 | 2600 | 707 | 0.02 | 15 | 15 | 7 | 3.1623e-11 | 5spot_SharedNeighbor | CO2 | Porous | Wet | R600a | MinimizeLCOE_Brownfield | IgnoreSilica | 2019 | 51.242 | 2.0663 | 0.059102 | 4 | 61061.7984 | 160190.6131 | 1244.8274 | 3265.7023 | 31.2178 | 1.4784 | 38.4619 | 447423.5663 | 0 | 743529.4123 | 0 | 0 | 0 | 0 | 464471.6617 | 1208459.9874 | 824798.7728 | 3688683.4004 | 961560.8286 | 9785252.2754 | 9785252.2754 | 9029426.3274 | 4620164.4032 | 0 | 14435496.5044 | 37870339.5105 | 31622.7766 | 0.23641 | 61061.7984 | 160190.6131 | 1244.8274 | 3265.7023
1 | 2600 | 707 | 0.02 | 15 | 15 | 7 | 4.217e-11 | 5spot_SharedNeighbor | CO2 | Porous | Wet | R600a | MinimizeLCOE_Brownfield | IgnoreSilica | 2019 | 63.8607 | 2.5907 | 0.068392 | 4 | 55118.1965 | 140781.3843 | 1123.659 | 2870.0189 | 30.9903 | 1.4143 | 40.3835 | 508890.5012 | 0 | 889719.2922 | 0 | 0 | 0 | 0 | 545457.8194 | 1419169.3574 | 968612.2474 | 4331849.2177 | 961560.8286 | 9785252.2754 | 9785252.2754 | 9029426.3274 | 4620164.4032 | 0 | 15078662.3217 | 38513505.3278 | 42169.6503 | 0.27357 | 55118.1965 | 140781.3843 | 1123.659 | 2870.0189
1 | 2600 | 707 | 0.02 | 15 | 15 | 7 | 5.6234e-11 | 5spot_SharedNeighbor | CO2 | Porous | Wet | R600a | MinimizeLCOE_Brownfield | IgnoreSilica | 2019 | 77.4301 | 3.1527 | 0.074183 | 4 | 52939.4901 | 131916.2542 | 1079.2431 | 2689.2913 | 30.6661 | 1.3267 | 38.9977 | 561005.534 | 0 | 1041048.3777 | 0 | 0 | 0 | 0 | 624801.0256 | 1625604.1043 | 1109508.204 | 4961967.2456 | 961560.8286 | 9785252.2754 | 9785252.2754 | 9029426.3274 | 4620164.4032 | 0 | 15708780.3497 | 39143623.3557 | 56234.1325 | 0.29673 | 52939.4901 | 131916.2542 | 1079.2431 | 2689.2913
1 | 2600 | 707 | 0.02 | 15 | 15 | 7 | 7.4989e-11 | 5spot_SharedNeighbor | CO2 | Porous | Wet | R600a | MinimizeLCOE_Brownfield | IgnoreSilica | 2019 | 79.2922 | 3.2296 | 0.074523 | 4 | 52970.2745 | 131586.2749 | 1079.8707 | 2682.5642 | 30.6127 | 1.3126 | 56.9204 | 566844.373 | 0 | 1061446.7133 | 0 | 0 | 0 | 0 | 635033.5236 | 1652226.9652 | 1127678.8536 | 5043230.4288 | 961560.8286 | 9785252.2754 | 9785252.2754 | 9029426.3274 | 4620164.4032 | 0 | 15790043.5329 | 39224886.5389 | 74989.4209 | 0.29809 | 52970.2745 | 131586.2749 | 1079.8707 | 2682.5642
1 | 2600 | 707 | 0.02 | 15 | 15 | 7 | 1e-10 | 5spot_SharedNeighbor | CO2 | Porous | Wet | R600a | MinimizeLCOE_Brownfield | IgnoreSilica | 2019 | 79.2922 | 3.2295 | 0.074518 | 4 | 52973.614 | 131595.232 | 1079.9388 | 2682.7468 | 30.6125 | 1.3125 | 57.8568 | 566824.9224 | 0 | 1061423.2707 | 0 | 0 | 0 | 0 | 635016.7953 | 1652183.4415 | 1127649.1478 | 5043097.5777 | 961560.8286 | 9785252.2754 | 9785252.2754 | 9029426.3274 | 4620164.4032 | 0 | 15789910.6817 | 39224753.6878 | 100000 | 0.29807 | 52973.614 | 131595.232 | 1079.9388 | 2682.7468
1 | 2600 | 707 | 0.02 | 15 | 15 | 7 | 1.3335e-10 | 5spot_SharedNeighbor | CO2 | Porous | Wet | R600a | MinimizeLCOE_Brownfield | IgnoreSilica | 2019 | 79.2728 | 3.2287 | 0.07451 | 4 | 52976.2399 | 131606.2452 | 1079.9923 | 2682.9713 | 30.6128 | 1.3126 | 57.0923 | 566751.4759 | 0 | 1061205.6075 | 0 | 0 | 0 | 0 | 634903.2625 | 1651888.0525 | 1127447.5387 | 5042195.9372 | 961560.8286 | 9785252.2754 | 9785252.2754 | 9029426.3274 | 4620164.4032 | 0 | 15789009.0412 | 39223852.0473 | 133352.1432 | 0.29804 | 52976.2399 | 131606.2452 | 1079.9923 | 2682.9713
1 | 2600 | 707 | 0.02 | 15 | 15 | 7 | 1.7783e-10 | 5spot_SharedNeighbor | CO2 | Porous | Wet | R600a | MinimizeLCOE_Brownfield | IgnoreSilica | 2019 | 79.2728 | 3.2287 | 0.074507 | 4 | 52978.176 | 131611.4372 | 1080.0318 | 2683.0772 | 30.6127 | 1.3126 | 57.0242 | 566740.2184 | 0 | 1061192.0771 | 0 | 0 | 0 | 0 | 634893.5952 | 1651862.9002 | 1127430.3718 | 5042119.1627 | 961560.8286 | 9785252.2754 | 9785252.2754 | 9029426.3274 | 4620164.4032 | 0 | 15788932.2667 | 39223775.2728 | 177827.941 | 0.29803 | 52978.176 | 131611.4372 | 1080.0318 | 2683.0772
1 | 2600 | 707 | 0.02 | 15 | 15 | 7 | 2.3714e-10 | 5spot_SharedNeighbor | CO2 | Porous | Wet | R600a | MinimizeLCOE_Brownfield | IgnoreSilica | 2019 | 79.2728 | 3.2286 | 0.074504 | 4 | 52979.6437 | 131615.3734 | 1080.0617 | 2683.1574 | 30.6125 | 1.3126 | 57.4714 | 566731.6852 | 0 | 1061181.8229 | 0 | 0 | 0 | 0 | 634886.2681 | 1651843.8366 | 1127417.3605 | 5042060.9733 | 961560.8286 | 9785252.2754 | 9785252.2754 | 9029426.3274 | 4620164.4032 | 0 | 15788874.0774 | 39223717.0834 | 237137.3706 | 0.29802 | 52979.6437 | 131615.3734 | 1080.0617 | 2683.1574
1 | 2600 | 707 | 0.02 | 15 | 15 | 7 | 3.1623e-10 | 5spot_SharedNeighbor | CO2 | Porous | Wet | R600a | MinimizeLCOE_Brownfield | IgnoreSilica | 2019 | 79.2728 | 3.2286 | 0.074503 | 4 | 52980.7538 | 131618.3501 | 1080.0843 | 2683.2181 | 30.6125 | 1.3126 | 55.7517 | 566725.233 | 0 | 1061174.0719 | 0 | 0 | 0 | 0 | 634880.7289 | 1651829.4247 | 1127407.524 | 5042016.9825 | 961560.8286 | 9785252.2754 | 9785252.2754 | 9029426.3274 | 4620164.4032 | 0 | 15788830.0866 | 39223673.0926 | 316227.766 | 0.29801 | 52980.7538 | 131618.3501 | 1080.0843 | 2683.2181
1 | 2600 | 707 | 0.02 | 15 | 15 | 7 | 4.217e-10 | 5spot_SharedNeighbor | CO2 | Porous | Wet | R600a | MinimizeLCOE_Brownfield | IgnoreSilica | 2019 | 79.2728 | 3.2286 | 0.074501 | 4 | 52981.5917 | 131620.597 | 1080.1014 | 2683.2639 | 30.6124 | 1.3126 | 57.9799 | 566720.3638 | 0 | 1061168.2246 | 0 | 0 | 0 | 0 | 634876.5495 | 1651818.5507 | 1127400.1023 | 5041983.791 | 961560.8286 | 9785252.2754 | 9785252.2754 | 9029426.3274 | 4620164.4032 | 0 | 15788796.895 | 39223639.9011 | 421696.5034 | 0.29801 | 52981.5917 | 131620.597 | 1080.1014 | 2683.2639
1 | 2600 | 707 | 0.02 | 15 | 15 | 7 | 5.6234e-10 | 5spot_SharedNeighbor | CO2 | Porous | Wet | R600a | MinimizeLCOE_Brownfield | IgnoreSilica | 2019 | 79.2728 | 3.2286 | 0.0745 | 4 | 52982.2252 | 131622.2939 | 1080.1143 | 2683.2985 | 30.6123 | 1.3125 | 54.9232 | 566716.7099 | 0 | 1061163.8972 | 0 | 0 | 0 | 0 | 634873.4368 | 1651810.452 | 1127394.5748 | 5041959.0707 | 961560.8286 | 9785252.2754 | 9785252.2754 | 9029426.3274 | 4620164.4032 | 0 | 15788772.1747 | 39223615.1808 | 562341.3252 | 0.298 | 52982.2252 | 131622.2939 | 1080.1143 | 2683.2985
1 | 2600 | 707 | 0.02 | 15 | 15 | 7 | 7.4989e-10 | 5spot_SharedNeighbor | CO2 | Porous | Wet | R600a | MinimizeLCOE_Brownfield | IgnoreSilica | 2019 | 79.2682 | 3.2284 | 0.074499 | 4 | 52982.7165 | 131624.5581 | 1080.1243 | 2683.3447 | 30.6124 | 1.3126 | 55.32 | 566699.99 | 0 | 1061112.9683 | 0 | 0 | 0 | 0 | 634847.0537 | 1651741.8088 | 1127347.7244 | 5041749.5452 | 961560.8286 | 9785252.2754 | 9785252.2754 | 9029426.3274 | 4620164.4032 | 0 | 15788562.6493 | 39223405.6553 | 749894.2093 | 0.29799 | 52982.7165 | 131624.5581 | 1080.1243 | 2683.3447
1 | 2600 | 707 | 0.02 | 15 | 15 | 7 | 1e-09 | 5spot_SharedNeighbor | CO2 | Porous | Wet | R600a | MinimizeLCOE_Brownfield | IgnoreSilica | 2019 | 79.2682 | 3.2284 | 0.074498 | 4 | 52983.074 | 131625.5166 | 1080.1316 | 2683.3642 | 30.6124 | 1.3126 | 55.6032 | 566697.9148 | 0 | 1061110.4807 | 0 | 0 | 0 | 0 | 634845.2742 | 1651737.1789 | 1127344.5644 | 5041735.413 | 961560.8286 | 9785252.2754 | 9785252.2754 | 9029426.3274 | 4620164.4032 | 0 | 15788548.5171 | 39223391.5231 | 1000000 | 0.29799 | 52983.074 | 131625.5166 | 1080.1316 | 2683.3642
1 | 2600 | 707 | 0.02 | 15 | 15 | 7 | 1.3335e-09 | 5spot_SharedNeighbor | CO2 | Porous | Wet | R600a | MinimizeLCOE_Brownfield | IgnoreSilica | 2019 | 79.2682 | 3.2284 | 0.074498 | 4 | 52983.3426 | 131626.2369 | 1080.1371 | 2683.3789 | 30.6124 | 1.3126 | 55.5984 | 566696.3554 | 0 | 1061108.6116 | 0 | 0 | 0 | 0 | 634843.9371 | 1651733.7001 | 1127342.19 | 5041724.7943 | 961560.8286 | 9785252.2754 | 9785252.2754 | 9029426.3274 | 4620164.4032 | 0 | 15788537.8983 | 39223380.9044 | 1333521.4322 | 0.29799 | 52983.3426 | 131626.2369 | 1080.1371 | 2683.3789
1 | 2600 | 707 | 0.02 | 15 | 15 | 7 | 1.7783e-09 | 5spot_SharedNeighbor | CO2 | Porous | Wet | R600a | MinimizeLCOE_Brownfield | IgnoreSilica | 2019 | 79.2682 | 3.2284 | 0.074497 | 4 | 52983.5432 | 131626.7759 | 1080.1412 | 2683.3899 | 30.6124 | 1.3126 | 54.4366 | 566695.1725 | 0 | 1061107.152 | 0 | 0 | 0 | 0 | 634842.9065 | 1651731.0186 | 1127340.3599 | 5041716.6095 | 961560.8286 | 9785252.2754 | 9785252.2754 | 9029426.3274 | 4620164.4032 | 0 | 15788529.7136 | 39223372.7196 | 1778279.41 | 0.29799 | 52983.5432 | 131626.7759 | 1080.1412 | 2683.3899
1 | 2600 | 707 | 0.02 | 15 | 15 | 7 | 2.3714e-09 | 5spot_SharedNeighbor | CO2 | Porous | Wet | R600a | MinimizeLCOE_Brownfield | IgnoreSilica | 2019 | 79.2682 | 3.2283 | 0.074497 | 4 | 52983.6959 | 131627.1841 | 1080.1443 | 2683.3982 | 30.6124 | 1.3126 | 54.6355 | 566694.3049 | 0 | 1061106.1544 | 0 | 0 | 0 | 0 | 634842.1791 | 1651729.126 | 1127339.0682 | 5041710.8326 | 961560.8286 | 9785252.2754 | 9785252.2754 | 9029426.3274 | 4620164.4032 | 0 | 15788523.9367 | 39223366.9427 | 2371373.7057 | 0.29799 | 52983.6959 | 131627.1841 | 1080.1443 | 2683.3982
1 | 2600 | 707 | 0.02 | 15 | 15 | 7 | 3.1623e-09 | 5spot_SharedNeighbor | CO2 | Porous | Wet | R600a | MinimizeLCOE_Brownfield | IgnoreSilica | 2019 | 79.2682 | 3.2283 | 0.074497 | 4 | 52983.8096 | 131627.489 | 1080.1466 | 2683.4044 | 30.6123 | 1.3126 | 55.6643 | 566693.6449 | 0 | 1061105.3636 | 0 | 0 | 0 | 0 | 634841.6133 | 1651727.654 | 1127338.0634 | 5041706.3392 | 961560.8286 | 9785252.2754 | 9785252.2754 | 9029426.3274 | 4620164.4032 | 0 | 15788519.4433 | 39223362.4493 | 3162277.6602 | 0.29799 | 52983.8096 | 131627.489 | 1080.1466 | 2683.4044
1 | 2600 | 707 | 0.02 | 15 | 15 | 7 | 4.217e-09 | 5spot_SharedNeighbor | CO2 | Porous | Wet | R600a | MinimizeLCOE_Brownfield | IgnoreSilica | 2019 | 79.2682 | 3.2283 | 0.074497 | 4 | 52983.895 | 131627.7178 | 1080.1484 | 2683.4091 | 30.6123 | 1.3126 | 56.6575 | 566693.1496 | 0 | 1061104.7703 | 0 | 0 | 0 | 0 | 634841.1888 | 1651726.5494 | 1127337.3095 | 5041702.9676 | 961560.8286 | 9785252.2754 | 9785252.2754 | 9029426.3274 | 4620164.4032 | 0 | 15788516.0716 | 39223359.0777 | 4216965.0343 | 0.29799 | 52983.895 | 131627.7178 | 1080.1484 | 2683.4091
1 | 2600 | 707 | 0.02 | 15 | 15 | 7 | 5.6234e-09 | 5spot_SharedNeighbor | CO2 | Porous | Wet | R600a | MinimizeLCOE_Brownfield | IgnoreSilica | 2019 | 79.2682 | 3.2283 | 0.074497 | 4 | 52983.959 | 131627.8895 | 1080.1497 | 2683.4126 | 30.6123 | 1.3126 | 54.105 | 566692.7781 | 0 | 1061104.3251 | 0 | 0 | 0 | 0 | 634840.8703 | 1651725.7206 | 1127336.7439 | 5041700.438 | 961560.8286 | 9785252.2754 | 9785252.2754 | 9029426.3274 | 4620164.4032 | 0 | 15788513.5421 | 39223356.5481 | 5623413.2519 | 0.29799 | 52983.959 | 131627.8895 | 1080.1497 | 2683.4126
1 | 2600 | 707 | 0.02 | 15 | 15 | 7 | 7.4989e-09 | 5spot_SharedNeighbor | CO2 | Porous | Wet | R600a | MinimizeLCOE_Brownfield | IgnoreSilica | 2019 | 79.2682 | 3.2283 | 0.074497 | 4 | 52984.007 | 131628.0183 | 1080.1506 | 2683.4152 | 30.6123 | 1.3126 | 55.2601 | 566692.4993 | 0 | 1061103.9912 | 0 | 0 | 0 | 0 | 634840.6313 | 1651725.099 | 1127336.3196 | 5041698.5404 | 961560.8286 | 9785252.2754 | 9785252.2754 | 9029426.3274 | 4620164.4032 | 0 | 15788511.6445 | 39223354.6505 | 7498942.0933 | 0.29799 | 52984.007 | 131628.0183 | 1080.1506 | 2683.4152
1 | 2600 | 707 | 0.02 | 15 | 15 | 7 | 1e-08 | 5spot_SharedNeighbor | CO2 | Porous | Wet | R600a | MinimizeLCOE_Brownfield | IgnoreSilica | 2019 | 79.2682 | 3.2283 | 0.074497 | 4 | 52984.0431 | 131628.1149 | 1080.1514 | 2683.4172 | 30.6123 | 1.3126 | 55.8033 | 566692.2902 | 0 | 1061103.7407 | 0 | 0 | 0 | 0 | 634840.4521 | 1651724.6326 | 1127336.0013 | 5041697.117 | 961560.8286 | 9785252.2754 | 9785252.2754 | 9029426.3274 | 4620164.4032 | 0 | 15788510.2211 | 39223353.2271 | 10000000 | 0.29799 | 52984.0431 | 131628.1149 | 1080.1514 | 2683.4172
1 | 2700 | 707 | 0.02 | 15 | 15 | 7 | 1e-13 | 5spot_SharedNeighbor | CO2 | Porous | Wet | R600a | MinimizeLCOE_Brownfield | IgnoreSilica | 2019 | 0 | 0 | 0 | 0 |  |  |  |  | 15 |  | 14.1794 | [19 empty] | 100 | 0
1 | 2700 | 707 | 0.02 | 15 | 15 | 7 | 1.3335e-13 | 5spot_SharedNeighbor | CO2 | Porous | Wet | R600a | MinimizeLCOE_Brownfield | IgnoreSilica | 2019 | 0 | 0 | 0 | 0 |  |  |  |  | 15 |  | 13.5507 | [19 empty] | 133.3521 | 0
1 | 2700 | 707 | 0.02 | 15 | 15 | 7 | 1.7783e-13 | 5spot_SharedNeighbor | CO2 | Porous | Wet | R600a | MinimizeLCOE_Brownfield | IgnoreSilica | 2019 | 0 | 0 | 0 | 0 |  |  |  |  | 15 |  | 15.6079 | [19 empty] | 177.8279 | 0
1 | 2700 | 707 | 0.02 | 15 | 15 | 7 | 2.3714e-13 | 5spot_SharedNeighbor | CO2 | Porous | Wet | R600a | MinimizeLCOE_Brownfield | IgnoreSilica | 2019 | 0.41895 | -0.018964 | 0.00020805 | 4 | 13475678.2869 | 42618691.9502 | 274719.9291 | 868839.6815 | 24.4116 | 0.74264 | 28.865 | 8026.9895 | 0 | 2007.979 | 0 | 0 | 0 | 3521.6124 | 5287.0666 | 13755.8627 | 9388.6589 | 41988.1692 | 961560.8286 | 10211172.0509 | 10211172.0509 | 9278650.4665 | 4763559.1523 | 0 | 11214721.0487 | 35468102.7184 | 237.1374 | 0.00083222 | 13475678.2869 | 42618691.9502 | 274719.9291 | 868839.6815
1 | 2700 | 707 | 0.02 | 15 | 15 | 7 | 3.1623e-13 | 5spot_SharedNeighbor | CO2 | Porous | Wet | R600a | MinimizeLCOE_Brownfield | IgnoreSilica | 2019 | 0.49674 | -0.018501 | 0.00035794 | 4 | 7837208.6984 | 24776730.7889 | 159772.0999 | 505107.1701 | 25.3286 | 0.85476 | 28.128 | 10077.6915 | 0 | 4273.0911 | 0 | 0 | 0 | 1241.3805 | 6080.9436 | 15821.3679 | 10798.4087 | 48292.8834 | 961560.8286 | 10211172.0509 | 10211172.0509 | 9278650.4665 | 4763559.1523 | 0 | 11221025.7629 | 35474407.4326 | 316.2278 | 0.0014318 | 7837208.6984 | 24776730.7889 | 159772.0999 | 505107.1701
1 | 2700 | 707 | 0.02 | 15 | 15 | 7 | 4.217e-13 | 5spot_SharedNeighbor | CO2 | Porous | Wet | R600a | MinimizeLCOE_Brownfield | IgnoreSilica | 2019 | 0.65991 | -0.01672 | 0.0005612 | 4 | 5010065.5816 | 15814266.2807 | 102136.9635 | 322395.2085 | 26.7601 | 1.0337 | 35.4149 | 14356.271 | 0 | 8901.4235 | 0 | 0 | 0 | 606.7532 | 9307.1346 | 24215.255 | 16527.4091 | 73914.2464 | 961560.8286 | 10211172.0509 | 10211172.0509 | 9278650.4665 | 4763559.1523 | 0 | 11246647.1259 | 35500028.7956 | 421.6965 | 0.0022448 | 5010065.5816 | 15814266.2807 | 102136.9635 | 322395.2085
1 | 2700 | 707 | 0.02 | 15 | 15 | 7 | 5.6234e-13 | 5spot_SharedNeighbor | CO2 | Porous | Wet | R600a | MinimizeLCOE_Brownfield | IgnoreSilica | 2019 | 0.91829 | -0.011305 | 0.00086623 | 4 | 3259497.4716 | 10259225.7512 | 66449.2648 | 209148.1936 | 28.1986 | 1.2208 | 27.3132 | 20890.2188 | 0 | 16069.2322 | 0 | 0 | 0 | 2143.1565 | 15250.0169 | 39677.4158 | 27080.6516 | 121110.6918 | 961560.8286 | 10211172.0509 | 10211172.0509 | 9278650.4665 | 4763559.1523 | 0 | 11293843.5712 | 35547225.2409 | 562.3413 | 0.0034649 | 3259497.4716 | 10259225.7512 | 66449.2648 | 209148.1936
1 | 2700 | 707 | 0.02 | 15 | 15 | 7 | 7.4989e-13 | 5spot_SharedNeighbor | CO2 | Porous | Wet | R600a | MinimizeLCOE_Brownfield | IgnoreSilica | 2019 | 1.6 | 0.0080782 | 0.0011847 | 4 | 2413846.0829 | 7531952.6347 | 49209.5174 | 153549.0422 | 30.0033 | 1.4693 | 19.5885 | 36466.1569 | 0 | 33835.3914 | 0 | 0 | 0 | 15535.3581 | 33476.3935 | 87098.7089 | 59446.6585 | 265858.6674 | 961560.8286 | 10211172.0509 | 10211172.0509 | 9278650.4665 | 4763559.1523 | 0 | 11438591.5469 | 35691973.2166 | 749.8942 | 0.0047387 | 2413846.0829 | 7531952.6347 | 49209.5174 | 153549.0422
1 | 2700 | 707 | 0.02 | 15 | 15 | 7 | 1e-12 | 5spot_SharedNeighbor | CO2 | Porous | Wet | R600a | MinimizeLCOE_Brownfield | IgnoreSilica | 2019 | 1.6 | 0.011087 | 0.0019209 | 4 | 1482619.5749 | 4639079.3786 | 30225.2054 | 94573.908 | 30.0038 | 1.4696 | 17.9311 | 36469.0892 | 0 | 33834.3412 | 0 | 0 | 0 | 505.7909 | 27615.5963 | 71850.1168 | 49039.1811 | 219314.1155 | 961560.8286 | 10211172.0509 | 10211172.0509 | 9278650.4665 | 4763559.1523 | 0 | 11392046.995 | 35645428.6647 | 1000 | 0.0076837 | 1482619.5749 | 4639079.3786 | 30225.2054 | 94573.908
1 | 2700 | 707 | 0.02 | 15 | 15 | 7 | 1.3335e-12 | 5spot_SharedNeighbor | CO2 | Porous | Wet | R600a | MinimizeLCOE_Brownfield | IgnoreSilica | 2019 | 1.6 | 0.01111 | 0.0019265 | 4 | 1478135.1525 | 4625480.5358 | 30133.7844 | 94296.6771 | 30.0038 | 1.4696 | 18.0669 | 36469.0911 | 0 | 33834.3405 | 0 | 0 | 0 | 0 | 27418.3383 | 71336.8921 | 48688.8947 | 217747.5567 | 961560.8286 | 10211172.0509 | 10211172.0509 | 9278650.4665 | 4763559.1523 | 0 | 11390480.4362 | 35643862.1059 | 1333.5214 | 0.007706 | 1478135.1525 | 4625480.5358 | 30133.7844 | 94296.6771
1 | 2700 | 707 | 0.02 | 15 | 15 | 7 | 1.7783e-12 | 5spot_SharedNeighbor | CO2 | Porous | Wet | R600a | MinimizeLCOE_Brownfield | IgnoreSilica | 2019 | 2.9982 | 0.065679 | 0.0039585 | 4 | 732273.8048 | 2264010.3362 | 14928.392 | 46154.913 | 31.2749 | 1.6548 | 31.3883 | 63295.1425 | 0 | 66317.4427 | 0 | 0 | 0 | 6645.6185 | 53140.6995 | 138261.1994 | 94366.1096 | 422026.2122 | 961560.8286 | 10211172.0509 | 10211172.0509 | 9278650.4665 | 4763559.1523 | 0 | 11594759.0916 | 35848140.7614 | 1778.2794 | 0.015834 | 732273.8048 | 2264010.3362 | 14928.392 | 46154.913
1 | 2700 | 707 | 0.02 | 15 | 15 | 7 | 2.3714e-12 | 5spot_SharedNeighbor | CO2 | Porous | Wet | R600a | MinimizeLCOE_Brownfield | IgnoreSilica | 2019 | 3.9682 | 0.10616 | 0.0055327 | 4 | 529140.6506 | 1625041.9204 | 10787.2479 | 33128.6776 | 31.6509 | 1.711 | 32.3834 | 79508.9401 | 0 | 86881.1908 | 0 | 0 | 0 | 7207.0048 | 67702.8829 | 176149.0136 | 120225.3213 | 537674.3534 | 961560.8286 | 10211172.0509 | 10211172.0509 | 9278650.4665 | 4763559.1523 | 0 | 11710407.2329 | 35963788.9026 | 2371.3737 | 0.022131 | 529140.6506 | 1625041.9204 | 10787.2479 | 33128.6776
1 | 2700 | 707 | 0.02 | 15 | 15 | 7 | 3.1623e-12 | 5spot_SharedNeighbor | CO2 | Porous | Wet | R600a | MinimizeLCOE_Brownfield | IgnoreSilica | 2019 | 5.2218 | 0.15947 | 0.0076386 | 4 | 387699.909 | 1181478.1507 | 7903.787 | 24086.0302 | 31.9356 | 1.7538 | 51.2926 | 98666.0936 | 0 | 111915.7621 | 0 | 0 | 0 | 6767.9674 | 84766.431 | 220544.8655 | 150526.4025 | 673187.5222 | 961560.8286 | 10211172.0509 | 10211172.0509 | 9278650.4665 | 4763559.1523 | 0 | 11845920.4017 | 36099302.0714 | 3162.2777 | 0.030554 | 387699.909 | 1181478.1507 | 7903.787 | 24086.0302
1 | 2700 | 707 | 0.02 | 15 | 15 | 7 | 4.217e-12 | 5spot_SharedNeighbor | CO2 | Porous | Wet | R600a | MinimizeLCOE_Brownfield | IgnoreSilica | 2019 | 6.7641 | 0.22604 | 0.010426 | 4 | 287350.9639 | 868895.9548 | 5858.0381 | 17713.6193 | 32.1418 | 1.7845 | 44.2229 | 120276.9143 | 0 | 141009.7674 | 0 | 0 | 0 | 643.0163 | 102152.5822 | 265780.0645 | 181400.3552 | 811262.6998 | 961560.8286 | 10211172.0509 | 10211172.0509 | 9278650.4665 | 4763559.1523 | 0 | 11983995.5793 | 36237377.249 | 4216.965 | 0.041705 | 287350.9639 | 868895.9548 | 5858.0381 | 17713.6193
1 | 2700 | 707 | 0.02 | 15 | 15 | 7 | 5.6234e-12 | 5spot_SharedNeighbor | CO2 | Porous | Wet | R600a | MinimizeLCOE_Brownfield | IgnoreSilica | 2019 | 8.9956 | 0.32222 | 0.014158 | 4 | 215318.5472 | 643586.7273 | 4389.5598 | 13120.386 | 32.316 | 1.8104 | 34.8514 | 148937.979 | 0 | 180720.3025 | 0 | 0 | 0 | 0 | 128566.7298 | 334504.2582 | 228306.0296 | 1021035.2991 | 961560.8286 | 10211172.0509 | 10211172.0509 | 9278650.4665 | 4763559.1523 | 0 | 12193768.1786 | 36447149.8483 | 5623.4133 | 0.056631 | 215318.5472 | 643586.7273 | 4389.5598 | 13120.386
1 | 2700 | 707 | 0.02 | 15 | 15 | 7 | 7.4989e-12 | 5spot_SharedNeighbor | CO2 | Porous | Wet | R600a | MinimizeLCOE_Brownfield | IgnoreSilica | 2019 | 11.9652 | 0.45068 | 0.01909 | 4 | 163114.8843 | 480729.7881 | 3325.3175 | 9800.327 | 32.4415 | 1.828 | 25.5508 | 183701.6248 | 0 | 230496.8332 | 0 | 0 | 0 | 0 | 161537.3986 | 420287.1753 | 286854.6332 | 1282877.665 | 961560.8286 | 10211172.0509 | 10211172.0509 | 9278650.4665 | 4763559.1523 | 0 | 12455610.5445 | 36708992.2142 | 7498.9421 | 0.076361 | 163114.8843 | 480729.7881 | 3325.3175 | 9800.327
1 | 2700 | 707 | 0.02 | 15 | 15 | 7 | 1e-11 | 5spot_SharedNeighbor | CO2 | Porous | Wet | R600a | MinimizeLCOE_Brownfield | IgnoreSilica | 2019 | 15.8673 | 0.61983 | 0.025529 | 4 | 125108.8105 | 362616.2437 | 2550.5123 | 7392.4226 | 32.5276 | 1.8388 | 38.3609 | 225379.4778 | 0 | 292148.9131 | 0 | 0 | 0 | 0 | 201836.0724 | 525136.0582 | 358416.1502 | 1602916.6716 | 961560.8286 | 10211172.0509 | 10211172.0509 | 9278650.4665 | 4763559.1523 | 0 | 12775649.5511 | 37029031.2208 | 10000 | 0.10212 | 125108.8105 | 362616.2437 | 2550.5123 | 7392.4226
1 | 2700 | 707 | 0.02 | 15 | 15 | 7 | 1.3335e-11 | 5spot_SharedNeighbor | CO2 | Porous | Wet | R600a | MinimizeLCOE_Brownfield | IgnoreSilica | 2019 | 20.9688 | 0.84126 | 0.033815 | 4 | 97330.9639 | 276641.1556 | 1984.2233 | 5639.7041 | 32.5749 | 1.8418 | 38.2163 | 274957.4284 | 0 | 368254.6569 | 0 | 0 | 0 | 0 | 250852.7133 | 652667.3029 | 445458.8452 | 1992190.9467 | 961560.8286 | 10211172.0509 | 10211172.0509 | 9278650.4665 | 4763559.1523 | 0 | 13164923.8262 | 37418305.4959 | 13335.2143 | 0.13526 | 97330.9639 | 276641.1556 | 1984.2233 | 5639.7041
1 | 2700 | 707 | 0.02 | 15 | 15 | 7 | 1.7783e-11 | 5spot_SharedNeighbor | CO2 | Porous | Wet | R600a | MinimizeLCOE_Brownfield | IgnoreSilica | 2019 | 27.5413 | 1.1268 | 0.044195 | 4 | 77110.8744 | 214307.608 | 1572.0095 | 4368.9505 | 32.5813 | 1.8355 | 34.3098 | 332849.0123 | 0 | 461010.1399 | 0 | 0 | 0 | 0 | 309605.0693 | 805528.8817 | 549790.0137 | 2458783.117 | 961560.8286 | 10211172.0509 | 10211172.0509 | 9278650.4665 | 4763559.1523 | 0 | 13631515.9964 | 37884897.6661 | 17782.7941 | 0.17678 | 77110.8744 | 214307.608 | 1572.0095 | 4368.9505
1 | 2700 | 707 | 0.02 | 15 | 15 | 7 | 2.3714e-11 | 5spot_SharedNeighbor | CO2 | Porous | Wet | R600a | MinimizeLCOE_Brownfield | IgnoreSilica | 2019 | 35.8091 | 1.4862 | 0.056632 | 4 | 62584.989 | 169650.6531 | 1275.8797 | 3458.558 | 32.5393 | 1.8173 | 41.8094 | 398375.5445 | 0 | 571685.7649 | 0 | 0 | 0 | 0 | 378323.9107 | 984321.2107 | 671819.4521 | 3004525.8828 | 961560.8286 | 10211172.0509 | 10211172.0509 | 9278650.4665 | 4763559.1523 | 0 | 14177258.7623 | 38430640.432 | 23713.7371 | 0.22653 | 62584.989 | 169650.6531 | 1275.8797 | 3458.558
1 | 2700 | 707 | 0.02 | 15 | 15 | 7 | 3.1623e-11 | 5spot_SharedNeighbor | CO2 | Porous | Wet | R600a | MinimizeLCOE_Brownfield | IgnoreSilica | 2019 | 45.8286 | 1.9219 | 0.070509 | 4 | 52444.9508 | 138438.8318 | 1069.1613 | 2822.2628 | 32.4378 | 1.7834 | 44.2405 | 468956.2481 | 0 | 699381.488 | 0 | 0 | 0 | 0 | 455651.7171 | 1185512.3009 | 809136.5052 | 3618638.2592 | 961560.8286 | 10211172.0509 | 10211172.0509 | 9278650.4665 | 4763559.1523 | 0 | 14791371.1387 | 39044752.8084 | 31622.7766 | 0.28204 | 52444.9508 | 138438.8318 | 1069.1613 | 2822.2628
1 | 2700 | 707 | 0.02 | 15 | 15 | 7 | 4.217e-11 | 5spot_SharedNeighbor | CO2 | Porous | Wet | R600a | MinimizeLCOE_Brownfield | IgnoreSilica | 2019 | 57.305 | 2.4205 | 0.084384 | 4 | 45752.4475 | 117606.6276 | 932.7255 | 2397.5702 | 32.2674 | 1.7317 | 35.6958 | 539509.4364 | 0 | 839251.1126 | 0 | 0 | 0 | 0 | 537716.6141 | 1399028.3291 | 954865.5818 | 4270371.074 | 961560.8286 | 10211172.0509 | 10211172.0509 | 9278650.4665 | 4763559.1523 | 0 | 15443103.9535 | 39696485.6232 | 42169.6503 | 0.33754 | 45752.4475 | 117606.6276 | 932.7255 | 2397.5702
1 | 2700 | 707 | 0.02 | 15 | 15 | 7 | 5.6234e-11 | 5spot_SharedNeighbor | CO2 | Porous | Wet | R600a | MinimizeLCOE_Brownfield | IgnoreSilica | 2019 | 69.7682 | 2.9609 | 0.096181 | 4 | 41835.8659 | 104876.711 | 852.8807 | 2138.0536 | 32.0132 | 1.6582 | 40.5665 | 603954.272 | 0 | 985378.1913 | 0 | 0 | 0 | 0 | 619839.6607 | 1612695.6505 | 1100697.9191 | 4922565.6936 | 961560.8286 | 10211172.0509 | 10211172.0509 | 9278650.4665 | 4763559.1523 | 0 | 16095298.5731 | 40348680.2428 | 56234.1325 | 0.38472 | 41835.8659 | 104876.711 | 852.8807 | 2138.0536
1 | 2700 | 707 | 0.02 | 15 | 15 | 7 | 7.4989e-11 | 5spot_SharedNeighbor | CO2 | Porous | Wet | R600a | MinimizeLCOE_Brownfield | IgnoreSilica | 2019 | 82.2944 | 3.5019 | 0.10385 | 4 | 40194.4589 | 98581.7219 | 819.4184 | 2009.7217 | 31.6871 | 1.5675 | 41.0384 | 655931.0077 | 0 | 1127446.4063 | 0 | 0 | 0 | 0 | 695517.1915 | 1809593.062 | 1235084.4482 | 5523572.1157 | 961560.8286 | 10211172.0509 | 10211172.0509 | 9278650.4665 | 4763559.1523 | 0 | 16696304.9952 | 40949686.6649 | 74989.4209 | 0.41539 | 40194.4589 | 98581.7219 | 819.4184 | 2009.7217
1 | 2700 | 707 | 0.02 | 15 | 15 | 7 | 1e-10 | 5spot_SharedNeighbor | CO2 | Porous | Wet | R600a | MinimizeLCOE_Brownfield | IgnoreSilica | 2019 | 86.7371 | 3.6931 | 0.10533 | 4 | 40103.2876 | 97668.9614 | 817.5598 | 1991.1139 | 31.5516 | 1.5306 | 52.1013 | 671016.3063 | 0 | 1176896.0685 | 0 | 0 | 0 | 0 | 720685.8262 | 1875076.6868 | 1279778.3677 | 5723453.2556 | 961560.8286 | 10211172.0509 | 10211172.0509 | 9278650.4665 | 4763559.1523 | 0 | 16896186.1351 | 41149567.8048 | 100000 | 0.42132 | 40103.2876 | 97668.9614 | 817.5598 | 1991.1139
1 | 2700 | 707 | 0.02 | 15 | 15 | 7 | 1.3335e-10 | 5spot_SharedNeighbor | CO2 | Porous | Wet | R600a | MinimizeLCOE_Brownfield | IgnoreSilica | 2019 | 86.7272 | 3.6926 | 0.10532 | 4 | 40105.5631 | 97676.4518 | 817.6061 | 1991.2666 | 31.5516 | 1.5306 | 59.4517 | 670962.8101 | 0 | 1176764.9258 | 0 | 0 | 0 | 0 | 720613.817 | 1874889.3336 | 1279650.4953 | 5722881.3819 | 961560.8286 | 10211172.0509 | 10211172.0509 | 9278650.4665 | 4763559.1523 | 0 | 16895614.2614 | 41148995.9311 | 133352.1432 | 0.42128 | 40105.5631 | 97676.4518 | 817.6061 | 1991.2666
1 | 2700 | 707 | 0.02 | 15 | 15 | 7 | 1.7783e-10 | 5spot_SharedNeighbor | CO2 | Porous | Wet | R600a | MinimizeLCOE_Brownfield | IgnoreSilica | 2019 | 86.7124 | 3.6919 | 0.10531 | 4 | 40107.2911 | 97683.2407 | 817.6414 | 1991.405 | 31.5519 | 1.5307 | 56.2274 | 670898.5705 | 0 | 1176584.6836 | 0 | 0 | 0 | 0 | 720518.4691 | 1874641.2579 | 1279481.1786 | 5722124.1596 | 961560.8286 | 10211172.0509 | 10211172.0509 | 9278650.4665 | 4763559.1523 | 0 | 16894857.0391 | 41148238.7088 | 177827.941 | 0.42124 | 40107.2911 | 97683.2407 | 817.6414 | 1991.405
1 | 2700 | 707 | 0.02 | 15 | 15 | 7 | 2.3714e-10 | 5spot_SharedNeighbor | CO2 | Porous | Wet | R600a | MinimizeLCOE_Brownfield | IgnoreSilica | 2019 | 86.7124 | 3.6919 | 0.10531 | 4 | 40108.5991 | 97686.6854 | 817.668 | 1991.4752 | 31.5517 | 1.5307 | 55.996 | 670886.3028 | 0 | 1176572.4183 | 0 | 0 | 0 | 0 | 720508.9012 | 1874616.3644 | 1279464.1882 | 5722048.1749 | 961560.8286 | 10211172.0509 | 10211172.0509 | 9278650.4665 | 4763559.1523 | 0 | 16894781.0544 | 41148162.7241 | 237137.3706 | 0.42123 | 40108.5991 | 97686.6854 | 817.668 | 1991.4752
1 | 2700 | 707 | 0.02 | 15 | 15 | 7 | 3.1623e-10 | 5spot_SharedNeighbor | CO2 | Porous | Wet | R600a | MinimizeLCOE_Brownfield | IgnoreSilica | 2019 | 86.7124 | 3.6918 | 0.1053 | 4 | 40109.5877 | 97689.2889 | 817.6882 | 1991.5283 | 31.5516 | 1.5306 | 53.2763 | 670877.033 | 0 | 1176563.1549 | 0 | 0 | 0 | 0 | 720501.6732 | 1874597.5586 | 1279451.3529 | 5721990.7725 | 961560.8286 | 10211172.0509 | 10211172.0509 | 9278650.4665 | 4763559.1523 | 0 | 16894723.652 | 41148105.3217 | 316227.766 | 0.42121 | 40109.5877 | 97689.2889 | 817.6882 | 1991.5283
1 | 2700 | 707 | 0.02 | 15 | 15 | 7 | 4.217e-10 | 5spot_SharedNeighbor | CO2 | Porous | Wet | R600a | MinimizeLCOE_Brownfield | IgnoreSilica | 2019 | 86.7124 | 3.6918 | 0.1053 | 4 | 40110.3336 | 97691.2531 | 817.7034 | 1991.5683 | 31.5515 | 1.5306 | 55.7224 | 670870.0411 | 0 | 1176556.1711 | 0 | 0 | 0 | 0 | 720496.2227 | 1874583.3775 | 1279441.674 | 5721947.4863 | 961560.8286 | 10211172.0509 | 10211172.0509 | 9278650.4665 | 4763559.1523 | 0 | 16894680.3658 | 41148062.0355 | 421696.5034 | 0.42121 | 40110.3336 | 97691.2531 | 817.7034 | 1991.5683
1 | 2700 | 707 | 0.02 | 15 | 15 | 7 | 5.6234e-10 | 5spot_SharedNeighbor | CO2 | Porous | Wet | R600a | MinimizeLCOE_Brownfield | IgnoreSilica | 2019 | 86.6929 | 3.6909 | 0.10529 | 4 | 40110.8952 | 97695.6698 | 817.7149 | 1991.6584 | 31.552 | 1.5308 | 54.7796 | 670801.7486 | 0 | 1176335.6593 | 0 | 0 | 0 | 0 | 720383.589 | 1874290.3277 | 1279241.6615 | 5721052.986 | 961560.8286 | 10211172.0509 | 10211172.0509 | 9278650.4665 | 4763559.1523 | 0 | 16893785.8655 | 41147167.5352 | 562341.3252 | 0.42118 | 40110.8952 | 97695.6698 | 817.7149 | 1991.6584
1 | 2700 | 707 | 0.02 | 15 | 15 | 7 | 7.4989e-10 | 5spot_SharedNeighbor | CO2 | Porous | Wet | R600a | MinimizeLCOE_Brownfield | IgnoreSilica | 2019 | 86.6929 | 3.6909 | 0.10529 | 4 | 40111.3176 | 97696.782 | 817.7235 | 1991.681 | 31.552 | 1.5308 | 55.3787 | 670797.7908 | 0 | 1176331.7092 | 0 | 0 | 0 | 0 | 720380.505 | 1874282.3036 | 1279236.1849 | 5721028.4935 | 961560.8286 | 10211172.0509 | 10211172.0509 | 9278650.4665 | 4763559.1523 | 0 | 16893761.373 | 41147143.0427 | 749894.2093 | 0.42117 | 40111.3176 | 97696.782 | 817.7235 | 1991.681
1 | 2700 | 707 | 0.02 | 15 | 15 | 7 | 1e-09 | 5spot_SharedNeighbor | CO2 | Porous | Wet | R600a | MinimizeLCOE_Brownfield | IgnoreSilica | 2019 | 86.6929 | 3.6909 | 0.10529 | 4 | 40111.6351 | 97697.6182 | 817.7299 | 1991.6981 | 31.5519 | 1.5307 | 54.7353 | 670794.8155 | 0 | 1176328.7404 | 0 | 0 | 0 | 0 | 720378.1868 | 1874276.2721 | 1279232.0682 | 5721010.083 | 961560.8286 | 10211172.0509 | 10211172.0509 | 9278650.4665 | 4763559.1523 | 0 | 16893742.9625 | 41147124.6322 | 1000000 | 0.42117 | 40111.6351 | 97697.6182 | 817.7299 | 1991.6981
1 | 2700 | 707 | 0.02 | 15 | 15 | 7 | 1.3335e-09 | 5spot_SharedNeighbor | CO2 | Porous | Wet | R600a | MinimizeLCOE_Brownfield | IgnoreSilica | 2019 | 86.6929 | 3.6909 | 0.10529 | 4 | 40111.8737 | 97698.2465 | 817.7348 | 1991.7109 | 31.5519 | 1.5307 | 53.2344 | 670792.58 | 0 | 1176326.5104 | 0 | 0 | 0 | 0 | 720376.4453 | 1874271.741 | 1279228.9757 | 5720996.2524 | 961560.8286 | 10211172.0509 | 10211172.0509 | 9278650.4665 | 4763559.1523 | 0 | 16893729.1319 | 41147110.8016 | 1333521.4322 | 0.42117 | 40111.8737 | 97698.2465 | 817.7348 | 1991.7109
1 | 2700 | 707 | 0.02 | 15 | 15 | 7 | 1.7783e-09 | 5spot_SharedNeighbor | CO2 | Porous | Wet | R600a | MinimizeLCOE_Brownfield | IgnoreSilica | 2019 | 86.6929 | 3.6909 | 0.10529 | 4 | 40112.0529 | 97698.7184 | 817.7385 | 1991.7205 | 31.5519 | 1.5307 | 53.8368 | 670790.9013 | 0 | 1176324.836 | 0 | 0 | 0 | 0 | 720375.1375 | 1874268.3386 | 1279226.6535 | 5720985.8669 | 961560.8286 | 10211172.0509 | 10211172.0509 | 9278650.4665 | 4763559.1523 | 0 | 16893718.7464 | 41147100.4161 | 1778279.41 | 0.42116 | 40112.0529 | 97698.7184 | 817.7385 | 1991.7205
1 | 2700 | 707 | 0.02 | 15 | 15 | 7 | 2.3714e-09 | 5spot_SharedNeighbor | CO2 | Porous | Wet | R600a | MinimizeLCOE_Brownfield | IgnoreSilica | 2019 | 86.6929 | 3.6909 | 0.10529 | 4 | 40112.1875 | 97699.0727 | 817.7412 | 1991.7277 | 31.5518 | 1.5307 | 54.7698 | 670789.6411 | 0 | 1176323.5792 | 0 | 0 | 0 | 0 | 720374.1559 | 1874265.7846 | 1279224.9103 | 5720978.0712 | 961560.8286 | 10211172.0509 | 10211172.0509 | 9278650.4665 | 4763559.1523 | 0 | 16893710.9506 | 41147092.6203 | 2371373.7057 | 0.42116 | 40112.1875 | 97699.0727 | 817.7412 | 1991.7277
1 | 2700 | 707 | 0.02 | 15 | 15 | 7 | 3.1623e-09 | 5spot_SharedNeighbor | CO2 | Porous | Wet | R600a | MinimizeLCOE_Brownfield | IgnoreSilica | 2019 | 86.6929 | 3.6909 | 0.10529 | 4 | 40112.2885 | 97699.3385 | 817.7433 | 1991.7332 | 31.5518 | 1.5307 | 53.1728 | 670788.6953 | 0 | 1176322.6361 | 0 | 0 | 0 | 0 | 720373.4192 | 1874263.8679 | 1279223.6021 | 5720972.2207 | 961560.8286 | 10211172.0509 | 10211172.0509 | 9278650.4665 | 4763559.1523 | 0 | 16893705.1002 | 41147086.7699 | 3162277.6602 | 0.42116 | 40112.2885 | 97699.3385 | 817.7433 | 1991.7332
1 | 2700 | 707 | 0.02 | 15 | 15 | 7 | 4.217e-09 | 5spot_SharedNeighbor | CO2 | Porous | Wet | R600a | MinimizeLCOE_Brownfield | IgnoreSilica | 2019 | 86.6929 | 3.6909 | 0.10529 | 4 | 40112.3642 | 97699.5381 | 817.7448 | 1991.7372 | 31.5518 | 1.5307 | 54.5887 | 670787.9856 | 0 | 1176321.9285 | 0 | 0 | 0 | 0 | 720372.8665 | 1874262.4298 | 1279222.6206 | 5720967.831 | 961560.8286 | 10211172.0509 | 10211172.0509 | 9278650.4665 | 4763559.1523 | 0 | 16893700.7105 | 41147082.3802 | 4216965.0343 | 0.42116 | 40112.3642 | 97699.5381 | 817.7448 | 1991.7372
1 | 2700 | 707 | 0.02 | 15 | 15 | 7 | 5.6234e-09 | 5spot_SharedNeighbor | CO2 | Porous | Wet | R600a | MinimizeLCOE_Brownfield | IgnoreSilica | 2019 | 86.6929 | 3.6909 | 0.10529 | 4 | 40112.4211 | 97699.6877 | 817.746 | 1991.7403 | 31.5518 | 1.5307 | 55.8862 | 670787.4532 | 0 | 1176321.3977 | 0 | 0 | 0 | 0 | 720372.4518 | 1874261.3509 | 1279221.8842 | 5720964.5378 | 961560.8286 | 10211172.0509 | 10211172.0509 | 9278650.4665 | 4763559.1523 | 0 | 16893697.4173 | 41147079.087 | 5623413.2519 | 0.42116 | 40112.4211 | 97699.6877 | 817.746 | 1991.7403
1 | 2700 | 707 | 0.02 | 15 | 15 | 7 | 7.4989e-09 | 5spot_SharedNeighbor | CO2 | Porous | Wet | R600a | MinimizeLCOE_Brownfield | IgnoreSilica | 2019 | 86.6929 | 3.6909 | 0.10529 | 4 | 40112.4637 | 97699.8 | 817.7468 | 1991.7426 | 31.5518 | 1.5307 | 53.722 | 670787.0538 | 0 | 1176320.9995 | 0 | 0 | 0 | 0 | 720372.1408 | 1874260.5416 | 1279221.3319 | 5720962.0674 | 961560.8286 | 10211172.0509 | 10211172.0509 | 9278650.4665 | 4763559.1523 | 0 | 16893694.9469 | 41147076.6166 | 7498942.0933 | 0.42116 | 40112.4637 | 97699.8 | 817.7468 | 1991.7426
1 | 2700 | 707 | 0.02 | 15 | 15 | 7 | 1e-08 | 5spot_SharedNeighbor | CO2 | Porous | Wet | R600a | MinimizeLCOE_Brownfield | IgnoreSilica | 2019 | 86.6929 | 3.6909 | 0.10529 | 4 | 40112.4957 | 97699.8843 | 817.7475 | 1991.7443 | 31.5518 | 1.5307 | 54.6899 | 670786.7542 | 0 | 1176320.7008 | 0 | 0 | 0 | 0 | 720371.9074 | 1874259.9346 | 1279220.9175 | 5720960.2145 | 961560.8286 | 10211172.0509 | 10211172.0509 | 9278650.4665 | 4763559.1523 | 0 | 16893693.094 | 41147074.7637 | 10000000 | 0.42116 | 40112.4957 | 97699.8843 | 817.7475 | 1991.7443
1 | 2800 | 707 | 0.02 | 15 | 15 | 7 | 1e-13 | 5spot_SharedNeighbor | CO2 | Porous | Wet | R600a | MinimizeLCOE_Brownfield | IgnoreSilica | 2019 | 0 | 0 | 0 | 0 |  |  |  |  | 15 |  | 14.184 | [19 empty] | 100 | 0
1 | 2800 | 707 | 0.02 | 15 | 15 | 7 | 1.3335e-13 | 5spot_SharedNeighbor | CO2 | Porous | Wet | R600a | MinimizeLCOE_Brownfield | IgnoreSilica | 2019 | 0 | 0 | 0 | 0 |  |  |  |  | 15 |  | 13.9026 | [19 empty] | 133.3521 | 0
1 | 2800 | 707 | 0.02 | 15 | 15 | 7 | 1.7783e-13 | 5spot_SharedNeighbor | CO2 | Porous | Wet | R600a | MinimizeLCOE_Brownfield | IgnoreSilica | 2019 | 0 | 0 | 0 | 0 |  |  |  |  | 15 |  | 14.5615 | [19 empty] | 177.8279 | 0
1 | 2800 | 707 | 0.02 | 15 | 15 | 7 | 2.3714e-13 | 5spot_SharedNeighbor | CO2 | Porous | Wet | R600a | MinimizeLCOE_Brownfield | IgnoreSilica | 2019 | 0.41895 | -0.020156 | 0.00021002 | 4 | 13874685.1041 | 43735414.0579 | 282854.2227 | 891605.5721 | 24.6155 | 0.93393 | 28.4895 | 9338.0225 | 0 | 1577.6565 | 0 | 0 | 0 | 5701.5055 | 6480.702 | 16861.4572 | 11508.291 | 51467.6347 | 961560.8286 | 10642951.9172 | 10642951.9172 | 9533441.692 | 4909297.9377 | 0 | 11655980.3804 | 36741671.9274 | 237.1374 | 0.00084009 | 13874685.1041 | 43735414.0579 | 282854.2227 | 891605.5721
1 | 2800 | 707 | 0.02 | 15 | 15 | 7 | 3.1623e-13 | 5spot_SharedNeighbor | CO2 | Porous | Wet | R600a | MinimizeLCOE_Brownfield | IgnoreSilica | 2019 | 0.49674 | -0.019871 | 0.00036465 | 4 | 7998220.9226 | 25196838.5324 | 163054.5519 | 513671.6347 | 25.5959 | 1.0529 | 29.3549 | 11547.86 | 0 | 3909.7783 | 0 | 0 | 0 | 4428.9009 | 7755.7503 | 20178.8714 | 13772.4944 | 61593.6553 | 961560.8286 | 10642951.9172 | 10642951.9172 | 9533441.692 | 4909297.9377 | 0 | 11666106.4011 | 36751797.948 | 316.2278 | 0.0014586 | 7998220.9226 | 25196838.5324 | 163054.5519 | 513671.6347
1 | 2800 | 707 | 0.02 | 15 | 15 | 7 | 4.217e-13 | 5spot_SharedNeighbor | CO2 | Porous | Wet | R600a | MinimizeLCOE_Brownfield | IgnoreSilica | 2019 | 0.69881 | -0.018023 | 0.00058479 | 4 | 5004909.2807 | 15729135.7172 | 102031.8453 | 320659.7068 | 27.44 | 1.2807 | 37.869 | 17265.6572 | 0 | 9744.3566 | 0 | 0 | 0 | 6172.7811 | 12941.29 | 33670.582 | 22980.8641 | 102775.531 | 961560.8286 | 10642951.9172 | 10642951.9172 | 9533441.692 | 4909297.9377 | 0 | 11707288.2767 | 36792979.8236 | 421.6965 | 0.0023392 | 5004909.2807 | 15729135.7172 | 102031.8453 | 320659.7068
1 | 2800 | 707 | 0.02 | 15 | 15 | 7 | 5.6234e-13 | 5spot_SharedNeighbor | CO2 | Porous | Wet | R600a | MinimizeLCOE_Brownfield | IgnoreSilica | 2019 | 0.97664 | -0.01197 | 0.00092122 | 4 | 3192143.3538 | 9999887.7505 | 65076.16 | 203861.2376 | 28.9933 | 1.4799 | 31.3425 | 24832.4502 | 0 | 17582.4296 | 0 | 0 | 0 | 8642.7941 | 19912.4928 | 51808.2217 | 35360.1759 | 158138.5643 | 961560.8286 | 10642951.9172 | 10642951.9172 | 9533441.692 | 4909297.9377 | 0 | 11762651.3101 | 36848342.857 | 562.3413 | 0.0036849 | 3192143.3538 | 9999887.7505 | 65076.16 | 203861.2376
1 | 2800 | 707 | 0.02 | 15 | 15 | 7 | 7.4989e-13 | 5spot_SharedNeighbor | CO2 | Porous | Wet | R600a | MinimizeLCOE_Brownfield | IgnoreSilica | 2019 | 1.6 | 0.0065187 | 0.0013366 | 4 | 2225121.5532 | 6917134.4093 | 45362.1126 | 141015.1411 | 30.7491 | 1.7157 | 17.868 | 40316.4631 | 0 | 34203.6411 | 0 | 0 | 0 | 19765.3759 | 36771.3373 | 95671.4767 | 65297.7487 | 292026.0428 | 961560.8286 | 10642951.9172 | 10642951.9172 | 9533441.692 | 4909297.9377 | 0 | 11896538.7886 | 36982230.3355 | 749.8942 | 0.0053465 | 2225121.5532 | 6917134.4093 | 45362.1126 | 141015.1411
1 | 2800 | 707 | 0.02 | 15 | 15 | 7 | 1e-12 | 5spot_SharedNeighbor | CO2 | Porous | Wet | R600a | MinimizeLCOE_Brownfield | IgnoreSilica | 2019 | 1.6 | 0.0095354 | 0.0020702 | 4 | 1432457.6349 | 4461902.565 | 29202.5864 | 90961.919 | 30.7499 | 1.716 | 18.6328 | 40321.4905 | 0 | 34201.8031 | 0 | 0 | 0 | 8495.0869 | 32377.1684 | 84238.7506 | 57494.6782 | 257128.9776 | 961560.8286 | 10642951.9172 | 10642951.9172 | 9533441.692 | 4909297.9377 | 0 | 11861641.7234 | 36947333.2703 | 1000 | 0.0082806 | 1432457.6349 | 4461902.565 | 29202.5864 | 90961.919
1 | 2800 | 707 | 0.02 | 15 | 15 | 7 | 1.3335e-12 | 5spot_SharedNeighbor | CO2 | Porous | Wet | R600a | MinimizeLCOE_Brownfield | IgnoreSilica | 2019 | 1.6 | 0.010835 | 0.0023832 | 4 | 1241518.2692 | 3872990.3897 | 25310.0292 | 78956.1477 | 30.7499 | 1.7161 | 16.9443 | 40322.0065 | 0 | 34201.6144 | 0 | 0 | 0 | 0 | 29064.2122 | 75619.1181 | 51611.602 | 230818.5532 | 961560.8286 | 10642951.9172 | 10642951.9172 | 9533441.692 | 4909297.9377 | 0 | 11835331.2989 | 36921022.8459 | 1333.5214 | 0.0095329 | 1241518.2692 | 3872990.3897 | 25310.0292 | 78956.1477
1 | 2800 | 707 | 0.02 | 15 | 15 | 7 | 1.7783e-12 | 5spot_SharedNeighbor | CO2 | Porous | Wet | R600a | MinimizeLCOE_Brownfield | IgnoreSilica | 2019 | 3.1808 | 0.072706 | 0.004377 | 4 | 692143.1607 | 2124965.1971 | 14110.2745 | 43320.2898 | 32.294 | 1.9336 | 39.7725 | 73296.7213 | 0 | 71745.035 | 0 | 0 | 0 | 20735.4441 | 64653.1082 | 168214.1253 | 114809.597 | 513454.0308 | 961560.8286 | 10642951.9172 | 10642951.9172 | 9533441.692 | 4909297.9377 | 0 | 12117966.7766 | 37203658.3235 | 1778.2794 | 0.017508 | 692143.1607 | 2124965.1971 | 14110.2745 | 43320.2898
1 | 2800 | 707 | 0.02 | 15 | 15 | 7 | 2.3714e-12 | 5spot_SharedNeighbor | CO2 | Porous | Wet | R600a | MinimizeLCOE_Brownfield | IgnoreSilica | 2019 | 4.2091 | 0.11721 | 0.0061414 | 4 | 498916.1781 | 1520083.9069 | 10171.0811 | 30988.9665 | 32.702 | 1.9924 | 35.6969 | 91872.6992 | 0 | 93926.6031 | 0 | 0 | 0 | 24615.5778 | 82061.8033 | 213507.9789 | 145723.5828 | 651708.2452 | 961560.8286 | 10642951.9172 | 10642951.9172 | 9533441.692 | 4909297.9377 | 0 | 12256220.9909 | 37341912.5378 | 2371.3737 | 0.024566 | 498916.1781 | 1520083.9069 | 10171.0811 | 30988.9665
1 | 2800 | 707 | 0.02 | 15 | 15 | 7 | 3.1623e-12 | 5spot_SharedNeighbor | CO2 | Porous | Wet | R600a | MinimizeLCOE_Brownfield | IgnoreSilica | 2019 | 5.5682 | 0.17703 | 0.0085063 | 4 | 365182.4904 | 1102449.5039 | 7444.739 | 22474.9243 | 33.0168 | 2.0379 | 41.7534 | 114312.0124 | 0 | 121525.6035 | 0 | 0 | 0 | 29207.3094 | 103367.5208 | 268941.0857 | 183557.8171 | 820911.3489 | 961560.8286 | 10642951.9172 | 10642951.9172 | 9533441.692 | 4909297.9377 | 0 | 12425424.0947 | 37511115.6416 | 3162.2777 | 0.034025 | 365182.4904 | 1102449.5039 | 7444.739 | 22474.9243
1 | 2800 | 707 | 0.02 | 15 | 15 | 7 | 4.217e-12 | 5spot_SharedNeighbor | CO2 | Porous | Wet | R600a | MinimizeLCOE_Brownfield | IgnoreSilica | 2019 | 7.3218 | 0.25512 | 0.011654 | 4 | 270856.5981 | 809013.9596 | 5521.7781 | 16492.8438 | 33.2529 | 2.0718 | 47.6708 | 140808.2422 | 0 | 155086.9931 | 0 | 0 | 0 | 33819.1112 | 128588.5952 | 334561.1475 | 228344.8577 | 1021208.9469 | 961560.8286 | 10642951.9172 | 10642951.9172 | 9533441.692 | 4909297.9377 | 0 | 12625721.6927 | 37711413.2396 | 4216.965 | 0.046614 | 270856.5981 | 809013.9596 | 5521.7781 | 16492.8438
1 | 2800 | 707 | 0.02 | 15 | 15 | 7 | 5.6234e-12 | 5spot_SharedNeighbor | CO2 | Porous | Wet | R600a | MinimizeLCOE_Brownfield | IgnoreSilica | 2019 | 9.607 | 0.35753 | 0.015821 | 4 | 203318.0939 | 599711.2216 | 4144.9144 | 12225.9244 | 33.4305 | 2.0969 | 41.5452 | 172449.7445 | 0 | 196360.1628 | 0 | 0 | 0 | 38792.6367 | 158964.9922 | 413594.3014 | 282286.6092 | 1262448.4468 | 961560.8286 | 10642951.9172 | 10642951.9172 | 9533441.692 | 4909297.9377 | 0 | 12866961.1926 | 37952652.7395 | 5623.4133 | 0.063285 | 203318.0939 | 599711.2216 | 4144.9144 | 12225.9244
1 | 2800 | 707 | 0.02 | 15 | 15 | 7 | 7.4989e-12 | 5spot_SharedNeighbor | CO2 | Porous | Wet | R600a | MinimizeLCOE_Brownfield | IgnoreSilica | 2019 | 12.5307 | 0.48918 | 0.021293 | 4 | 154401.922 | 448935.6338 | 3147.692 | 9152.1601 | 33.5592 | 2.1141 | 38.6784 | 209590.2953 | 0 | 246268.1028 | 0 | 0 | 0 | 43304.0843 | 194673.3681 | 506500.1709 | 345696.7742 | 1546032.7956 | 961560.8286 | 10642951.9172 | 10642951.9172 | 9533441.692 | 4909297.9377 | 0 | 13150545.5414 | 38236237.0883 | 7498.9421 | 0.085171 | 154401.922 | 448935.6338 | 3147.692 | 9152.1601
1 | 2800 | 707 | 0.02 | 15 | 15 | 7 | 1e-11 | 5spot_SharedNeighbor | CO2 | Porous | Wet | R600a | MinimizeLCOE_Brownfield | IgnoreSilica | 2019 | 16.1964 | 0.65488 | 0.028386 | 4 | 118678.8995 | 339610.8768 | 2419.4299 | 6923.4271 | 33.6467 | 2.1243 | 48.9427 | 252380.1083 | 0 | 305545.0277 | 0 | 0 | 0 | 46115.4486 | 235575.828 | 612919.9812 | 418330.4814 | 1870866.8751 | 961560.8286 | 10642951.9172 | 10642951.9172 | 9533441.692 | 4909297.9377 | 0 | 13475379.6208 | 38561071.1678 | 10000 | 0.11354 | 118678.8995 | 339610.8768 | 2419.4299 | 6923.4271
1 | 2800 | 707 | 0.02 | 15 | 15 | 7 | 1.3335e-11 | 5spot_SharedNeighbor | CO2 | Porous | Wet | R600a | MinimizeLCOE_Brownfield | IgnoreSilica | 2019 | 20.6741 | 0.85803 | 0.03741 | 4 | 92451.5957 | 260089.7668 | 1884.7508 | 5302.2817 | 33.6981 | 2.1277 | 33.9909 | 300478.5704 | 0 | 374334.1165 | 0 | 0 | 0 | 45218.147 | 280812.0252 | 730615.2872 | 498659.9461 | 2230118.0925 | 961560.8286 | 10642951.9172 | 10642951.9172 | 9533441.692 | 4909297.9377 | 0 | 13834630.8383 | 38920322.3852 | 13335.2143 | 0.14964 | 92451.5957 | 260089.7668 | 1884.7508 | 5302.2817
1 | 2800 | 707 | 0.02 | 15 | 15 | 7 | 1.7783e-11 | 5spot_SharedNeighbor | CO2 | Porous | Wet | R600a | MinimizeLCOE_Brownfield | IgnoreSilica | 2019 | 25.8675 | 1.0948 | 0.04854 | 4 | 73138.6383 | 202340.1227 | 1491.0301 | 4124.9771 | 33.7162 | 2.1243 | 48.0657 | 351916.0326 | 0 | 450438.8555 | 0 | 0 | 0 | 35822.0022 | 326888.9872 | 850498.0906 | 580482.4228 | 2596046.391 | 961560.8286 | 10642951.9172 | 10642951.9172 | 9533441.692 | 4909297.9377 | 0 | 14200559.1368 | 39286250.6837 | 17782.7941 | 0.19416 | 73138.6383 | 202340.1227 | 1491.0301 | 4124.9771
1 | 2800 | 707 | 0.02 | 15 | 15 | 7 | 2.3714e-11 | 5spot_SharedNeighbor | CO2 | Porous | Wet | R600a | MinimizeLCOE_Brownfield | IgnoreSilica | 2019 | 31.4847 | 1.3525 | 0.061668 | 4 | 58755.4059 | 160451.2052 | 1197.8084 | 3271.0148 | 33.7033 | 2.114 | 33.9798 | 403323.1134 | 0 | 529408.9726 | 0 | 0 | 0 | 0 | 363765.5135 | 946443.2477 | 645966.964 | 2888907.8113 | 961560.8286 | 10642951.9172 | 10642951.9172 | 9533441.692 | 4909297.9377 | 0 | 14493420.557 | 39579112.1039 | 23713.7371 | 0.24667 | 58755.4059 | 160451.2052 | 1197.8084 | 3271.0148
1 | 2800 | 707 | 0.02 | 15 | 15 | 7 | 3.1623e-11 | 5spot_SharedNeighbor | CO2 | Porous | Wet | R600a | MinimizeLCOE_Brownfield | IgnoreSilica | 2019 | 40.4183 | 1.7577 | 0.07791 | 4 | 48442.3236 | 128937.9999 | 987.5623 | 2628.5755 | 33.6413 | 2.089 | 29.0248 | 477900.9954 | 0 | 649570.2659 | 0 | 0 | 0 | 0 | 439713.7919 | 1144045.0888 | 780834.2809 | 3492064.4229 | 961560.8286 | 10642951.9172 | 10642951.9172 | 9533441.692 | 4909297.9377 | 0 | 15096577.1687 | 40182268.7156 | 31622.7766 | 0.31164 | 48442.3236 | 128937.9999 | 987.5623 | 2628.5755
1 | 2800 | 707 | 0.02 | 15 | 15 | 7 | 4.217e-11 | 5spot_SharedNeighbor | CO2 | Porous | Wet | R600a | MinimizeLCOE_Brownfield | IgnoreSilica | 2019 | 50.825 | 2.2296 | 0.095283 | 4 | 41324.5408 | 107143.4193 | 842.4567 | 2184.2635 | 33.5153 | 2.0469 | 34.7072 | 555165.1686 | 0 | 783310.6061 | 0 | 0 | 0 | 0 | 522005.5521 | 1358151.3686 | 926966.2163 | 4145598.9116 | 961560.8286 | 10642951.9172 | 10642951.9172 | 9533441.692 | 4909297.9377 | 0 | 15750111.6574 | 40835803.2043 | 42169.6503 | 0.38113 | 41324.5408 | 107143.4193 | 842.4567 | 2184.2635
1 | 2800 | 707 | 0.02 | 15 | 15 | 7 | 5.6234e-11 | 5spot_SharedNeighbor | CO2 | Porous | Wet | R600a | MinimizeLCOE_Brownfield | IgnoreSilica | 2019 | 62.2212 | 2.7459 | 0.11187 | 4 | 36681.6902 | 92740.369 | 747.8059 | 1890.6379 | 33.3193 | 1.9864 | 37.8042 | 629055.7597 | 0 | 923988.6809 | 0 | 0 | 0 | 0 | 605687.3318 | 1575874.1938 | 1075566.5183 | 4810172.4844 | 961560.8286 | 10642951.9172 | 10642951.9172 | 9533441.692 | 4909297.9377 | 0 | 16414685.2302 | 41500376.7771 | 56234.1325 | 0.44749 | 36681.6902 | 92740.369 | 747.8059 | 1890.6379
1 | 2800 | 707 | 0.02 | 15 | 15 | 7 | 7.4989e-11 | 5spot_SharedNeighbor | CO2 | Porous | Wet | R600a | MinimizeLCOE_Brownfield | IgnoreSilica | 2019 | 73.7487 | 3.2666 | 0.12555 | 4 | 33928.3177 | 83881.0817 | 691.6746 | 1710.0293 | 33.0652 | 1.9114 | 36.81 | 693028.6091 | 0 | 1061393.434 | 0 | 0 | 0 | 0 | 684224.5968 | 1780212.0472 | 1215031.3019 | 5433889.9891 | 961560.8286 | 10642951.9172 | 10642951.9172 | 9533441.692 | 4909297.9377 | 0 | 17038402.7349 | 42124094.2818 | 74989.4209 | 0.50219 | 33928.3177 | 83881.0817 | 691.6746 | 1710.0293
1 | 2800 | 707 | 0.02 | 15 | 15 | 7 | 1e-10 | 5spot_SharedNeighbor | CO2 | Porous | Wet | R600a | MinimizeLCOE_Brownfield | IgnoreSilica | 2019 | 84.7576 | 3.762 | 0.13491 | 4 | 32596.2103 | 79082.7411 | 664.5178 | 1612.2086 | 32.7632 | 1.8251 | 42.9231 | 743505.2942 | 0 | 1189011.9159 | 0 | 0 | 0 | 0 | 753681.7119 | 1960925.2131 | 1338371.7509 | 5985495.886 | 961560.8286 | 10642951.9172 | 10642951.9172 | 9533441.692 | 4909297.9377 | 0 | 17590008.6318 | 42675700.1787 | 100000 | 0.53963 | 32596.2103 | 79082.7411 | 664.5178 | 1612.2086
1 | 2800 | 707 | 0.02 | 15 | 15 | 7 | 1.3335e-10 | 5spot_SharedNeighbor | CO2 | Porous | Wet | R600a | MinimizeLCOE_Brownfield | IgnoreSilica | 2019 | 93.695 | 4.1625 | 0.13942 | 4 | 32287.4547 | 77268.3882 | 658.2234 | 1575.2206 | 32.4743 | 1.7447 | 49.0088 | 776557.063 | 0 | 1290459.6882 | 0 | 0 | 0 | 0 | 806136.533 | 2097401.8975 | 1431519.8924 | 6402075.0742 | 961560.8286 | 10642951.9172 | 10642951.9172 | 9533441.692 | 4909297.9377 | 0 | 18006587.82 | 43092279.3669 | 133352.1432 | 0.5577 | 32287.4547 | 77268.3882 | 658.2234 | 1575.2206
1 | 2800 | 707 | 0.02 | 15 | 15 | 7 | 1.7783e-10 | 5spot_SharedNeighbor | CO2 | Porous | Wet | R600a | MinimizeLCOE_Brownfield | IgnoreSilica | 2019 | 93.6897 | 4.1621 | 0.13941 | 4 | 32288.9928 | 77273.0144 | 658.2548 | 1575.3149 | 32.4742 | 1.7447 | 54.8727 | 776516.9519 | 0 | 1290377.6183 | 0 | 0 | 0 | 0 | 806088.8824 | 2097277.9204 | 1431435.2754 | 6401696.6484 | 961560.8286 | 10642951.9172 | 10642951.9172 | 9533441.692 | 4909297.9377 | 0 | 18006209.3942 | 43091900.9411 | 177827.941 | 0.55766 | 32288.9928 | 77273.0144 | 658.2548 | 1575.3149
1 | 2800 | 707 | 0.02 | 15 | 15 | 7 | 2.3714e-10 | 5spot_SharedNeighbor | CO2 | Porous | Wet | R600a | MinimizeLCOE_Brownfield | IgnoreSilica | 2019 | 93.6702 | 4.1612 | 0.1394 | 4 | 32290.1571 | 77278.2572 | 658.2785 | 1575.4218 | 32.4746 | 1.7449 | 52.8032 | 776435.3998 | 0 | 1290141.756 | 0 | 0 | 0 | 0 | 805965.0908 | 2096955.84 | 1431215.4489 | 6400713.5355 | 961560.8286 | 10642951.9172 | 10642951.9172 | 9533441.692 | 4909297.9377 | 0 | 18005226.2813 | 43090917.8282 | 237137.3706 | 0.55761 | 32290.1571 | 77278.2572 | 658.2785 | 1575.4218
1 | 2800 | 707 | 0.02 | 15 | 15 | 7 | 3.1623e-10 | 5spot_SharedNeighbor | CO2 | Porous | Wet | R600a | MinimizeLCOE_Brownfield | IgnoreSilica | 2019 | 93.6749 | 4.1614 | 0.1394 | 4 | 32291.0362 | 77280.0391 | 658.2964 | 1575.4581 | 32.4743 | 1.7448 | 60.8614 | 776437.8356 | 0 | 1290180.9188 | 0 | 0 | 0 | 0 | 805981.3142 | 2096998.05 | 1431244.2582 | 6400842.3768 | 961560.8286 | 10642951.9172 | 10642951.9172 | 9533441.692 | 4909297.9377 | 0 | 18005355.1225 | 43091046.6695 | 316227.766 | 0.5576 | 32291.0362 | 77280.0391 | 658.2964 | 1575.4581
1 | 2800 | 707 | 0.02 | 15 | 15 | 7 | 4.217e-10 | 5spot_SharedNeighbor | CO2 | Porous | Wet | R600a | MinimizeLCOE_Brownfield | IgnoreSilica | 2019 | 93.6749 | 4.1613 | 0.1394 | 4 | 32291.6993 | 77281.7769 | 658.31 | 1575.4936 | 32.4741 | 1.7447 | 60.4899 | 776428.0982 | 0 | 1290171.1767 | 0 | 0 | 0 | 0 | 805973.7172 | 2096978.2842 | 1431230.7676 | 6400782.0438 | 961560.8286 | 10642951.9172 | 10642951.9172 | 9533441.692 | 4909297.9377 | 0 | 18005294.7896 | 43090986.3365 | 421696.5034 | 0.55758 | 32291.6993 | 77281.7769 | 658.31 | 1575.4936
1 | 2800 | 707 | 0.02 | 15 | 15 | 7 | 5.6234e-10 | 5spot_SharedNeighbor | CO2 | Porous | Wet | R600a | MinimizeLCOE_Brownfield | IgnoreSilica | 2019 | 93.6749 | 4.1613 | 0.13939 | 4 | 32292.1988 | 77283.0858 | 658.3202 | 1575.5202 | 32.474 | 1.7447 | 62.2503 | 776420.765 | 0 | 1290163.841 | 0 | 0 | 0 | 0 | 805967.9963 | 2096963.3997 | 1431220.6086 | 6400736.6106 | 961560.8286 | 10642951.9172 | 10642951.9172 | 9533441.692 | 4909297.9377 | 0 | 18005249.3564 | 43090940.9033 | 562341.3252 | 0.55757 | 32292.1988 | 77283.0858 | 658.3202 | 1575.5202
1 | 2800 | 707 | 0.02 | 15 | 15 | 7 | 7.4989e-10 | 5spot_SharedNeighbor | CO2 | Porous | Wet | R600a | MinimizeLCOE_Brownfield | IgnoreSilica | 2019 | 93.6554 | 4.1604 | 0.13938 | 4 | 32292.5743 | 77286.2613 | 658.3278 | 1575.585 | 32.4746 | 1.7449 | 59.1194 | 776350.8105 | 0 | 1289939.6082 | 0 | 0 | 0 | 0 | 805853.2633 | 2096664.8878 | 1431016.8681 | 6399825.4377 | 961560.8286 | 10642951.9172 | 10642951.9172 | 9533441.692 | 4909297.9377 | 0 | 18004338.1835 | 43090029.7304 | 749894.2093 | 0.55754 | 32292.5743 | 77286.2613 | 658.3278 | 1575.585
1 | 2800 | 707 | 0.02 | 15 | 15 | 7 | 1e-09 | 5spot_SharedNeighbor | CO2 | Porous | Wet | R600a | MinimizeLCOE_Brownfield | IgnoreSilica | 2019 | 93.6554 | 4.1604 | 0.13938 | 4 | 32292.8565 | 77287.0009 | 658.3336 | 1575.6001 | 32.4746 | 1.7449 | 59.4309 | 776346.6675 | 0 | 1289935.465 | 0 | 0 | 0 | 0 | 805850.0317 | 2096656.4799 | 1431011.1295 | 6399799.7737 | 961560.8286 | 10642951.9172 | 10642951.9172 | 9533441.692 | 4909297.9377 | 0 | 18004312.5195 | 43090004.0664 | 1000000 | 0.55753 | 32292.8565 | 77287.0009 | 658.3336 | 1575.6001
1 | 2800 | 707 | 0.02 | 15 | 15 | 7 | 1.3335e-09 | 5spot_SharedNeighbor | CO2 | Porous | Wet | R600a | MinimizeLCOE_Brownfield | IgnoreSilica | 2019 | 93.6554 | 4.1604 | 0.13938 | 4 | 32293.0685 | 77287.5565 | 658.3379 | 1575.6114 | 32.4745 | 1.7449 | 58.36 | 776343.5551 | 0 | 1289932.3527 | 0 | 0 | 0 | 0 | 805847.604 | 2096650.1637 | 1431006.8186 | 6399780.4941 | 961560.8286 | 10642951.9172 | 10642951.9172 | 9533441.692 | 4909297.9377 | 0 | 18004293.2399 | 43089984.7868 | 1333521.4322 | 0.55753 | 32293.0685 | 77287.5565 | 658.3379 | 1575.6114
1 | 2800 | 707 | 0.02 | 15 | 15 | 7 | 1.7783e-09 | 5spot_SharedNeighbor | CO2 | Porous | Wet | R600a | MinimizeLCOE_Brownfield | IgnoreSilica | 2019 | 93.6554 | 4.1604 | 0.13938 | 4 | 32293.2278 | 77287.9738 | 658.3411 | 1575.6199 | 32.4745 | 1.7449 | 59.688 | 776341.2179 | 0 | 1289930.0158 | 0 | 0 | 0 | 0 | 805845.7811 | 2096645.4208 | 1431003.5815 | 6399766.0171 | 961560.8286 | 10642951.9172 | 10642951.9172 | 9533441.692 | 4909297.9377 | 0 | 18004278.7629 | 43089970.3098 | 1778279.41 | 0.55752 | 32293.2278 | 77287.9738 | 658.3411 | 1575.6199
1 | 2800 | 707 | 0.02 | 15 | 15 | 7 | 2.3714e-09 | 5spot_SharedNeighbor | CO2 | Porous | Wet | R600a | MinimizeLCOE_Brownfield | IgnoreSilica | 2019 | 93.6554 | 4.1603 | 0.13938 | 4 | 32293.3473 | 77288.287 | 658.3436 | 1575.6263 | 32.4745 | 1.7449 | 60.8027 | 776339.4634 | 0 | 1289928.2616 | 0 | 0 | 0 | 0 | 805844.4128 | 2096641.8606 | 1431001.1516 | 6399755.15 | 961560.8286 | 10642951.9172 | 10642951.9172 | 9533441.692 | 4909297.9377 | 0 | 18004267.8958 | 43089959.4427 | 2371373.7057 | 0.55752 | 32293.3473 | 77288.287 | 658.3436 | 1575.6263
1 | 2800 | 707 | 0.02 | 15 | 15 | 7 | 3.1623e-09 | 5spot_SharedNeighbor | CO2 | Porous | Wet | R600a | MinimizeLCOE_Brownfield | IgnoreSilica | 2019 | 93.6554 | 4.1603 | 0.13938 | 4 | 32293.437 | 77288.5221 | 658.3454 | 1575.6311 | 32.4745 | 1.7449 | 57.405 | 776338.1467 | 0 | 1289926.9453 | 0 | 0 | 0 | 0 | 805843.3859 | 2096639.1888 | 1430999.328 | 6399746.9947 | 961560.8286 | 10642951.9172 | 10642951.9172 | 9533441.692 | 4909297.9377 | 0 | 18004259.7405 | 43089951.2874 | 3162277.6602 | 0.55752 | 32293.437 | 77288.5221 | 658.3454 | 1575.6311
1 | 2800 | 707 | 0.02 | 15 | 15 | 7 | 4.217e-09 | 5spot_SharedNeighbor | CO2 | Porous | Wet | R600a | MinimizeLCOE_Brownfield | IgnoreSilica | 2019 | 93.6554 | 4.1603 | 0.13938 | 4 | 32293.5043 | 77288.6985 | 658.3468 | 1575.6347 | 32.4744 | 1.7449 | 60.6428 | 776337.1588 | 0 | 1289925.9576 | 0 | 0 | 0 | 0 | 805842.6154 | 2096637.1841 | 1430997.9598 | 6399740.8756 | 961560.8286 | 10642951.9172 | 10642951.9172 | 9533441.692 | 4909297.9377 | 0 | 18004253.6214 | 43089945.1683 | 4216965.0343 | 0.55752 | 32293.5043 | 77288.6985 | 658.3468 | 1575.6347
1 | 2800 | 707 | 0.02 | 15 | 15 | 7 | 5.6234e-09 | 5spot_SharedNeighbor | CO2 | Porous | Wet | R600a | MinimizeLCOE_Brownfield | IgnoreSilica | 2019 | 93.6554 | 4.1603 | 0.13938 | 4 | 32293.5548 | 77288.8309 | 658.3478 | 1575.6374 | 32.4744 | 1.7449 | 59.3328 | 776336.4176 | 0 | 1289925.2166 | 0 | 0 | 0 | 0 | 805842.0373 | 2096635.6802 | 1430996.9333 | 6399736.285 | 961560.8286 | 10642951.9172 | 10642951.9172 | 9533441.692 | 4909297.9377 | 0 | 18004249.0308 | 43089940.5777 | 5623413.2519 | 0.55752 | 32293.5548 | 77288.8309 | 658.3478 | 1575.6374
1 | 2800 | 707 | 0.02 | 15 | 15 | 7 | 7.4989e-09 | 5spot_SharedNeighbor | CO2 | Porous | Wet | R600a | MinimizeLCOE_Brownfield | IgnoreSilica | 2019 | 93.6554 | 4.1603 | 0.13938 | 4 | 32293.5927 | 77288.9301 | 658.3486 | 1575.6394 | 32.4744 | 1.7449 | 59.863 | 776335.8616 | 0 | 1289924.6608 | 0 | 0 | 0 | 0 | 805841.6037 | 2096634.5521 | 1430996.1633 | 6399732.8415 | 961560.8286 | 10642951.9172 | 10642951.9172 | 9533441.692 | 4909297.9377 | 0 | 18004245.5872 | 43089937.1341 | 7498942.0933 | 0.55752 | 32293.5927 | 77288.9301 | 658.3486 | 1575.6394
1 | 2800 | 707 | 0.02 | 15 | 15 | 7 | 1e-08 | 5spot_SharedNeighbor | CO2 | Porous | Wet | R600a | MinimizeLCOE_Brownfield | IgnoreSilica | 2019 | 93.6554 | 4.1603 | 0.13938 | 4 | 32293.6211 | 77289.0046 | 658.3491 | 1575.6409 | 32.4744 | 1.7448 | 59.5678 | 776335.4445 | 0 | 1289924.2439 | 0 | 0 | 0 | 0 | 805841.2785 | 2096633.7059 | 1430995.5858 | 6399730.2585 | 961560.8286 | 10642951.9172 | 10642951.9172 | 9533441.692 | 4909297.9377 | 0 | 18004243.0043 | 43089934.5512 | 10000000 | 0.55752 | 32293.6211 | 77289.0046 | 658.3491 | 1575.6409
1 | 2900 | 707 | 0.02 | 15 | 15 | 7 | 1e-13 | 5spot_SharedNeighbor | CO2 | Porous | Wet | R600a | MinimizeLCOE_Brownfield | IgnoreSilica | 2019 | 0 | 0 | 0 | 0 |  |  |  |  | 15 |  | 14.0209 | [19 empty] | 100 | 0
1 | 2900 | 707 | 0.02 | 15 | 15 | 7 | 1.3335e-13 | 5spot_SharedNeighbor | CO2 | Porous | Wet | R600a | MinimizeLCOE_Brownfield | IgnoreSilica | 2019 | 0 | 0 | 0 | 0 |  |  |  |  | 15 |  | 14.3023 | [19 empty] | 133.3521 | 0
1 | 2900 | 707 | 0.02 | 15 | 15 | 7 | 1.7783e-13 | 5spot_SharedNeighbor | CO2 | Porous | Wet | R600a | MinimizeLCOE_Brownfield | IgnoreSilica | 2019 | 0 | 0 | 0 | 0 |  |  |  |  | 15 |  | 15.3222 | [19 empty] | 177.8279 | 0
1 | 2900 | 707 | 0.02 | 15 | 15 | 7 | 2.3714e-13 | 5spot_SharedNeighbor | CO2 | Porous | Wet | R600a | MinimizeLCOE_Brownfield | IgnoreSilica | 2019 | 0.41895 | -0.02131 | 0.00021086 | 4 | 14348118.8148 | 45093503.1991 | 292505.8093 | 919292.0562 | 24.799 | 1.124 | 29.2455 | 10551.5361 | 0 | 1121.0818 | 0 | 0 | 0 | 7560.9565 | 7501.094 | 19516.308 | 13320.2812 | 59571.2577 | 961560.8286 | 11080591.8743 | 11080591.8743 | 9793800.0038 | 5057380.7595 | 0 | 12101723.9607 | 38033496.5983 | 237.1374 | 0.00084344 | 14348118.8148 | 45093503.1991 | 292505.8093 | 919292.0562
1 | 2900 | 707 | 0.02 | 15 | 15 | 7 | 3.1623e-13 | 5spot_SharedNeighbor | CO2 | Porous | Wet | R600a | MinimizeLCOE_Brownfield | IgnoreSilica | 2019 | 0.51156 | -0.021301 | 0.00037073 | 4 | 8171920.0306 | 25658863.0961 | 166595.6432 | 523090.6304 | 26.0167 | 1.2704 | 29.622 | 13362.7803 | 0 | 3982.2223 | 0 | 0 | 0 | 7246.8867 | 9590.8368 | 24953.39 | 17031.2014 | 76167.3175 | 961560.8286 | 11080591.8743 | 11080591.8743 | 9793800.0038 | 5057380.7595 | 0 | 12118320.0204 | 38050092.6581 | 316.2278 | 0.0014829 | 8171920.0306 | 25658863.0961 | 166595.6432 | 523090.6304
1 | 2900 | 707 | 0.02 | 15 | 15 | 7 | 4.217e-13 | 5spot_SharedNeighbor | CO2 | Porous | Wet | R600a | MinimizeLCOE_Brownfield | IgnoreSilica | 2019 | 0.73307 | -0.019354 | 0.00061081 | 4 | 4980264.8728 | 15593929.0383 | 101529.4357 | 317903.3358 | 28.0839 | 1.5238 | 31.1754 | 20073.8927 | 0 | 10484.7623 | 0 | 0 | 0 | 10074.1811 | 15846.8061 | 41230.1388 | 28140.417 | 125850.1981 | 961560.8286 | 11080591.8743 | 11080591.8743 | 9793800.0038 | 5057380.7595 | 0 | 12168002.901 | 38099775.5386 | 421.6965 | 0.0024432 | 4980264.8728 | 15593929.0383 | 101529.4357 | 317903.3358
1 | 2900 | 707 | 0.02 | 15 | 15 | 7 | 5.6234e-13 | 5spot_SharedNeighbor | CO2 | Porous | Wet | R600a | MinimizeLCOE_Brownfield | IgnoreSilica | 2019 | 1.0304 | -0.012672 | 0.00098252 | 4 | 3112502.687 | 9710802.4409 | 63452.5772 | 197967.8426 | 29.7663 | 1.7368 | 27.4616 | 28732.2812 | 0 | 19015.4153 | 0 | 0 | 0 | 13660.675 | 23949.2649 | 62311.0746 | 42528.5888 | 190197.2998 | 961560.8286 | 11080591.8743 | 11080591.8743 | 9793800.0038 | 5057380.7595 | 0 | 12232350.0027 | 38164122.6404 | 562.3413 | 0.0039301 | 3112502.687 | 9710802.4409 | 63452.5772 | 197967.8426
1 | 2900 | 707 | 0.02 | 15 | 15 | 7 | 7.4989e-13 | 5spot_SharedNeighbor | CO2 | Porous | Wet | R600a | MinimizeLCOE_Brownfield | IgnoreSilica | 2019 | 1.6 | 0.0049261 | 0.0014901 | 4 | 2073406.9649 | 6424028.8498 | 42269.2055 | 130962.5172 | 31.4732 | 1.9617 | 18.3579 | 43991.2601 | 0 | 34543.8285 | 0 | 0 | 0 | 23599.7555 | 39832.5892 | 103636.2263 | 70733.854 | 316337.5136 | 961560.8286 | 11080591.8743 | 11080591.8743 | 9793800.0038 | 5057380.7595 | 0 | 12358490.2165 | 38290262.8541 | 749.8942 | 0.0059605 | 2073406.9649 | 6424028.8498 | 42269.2055 | 130962.5172
1 | 2900 | 707 | 0.02 | 15 | 15 | 7 | 1e-12 | 5spot_SharedNeighbor | CO2 | Porous | Wet | R600a | MinimizeLCOE_Brownfield | IgnoreSilica | 2019 | 1.6 | 0.0079655 | 0.0022218 | 4 | 1387106.7453 | 4304955.1398 | 28278.0472 | 87762.3334 | 31.4729 | 1.9615 | 16.191 | 43989.3651 | 0 | 34544.5324 | 0 | 0 | 0 | 13635.1459 | 35945.9269 | 93523.9284 | 63832.0028 | 285470.9016 | 961560.8286 | 11080591.8743 | 11080591.8743 | 9793800.0038 | 5057380.7595 | 0 | 12327623.6045 | 38259396.2421 | 1000 | 0.0088873 | 1387106.7453 | 4304955.1398 | 28278.0472 | 87762.3334
1 | 2900 | 707 | 0.02 | 15 | 15 | 7 | 1.3335e-12 | 5spot_SharedNeighbor | CO2 | Porous | Wet | R600a | MinimizeLCOE_Brownfield | IgnoreSilica | 2019 | 1.6 | 0.010251 | 0.0027684 | 4 | 1110236.2581 | 3451961.1898 | 22633.6678 | 70372.898 | 31.4732 | 1.9617 | 17.9619 | 43991.2378 | 0 | 34543.8368 | 0 | 0 | 0 | 2947.3257 | 31778.1361 | 82680.1916 | 56430.9297 | 252371.6578 | 961560.8286 | 11080591.8743 | 11080591.8743 | 9793800.0038 | 5057380.7595 | 0 | 12294524.3607 | 38226296.9984 | 1333.5214 | 0.011074 | 1110236.2581 | 3451961.1898 | 22633.6678 | 70372.898
1 | 2900 | 707 | 0.02 | 15 | 15 | 7 | 1.7783e-12 | 5spot_SharedNeighbor | CO2 | Porous | Wet | R600a | MinimizeLCOE_Brownfield | IgnoreSilica | 2019 | 3.366 | 0.08029 | 0.0048454 | 4 | 652215.4044 | 1990161.5599 | 13296.2932 | 40572.1353 | 33.3141 | 2.2136 | 34.09 | 83657.3866 | 0 | 77387.3424 | 0 | 0 | 0 | 32333.0896 | 75417.3492 | 196220.4725 | 133924.5044 | 598940.1447 | 961560.8286 | 11080591.8743 | 11080591.8743 | 9793800.0038 | 5057380.7595 | 0 | 12641092.8476 | 38572865.4852 | 1778.2794 | 0.019382 | 652215.4044 | 1990161.5599 | 13296.2932 | 40572.1353
1 | 2900 | 707 | 0.02 | 15 | 15 | 7 | 2.3714e-12 | 5spot_SharedNeighbor | CO2 | Porous | Wet | R600a | MinimizeLCOE_Brownfield | IgnoreSilica | 2019 | 4.4675 | 0.12962 | 0.0068239 | 4 | 469043.0179 | 1419084.1409 | 9562.0763 | 28929.9497 | 33.7584 | 2.2756 | 28.8124 | 104949.7474 | 0 | 101543.2492 | 0 | 0 | 0 | 39071.0239 | 95769.968 | 249173.8116 | 170066.2464 | 760574.0464 | 961560.8286 | 11080591.8743 | 11080591.8743 | 9793800.0038 | 5057380.7595 | 0 | 12802726.7493 | 38734499.3869 | 2371.3737 | 0.027295 | 469043.0179 | 1419084.1409 | 9562.0763 | 28929.9497
1 | 2900 | 707 | 0.02 | 15 | 15 | 7 | 3.1623e-12 | 5spot_SharedNeighbor | CO2 | Porous | Wet | R600a | MinimizeLCOE_Brownfield | IgnoreSilica | 2019 | 5.8823 | 0.19422 | 0.0094715 | 4 | 342951.317 | 1027421.5979 | 6991.5265 | 20945.379 | 34.0925 | 2.3223 | 42.1538 | 129970.1905 | 0 | 130762.6511 | 0 | 0 | 0 | 46270.308 | 119731.2283 | 311516.0959 | 212616.1364 | 950866.6102 | 961560.8286 | 11080591.8743 | 11080591.8743 | 9793800.0038 | 5057380.7595 | 0 | 12993019.3132 | 38924791.9508 | 3162.2777 | 0.037886 | 342951.317 | 1027421.5979 | 6991.5265 | 20945.379
1 | 2900 | 707 | 0.02 | 15 | 15 | 7 | 4.217e-12 | 5spot_SharedNeighbor | CO2 | Porous | Wet | R600a | MinimizeLCOE_Brownfield | IgnoreSilica | 2019 | 7.7434 | 0.28004 | 0.012999 | 4 | 254355.3422 | 753098.2797 | 5185.3777 | 15352.9271 | 34.3491 | 2.3578 | 46.3086 | 160118.4071 | 0 | 166999.8491 | 0 | 0 | 0 | 54789.9144 | 148944.1866 | 387522.2208 | 264491.8785 | 1182866.4566 | 961560.8286 | 11080591.8743 | 11080591.8743 | 9793800.0038 | 5057380.7595 | 0 | 13225019.1595 | 39156791.7971 | 4216.965 | 0.051994 | 254355.3422 | 753098.2797 | 5185.3777 | 15352.9271
1 | 2900 | 707 | 0.02 | 15 | 15 | 7 | 5.6234e-12 | 5spot_SharedNeighbor | CO2 | Porous | Wet | R600a | MinimizeLCOE_Brownfield | IgnoreSilica | 2019 | 10.1601 | 0.39223 | 0.017666 | 4 | 191092.9648 | 558066.3352 | 3895.6886 | 11376.9371 | 34.5413 | 2.3838 | 42.9796 | 196004.1528 | 0 | 211405.3766 | 0 | 0 | 0 | 64370.715 | 183994.2953 | 478715.414 | 326733.1067 | 1461223.0604 | 961560.8286 | 11080591.8743 | 11080591.8743 | 9793800.0038 | 5057380.7595 | 0 | 13503375.7633 | 39435148.401 | 5623.4133 | 0.070664 | 191092.9648 | 558066.3352 | 3895.6886 | 11376.9371
1 | 2900 | 707 | 0.02 | 15 | 15 | 7 | 7.4989e-12 | 5spot_SharedNeighbor | CO2 | Porous | Wet | R600a | MinimizeLCOE_Brownfield | IgnoreSilica | 2019 | 13.2345 | 0.53567 | 0.023784 | 4 | 145364.0052 | 417944.4035 | 2963.4419 | 8520.362 | 34.6799 | 2.4015 | 35.1579 | 237912.5132 | 0 | 264808.5362 | 0 | 0 | 0 | 74230.3225 | 225011.035 | 585432.557 | 399569.7496 | 1786964.7136 | 961560.8286 | 11080591.8743 | 11080591.8743 | 9793800.0038 | 5057380.7595 | 0 | 13829117.4165 | 39760890.0541 | 7498.9421 | 0.095134 | 145364.0052 | 417944.4035 | 2963.4419 | 8520.362
1 | 2900 | 707 | 0.02 | 15 | 15 | 7 | 1e-11 | 5spot_SharedNeighbor | CO2 | Porous | Wet | R600a | MinimizeLCOE_Brownfield | IgnoreSilica | 2019 | 17.1003 | 0.71669 | 0.031704 | 4 | 112019.6041 | 316501.6191 | 2283.6711 | 6452.3136 | 34.7742 | 2.4116 | 37.1926 | 286358.2157 | 0 | 328431.8779 | 0 | 0 | 0 | 83836.841 | 272464.5045 | 708896.7505 | 483836.5986 | 2163824.788 | 961560.8286 | 11080591.8743 | 11080591.8743 | 9793800.0038 | 5057380.7595 | 0 | 14205977.491 | 40137750.1286 | 10000 | 0.12682 | 112019.6041 | 316501.6191 | 2283.6711 | 6452.3136
1 | 2900 | 707 | 0.02 | 15 | 15 | 7 | 1.3335e-11 | 5spot_SharedNeighbor | CO2 | Porous | Wet | R600a | MinimizeLCOE_Brownfield | IgnoreSilica | 2019 | 21.8339 | 0.93914 | 0.041761 | 4 | 87574.6799 | 242815.5422 | 1785.3283 | 4950.1233 | 34.8293 | 2.4143 | 35.0675 | 340958.3953 | 0 | 402452.0759 | 0 | 0 | 0 | 91688.4272 | 325688.5704 | 847374.8522 | 578350.7485 | 2586513.0696 | 961560.8286 | 11080591.8743 | 11080591.8743 | 9793800.0038 | 5057380.7595 | 0 | 14628665.7725 | 40560438.4101 | 13335.2143 | 0.16704 | 87574.6799 | 242815.5422 | 1785.3283 | 4950.1233
1 | 2900 | 707 | 0.02 | 15 | 15 | 7 | 1.7783e-11 | 5spot_SharedNeighbor | CO2 | Porous | Wet | R600a | MinimizeLCOE_Brownfield | IgnoreSilica | 2019 | 27.4 | 1.2018 | 0.054155 | 4 | 69614.099 | 189324.5782 | 1419.1776 | 3859.6376 | 34.8476 | 2.4094 | 46.5563 | 400124.0104 | 0 | 485455.1321 | 0 | 0 | 0 | 95194.5888 | 382501.7552 | 995191.1052 | 679238.3784 | 3037704.9702 | 961560.8286 | 11080591.8743 | 11080591.8743 | 9793800.0038 | 5057380.7595 | 0 | 15079857.6731 | 41011630.3107 | 17782.7941 | 0.21662 | 69614.099 | 189324.5782 | 1419.1776 | 3859.6376
1 | 2900 | 707 | 0.02 | 15 | 15 | 7 | 2.3714e-11 | 5spot_SharedNeighbor | CO2 | Porous | Wet | R600a | MinimizeLCOE_Brownfield | IgnoreSilica | 2019 | 33.6313 | 1.4972 | 0.068822 | 4 | 56422.5186 | 150621.6069 | 1150.2494 | 3070.6252 | 34.8318 | 2.3968 | 52.4507 | 461251.4598 | 0 | 574489.5894 | 0 | 0 | 0 | 91136.6771 | 439482.3133 | 1143442.8289 | 780423.2262 | 3490226.0947 | 961560.8286 | 11080591.8743 | 11080591.8743 | 9793800.0038 | 5057380.7595 | 0 | 15532378.7977 | 41464151.4353 | 23713.7371 | 0.27529 | 56422.5186 | 150621.6069 | 1150.2494 | 3070.6252
1 | 2900 | 707 | 0.02 | 15 | 15 | 7 | 3.1623e-11 | 5spot_SharedNeighbor | CO2 | Porous | Wet | R600a | MinimizeLCOE_Brownfield | IgnoreSilica | 2019 | 40.1166 | 1.8065 | 0.085246 | 4 | 46747.2013 | 122797.2433 | 953.0049 | 2503.3879 | 34.7866 | 2.3773 | 43.2415 | 520096.9621 | 0 | 663785.8649 | 0 | 0 | 0 | 74602.7509 | 490809.3754 | 1276985.3159 | 871568.7176 | 3897848.9868 | 961560.8286 | 11080591.8743 | 11080591.8743 | 9793800.0038 | 5057380.7595 | 0 | 15940001.6898 | 41871774.3274 | 31622.7766 | 0.34098 | 46747.2013 | 122797.2433 | 953.0049 | 2503.3879
1 | 2900 | 707 | 0.02 | 15 | 15 | 7 | 4.217e-11 | 5spot_SharedNeighbor | CO2 | Porous | Wet | R600a | MinimizeLCOE_Brownfield | IgnoreSilica | 2019 | 44.3398 | 2.0143 | 0.10104 | 4 | 39578.0124 | 103740.6232 | 806.8513 | 2114.8929 | 34.7425 | 2.3611 | 39.9761 | 556019.9131 | 0 | 720459.5882 | 0 | 0 | 0 | 0 | 497827.0055 | 1295243.75 | 884030.474 | 3953580.7308 | 961560.8286 | 11080591.8743 | 11080591.8743 | 9793800.0038 | 5057380.7595 | 0 | 15995733.4337 | 41927506.0714 | 42169.6503 | 0.40416 | 39578.0124 | 103740.6232 | 806.8513 | 2114.8929
1 | 2900 | 707 | 0.02 | 15 | 15 | 7 | 5.6234e-11 | 5spot_SharedNeighbor | CO2 | Porous | Wet | R600a | MinimizeLCOE_Brownfield | IgnoreSilica | 2019 | 54.5982 | 2.4988 | 0.12119 | 4 | 34364.5921 | 87857.9613 | 700.5687 | 1791.1034 | 34.6025 | 2.3138 | 37.9879 | 636509.2568 | 0 | 854049.0232 | 0 | 0 | 0 | 0 | 581317.7292 | 1512469.4867 | 1032291.5028 | 4616636.9988 | 961560.8286 | 11080591.8743 | 11080591.8743 | 9793800.0038 | 5057380.7595 | 0 | 16658789.7017 | 42590562.3394 | 56234.1325 | 0.48477 | 34364.5921 | 87857.9613 | 700.5687 | 1791.1034
1 | 2900 | 707 | 0.02 | 15 | 15 | 7 | 7.4989e-11 | 5spot_SharedNeighbor | CO2 | Porous | Wet | R600a | MinimizeLCOE_Brownfield | IgnoreSilica | 2019 | 65.2244 | 2.9999 | 0.13966 | 4 | 30969.3717 | 77390.2203 | 631.3525 | 1577.7043 | 34.4051 | 2.2516 | 39.1697 | 710100.4735 | 0 | 987552.9671 | 0 | 0 | 0 | 0 | 662084.8419 | 1722608.9462 | 1175716.0019 | 5258063.2306 | 961560.8286 | 11080591.8743 | 11080591.8743 | 9793800.0038 | 5057380.7595 | 0 | 17300215.9336 | 43231988.5712 | 74989.4209 | 0.55862 | 30969.3717 | 77390.2203 | 631.3525 | 1577.7043
1 | 2900 | 707 | 0.02 | 15 | 15 | 7 | 1e-10 | 5spot_SharedNeighbor | CO2 | Porous | Wet | R600a | MinimizeLCOE_Brownfield | IgnoreSilica | 2019 | 75.383 | 3.4776 | 0.15463 | 4 | 28898.9635 | 70825.4337 | 589.1445 | 1443.8723 | 34.1712 | 2.1808 | 45.0396 | 771599.0895 | 0 | 1111368.7936 | 0 | 0 | 0 | 0 | 734357.4744 | 1910647.511 | 1304056.1861 | 5832029.0547 | 961560.8286 | 11080591.8743 | 11080591.8743 | 9793800.0038 | 5057380.7595 | 0 | 17874181.7577 | 43805954.3953 | 100000 | 0.61851 | 28898.9635 | 70825.4337 | 589.1445 | 1443.8723
1 | 2900 | 707 | 0.02 | 15 | 15 | 7 | 1.3335e-10 | 5spot_SharedNeighbor | CO2 | Porous | Wet | R600a | MinimizeLCOE_Brownfield | IgnoreSilica | 2019 | 84.687 | 3.9136 | 0.16547 | 4 | 27749.0324 | 66926.9607 | 565.7016 | 1364.3966 | 33.9122 | 2.1048 | 35.5802 | 819937.2529 | 0 | 1222150.0834 | 0 | 0 | 0 | 0 | 796414.0612 | 2072106.0202 | 1414254.9363 | 6324862.3541 | 961560.8286 | 11080591.8743 | 11080591.8743 | 9793800.0038 | 5057380.7595 | 0 | 18367015.057 | 44298787.6946 | 133352.1432 | 0.6619 | 27749.0324 | 66926.9607 | 565.7016 | 1364.3966
1 | 2900 | 707 | 0.02 | 15 | 15 | 7 | 1.7783e-10 | 5spot_SharedNeighbor | CO2 | Porous | Wet | R600a | MinimizeLCOE_Brownfield | IgnoreSilica | 2019 | 92.6576 | 4.2858 | 0.17235 | 4 | 27218.7644 | 64833.2635 | 554.8913 | 1321.7138 | 33.6577 | 2.0317 | 47.0672 | 855224.5276 | 0 | 1315313.6783 | 0 | 0 | 0 | 0 | 846509.9003 | 2202445.1175 | 1503214.0484 | 6722707.2721 | 961560.8286 | 11080591.8743 | 11080591.8743 | 9793800.0038 | 5057380.7595 | 0 | 18764859.9751 | 44696632.6127 | 177827.941 | 0.68941 | 27218.7644 | 64833.2635 | 554.8913 | 1321.7138
1 | 2900 | 707 | 0.02 | 15 | 15 | 7 | 2.3714e-10 | 5spot_SharedNeighbor | CO2 | Porous | Wet | R600a | MinimizeLCOE_Brownfield | IgnoreSilica | 2019 | 99.3272 | 4.596 | 0.17623 | 4 | 27068.2815 | 63855.9081 | 551.8235 | 1301.7891 | 33.4214 | 1.9651 | 42.3542 | 880285.5077 | 0 | 1392181.7432 | 0 | 0 | 0 | 0 | 886262.2279 | 2305872.5196 | 1573805.3756 | 7038407.374 | 961560.8286 | 11080591.8743 | 11080591.8743 | 9793800.0038 | 5057380.7595 | 0 | 19080560.0769 | 45012332.7146 | 237137.3706 | 0.7049 | 27068.2815 | 63855.9081 | 551.8235 | 1301.7891
1 | 2900 | 707 | 0.02 | 15 | 15 | 7 | 3.1623e-10 | 5spot_SharedNeighbor | CO2 | Porous | Wet | R600a | MinimizeLCOE_Brownfield | IgnoreSilica | 2019 | 99.8265 | 4.6192 | 0.17636 | 4 | 27079.3028 | 63838.3551 | 552.0482 | 1301.4312 | 33.4006 | 1.9593 | 44.9369 | 881829.8367 | 0 | 1397936.5328 | 0 | 0 | 0 | 0 | 889108.8841 | 2313278.9352 | 1578860.4064 | 7061014.5953 | 961560.8286 | 11080591.8743 | 11080591.8743 | 9793800.0038 | 5057380.7595 | 0 | 19103167.2982 | 45034939.9359 | 316227.766 | 0.70545 | 27079.3028 | 63838.3551 | 552.0482 | 1301.4312
1 | 2900 | 707 | 0.02 | 15 | 15 | 7 | 4.217e-10 | 5spot_SharedNeighbor | CO2 | Porous | Wet | R600a | MinimizeLCOE_Brownfield | IgnoreSilica | 2019 | 99.8233 | 4.619 | 0.17636 | 4 | 27079.8935 | 63840.1852 | 552.0603 | 1301.4685 | 33.4006 | 1.9593 | 70.4297 | 881806.2186 | 0 | 1397886.7193 | 0 | 0 | 0 | 0 | 889080.2458 | 2313204.4241 | 1578809.5511 | 7060787.159 | 961560.8286 | 11080591.8743 | 11080591.8743 | 9793800.0038 | 5057380.7595 | 0 | 19102939.8619 | 45034712.4995 | 421696.5034 | 0.70543 | 27079.8935 | 63840.1852 | 552.0603 | 1301.4685
1 | 2900 | 707 | 0.02 | 15 | 15 | 7 | 5.6234e-10 | 5spot_SharedNeighbor | CO2 | Porous | Wet | R600a | MinimizeLCOE_Brownfield | IgnoreSilica | 2019 | 99.8038 | 4.6181 | 0.17635 | 4 | 27080.3382 | 63843.0673 | 552.0693 | 1301.5273 | 33.4012 | 1.9595 | 66.0872 | 881730.6567 | 0 | 1397654.645 | 0 | 0 | 0 | 0 | 888960.2676 | 2312892.2656 | 1578596.4964 | 7059834.3313 | 961560.8286 | 11080591.8743 | 11080591.8743 | 9793800.0038 | 5057380.7595 | 0 | 19101987.0343 | 45033759.6719 | 562341.3252 | 0.70538 | 27080.3382 | 63843.0673 | 552.0693 | 1301.5273
1 | 2900 | 707 | 0.02 | 15 | 15 | 7 | 7.4989e-10 | 5spot_SharedNeighbor | CO2 | Porous | Wet | R600a | MinimizeLCOE_Brownfield | IgnoreSilica | 2019 | 99.8038 | 4.618 | 0.17634 | 4 | 27080.6726 | 63843.9402 | 552.0761 | 1301.5451 | 33.4011 | 1.9595 | 65.1006 | 881723.5573 | 0 | 1397647.5612 | 0 | 0 | 0 | 0 | 888954.7362 | 2312877.874 | 1578586.6739 | 7059790.4025 | 961560.8286 | 11080591.8743 | 11080591.8743 | 9793800.0038 | 5057380.7595 | 0 | 19101943.1055 | 45033715.7431 | 749894.2093 | 0.70537 | 27080.6726 | 63843.9402 | 552.0761 | 1301.5451
1 | 2900 | 707 | 0.02 | 15 | 15 | 7 | 1e-09 | 5spot_SharedNeighbor | CO2 | Porous | Wet | R600a | MinimizeLCOE_Brownfield | IgnoreSilica | 2019 | 99.8038 | 4.618 | 0.17634 | 4 | 27080.924 | 63844.5964 | 552.0813 | 1301.5585 | 33.401 | 1.9595 | 65.4305 | 881718.2208 | 0 | 1397642.2367 | 0 | 0 | 0 | 0 | 888950.5784 | 2312867.0562 | 1578579.2905 | 7059757.3826 | 961560.8286 | 11080591.8743 | 11080591.8743 | 9793800.0038 | 5057380.7595 | 0 | 19101910.0855 | 45033682.7232 | 1000000 | 0.70536 | 27080.924 | 63844.5964 | 552.0813 | 1301.5585
1 | 2900 | 707 | 0.02 | 15 | 15 | 7 | 1.3335e-09 | 5spot_SharedNeighbor | CO2 | Porous | Wet | R600a | MinimizeLCOE_Brownfield | IgnoreSilica | 2019 | 99.8038 | 4.618 | 0.17634 | 4 | 27081.1128 | 63845.0893 | 552.0851 | 1301.5685 | 33.401 | 1.9595 | 64.019 | 881714.2118 | 0 | 1397638.2368 | 0 | 0 | 0 | 0 | 888947.4549 | 2312858.9296 | 1578573.7439 | 7059732.577 | 961560.8286 | 11080591.8743 | 11080591.8743 | 9793800.0038 | 5057380.7595 | 0 | 19101885.28 | 45033657.9176 | 1333521.4322 | 0.70536 | 27081.1128 | 63845.0893 | 552.0851 | 1301.5685
1 | 2900 | 707 | 0.02 | 15 | 15 | 7 | 1.7783e-09 | 5spot_SharedNeighbor | CO2 | Porous | Wet | R600a | MinimizeLCOE_Brownfield | IgnoreSilica | 2019 | 99.8038 | 4.618 | 0.17634 | 4 | 27081.2547 | 63845.4595 | 552.088 | 1301.576 | 33.4009 | 1.9595 | 65.501 | 881711.2014 | 0 | 1397635.2333 | 0 | 0 | 0 | 0 | 888945.1096 | 2312852.8273 | 1578569.579 | 7059713.9507 | 961560.8286 | 11080591.8743 | 11080591.8743 | 9793800.0038 | 5057380.7595 | 0 | 19101866.6536 | 45033639.2913 | 1778279.41 | 0.70535 | 27081.2547 | 63845.4595 | 552.088 | 1301.576
1 | 2900 | 707 | 0.02 | 15 | 15 | 7 | 2.3714e-09 | 5spot_SharedNeighbor | CO2 | Porous | Wet | R600a | MinimizeLCOE_Brownfield | IgnoreSilica | 2019 | 99.8038 | 4.618 | 0.17634 | 4 | 27081.3611 | 63845.7374 | 552.0902 | 1301.5817 | 33.4009 | 1.9595 | 65.7473 | 881708.9417 | 0 | 1397632.9788 | 0 | 0 | 0 | 0 | 888943.349 | 2312848.2467 | 1578566.4527 | 7059699.9689 | 961560.8286 | 11080591.8743 | 11080591.8743 | 9793800.0038 | 5057380.7595 | 0 | 19101852.6718 | 45033625.3095 | 2371373.7057 | 0.70535 | 27081.3611 | 63845.7374 | 552.0902 | 1301.5817
1 | 2900 | 707 | 0.02 | 15 | 15 | 7 | 3.1623e-09 | 5spot_SharedNeighbor | CO2 | Porous | Wet | R600a | MinimizeLCOE_Brownfield | IgnoreSilica | 2019 | 99.8038 | 4.618 | 0.17634 | 4 | 27081.441 | 63845.9459 | 552.0918 | 1301.586 | 33.4009 | 1.9595 | 66.2721 | 881707.2458 | 0 | 1397631.2869 | 0 | 0 | 0 | 0 | 888942.0278 | 2312844.8092 | 1578564.1065 | 7059689.4761 | 961560.8286 | 11080591.8743 | 11080591.8743 | 9793800.0038 | 5057380.7595 | 0 | 19101842.1791 | 45033614.8167 | 3162277.6602 | 0.70535 | 27081.441 | 63845.9459 | 552.0918 | 1301.586
1 | 2900 | 707 | 0.02 | 15 | 15 | 7 | 4.217e-09 | 5spot_SharedNeighbor | CO2 | Porous | Wet | R600a | MinimizeLCOE_Brownfield | IgnoreSilica | 2019 | 99.8038 | 4.618 | 0.17634 | 4 | 27081.5009 | 63846.1024 | 552.093 | 1301.5892 | 33.4008 | 1.9594 | 66.0571 | 881705.9734 | 0 | 1397630.0175 | 0 | 0 | 0 | 0 | 888941.0364 | 2312842.2299 | 1578562.3461 | 7059681.6033 | 961560.8286 | 11080591.8743 | 11080591.8743 | 9793800.0038 | 5057380.7595 | 0 | 19101834.3062 | 45033606.9438 | 4216965.0343 | 0.70535 | 27081.5009 | 63846.1024 | 552.093 | 1301.5892
1 | 2900 | 707 | 0.02 | 15 | 15 | 7 | 5.6234e-09 | 5spot_SharedNeighbor | CO2 | Porous | Wet | R600a | MinimizeLCOE_Brownfield | IgnoreSilica | 2019 | 99.8038 | 4.618 | 0.17634 | 4 | 27081.5459 | 63846.2198 | 552.0939 | 1301.5915 | 33.4008 | 1.9594 | 66.0308 | 881705.0188 | 0 | 1397629.0651 | 0 | 0 | 0 | 0 | 888940.2927 | 2312840.2949 | 1578561.0254 | 7059675.6969 | 961560.8286 | 11080591.8743 | 11080591.8743 | 9793800.0038 | 5057380.7595 | 0 | 19101828.3999 | 45033601.0375 | 5623413.2519 | 0.70534 | 27081.5459 | 63846.2198 | 552.0939 | 1301.5915
1 | 2900 | 707 | 0.02 | 15 | 15 | 7 | 7.4989e-09 | 5spot_SharedNeighbor | CO2 | Porous | Wet | R600a | MinimizeLCOE_Brownfield | IgnoreSilica | 2019 | 99.8038 | 4.618 | 0.17634 | 4 | 27081.5796 | 63846.3078 | 552.0946 | 1301.5933 | 33.4008 | 1.9594 | 68.2356 | 881704.3027 | 0 | 1397628.3507 | 0 | 0 | 0 | 0 | 888939.7348 | 2312838.8434 | 1578560.0347 | 7059671.2664 | 961560.8286 | 11080591.8743 | 11080591.8743 | 9793800.0038 | 5057380.7595 | 0 | 19101823.9693 | 45033596.607 | 7498942.0933 | 0.70534 | 27081.5796 | 63846.3078 | 552.0946 | 1301.5933
1 | 2900 | 707 | 0.02 | 15 | 15 | 7 | 1e-08 | 5spot_SharedNeighbor | CO2 | Porous | Wet | R600a | MinimizeLCOE_Brownfield | IgnoreSilica | 2019 | 99.8038 | 4.618 | 0.17634 | 4 | 27081.6049 | 63846.3739 | 552.0951 | 1301.5947 | 33.4008 | 1.9594 | 65.0753 | 881703.7656 | 0 | 1397627.8149 | 0 | 0 | 0 | 0 | 888939.3164 | 2312837.7547 | 1578559.2916 | 7059667.9432 | 961560.8286 | 11080591.8743 | 11080591.8743 | 9793800.0038 | 5057380.7595 | 0 | 19101820.6461 | 45033593.2837 | 10000000 | 0.70534 | 27081.6049 | 63846.3739 | 552.0951 | 1301.5947
1 | 3000 | 707 | 0.02 | 15 | 15 | 7 | 1e-13 | 5spot_SharedNeighbor | CO2 | Porous | Wet | R600a | MinimizeLCOE_Brownfield | IgnoreSilica | 2019 | 0 | 0 | 0 | 0 |  |  |  |  | 15 |  | 15.0175 | [19 empty] | 100 | 0
1 | 3000 | 707 | 0.02 | 15 | 15 | 7 | 1.3335e-13 | 5spot_SharedNeighbor | CO2 | Porous | Wet | R600a | MinimizeLCOE_Brownfield | IgnoreSilica | 2019 | 0 | 0 | 0 | 0 |  |  |  |  | 15 |  | 14.5336 | [19 empty] | 133.3521 | 0
1 | 3000 | 707 | 0.02 | 15 | 15 | 7 | 1.7783e-13 | 5spot_SharedNeighbor | CO2 | Porous | Wet | R600a | MinimizeLCOE_Brownfield | IgnoreSilica | 2019 | 0 | 0 | 0 | 0 |  |  |  |  | 15 |  | 15.7934 | [19 empty] | 177.8279 | 0
1 | 3000 | 707 | 0.02 | 15 | 15 | 7 | 2.3714e-13 | 5spot_SharedNeighbor | CO2 | Porous | Wet | R600a | MinimizeLCOE_Brownfield | IgnoreSilica | 2019 | 0.41895 | -0.022421 | 0.00021082 | 4 | 14885062.1285 | 46655634.7565 | 303452.125 | 951138.2209 | 24.9637 | 1.3121 | 31.289 | 11683.4598 | 0 | 620.5839 | 0 | 0 | 0 | 9226.7644 | 8397.0151 | 21847.3109 | 14911.2386 | 66686.3728 | 961560.8286 | 11524091.9223 | 11524091.9223 | 10059725.4019 | 5207807.6177 | 0 | 12552339.1237 | 39343964.0656 | 237.1374 | 0.00084328 | 14885062.1285 | 46655634.7565 | 303452.125 | 951138.2209
1 | 3000 | 707 | 0.02 | 15 | 15 | 7 | 3.1623e-13 | 5spot_SharedNeighbor | CO2 | Porous | Wet | R600a | MinimizeLCOE_Brownfield | IgnoreSilica | 2019 | 0.53564 | -0.0228 | 0.000377 | 4 | 8341066.9991 | 26107605.6877 | 170043.9329 | 532238.8551 | 26.5429 | 1.5019 | 33.5844 | 15455.0799 | 0 | 4341.866 | 0 | 0 | 0 | 10077.33 | 11650.9676 | 30313.4278 | 20689.5374 | 92528.2088 | 961560.8286 | 11524091.9223 | 11524091.9223 | 10059725.4019 | 5207807.6177 | 0 | 12578180.9597 | 39369805.9016 | 316.2278 | 0.001508 | 8341066.9991 | 26107605.6877 | 170043.9329 | 532238.8551
1 | 3000 | 707 | 0.02 | 15 | 15 | 7 | 4.217e-13 | 5spot_SharedNeighbor | CO2 | Porous | Wet | R600a | MinimizeLCOE_Brownfield | IgnoreSilica | 2019 | 0.76734 | -0.020684 | 0.00063927 | 4 | 4940720.0822 | 15418175.6854 | 100723.2617 | 314320.366 | 28.7264 | 1.768 | 38.2921 | 22920.6829 | 0 | 11249.2345 | 0 | 0 | 0 | 13656.9874 | 18652.4929 | 48529.9603 | 33122.6951 | 148132.0531 | 961560.8286 | 11524091.9223 | 11524091.9223 | 10059725.4019 | 5207807.6177 | 0 | 12633784.804 | 39425409.7459 | 421.6965 | 0.0025571 | 4940720.0822 | 15418175.6854 | 100723.2617 | 314320.366
1 | 3000 | 707 | 0.02 | 15 | 15 | 7 | 5.6234e-13 | 5spot_SharedNeighbor | CO2 | Porous | Wet | R600a | MinimizeLCOE_Brownfield | IgnoreSilica | 2019 | 1.6 | -0.00070321 | 0.00066978 | 4 | 4798990.3617 | 14799083.4245 | 97833.9096 | 301699.3329 | 32.1746 | 2.2063 | 18.3671 | 47502.2732 | 0 | 34861.1183 | 0 | 0 | 0 | 37582.4159 | 46778.8649 | 121709.0108 | 83068.9007 | 371502.5838 | 961560.8286 | 11524091.9223 | 11524091.9223 | 10059725.4019 | 5207807.6177 | 0 | 12857155.3348 | 39648780.2767 | 562.3413 | 0.0026791 | 4798990.3617 | 14799083.4245 | 97833.9096 | 301699.3329
1 | 3000 | 707 | 0.02 | 15 | 15 | 7 | 7.4989e-13 | 5spot_SharedNeighbor | CO2 | Porous | Wet | R600a | MinimizeLCOE_Brownfield | IgnoreSilica | 2019 | 1.6 | 0.003327 | 0.001646 | 4 | 1947891.4439 | 6017151.0519 | 39710.4018 | 122667.763 | 32.1746 | 2.2063 | 20.0482 | 47502.3343 | 0 | 34861.0953 | 0 | 0 | 0 | 27115.001 | 42696.5879 | 111087.7635 | 75819.6812 | 339082.4634 | 961560.8286 | 11524091.9223 | 11524091.9223 | 10059725.4019 | 5207807.6177 | 0 | 12824735.2143 | 39616360.1562 | 749.8942 | 0.0065839 | 1947891.4439 | 6017151.0519 | 39710.4018 | 122667.763
1 | 3000 | 707 | 0.02 | 15 | 15 | 7 | 1e-12 | 5spot_SharedNeighbor | CO2 | Porous | Wet | R600a | MinimizeLCOE_Brownfield | IgnoreSilica | 2019 | 1.6 | 0.0063788 | 0.0023754 | 4 | 1346756.0328 | 4166437.0503 | 27455.4434 | 84938.4548 | 32.174 | 2.206 | 18.6892 | 47498.3173 | 0 | 34862.606 | 0 | 0 | 0 | 17970.8824 | 39129.4042 | 101806.6833 | 69485.1533 | 310753.0465 | 961560.8286 | 11524091.9223 | 11524091.9223 | 10059725.4019 | 5207807.6177 | 0 | 12796405.7975 | 39588030.7394 | 1000 | 0.0095017 | 1346756.0328 | 4166437.0503 | 27455.4434 | 84938.4548
1 | 3000 | 707 | 0.02 | 15 | 15 | 7 | 1.3335e-12 | 5spot_SharedNeighbor | CO2 | Porous | Wet | R600a | MinimizeLCOE_Brownfield | IgnoreSilica | 2019 | 2.6692 | 0.048633 | 0.0037264 | 4 | 873460.075 | 2670880.2814 | 17806.6651 | 54449.5072 | 33.7189 | 2.4118 | 32.0527 | 74527.0022 | 0 | 62281.2208 | 0 | 0 | 0 | 35535.7279 | 67214.1409 | 174877.407 | 119357.4237 | 533792.9225 | 961560.8286 | 11524091.9223 | 11524091.9223 | 10059725.4019 | 5207807.6177 | 0 | 13019445.6734 | 39811070.6153 | 1333.5214 | 0.014906 | 873460.075 | 2670880.2814 | 17806.6651 | 54449.5072
1 | 3000 | 707 | 0.02 | 15 | 15 | 7 | 1.7783e-12 | 5spot_SharedNeighbor | CO2 | Porous | Wet | R600a | MinimizeLCOE_Brownfield | IgnoreSilica | 2019 | 3.5512 | 0.088341 | 0.0053681 | 4 | 613313.2536 | 1861048.6846 | 12503.2202 | 37939.9947 | 34.3348 | 2.4946 | 33.8726 | 94338.1781 | 0 | 83183.9485 | 0 | 0 | 0 | 43167.6488 | 86069.0124 | 223933.9151 | 152839.4985 | 683532.2014 | 961560.8286 | 11524091.9223 | 11524091.9223 | 10059725.4019 | 5207807.6177 | 0 | 13169184.9524 | 39960809.8942 | 1778.2794 | 0.021472 | 613313.2536 | 1861048.6846 | 12503.2202 | 37939.9947
1 | 3000 | 707 | 0.02 | 15 | 15 | 7 | 2.3714e-12 | 5spot_SharedNeighbor | CO2 | Porous | Wet | R600a | MinimizeLCOE_Brownfield | IgnoreSilica | 2019 | 4.7233 | 0.14263 | 0.0075844 | 4 | 440167.7199 | 1323284.6689 | 8973.4143 | 26976.9479 | 34.815 | 2.5597 | 37.7319 | 118414.2583 | 0 | 109311.557 | 0 | 0 | 0 | 52512.006 | 109292.7503 | 284357.3173 | 194079.712 | 867967.6011 | 961560.8286 | 11524091.9223 | 11524091.9223 | 10059725.4019 | 5207807.6177 | 0 | 13353620.352 | 40145245.2939 | 2371.3737 | 0.030338 | 440167.7199 | 1323284.6689 | 8973.4143 | 26976.9479
1 | 3000 | 707 | 0.02 | 15 | 15 | 7 | 3.1623e-12 | 5spot_SharedNeighbor | CO2 | Porous | Wet | R600a | MinimizeLCOE_Brownfield | IgnoreSilica | 2019 | 6.2307 | 0.21383 | 0.010551 | 4 | 321555.1453 | 956350.0515 | 6555.3366 | 19496.4894 | 35.1757 | 2.6086 | 44.936 | 146738.1157 | 0 | 140946.1365 | 0 | 0 | 0 | 62831.3833 | 136701.0978 | 355668.2153 | 242750.8652 | 1085635.8138 | 961560.8286 | 11524091.9223 | 11524091.9223 | 10059725.4019 | 5207807.6177 | 0 | 13571288.5648 | 40362913.5067 | 3162.2777 | 0.042205 | 321555.1453 | 956350.0515 | 6555.3366 | 19496.4894
1 | 3000 | 707 | 0.02 | 15 | 15 | 7 | 4.217e-12 | 5spot_SharedNeighbor | CO2 | Porous | Wet | R600a | MinimizeLCOE_Brownfield | IgnoreSilica | 2019 | 8.1844 | 0.30712 | 0.014499 | 4 | 238496.6449 | 700464.1721 | 4862.0767 | 14279.9096 | 35.4488 | 2.6452 | 46.1521 | 180380.5236 | 0 | 179605.5083 | 0 | 0 | 0 | 74549.3629 | 169468.804 | 440923.0652 | 300939.052 | 1345866.3161 | 961560.8286 | 11524091.9223 | 11524091.9223 | 10059725.4019 | 5207807.6177 | 0 | 13831519.0671 | 40623144.0089 | 4216.965 | 0.057995 | 238496.6449 | 700464.1721 | 4862.0767 | 14279.9096
1 | 3000 | 707 | 0.02 | 15 | 15 | 7 | 5.6234e-12 | 5spot_SharedNeighbor | CO2 | Porous | Wet | R600a | MinimizeLCOE_Brownfield | IgnoreSilica | 2019 | 10.713 | 0.42867 | 0.019716 | 4 | 179329.9132 | 519045.2559 | 3655.8828 | 10581.4396 | 35.6537 | 2.6719 | 36.4352 | 220335.3054 | 0 | 226848.3511 | 0 | 0 | 0 | 87866.9308 | 208669.729 | 542915.8309 | 370551.2104 | 1657187.3575 | 961560.8286 | 11524091.9223 | 11524091.9223 | 10059725.4019 | 5207807.6177 | 0 | 14142840.1084 | 40934465.0503 | 5623.4133 | 0.078865 | 179329.9132 | 519045.2559 | 3655.8828 | 10581.4396
1 | 3000 | 707 | 0.02 | 15 | 15 | 7 | 7.4989e-12 | 5spot_SharedNeighbor | CO2 | Porous | Wet | R600a | MinimizeLCOE_Brownfield | IgnoreSilica | 2019 | 13.9534 | 0.58513 | 0.026552 | 4 | 136633.1984 | 388890.0273 | 2785.4526 | 7928.0492 | 35.8027 | 2.69 | 31.0008 | 267367.4908 | 0 | 284097.9121 | 0 | 0 | 0 | 102613.7349 | 255090.8637 | 663694.1011 | 452984.8616 | 2025848.9643 | 961560.8286 | 11524091.9223 | 11524091.9223 | 10059725.4019 | 5207807.6177 | 0 | 14511501.7152 | 41303126.6571 | 7498.9421 | 0.10621 | 136633.1984 | 388890.0273 | 2785.4526 | 7928.0492
1 | 3000 | 707 | 0.02 | 15 | 15 | 7 | 1e-11 | 5spot_SharedNeighbor | CO2 | Porous | Wet | R600a | MinimizeLCOE_Brownfield | IgnoreSilica | 2019 | 18.0017 | 0.78139 | 0.035379 | 4 | 105538.9926 | 294858.2268 | 2151.5551 | 6011.0838 | 35.9033 | 2.6999 | 40.5526 | 321413.8259 | 0 | 351884.0042 | 0 | 0 | 0 | 117648.4 | 308469.0297 | 802573.1397 | 547772.659 | 2449761.0585 | 961560.8286 | 11524091.9223 | 11524091.9223 | 10059725.4019 | 5207807.6177 | 0 | 14935413.8095 | 41727038.7513 | 10000 | 0.14152 | 105538.9926 | 294858.2268 | 2151.5551 | 6011.0838
1 | 3000 | 707 | 0.02 | 15 | 15 | 7 | 1.3335e-11 | 5spot_SharedNeighbor | CO2 | Porous | Wet | R600a | MinimizeLCOE_Brownfield | IgnoreSilica | 2019 | 22.9445 | 1.0219 | 0.046549 | 4 | 82767.831 | 226657.0988 | 1687.3342 | 4620.7115 | 35.9616 | 2.7019 | 39.553 | 382187.6282 | 0 | 430549.0542 | 0 | 0 | 0 | 131776.5973 | 368360.1791 | 958397.625 | 654126.0721 | 2925397.156 | 961560.8286 | 11524091.9223 | 11524091.9223 | 10059725.4019 | 5207807.6177 | 0 | 15411049.9069 | 42202674.8488 | 13335.2143 | 0.1862 | 82767.831 | 226657.0988 | 1687.3342 | 4620.7115
1 | 3000 | 707 | 0.02 | 15 | 15 | 7 | 1.7783e-11 | 5spot_SharedNeighbor | CO2 | Porous | Wet | R600a | MinimizeLCOE_Brownfield | IgnoreSilica | 2019 | 28.725 | 1.3043 | 0.060248 | 4 | 66055.3611 | 177227.693 | 1346.6279 | 3613.0262 | 35.9802 | 2.6956 | 39.8246 | 447736.9955 | 0 | 518328.7697 | 0 | 0 | 0 | 142384.1015 | 432295.448 | 1124744.0798 | 767660.9456 | 3433150.3402 | 961560.8286 | 11524091.9223 | 11524091.9223 | 10059725.4019 | 5207807.6177 | 0 | 15918803.0912 | 42710428.0331 | 17782.7941 | 0.24099 | 66055.3611 | 177227.693 | 1346.6279 | 3613.0262
1 | 3000 | 707 | 0.02 | 15 | 15 | 7 | 2.3714e-11 | 5spot_SharedNeighbor | CO2 | Porous | Wet | R600a | MinimizeLCOE_Brownfield | IgnoreSilica | 2019 | 35.1855 | 1.6214 | 0.076367 | 4 | 53798.1561 | 141504.6718 | 1096.7482 | 2884.7641 | 35.9622 | 2.681 | 36.481 | 515399.8711 | 0 | 612380.2083 | 0 | 0 | 0 | 146903.467 | 497126.5831 | 1293421.3946 | 882786.679 | 3948018.2033 | 961560.8286 | 11524091.9223 | 11524091.9223 | 10059725.4019 | 5207807.6177 | 0 | 16433670.9542 | 43225295.8961 | 23713.7371 | 0.30547 | 53798.1561 | 141504.6718 | 1096.7482 | 2884.7641
1 | 3000 | 707 | 0.02 | 15 | 15 | 7 | 3.1623e-11 | 5spot_SharedNeighbor | CO2 | Porous | Wet | R600a | MinimizeLCOE_Brownfield | IgnoreSilica | 2019 | 41.9387 | 1.9549 | 0.094325 | 4 | 44830.2994 | 115839.1244 | 913.9263 | 2361.5372 | 35.9121 | 2.6588 | 45.4833 | 580855.4021 | 0 | 707159.579 | 0 | 0 | 0 | 141902.232 | 557667.7131 | 1450936.9961 | 990294.3136 | 4428816.236 | 961560.8286 | 11524091.9223 | 11524091.9223 | 10059725.4019 | 5207807.6177 | 0 | 16914468.9869 | 43706093.9288 | 31622.7766 | 0.3773 | 44830.2994 | 115839.1244 | 913.9263 | 2361.5372
1 | 3000 | 707 | 0.02 | 15 | 15 | 7 | 4.217e-11 | 5spot_SharedNeighbor | CO2 | Porous | Wet | R600a | MinimizeLCOE_Brownfield | IgnoreSilica | 2019 | 48.5157 | 2.2818 | 0.11312 | 4 | 38283.3502 | 97493.131 | 780.4579 | 1987.5293 | 35.8385 | 2.6313 | 43.2197 | 640043.3797 | 0 | 796692.5637 | 0 | 0 | 0 | 124984.8526 | 609071.1105 | 1584678.0918 | 1081575.3595 | 4837045.3579 | 961560.8286 | 11524091.9223 | 11524091.9223 | 10059725.4019 | 5207807.6177 | 0 | 17322698.1088 | 44114323.0507 | 42169.6503 | 0.45249 | 38283.3502 | 97493.131 | 780.4579 | 1987.5293
1 | 3000 | 707 | 0.02 | 15 | 15 | 7 | 5.6234e-11 | 5spot_SharedNeighbor | CO2 | Porous | Wet | R600a | MinimizeLCOE_Brownfield | IgnoreSilica | 2019 | 54.4324 | 2.5781 | 0.13153 | 4 | 33499.9561 | 84422.6259 | 682.9419 | 1721.0694 | 35.7534 | 2.6018 | 45.889 | 689741.5798 | 0 | 875292.6532 | 0 | 0 | 0 | 94329.1198 | 647151.7076 | 1683755.9941 | 1149198.0637 | 5139469.1182 | 961560.8286 | 11524091.9223 | 11524091.9223 | 10059725.4019 | 5207807.6177 | 0 | 17625121.8692 | 44416746.811 | 56234.1325 | 0.52612 | 33499.9561 | 84422.6259 | 682.9419 | 1721.0694
1 | 3000 | 707 | 0.02 | 15 | 15 | 7 | 7.4989e-11 | 5spot_SharedNeighbor | CO2 | Porous | Wet | R600a | MinimizeLCOE_Brownfield | IgnoreSilica | 2019 | 56.542 | 2.6928 | 0.1459 | 4 | 29935.9619 | 75842.9852 | 610.2851 | 1546.1618 | 35.7172 | 2.5897 | 48.3467 | 706589.0622 | 0 | 902953.4038 | 0 | 0 | 0 | 0 | 627721.5617 | 1633202.7402 | 1114694.4291 | 4985161.197 | 961560.8286 | 11524091.9223 | 11524091.9223 | 10059725.4019 | 5207807.6177 | 0 | 17470813.948 | 44262438.8898 | 74989.4209 | 0.58361 | 29935.9619 | 75842.9852 | 610.2851 | 1546.1618
1 | 3000 | 707 | 0.02 | 15 | 15 | 7 | 1e-10 | 5spot_SharedNeighbor | CO2 | Porous | Wet | R600a | MinimizeLCOE_Brownfield | IgnoreSilica | 2019 | 65.9477 | 3.1541 | 0.16536 | 4 | 27310.8367 | 67816.0521 | 556.7683 | 1382.522 | 35.5378 | 2.5316 | 35.0518 | 777252.3535 | 0 | 1023933.521 | 0 | 0 | 0 | 0 | 702462.4911 | 1827663.3069 | 1247417.7617 | 5578729.4341 | 961560.8286 | 11524091.9223 | 11524091.9223 | 10059725.4019 | 5207807.6177 | 0 | 18064382.1851 | 44856007.127 | 100000 | 0.66144 | 27310.8367 | 67816.0521 | 556.7683 | 1382.522
1 | 3000 | 707 | 0.02 | 15 | 15 | 7 | 1.3335e-10 | 5spot_SharedNeighbor | CO2 | Porous | Wet | R600a | MinimizeLCOE_Brownfield | IgnoreSilica | 2019 | 74.6176 | 3.5784 | 0.18114 | 4 | 25645.2686 | 62622.1442 | 522.8135 | 1276.6371 | 35.3353 | 2.4685 | 41.5397 | 835439.318 | 0 | 1132642.091 | 0 | 0 | 0 | 0 | 767551.7495 | 1997012.2057 | 1363001.8649 | 6095647.2292 | 961560.8286 | 11524091.9223 | 11524091.9223 | 10059725.4019 | 5207807.6177 | 0 | 18581299.9801 | 45372924.922 | 133352.1432 | 0.72455 | 25645.2686 | 62622.1442 | 522.8135 | 1276.6371
1 | 3000 | 707 | 0.02 | 15 | 15 | 7 | 1.7783e-10 | 5spot_SharedNeighbor | CO2 | Porous | Wet | R600a | MinimizeLCOE_Brownfield | IgnoreSilica | 2019 | 82.1869 | 3.9477 | 0.19298 | 4 | 24626.947 | 59335.014 | 502.0536 | 1209.6245 | 35.1295 | 2.406 | 45.2037 | 880790.6324 | 0 | 1225662.5418 | 0 | 0 | 0 | 0 | 821516.738 | 2137418.0359 | 1458831.7291 | 6524219.6772 | 961560.8286 | 11524091.9223 | 11524091.9223 | 10059725.4019 | 5207807.6177 | 0 | 19009872.4282 | 45801497.37 | 177827.941 | 0.77191 | 24626.947 | 59335.014 | 502.0536 | 1209.6245
1 | 3000 | 707 | 0.02 | 15 | 15 | 7 | 2.3714e-10 | 5spot_SharedNeighbor | CO2 | Porous | Wet | R600a | MinimizeLCOE_Brownfield | IgnoreSilica | 2019 | 88.3844 | 4.2491 | 0.20131 | 4 | 24024.5312 | 57295.561 | 489.7726 | 1168.0475 | 34.9444 | 2.351 | 42.8123 | 914349.8917 | 0 | 1300578.0436 | 0 | 0 | 0 | 0 | 863821.8948 | 2247487.376 | 1533956.3154 | 6860193.5215 | 961560.8286 | 11524091.9223 | 11524091.9223 | 10059725.4019 | 5207807.6177 | 0 | 19345846.2725 | 46137471.2143 | 237137.3706 | 0.80525 | 24024.5312 | 57295.561 | 489.7726 | 1168.0475
1 | 3000 | 707 | 0.02 | 15 | 15 | 7 | 3.1623e-10 | 5spot_SharedNeighbor | CO2 | Porous | Wet | R600a | MinimizeLCOE_Brownfield | IgnoreSilica | 2019 | 93.5124 | 4.4979 | 0.20703 | 4 | 23684.1975 | 56037.0059 | 482.8344 | 1142.3902 | 34.7747 | 2.3013 | 37.7023 | 939293.1298 | 0 | 1361914.8241 | 0 | 0 | 0 | 0 | 897471.102 | 2335035.7109 | 1593709.8528 | 7127424.6197 | 961560.8286 | 11524091.9223 | 11524091.9223 | 10059725.4019 | 5207807.6177 | 0 | 19613077.3706 | 46404702.3125 | 316227.766 | 0.82811 | 23684.1975 | 56037.0059 | 482.8344 | 1142.3902
1 | 3000 | 707 | 0.02 | 15 | 15 | 7 | 4.217e-10 | 5spot_SharedNeighbor | CO2 | Porous | Wet | R600a | MinimizeLCOE_Brownfield | IgnoreSilica | 2019 | 97.5218 | 4.692 | 0.21075 | 4 | 23505.8607 | 55287.1706 | 479.1988 | 1127.1038 | 34.6329 | 2.2602 | 43.4568 | 957073.7941 | 0 | 1409465.8754 | 0 | 0 | 0 | 0 | 922950.4711 | 2401327.8026 | 1638955.5676 | 7329773.5107 | 961560.8286 | 11524091.9223 | 11524091.9223 | 10059725.4019 | 5207807.6177 | 0 | 19815426.2617 | 46607051.2035 | 421696.5034 | 0.843 | 23505.8607 | 55287.1706 | 479.1988 | 1127.1038
1 | 3000 | 707 | 0.02 | 15 | 15 | 7 | 5.6234e-10 | 5spot_SharedNeighbor | CO2 | Porous | Wet | R600a | MinimizeLCOE_Brownfield | IgnoreSilica | 2019 | 100.7059 | 4.8458 | 0.21323 | 4 | 23416.2756 | 54828.2177 | 477.3725 | 1117.7474 | 34.5148 | 2.2263 | 54.9814 | 970116.7347 | 0 | 1446983.2556 | 0 | 0 | 0 | 0 | 942668.9962 | 2452631.3601 | 1673971.2998 | 7486371.6464 | 961560.8286 | 11524091.9223 | 11524091.9223 | 10059725.4019 | 5207807.6177 | 0 | 19972024.3974 | 46763649.3393 | 562341.3252 | 0.85291 | 23416.2756 | 54828.2177 | 477.3725 | 1117.7474
1 | 3000 | 707 | 0.02 | 15 | 15 | 7 | 7.4989e-10 | 5spot_SharedNeighbor | CO2 | Porous | Wet | R600a | MinimizeLCOE_Brownfield | IgnoreSilica | 2019 | 103.1764 | 4.965 | 0.21484 | 4 | 23378.8682 | 54554.9224 | 476.6099 | 1112.1759 | 34.4195 | 2.1991 | 47.7319 | 979555.584 | 0 | 1475955.2029 | 0 | 0 | 0 | 0 | 957649.2069 | 2491606.7955 | 1700572.8353 | 7605339.6245 | 961560.8286 | 11524091.9223 | 11524091.9223 | 10059725.4019 | 5207807.6177 | 0 | 20090992.3755 | 46882617.3173 | 749894.2093 | 0.85937 | 23378.8682 | 54554.9224 | 476.6099 | 1112.1759
1 | 3000 | 707 | 0.02 | 15 | 15 | 7 | 1e-09 | 5spot_SharedNeighbor | CO2 | Porous | Wet | R600a | MinimizeLCOE_Brownfield | IgnoreSilica | 2019 | 105.0717 | 5.0563 | 0.21589 | 4 | 23368.9343 | 54393.1115 | 476.4073 | 1108.8771 | 34.3444 | 2.1778 | 48.2493 | 986393.0185 | 0 | 1498103.3379 | 0 | 0 | 0 | 0 | 968953.579 | 2521018.4528 | 1720646.8958 | 7695115.284 | 961560.8286 | 11524091.9223 | 11524091.9223 | 10059725.4019 | 5207807.6177 | 0 | 20180768.0349 | 46972392.9768 | 1000000 | 0.86357 | 23368.9343 | 54393.1115 | 476.4073 | 1108.8771
1 | 3000 | 707 | 0.02 | 15 | 15 | 7 | 1.3335e-09 | 5spot_SharedNeighbor | CO2 | Porous | Wet | R600a | MinimizeLCOE_Brownfield | IgnoreSilica | 2019 | 105.3151 | 5.0681 | 0.21594 | 4 | 23377.1378 | 54395.1404 | 476.5746 | 1108.9185 | 34.3325 | 2.1745 | 42.5294 | 987090.6659 | 0 | 1500990.4603 | 0 | 0 | 0 | 0 | 970351.6392 | 2524655.9188 | 1723129.5411 | 7706218.2253 | 961560.8286 | 11524091.9223 | 11524091.9223 | 10059725.4019 | 5207807.6177 | 0 | 20191870.9763 | 46983495.9182 | 1333521.4322 | 0.86374 | 23377.1378 | 54395.1404 | 476.5746 | 1108.9185
1 | 3000 | 707 | 0.02 | 15 | 15 | 7 | 1.7783e-09 | 5spot_SharedNeighbor | CO2 | Porous | Wet | R600a | MinimizeLCOE_Brownfield | IgnoreSilica | 2019 | 105.3144 | 5.0681 | 0.21593 | 4 | 23377.2647 | 54395.5179 | 476.5772 | 1108.9262 | 34.3325 | 2.1745 | 58.3079 | 987084.694 | 0 | 1500979.1579 | 0 | 0 | 0 | 0 | 970344.9022 | 2524638.3905 | 1723117.5777 | 7706164.7224 | 961560.8286 | 11524091.9223 | 11524091.9223 | 10059725.4019 | 5207807.6177 | 0 | 20191817.4733 | 46983442.4152 | 1778279.41 | 0.86374 | 23377.2647 | 54395.5179 | 476.5772 | 1108.9262
1 | 3000 | 707 | 0.02 | 15 | 15 | 7 | 2.3714e-09 | 5spot_SharedNeighbor | CO2 | Porous | Wet | R600a | MinimizeLCOE_Brownfield | IgnoreSilica | 2019 | 105.3144 | 5.0681 | 0.21593 | 4 | 23377.36 | 54395.7658 | 476.5791 | 1108.9313 | 34.3325 | 2.1745 | 60.821 | 987081.9313 | 0 | 1500976.4159 | 0 | 0 | 0 | 0 | 970342.7554 | 2524632.8049 | 1723113.7653 | 7706147.6728 | 961560.8286 | 11524091.9223 | 11524091.9223 | 10059725.4019 | 5207807.6177 | 0 | 20191800.4237 | 46983425.3656 | 2371373.7057 | 0.86373 | 23377.36 | 54395.7658 | 476.5791 | 1108.9313
1 | 3000 | 707 | 0.02 | 15 | 15 | 7 | 3.1623e-09 | 5spot_SharedNeighbor | CO2 | Porous | Wet | R600a | MinimizeLCOE_Brownfield | IgnoreSilica | 2019 | 105.3144 | 5.0681 | 0.21593 | 4 | 23377.4315 | 54395.9518 | 476.5806 | 1108.9351 | 34.3325 | 2.1745 | 59.5725 | 987079.858 | 0 | 1500974.3581 | 0 | 0 | 0 | 0 | 970341.1443 | 2524628.6131 | 1723110.9044 | 7706134.8778 | 961560.8286 | 11524091.9223 | 11524091.9223 | 10059725.4019 | 5207807.6177 | 0 | 20191787.6288 | 46983412.5706 | 3162277.6602 | 0.86373 | 23377.4315 | 54395.9518 | 476.5806 | 1108.9351
1 | 3000 | 707 | 0.02 | 15 | 15 | 7 | 4.217e-09 | 5spot_SharedNeighbor | CO2 | Porous | Wet | R600a | MinimizeLCOE_Brownfield | IgnoreSilica | 2019 | 105.3144 | 5.068 | 0.21593 | 4 | 23377.4851 | 54396.0914 | 476.5817 | 1108.9379 | 34.3324 | 2.1745 | 59.6692 | 987078.3024 | 0 | 1500972.8141 | 0 | 0 | 0 | 0 | 970339.9354 | 2524625.4679 | 1723108.7577 | 7706125.2775 | 961560.8286 | 11524091.9223 | 11524091.9223 | 10059725.4019 | 5207807.6177 | 0 | 20191778.0285 | 46983402.9703 | 4216965.0343 | 0.86373 | 23377.4851 | 54396.0914 | 476.5817 | 1108.9379
1 | 3000 | 707 | 0.02 | 15 | 15 | 7 | 5.6234e-09 | 5spot_SharedNeighbor | CO2 | Porous | Wet | R600a | MinimizeLCOE_Brownfield | IgnoreSilica | 2019 | 105.3144 | 5.068 | 0.21593 | 4 | 23377.5253 | 54396.1961 | 476.5825 | 1108.94 | 34.3324 | 2.1745 | 60.8059 | 987077.1353 | 0 | 1500971.6558 | 0 | 0 | 0 | 0 | 970339.0285 | 2524623.1083 | 1723107.1473 | 7706118.0753 | 961560.8286 | 11524091.9223 | 11524091.9223 | 10059725.4019 | 5207807.6177 | 0 | 20191770.8262 | 46983395.7681 | 5623413.2519 | 0.86373 | 23377.5253 | 54396.1961 | 476.5825 | 1108.94
1 | 3000 | 707 | 0.02 | 15 | 15 | 7 | 7.4989e-09 | 5spot_SharedNeighbor | CO2 | Porous | Wet | R600a | MinimizeLCOE_Brownfield | IgnoreSilica | 2019 | 105.3144 | 5.068 | 0.21593 | 4 | 23377.5555 | 54396.2746 | 476.5831 | 1108.9416 | 34.3324 | 2.1745 | 59.312 | 987076.2599 | 0 | 1500970.7869 | 0 | 0 | 0 | 0 | 970338.3482 | 2524621.3384 | 1723105.9392 | 7706112.6726 | 961560.8286 | 11524091.9223 | 11524091.9223 | 10059725.4019 | 5207807.6177 | 0 | 20191765.4236 | 46983390.3655 | 7498942.0933 | 0.86372 | 23377.5555 | 54396.2746 | 476.5831 | 1108.9416
1 | 3000 | 707 | 0.02 | 15 | 15 | 7 | 1e-08 | 5spot_SharedNeighbor | CO2 | Porous | Wet | R600a | MinimizeLCOE_Brownfield | IgnoreSilica | 2019 | 105.3144 | 5.068 | 0.21593 | 4 | 23377.5782 | 54396.3336 | 476.5836 | 1108.9428 | 34.3324 | 2.1745 | 59.8832 | 987075.6033 | 0 | 1500970.1351 | 0 | 0 | 0 | 0 | 970337.838 | 2524620.0108 | 1723105.0331 | 7706108.6203 | 961560.8286 | 11524091.9223 | 11524091.9223 | 10059725.4019 | 5207807.6177 | 0 | 20191761.3712 | 46983386.3131 | 10000000 | 0.86372 | 23377.5782 | 54396.3336 | 476.5836 | 1108.9428
1 | 3100 | 707 | 0.02 | 15 | 15 | 7 | 1e-13 | 5spot_SharedNeighbor | CO2 | Porous | Wet | R600a | MinimizeLCOE_Brownfield | IgnoreSilica | 2019 | 0 | 0 | 0 | 0 |  |  |  |  | 15 |  | 15.1523 | [19 empty] | 100 | 0
1 | 3100 | 707 | 0.02 | 15 | 15 | 7 | 1.3335e-13 | 5spot_SharedNeighbor | CO2 | Porous | Wet | R600a | MinimizeLCOE_Brownfield | IgnoreSilica | 2019 | 0 | 0 | 0 | 0 |  |  |  |  | 15 |  | 16.9329 | [19 empty] | 133.3521 | 0
1 | 3100 | 707 | 0.02 | 15 | 15 | 7 | 1.7783e-13 | 5spot_SharedNeighbor | CO2 | Porous | Wet | R600a | MinimizeLCOE_Brownfield | IgnoreSilica | 2019 | 0 | 0 | 0 | 0 |  |  |  |  | 15 |  | 16.9549 | [19 empty] | 177.8279 | 0
1 | 3100 | 707 | 0.02 | 15 | 15 | 7 | 2.3714e-13 | 5spot_SharedNeighbor | CO2 | Porous | Wet | R600a | MinimizeLCOE_Brownfield | IgnoreSilica | 2019 | 0.441 | -0.023978 | 0.00020312 | 4 | 16019685.7242 | 50070010.3535 | 326582.9617 | 1020744.8858 | 25.4579 | 1.54 | 32.1172 | 13498.7849 | 0 | 931.7769 | 0 | 0 | 0 | 11618.4895 | 10159.13 | 26431.9723 | 18040.3642 | 80680.5178 | 961560.8286 | 11973452.0612 | 11973452.0612 | 10331217.8863 | 5360578.5121 | 0 | 13015693.4077 | 40680941.8673 | 237.1374 | 0.00081248 | 16019685.7242 | 50070010.3535 | 326582.9617 | 1020744.8858
1 | 3100 | 707 | 0.02 | 15 | 15 | 7 | 3.1623e-13 | 5spot_SharedNeighbor | CO2 | Porous | Wet | R600a | MinimizeLCOE_Brownfield | IgnoreSilica | 2019 | 0.51156 | -0.023899 | 0.00038076 | 4 | 8554305.7113 | 26718607.844 | 174391.0925 | 544694.9605 | 26.462 | 1.6606 | 30.0089 | 15910.455 | 0 | 3237.6716 | 0 | 0 | 0 | 11095.8711 | 11795.1591 | 30688.5845 | 20945.5895 | 93673.3309 | 961560.8286 | 11973452.0612 | 11973452.0612 | 10331217.8863 | 5360578.5121 | 0 | 13028686.2207 | 40693934.6803 | 316.2278 | 0.0015231 | 8554305.7113 | 26718607.844 | 174391.0925 | 544694.9605
1 | 3100 | 707 | 0.02 | 15 | 15 | 7 | 4.217e-13 | 5spot_SharedNeighbor | CO2 | Porous | Wet | R600a | MinimizeLCOE_Brownfield | IgnoreSilica | 2019 | 0.81087 | -0.021899 | 0.00067121 | 4 | 4882237.3637 | 15186529.7581 | 99531.0124 | 309597.9504 | 29.4356 | 2.0206 | 41.1569 | 26115.8645 | 0 | 12319.0655 | 0 | 0 | 0 | 17405.7215 | 21777.8541 | 56661.509 | 38672.6442 | 172952.6587 | 961560.8286 | 11973452.0612 | 11973452.0612 | 10331217.8863 | 5360578.5121 | 0 | 13107965.5485 | 40773214.0082 | 421.6965 | 0.0026848 | 4882237.3637 | 15186529.7581 | 99531.0124 | 309597.9504
1 | 3100 | 707 | 0.02 | 15 | 15 | 7 | 5.6234e-13 | 5spot_SharedNeighbor | CO2 | Porous | Wet | R600a | MinimizeLCOE_Brownfield | IgnoreSilica | 2019 | 1.6 | -0.0023268 | 0.00083031 | 4 | 4012571.1027 | 12342383.2646 | 81801.6893 | 251616.1772 | 32.8551 | 2.45 | 19.1337 | 50874.2803 | 0 | 35153.742 | 0 | 0 | 0 | 40429.6101 | 49318.4766 | 128316.5595 | 87578.6885 | 391671.3571 | 961560.8286 | 11973452.0612 | 11973452.0612 | 10331217.8863 | 5360578.5121 | 0 | 13326684.2469 | 40991932.7065 | 562.3413 | 0.0033212 | 4012571.1027 | 12342383.2646 | 81801.6893 | 251616.1772
1 | 3100 | 707 | 0.02 | 15 | 15 | 7 | 7.4989e-13 | 5spot_SharedNeighbor | CO2 | Porous | Wet | R600a | MinimizeLCOE_Brownfield | IgnoreSilica | 2019 | 1.6 | 0.0017129 | 0.0018032 | 4 | 1843354.2583 | 5678969.7053 | 37579.2699 | 115773.4788 | 32.8551 | 2.45 | 19.2518 | 50874.3549 | 0 | 35153.7137 | 0 | 0 | 0 | 30397.2688 | 45405.8816 | 118136.7898 | 80630.7865 | 360598.7952 | 961560.8286 | 11973452.0612 | 11973452.0612 | 10331217.8863 | 5360578.5121 | 0 | 13295611.685 | 40960860.1447 | 749.8942 | 0.0072127 | 1843354.2583 | 5678969.7053 | 37579.2699 | 115773.4788
1 | 3100 | 707 | 0.02 | 15 | 15 | 7 | 1e-12 | 5spot_SharedNeighbor | CO2 | Porous | Wet | R600a | MinimizeLCOE_Brownfield | IgnoreSilica | 2019 | 1.6 | 0.0047768 | 0.0025304 | 4 | 1310948.1027 | 4044195.9836 | 26725.4503 | 82446.4053 | 32.854 | 2.4494 | 19.2199 | 50867.5829 | 0 | 35156.2853 | 0 | 0 | 0 | 21837.6566 | 42065.9947 | 109447.0892 | 74699.8873 | 334074.4959 | 961560.8286 | 11973452.0612 | 11973452.0612 | 10331217.8863 | 5360578.5121 | 0 | 13269087.3858 | 40934335.8454 | 1000 | 0.010122 | 1310948.1027 | 4044195.9836 | 26725.4503 | 82446.4053
1 | 3100 | 707 | 0.02 | 15 | 15 | 7 | 1.3335e-12 | 5spot_SharedNeighbor | CO2 | Porous | Wet | R600a | MinimizeLCOE_Brownfield | IgnoreSilica | 2019 | 2.813 | 0.053815 | 0.0041128 | 4 | 822897.6513 | 2504535.242 | 16775.8817 | 51058.3385 | 34.704 | 2.691 | 40.1542 | 83437.658 | 0 | 66887.7969 | 0 | 0 | 0 | 44293.3846 | 75901.3474 | 197479.7364 | 134783.9779 | 602783.9013 | 961560.8286 | 11973452.0612 | 11973452.0612 | 10331217.8863 | 5360578.5121 | 0 | 13537796.7911 | 41203045.2508 | 1333.5214 | 0.016451 | 822897.6513 | 2504535.242 | 16775.8817 | 51058.3385
1 | 3100 | 707 | 0.02 | 15 | 15 | 7 | 1.7783e-12 | 5spot_SharedNeighbor | CO2 | Porous | Wet | R600a | MinimizeLCOE_Brownfield | IgnoreSilica | 2019 | 3.7487 | 0.097341 | 0.0059473 | 4 | 576171.992 | 1739114.2663 | 11746.0454 | 35454.1966 | 35.3658 | 2.7783 | 37.9523 | 105641.5784 | 0 | 89409.6986 | 0 | 0 | 0 | 54056.4837 | 97152.0267 | 252769.6447 | 172520.4764 | 771549.9085 | 961560.8286 | 11973452.0612 | 11973452.0612 | 10331217.8863 | 5360578.5121 | 0 | 13706562.7983 | 41371811.258 | 1778.2794 | 0.023789 | 576171.992 | 1739114.2663 | 11746.0454 | 35454.1966
1 | 3100 | 707 | 0.02 | 15 | 15 | 7 | 2.3714e-12 | 5spot_SharedNeighbor | CO2 | Porous | Wet | R600a | MinimizeLCOE_Brownfield | IgnoreSilica | 2019 | 4.9861 | 0.15662 | 0.0084264 | 4 | 412774.6216 | 1233562.94 | 8414.969 | 25147.849 | 35.8779 | 2.8461 | 34.3153 | 132484.1896 | 0 | 117428.5832 | 0 | 0 | 0 | 65801.2855 | 123128.4827 | 320355.055 | 218648.9077 | 977846.5037 | 961560.8286 | 11973452.0612 | 11973452.0612 | 10331217.8863 | 5360578.5121 | 0 | 13912859.3936 | 41578107.8532 | 2371.3737 | 0.033706 | 412774.6216 | 1233562.94 | 8414.969 | 25147.849
1 | 3100 | 707 | 0.02 | 15 | 15 | 7 | 3.1623e-12 | 5spot_SharedNeighbor | CO2 | Porous | Wet | R600a | MinimizeLCOE_Brownfield | IgnoreSilica | 2019 | 6.5667 | 0.23386 | 0.011743 | 4 | 301327.8288 | 890282.7813 | 6142.9754 | 18149.6187 | 36.2609 | 2.8965 | 42.7103 | 163865.0483 | 0 | 151128.125 | 0 | 0 | 0 | 78709.189 | 153543.9213 | 399489.7871 | 272659.9884 | 1219396.0592 | 961560.8286 | 11973452.0612 | 11973452.0612 | 10331217.8863 | 5360578.5121 | 0 | 14154408.949 | 41819657.4087 | 3162.2777 | 0.046973 | 301327.8288 | 890282.7813 | 6142.9754 | 18149.6187
1 | 3100 | 707 | 0.02 | 15 | 15 | 7 | 4.217e-12 | 5spot_SharedNeighbor | CO2 | Porous | Wet | R600a | MinimizeLCOE_Brownfield | IgnoreSilica | 2019 | 8.6324 | 0.33583 | 0.016158 | 4 | 223524.6311 | 651576.5619 | 4556.8519 | 13283.2695 | 36.5537 | 2.9345 | 47.3614 | 201467.7657 | 0 | 192662.9167 | 0 | 0 | 0 | 93887.3785 | 190327.0437 | 495191.9263 | 337978.6649 | 1511515.6958 | 961560.8286 | 11973452.0612 | 11973452.0612 | 10331217.8863 | 5360578.5121 | 0 | 14446528.5857 | 42111777.0453 | 4216.965 | 0.064631 | 223524.6311 | 651576.5619 | 4556.8519 | 13283.2695
1 | 3100 | 707 | 0.02 | 15 | 15 | 7 | 5.6234e-12 | 5spot_SharedNeighbor | CO2 | Porous | Wet | R600a | MinimizeLCOE_Brownfield | IgnoreSilica | 2019 | 11.3003 | 0.46842 | 0.021988 | 4 | 168218.3541 | 482768.0691 | 3429.3587 | 9841.8801 | 36.7726 | 2.962 | 36.6188 | 246035.3732 | 0 | 243308.8292 | 0 | 0 | 0 | 111224.2445 | 234221.6943 | 609396.803 | 415925.8399 | 1860112.784 | 961560.8286 | 11973452.0612 | 11973452.0612 | 10331217.8863 | 5360578.5121 | 0 | 14795125.6738 | 42460374.1335 | 5623.4133 | 0.087952 | 168218.3541 | 482768.0691 | 3429.3587 | 9841.8801
1 | 3100 | 707 | 0.02 | 15 | 15 | 7 | 7.4989e-12 | 5spot_SharedNeighbor | CO2 | Porous | Wet | R600a | MinimizeLCOE_Brownfield | IgnoreSilica | 2019 | 14.6862 | 0.63754 | 0.029609 | 4 | 128367.173 | 361956.9555 | 2616.9385 | 7378.9821 | 36.9303 | 2.9802 | 43.9722 | 298019.8879 | 0 | 304108.6701 | 0 | 0 | 0 | 130190.1104 | 285604.2807 | 743083.7529 | 507169.9302 | 2268176.6322 | 961560.8286 | 11973452.0612 | 11973452.0612 | 10331217.8863 | 5360578.5121 | 0 | 15203189.522 | 42868437.9817 | 7498.9421 | 0.11844 | 128367.173 | 361956.9555 | 2616.9385 | 7378.9821
1 | 3100 | 707 | 0.02 | 15 | 15 | 7 | 1e-11 | 5spot_SharedNeighbor | CO2 | Porous | Wet | R600a | MinimizeLCOE_Brownfield | IgnoreSilica | 2019 | 18.9297 | 0.85036 | 0.039443 | 4 | 99350.1127 | 274697.9919 | 2025.3864 | 5600.0901 | 37.0353 | 2.9893 | 40.4383 | 357939.7999 | 0 | 376367.2199 | 0 | 0 | 0 | 150283.7792 | 344990.4116 | 897594.2838 | 612626.5424 | 2739802.037 | 961560.8286 | 11973452.0612 | 11973452.0612 | 10331217.8863 | 5360578.5121 | 0 | 15674814.9268 | 43340063.3865 | 10000 | 0.15777 | 99350.1127 | 274697.9919 | 2025.3864 | 5600.0901
1 | 3100 | 707 | 0.02 | 15 | 15 | 7 | 1.3335e-11 | 5spot_SharedNeighbor | CO2 | Porous | Wet | R600a | MinimizeLCOE_Brownfield | IgnoreSilica | 2019 | 24.0723 | 1.1092 | 0.051827 | 4 | 78148.3968 | 211598.1619 | 1593.1608 | 4313.7147 | 37.0963 | 2.9904 | 52.2897 | 424900.5765 | 0 | 459622.0034 | 0 | 0 | 0 | 169895.7733 | 411223.1578 | 1069918.3031 | 730241.2265 | 3265801.0405 | 961560.8286 | 11973452.0612 | 11973452.0612 | 10331217.8863 | 5360578.5121 | 0 | 16200813.9304 | 43866062.39 | 13335.2143 | 0.20731 | 78148.3968 | 211598.1619 | 1593.1608 | 4313.7147
1 | 3100 | 707 | 0.02 | 15 | 15 | 7 | 1.7783e-11 | 5spot_SharedNeighbor | CO2 | Porous | Wet | R600a | MinimizeLCOE_Brownfield | IgnoreSilica | 2019 | 30.048 | 1.4113 | 0.066932 | 4 | 62601.7234 | 165935.1121 | 1276.2208 | 3382.8117 | 37.115 | 2.9826 | 47.2025 | 496720.7417 | 0 | 551984.3382 | 0 | 0 | 0 | 186332.8034 | 481664.7745 | 1253192.9403 | 855329.9323 | 3825225.5305 | 961560.8286 | 11973452.0612 | 11973452.0612 | 10331217.8863 | 5360578.5121 | 0 | 16760238.4203 | 44425486.8799 | 17782.7941 | 0.26773 | 62601.7234 | 165935.1121 | 1276.2208 | 3382.8117
1 | 3100 | 707 | 0.02 | 15 | 15 | 7 | 2.3714e-11 | 5spot_SharedNeighbor | CO2 | Porous | Wet | R600a | MinimizeLCOE_Brownfield | IgnoreSilica | 2019 | 36.6787 | 1.7482 | 0.084582 | 4 | 51210.9953 | 132981.2524 | 1044.0054 | 2711.0027 | 37.0947 | 2.966 | 40.9502 | 570406.1866 | 0 | 650310.9303 | 0 | 0 | 0 | 197039.3829 | 552925.0349 | 1438597.5204 | 981872.3679 | 4391151.423 | 961560.8286 | 11973452.0612 | 11973452.0612 | 10331217.8863 | 5360578.5121 | 0 | 17326164.3128 | 44991412.7725 | 23713.7371 | 0.33833 | 51210.9953 | 132981.2524 | 1044.0054 | 2711.0027
1 | 3100 | 707 | 0.02 | 15 | 15 | 7 | 3.1623e-11 | 5spot_SharedNeighbor | CO2 | Porous | Wet | R600a | MinimizeLCOE_Brownfield | IgnoreSilica | 2019 | 43.5628 | 2.1 | 0.10409 | 4 | 42887.3272 | 109334.1757 | 874.3162 | 2228.9251 | 37.0409 | 2.9415 | 56.9557 | 641298.5823 | 0 | 748803.941 | 0 | 0 | 0 | 198786.5161 | 619666.7254 | 1612245.7082 | 1100390.8242 | 4921192.2972 | 961560.8286 | 11973452.0612 | 11973452.0612 | 10331217.8863 | 5360578.5121 | 0 | 17856205.187 | 45521453.6467 | 31622.7766 | 0.41635 | 42887.3272 | 109334.1757 | 874.3162 | 2228.9251
1 | 3100 | 707 | 0.02 | 15 | 15 | 7 | 4.217e-11 | 5spot_SharedNeighbor | CO2 | Porous | Wet | R600a | MinimizeLCOE_Brownfield | IgnoreSilica | 2019 | 50.2675 | 2.4448 | 0.12436 | 4 | 36821.1883 | 92435.542 | 750.6497 | 1884.4236 | 36.9624 | 2.9113 | 39.3078 | 705491.8091 | 0 | 841910.6492 | 0 | 0 | 0 | 190141.1411 | 677642.0037 | 1763085.4902 | 1203342.0749 | 5381613.1682 | 961560.8286 | 11973452.0612 | 11973452.0612 | 10331217.8863 | 5360578.5121 | 0 | 18316626.058 | 45981874.5177 | 42169.6503 | 0.49745 | 36821.1883 | 92435.542 | 750.6497 | 1884.4236
1 | 3100 | 707 | 0.02 | 15 | 15 | 7 | 5.6234e-11 | 5spot_SharedNeighbor | CO2 | Porous | Wet | R600a | MinimizeLCOE_Brownfield | IgnoreSilica | 2019 | 56.3692 | 2.7607 | 0.14414 | 4 | 32403.7938 | 80387.1136 | 660.5952 | 1638.8 | 36.8706 | 2.8788 | 41.2883 | 760063.194 | 0 | 924626.7416 | 0 | 0 | 0 | 171053.7377 | 723740.0326 | 1883023.1054 | 1285201.9617 | 5747708.7731 | 961560.8286 | 11973452.0612 | 11973452.0612 | 10331217.8863 | 5360578.5121 | 0 | 18682721.6629 | 46347970.1226 | 56234.1325 | 0.57656 | 32403.7938 | 80387.1136 | 660.5952 | 1638.8
1 | 3100 | 707 | 0.02 | 15 | 15 | 7 | 7.4989e-11 | 5spot_SharedNeighbor | CO2 | Porous | Wet | R600a | MinimizeLCOE_Brownfield | IgnoreSilica | 2019 | 61.6091 | 3.0338 | 0.16235 | 4 | 29179.4879 | 71781.6771 | 594.8633 | 1463.3666 | 36.777 | 2.847 | 53.9332 | 804125.5827 | 0 | 994330.0967 | 0 | 0 | 0 | 143176.2847 | 757236.466 | 1970173.9539 | 1344684.2066 | 6013726.5906 | 961560.8286 | 11973452.0612 | 11973452.0612 | 10331217.8863 | 5360578.5121 | 0 | 18948739.4804 | 46613987.94 | 74989.4209 | 0.64939 | 29179.4879 | 71781.6771 | 594.8633 | 1463.3666
1 | 3100 | 707 | 0.02 | 15 | 15 | 7 | 1e-10 | 5spot_SharedNeighbor | CO2 | Porous | Wet | R600a | MinimizeLCOE_Brownfield | IgnoreSilica | 2019 | 65.824 | 3.2552 | 0.17823 | 4 | 26811.9189 | 65617.3239 | 546.5972 | 1337.6979 | 36.692 | 2.8189 | 51.9569 | 837731.0018 | 0 | 1049598.5578 | 0 | 0 | 0 | 107924.818 | 778149.2073 | 2024584.6169 | 1381820.6021 | 6179808.8039 | 961560.8286 | 11973452.0612 | 11973452.0612 | 10331217.8863 | 5360578.5121 | 0 | 19114821.6938 | 46780070.1534 | 100000 | 0.71292 | 26811.9189 | 65617.3239 | 546.5972 | 1337.6979
1 | 3100 | 707 | 0.02 | 15 | 15 | 7 | 1.3335e-10 | 5spot_SharedNeighbor | CO2 | Porous | Wet | R600a | MinimizeLCOE_Brownfield | IgnoreSilica | 2019 | 68.7929 | 3.4133 | 0.19126 | 4 | 25053.1155 | 61214.7013 | 510.7416 | 1247.9445 | 36.6269 | 2.7978 | 49.9856 | 860428.4042 | 0 | 1088134.8389 | 0 | 0 | 0 | 63462.3357 | 784689.9757 | 2041602.3548 | 1393435.5579 | 6231753.4671 | 961560.8286 | 11973452.0612 | 11973452.0612 | 10331217.8863 | 5360578.5121 | 0 | 19166766.357 | 46832014.8166 | 133352.1432 | 0.76505 | 25053.1155 | 61214.7013 | 510.7416 | 1247.9445
1 | 3100 | 707 | 0.02 | 15 | 15 | 7 | 1.7783e-10 | 5spot_SharedNeighbor | CO2 | Porous | Wet | R600a | MinimizeLCOE_Brownfield | IgnoreSilica | 2019 | 71.207 | 3.5423 | 0.20204 | 4 | 23661.1849 | 57894.2051 | 482.3653 | 1180.2517 | 36.569 | 2.7792 | 49.9116 | 878185.5339 | 0 | 1119280.3461 | 0 | 0 | 0 | 0 | 779011.6932 | 2026828.6284 | 1383352.1861 | 6186658.3877 | 961560.8286 | 11973452.0612 | 11973452.0612 | 10331217.8863 | 5360578.5121 | 0 | 19121671.2776 | 46786919.7372 | 177827.941 | 0.80815 | 23661.1849 | 57894.2051 | 482.3653 | 1180.2517
1 | 3100 | 707 | 0.02 | 15 | 15 | 7 | 2.3714e-10 | 5spot_SharedNeighbor | CO2 | Porous | Wet | R600a | MinimizeLCOE_Brownfield | IgnoreSilica | 2019 | 77.1781 | 3.8454 | 0.21433 | 4 | 22729.9883 | 54998.7419 | 463.3816 | 1121.2237 | 36.4184 | 2.7316 | 41.7286 | 920096.7419 | 0 | 1195417.393 | 0 | 0 | 0 | 0 | 825050.5126 | 2146612.1927 | 1465106.93 | 6552283.7701 | 961560.8286 | 11973452.0612 | 11973452.0612 | 10331217.8863 | 5360578.5121 | 0 | 19487296.66 | 47152545.1196 | 237137.3706 | 0.85734 | 22729.9883 | 54998.7419 | 463.3816 | 1121.2237
1 | 3100 | 707 | 0.02 | 15 | 15 | 7 | 3.1623e-10 | 5spot_SharedNeighbor | CO2 | Porous | Wet | R600a | MinimizeLCOE_Brownfield | IgnoreSilica | 2019 | 82.0696 | 4.0933 | 0.22351 | 4 | 22120.2975 | 53063.7415 | 450.9522 | 1081.7761 | 36.2822 | 2.6893 | 52.029 | 952008.9308 | 0 | 1256988.9614 | 0 | 0 | 0 | 0 | 861509.178 | 2241470.1612 | 1529849.4427 | 6841826.6741 | 961560.8286 | 11973452.0612 | 11973452.0612 | 10331217.8863 | 5360578.5121 | 0 | 19776839.5639 | 47442088.0236 | 316227.766 | 0.89406 | 22120.2975 | 53063.7415 | 450.9522 | 1081.7761
1 | 3100 | 707 | 0.02 | 15 | 15 | 7 | 4.217e-10 | 5spot_SharedNeighbor | CO2 | Porous | Wet | R600a | MinimizeLCOE_Brownfield | IgnoreSilica | 2019 | 85.9601 | 4.2901 | 0.23022 | 4 | 21719.6629 | 51762.3544 | 442.7847 | 1055.2456 | 36.1661 | 2.6537 | 46.7423 | 975852.7604 | 0 | 1305476.0483 | 0 | 0 | 0 | 0 | 889718.2354 | 2314864.3422 | 1579942.4792 | 7065853.8655 | 961560.8286 | 11973452.0612 | 11973452.0612 | 10331217.8863 | 5360578.5121 | 0 | 20000866.7553 | 47666115.215 | 421696.5034 | 0.92086 | 21719.6629 | 51762.3544 | 442.7847 | 1055.2456
1 | 3100 | 707 | 0.02 | 15 | 15 | 7 | 5.6234e-10 | 5spot_SharedNeighbor | CO2 | Porous | Wet | R600a | MinimizeLCOE_Brownfield | IgnoreSilica | 2019 | 89.0418 | 4.4458 | 0.2351 | 4 | 21453.2692 | 50872.3975 | 437.3539 | 1037.1026 | 36.0682 | 2.6241 | 40.2447 | 993703.7635 | 0 | 1343617.6018 | 0 | 0 | 0 | 0 | 911555.3325 | 2371679.9894 | 1618720.3259 | 7239277.0131 | 961560.8286 | 11973452.0612 | 11973452.0612 | 10331217.8863 | 5360578.5121 | 0 | 20174289.9029 | 47839538.3626 | 562341.3252 | 0.94038 | 21453.2692 | 50872.3975 | 437.3539 | 1037.1026
1 | 3100 | 707 | 0.02 | 15 | 15 | 7 | 7.4989e-10 | 5spot_SharedNeighbor | CO2 | Porous | Wet | R600a | MinimizeLCOE_Brownfield | IgnoreSilica | 2019 | 91.2614 | 4.5575 | 0.23852 | 4 | 21274.1269 | 50270.351 | 433.7019 | 1024.8291 | 35.9989 | 2.6032 | 34.5201 | 1006289.9417 | 0 | 1370846.8997 | 0 | 0 | 0 | 0 | 927083.3681 | 2412080.7529 | 1646294.6772 | 7362595.6396 | 961560.8286 | 11973452.0612 | 11973452.0612 | 10331217.8863 | 5360578.5121 | 0 | 20297608.5295 | 47962856.9891 | 749894.2093 | 0.9541 | 21274.1269 | 50270.351 | 433.7019 | 1024.8291
1 | 3100 | 707 | 0.02 | 15 | 15 | 7 | 1e-09 | 5spot_SharedNeighbor | CO2 | Porous | Wet | R600a | MinimizeLCOE_Brownfield | IgnoreSilica | 2019 | 93.0862 | 4.6495 | 0.24109 | 4 | 21151.3203 | 49839.3587 | 431.1983 | 1016.0427 | 35.9371 | 2.5847 | 36.7023 | 1016085.4617 | 0 | 1393215.9818 | 0 | 0 | 0 | 0 | 939627.563 | 2444718.1748 | 1668570.3882 | 7462217.5696 | 961560.8286 | 11973452.0612 | 11973452.0612 | 10331217.8863 | 5360578.5121 | 0 | 20397230.4594 | 48062478.9191 | 1000000 | 0.96435 | 21151.3203 | 49839.3587 | 431.1983 | 1016.0427
1 | 3100 | 707 | 0.02 | 15 | 15 | 7 | 1.3335e-09 | 5spot_SharedNeighbor | CO2 | Porous | Wet | R600a | MinimizeLCOE_Brownfield | IgnoreSilica | 2019 | 94.4791 | 4.7196 | 0.24295 | 4 | 21066.4697 | 49534.4274 | 429.4685 | 1009.8263 | 35.8888 | 2.5703 | 53.1232 | 1023351.7809 | 0 | 1410238.716 | 0 | 0 | 0 | 0 | 949100.2938 | 2469364.2771 | 1685391.8595 | 7537446.9272 | 961560.8286 | 11973452.0612 | 11973452.0612 | 10331217.8863 | 5360578.5121 | 0 | 20472459.8171 | 48137708.2767 | 1333521.4322 | 0.9718 | 21066.4697 | 49534.4274 | 429.4685 | 1009.8263
1 | 3100 | 707 | 0.02 | 15 | 15 | 7 | 1.7783e-09 | 5spot_SharedNeighbor | CO2 | Porous | Wet | R600a | MinimizeLCOE_Brownfield | IgnoreSilica | 2019 | 95.5534 | 4.7737 | 0.24432 | 4 | 21007.368 | 49315.9724 | 428.2636 | 1005.3728 | 35.8505 | 2.559 | 45.2817 | 1028803.315 | 0 | 1423346.8123 | 0 | 0 | 0 | 0 | 956338.5496 | 2488196.7341 | 1698245.3984 | 7594930.8095 | 961560.8286 | 11973452.0612 | 11973452.0612 | 10331217.8863 | 5360578.5121 | 0 | 20529943.6993 | 48195192.1589 | 1778279.41 | 0.97727 | 21007.368 | 49315.9724 | 428.2636 | 1005.3728
1 | 3100 | 707 | 0.02 | 15 | 15 | 7 | 2.3714e-09 | 5spot_SharedNeighbor | CO2 | Porous | Wet | R600a | MinimizeLCOE_Brownfield | IgnoreSilica | 2019 | 96.3427 | 4.8133 | 0.24531 | 4 | 20964.9968 | 49158.7512 | 427.3998 | 1002.1676 | 35.8226 | 2.5507 | 49.3539 | 1032779.7863 | 0 | 1432948.1378 | 0 | 0 | 0 | 0 | 961633.8904 | 2501974.1246 | 1707648.7505 | 7636984.6896 | 961560.8286 | 11973452.0612 | 11973452.0612 | 10331217.8863 | 5360578.5121 | 0 | 20571997.5795 | 48237246.0391 | 2371373.7057 | 0.98125 | 20964.9968 | 49158.7512 | 427.3998 | 1002.1676
1 | 3100 | 707 | 0.02 | 15 | 15 | 7 | 3.1623e-09 | 5spot_SharedNeighbor | CO2 | Porous | Wet | R600a | MinimizeLCOE_Brownfield | IgnoreSilica | 2019 | 96.9493 | 4.8438 | 0.24605 | 4 | 20934.8266 | 49044.112 | 426.7848 | 999.8306 | 35.8007 | 2.5442 | 48.5132 | 1035777.1459 | 0 | 1440323.0763 | 0 | 0 | 0 | 0 | 965679.0866 | 2512498.8954 | 1714832.1228 | 7669110.3271 | 961560.8286 | 11973452.0612 | 11973452.0612 | 10331217.8863 | 5360578.5121 | 0 | 20604123.2169 | 48269371.6765 | 3162277.6602 | 0.9842 | 20934.8266 | 49044.112 | 426.7848 | 999.8306
1 | 3100 | 707 | 0.02 | 15 | 15 | 7 | 4.217e-09 | 5spot_SharedNeighbor | CO2 | Porous | Wet | R600a | MinimizeLCOE_Brownfield | IgnoreSilica | 2019 | 97.4098 | 4.867 | 0.2466 | 4 | 20913.0846 | 48960.1189 | 426.3415 | 998.1182 | 35.7839 | 2.5392 | 42.8546 | 1038023.4712 | 0 | 1445917.652 | 0 | 0 | 0 | 0 | 968737.038 | 2520455.0577 | 1720262.367 | 7693395.5859 | 961560.8286 | 11973452.0612 | 11973452.0612 | 10331217.8863 | 5360578.5121 | 0 | 20628408.4758 | 48293656.9354 | 4216965.0343 | 0.98639 | 20913.0846 | 48960.1189 | 426.3415 | 998.1182
1 | 3100 | 707 | 0.02 | 15 | 15 | 7 | 5.6234e-09 | 5spot_SharedNeighbor | CO2 | Porous | Wet | R600a | MinimizeLCOE_Brownfield | IgnoreSilica | 2019 | 97.7608 | 4.8846 | 0.247 | 4 | 20897.3671 | 48898.2847 | 426.0211 | 996.8577 | 35.7709 | 2.5354 | 41.6492 | 1039714.6796 | 0 | 1450181.8219 | 0 | 0 | 0 | 0 | 971059.6356 | 2526497.9801 | 1724386.7858 | 7711840.903 | 961560.8286 | 11973452.0612 | 11973452.0612 | 10331217.8863 | 5360578.5121 | 0 | 20646853.7928 | 48312102.2525 | 5623413.2519 | 0.98801 | 20897.3671 | 48898.2847 | 426.0211 | 996.8577
1 | 3100 | 707 | 0.02 | 15 | 15 | 7 | 7.4989e-09 | 5spot_SharedNeighbor | CO2 | Porous | Wet | R600a | MinimizeLCOE_Brownfield | IgnoreSilica | 2019 | 98.0166 | 4.8975 | 0.2473 | 4 | 20885.6004 | 48852.5442 | 425.7812 | 995.9252 | 35.7616 | 2.5326 | 48.5588 | 1040953.6944 | 0 | 1453282.6866 | 0 | 0 | 0 | 0 | 972752.1886 | 2530901.6558 | 1727392.3849 | 7725282.6103 | 961560.8286 | 11973452.0612 | 11973452.0612 | 10331217.8863 | 5360578.5121 | 0 | 20660295.5002 | 48325543.9598 | 7498942.0933 | 0.98921 | 20885.6004 | 48852.5442 | 425.7812 | 995.9252
1 | 3100 | 707 | 0.02 | 15 | 15 | 7 | 1e-08 | 5spot_SharedNeighbor | CO2 | Porous | Wet | R600a | MinimizeLCOE_Brownfield | IgnoreSilica | 2019 | 98.2212 | 4.9078 | 0.24753 | 4 | 20877.3044 | 48818.6764 | 425.6121 | 995.2348 | 35.7538 | 2.5303 | 41.7461 | 1041918.6155 | 0 | 1455770.5786 | 0 | 0 | 0 | 0 | 974098.7857 | 2534405.2252 | 1729783.643 | 7735976.8479 | 961560.8286 | 11973452.0612 | 11973452.0612 | 10331217.8863 | 5360578.5121 | 0 | 20670989.7377 | 48336238.1974 | 10000000 | 0.99012 | 20877.3044 | 48818.6764 | 425.6121 | 995.2348
1 | 3200 | 707 | 0.02 | 15 | 15 | 7 | 1e-13 | 5spot_SharedNeighbor | CO2 | Porous | Wet | R600a | MinimizeLCOE_Brownfield | IgnoreSilica | 2019 | 0 | 0 | 0 | 0 |  |  |  |  | 15 |  | 16.0896 | [19 empty] | 100 | 0
1 | 3200 | 707 | 0.02 | 15 | 15 | 7 | 1.3335e-13 | 5spot_SharedNeighbor | CO2 | Porous | Wet | R600a | MinimizeLCOE_Brownfield | IgnoreSilica | 2019 | 0 | 0 | 0 | 0 |  |  |  |  | 15 |  | 17.0827 | [19 empty] | 133.3521 | 0
1 | 3200 | 707 | 0.02 | 15 | 15 | 7 | 1.7783e-13 | 5spot_SharedNeighbor | CO2 | Porous | Wet | R600a | MinimizeLCOE_Brownfield | IgnoreSilica | 2019 | 0 | 0 | 0 | 0 |  |  |  |  | 15 |  | 19.6628 | [19 empty] | 177.8279 | 0
1 | 3200 | 707 | 0.02 | 15 | 15 | 7 | 2.3714e-13 | 5spot_SharedNeighbor | CO2 | Porous | Wet | R600a | MinimizeLCOE_Brownfield | IgnoreSilica | 2019 | 0.441 | -0.02506 | 0.00020255 | 4 | 16633987.1553 | 51874981.5393 | 339106.3273 | 1057541.6648 | 25.6058 | 1.7267 | 31.7642 | 14549.2014 | 0 | 399.5014 | 0 | 0 | 0 | 13078.4305 | 10930.582 | 28439.1322 | 19410.2921 | 86807.1396 | 961560.8286 | 12428672.291 | 12428672.291 | 10608277.457 | 5515693.4429 | 0 | 13477040.2592 | 42029683.4501 | 237.1374 | 0.00081021 | 16633987.1553 | 51874981.5393 | 339106.3273 | 1057541.6648
1 | 3200 | 707 | 0.02 | 15 | 15 | 7 | 3.1623e-13 | 5spot_SharedNeighbor | CO2 | Porous | Wet | R600a | MinimizeLCOE_Brownfield | IgnoreSilica | 2019 | 0.5699 | -0.025702 | 0.00039182 | 4 | 8620096.1421 | 26837861.5582 | 175732.3194 | 547126.1088 | 27.4195 | 1.9445 | 28.8963 | 19193.7081 | 0 | 4683.9265 | 0 | 0 | 0 | 14871.1832 | 15112.039 | 39318.4254 | 26835.6333 | 120014.9155 | 961560.8286 | 12428672.291 | 12428672.291 | 10608277.457 | 5515693.4429 | 0 | 13510248.0351 | 42062891.226 | 316.2278 | 0.0015673 | 8620096.1421 | 26837861.5582 | 175732.3194 | 547126.1088
1 | 3200 | 707 | 0.02 | 15 | 15 | 7 | 4.217e-13 | 5spot_SharedNeighbor | CO2 | Porous | Wet | R600a | MinimizeLCOE_Brownfield | IgnoreSilica | 2019 | 0.84513 | -0.02319 | 0.00070677 | 4 | 4805389.0695 | 14905059.6738 | 97964.356 | 303859.802 | 30.0748 | 2.2653 | 35.7554 | 29061.584 | 0 | 13139.8584 | 0 | 0 | 0 | 20763.3122 | 24556.2543 | 63890.3365 | 43606.4675 | 195017.8128 | 961560.8286 | 12428672.291 | 12428672.291 | 10608277.457 | 5515693.4429 | 0 | 13585250.9324 | 42137894.1233 | 421.6965 | 0.0028271 | 4805389.0695 | 14905059.6738 | 97964.356 | 303859.802
1 | 3200 | 707 | 0.02 | 15 | 15 | 7 | 5.6234e-13 | 5spot_SharedNeighbor | CO2 | Porous | Wet | R600a | MinimizeLCOE_Brownfield | IgnoreSilica | 2019 | 1.6 | -0.0039617 | 0.00099173 | 4 | 3479097.7127 | 10676817.2328 | 70926.1127 | 217661.3608 | 33.5154 | 2.6925 | 19.8692 | 54122.1002 | 0 | 35422.1484 | 0 | 0 | 0 | 43155.3307 | 51752.8359 | 134650.2631 | 91901.5714 | 411004.2498 | 961560.8286 | 12428672.291 | 12428672.291 | 10608277.457 | 5515693.4429 | 0 | 13801237.3694 | 42353880.5603 | 562.3413 | 0.0039669 | 3479097.7127 | 10676817.2328 | 70926.1127 | 217661.3608
1 | 3200 | 707 | 0.02 | 15 | 15 | 7 | 7.4989e-13 | 5spot_SharedNeighbor | CO2 | Porous | Wet | R600a | MinimizeLCOE_Brownfield | IgnoreSilica | 2019 | 1.6 | 8.522e-05 | 0.0019613 | 4 | 1755395.8827 | 5394933.8082 | 35786.1194 | 109983.0229 | 33.5154 | 2.6925 | 20.6498 | 54122.1888 | 0 | 35422.1145 | 0 | 0 | 0 | 33491.5959 | 47984.0007 | 124844.527 | 85208.955 | 381073.382 | 961560.8286 | 12428672.291 | 12428672.291 | 10608277.457 | 5515693.4429 | 0 | 13771306.5015 | 42323949.6925 | 749.8942 | 0.0078451 | 1755395.8827 | 5394933.8082 | 35786.1194 | 109983.0229
1 | 3200 | 707 | 0.02 | 15 | 15 | 7 | 1e-12 | 5spot_SharedNeighbor | CO2 | Porous | Wet | R600a | MinimizeLCOE_Brownfield | IgnoreSilica | 2019 | 1.6 | 0.0031401 | 0.0026853 | 4 | 1279764.1682 | 3937984.7905 | 26089.7236 | 80281.1465 | 33.5154 | 2.6925 | 19.7309 | 54122.2243 | 0 | 35422.101 | 0 | 0 | 0 | 25411.92 | 44832.9356 | 116646.102 | 79613.3614 | 356048.6442 | 961560.8286 | 12428672.291 | 12428672.291 | 10608277.457 | 5515693.4429 | 0 | 13746281.7638 | 42298924.9548 | 1000 | 0.010741 | 1279764.1682 | 3937984.7905 | 26089.7236 | 80281.1465
1 | 3200 | 707 | 0.02 | 15 | 15 | 7 | 1.3335e-12 | 5spot_SharedNeighbor | CO2 | Porous | Wet | R600a | MinimizeLCOE_Brownfield | IgnoreSilica | 2019 | 2.9787 | 0.060233 | 0.0045435 | 4 | 774086.2111 | 2345143.6504 | 15780.7944 | 47808.9254 | 35.7111 | 2.9737 | 36.0386 | 93187.9085 | 0 | 72166.4768 | 0 | 0 | 0 | 53591.3733 | 85388.8459 | 222164.2613 | 151631.6734 | 678130.5392 | 961560.8286 | 12428672.291 | 12428672.291 | 10608277.457 | 5515693.4429 | 0 | 14068363.6588 | 42621006.8498 | 1333.5214 | 0.018174 | 774086.2111 | 2345143.6504 | 15780.7944 | 47808.9254
1 | 3200 | 707 | 0.02 | 15 | 15 | 7 | 1.7783e-12 | 5spot_SharedNeighbor | CO2 | Porous | Wet | R600a | MinimizeLCOE_Brownfield | IgnoreSilica | 2019 | 3.9682 | 0.10783 | 0.0065936 | 4 | 540518.7167 | 1623101.0391 | 11019.2051 | 33089.1101 | 36.4094 | 3.064 | 37.4388 | 117812.4985 | 0 | 96319.1566 | 0 | 0 | 0 | 65379.0645 | 109009.1807 | 283619.5273 | 193576.1552 | 865715.5828 | 961560.8286 | 12428672.291 | 12428672.291 | 10608277.457 | 5515693.4429 | 0 | 14255948.7024 | 42808591.8933 | 1778.2794 | 0.026375 | 540518.7167 | 1623101.0391 | 11019.2051 | 33089.1101
1 | 3200 | 707 | 0.02 | 15 | 15 | 7 | 2.3714e-12 | 5spot_SharedNeighbor | CO2 | Porous | Wet | R600a | MinimizeLCOE_Brownfield | IgnoreSilica | 2019 | 5.2561 | 0.17169 | 0.0093622 | 4 | 386683.9125 | 1149128.8941 | 7883.0746 | 23426.5468 | 36.9443 | 3.1331 | 48.7654 | 147144.8768 | 0 | 125911.0965 | 0 | 0 | 0 | 79066.3451 | 137327.7042 | 357298.5165 | 243863.5792 | 1090612.1182 | 961560.8286 | 12428672.291 | 12428672.291 | 10608277.457 | 5515693.4429 | 0 | 14480845.2378 | 43033488.4288 | 2371.3737 | 0.037449 | 386683.9125 | 1149128.8941 | 7883.0746 | 23426.5468
1 | 3200 | 707 | 0.02 | 15 | 15 | 7 | 3.1623e-12 | 5spot_SharedNeighbor | CO2 | Porous | Wet | R600a | MinimizeLCOE_Brownfield | IgnoreSilica | 2019 | 6.9345 | 0.25638 | 0.01307 | 4 | 282154.2895 | 828293.4761 | 5752.0968 | 16885.8829 | 37.3536 | 3.1857 | 46.8086 | 182155.2097 | 0 | 162236.0455 | 0 | 0 | 0 | 95044.6644 | 171380.0086 | 445895.6276 | 304332.9281 | 1361044.4839 | 961560.8286 | 12428672.291 | 12428672.291 | 10608277.457 | 5515693.4429 | 0 | 14751277.6034 | 43303920.7944 | 3162.2777 | 0.052281 | 282154.2895 | 828293.4761 | 5752.0968 | 16885.8829
1 | 3200 | 707 | 0.02 | 15 | 15 | 7 | 4.217e-12 | 5spot_SharedNeighbor | CO2 | Porous | Wet | R600a | MinimizeLCOE_Brownfield | IgnoreSilica | 2019 | 9.1077 | 0.36724 | 0.018 | 4 | 209367.503 | 605932.9571 | 4268.2397 | 12352.7629 | 37.6635 | 3.2248 | 42.0135 | 223721.2739 | 0 | 206587.4812 | 0 | 0 | 0 | 113460.2151 | 212069.8984 | 551762.3742 | 376589.158 | 1684190.4009 | 961560.8286 | 12428672.291 | 12428672.291 | 10608277.457 | 5515693.4429 | 0 | 15074423.5205 | 43627066.7114 | 4216.965 | 0.072 | 209367.503 | 605932.9571 | 4268.2397 | 12352.7629
1 | 3200 | 707 | 0.02 | 15 | 15 | 7 | 5.6234e-12 | 5spot_SharedNeighbor | CO2 | Porous | Wet | R600a | MinimizeLCOE_Brownfield | IgnoreSilica | 2019 | 11.8922 | 0.5103 | 0.0245 | 4 | 157719.0742 | 449071.1416 | 3215.3167 | 9154.9226 | 37.894 | 3.2528 | 42.6909 | 272637.1915 | 0 | 260266.5834 | 0 | 0 | 0 | 134239.6132 | 260185.9213 | 676950.3959 | 462032.5551 | 2066312.2604 | 961560.8286 | 12428672.291 | 12428672.291 | 10608277.457 | 5515693.4429 | 0 | 15456545.38 | 44009188.5709 | 5623.4133 | 0.098 | 157719.0742 | 449071.1416 | 3215.3167 | 9154.9226
1 | 3200 | 707 | 0.02 | 15 | 15 | 7 | 7.4989e-12 | 5spot_SharedNeighbor | CO2 | Porous | Wet | R600a | MinimizeLCOE_Brownfield | IgnoreSilica | 2019 | 15.4413 | 0.69347 | 0.032988 | 4 | 120549.8962 | 336935.3005 | 2457.5727 | 6868.8818 | 38.061 | 3.2712 | 48.4307 | 329975.5212 | 0 | 325009.1866 | 0 | 0 | 0 | 157558.9816 | 316892.0389 | 824488.0816 | 562730.0572 | 2516653.8671 | 961560.8286 | 12428672.291 | 12428672.291 | 10608277.457 | 5515693.4429 | 0 | 15906886.9867 | 44459530.1777 | 7498.9421 | 0.13195 | 120549.8962 | 336935.3005 | 2457.5727 | 6868.8818
1 | 3200 | 707 | 0.02 | 15 | 15 | 7 | 1e-11 | 5spot_SharedNeighbor | CO2 | Porous | Wet | R600a | MinimizeLCOE_Brownfield | IgnoreSilica | 2019 | 19.8628 | 0.92258 | 0.043899 | 4 | 93536.2674 | 256139.6328 | 1906.8633 | 5221.7529 | 38.1732 | 3.2804 | 59.3609 | 395753.1396 | 0 | 401509.5213 | 0 | 0 | 0 | 182457.9966 | 382091.0564 | 994122.5512 | 678509.0684 | 3034443.3336 | 961560.8286 | 12428672.291 | 12428672.291 | 10608277.457 | 5515693.4429 | 0 | 16424676.4532 | 44977319.6441 | 10000 | 0.1756 | 93536.2674 | 256139.6328 | 1906.8633 | 5221.7529
1 | 3200 | 707 | 0.02 | 15 | 15 | 7 | 1.3335e-11 | 5spot_SharedNeighbor | CO2 | Porous | Wet | R600a | MinimizeLCOE_Brownfield | IgnoreSilica | 2019 | 25.1977 | 1.2002 | 0.057597 | 4 | 73787.5447 | 197720.5058 | 1504.2589 | 4030.7999 | 38.2365 | 3.2805 | 56.533 | 468942.1216 | 0 | 489329.7411 | 0 | 0 | 0 | 207121.0974 | 454503.2545 | 1182524.2367 | 807097.09 | 3609517.5414 | 961560.8286 | 12428672.291 | 12428672.291 | 10608277.457 | 5515693.4429 | 0 | 16999750.661 | 45552393.8519 | 13335.2143 | 0.23039 | 73787.5447 | 197720.5058 | 1504.2589 | 4030.7999
1 | 3200 | 707 | 0.02 | 15 | 15 | 7 | 1.7783e-11 | 5spot_SharedNeighbor | CO2 | Porous | Wet | R600a | MinimizeLCOE_Brownfield | IgnoreSilica | 2019 | 31.3781 | 1.5231 | 0.074223 | 4 | 59318.0626 | 155489.3843 | 1209.2789 | 3169.8614 | 38.2546 | 3.2711 | 47.4261 | 547257.722 | 0 | 586520.0163 | 0 | 0 | 0 | 229015.3746 | 531489.314 | 1382826.1716 | 943807.2764 | 4220915.8749 | 961560.8286 | 12428672.291 | 12428672.291 | 10608277.457 | 5515693.4429 | 0 | 17611148.9945 | 46163792.1854 | 17782.7941 | 0.29689 | 59318.0626 | 155489.3843 | 1209.2789 | 3169.8614
1 | 3200 | 707 | 0.02 | 15 | 15 | 7 | 2.3714e-11 | 5spot_SharedNeighbor | CO2 | Porous | Wet | R600a | MinimizeLCOE_Brownfield | IgnoreSilica | 2019 | 38.1797 | 1.8805 | 0.093532 | 4 | 48713.9557 | 125031.4818 | 993.0999 | 2548.9359 | 38.2298 | 3.2516 | 52.5659 | 626950.128 | 0 | 689231.406 | 0 | 0 | 0 | 244910.5697 | 608825.9205 | 1584040.1577 | 1081139.9564 | 4835098.1382 | 961560.8286 | 12428672.291 | 12428672.291 | 10608277.457 | 5515693.4429 | 0 | 18225331.2578 | 46777974.4488 | 23713.7371 | 0.37413 | 48713.9557 | 125031.4818 | 993.0999 | 2548.9359
1 | 3200 | 707 | 0.02 | 15 | 15 | 7 | 3.1623e-11 | 5spot_SharedNeighbor | CO2 | Porous | Wet | R600a | MinimizeLCOE_Brownfield | IgnoreSilica | 2019 | 45.1855 | 2.2508 | 0.11467 | 4 | 40985.0344 | 103231.9624 | 835.5354 | 2104.5232 | 38.1721 | 3.2246 | 38.4243 | 703169.647 | 0 | 791359.8073 | 0 | 0 | 0 | 252046.0395 | 681164.4426 | 1772250.1535 | 1209597.1459 | 5409587.2357 | 961560.8286 | 12428672.291 | 12428672.291 | 10608277.457 | 5515693.4429 | 0 | 18799820.3553 | 47352463.5463 | 31622.7766 | 0.4587 | 40985.0344 | 103231.9624 | 835.5354 | 2104.5232
1 | 3200 | 707 | 0.02 | 15 | 15 | 7 | 4.217e-11 | 5spot_SharedNeighbor | CO2 | Porous | Wet | R600a | MinimizeLCOE_Brownfield | IgnoreSilica | 2019 | 51.9233 | 2.6093 | 0.13644 | 4 | 35357.7095 | 87676.7942 | 720.8147 | 1787.41 | 38.0895 | 3.1921 | 62.6332 | 771432.7582 | 0 | 886770.9326 | 0 | 0 | 0 | 248614.9152 | 743659.2563 | 1934848.8395 | 1320574.0901 | 5905900.7919 | 961560.8286 | 12428672.291 | 12428672.291 | 10608277.457 | 5515693.4429 | 0 | 19296133.9115 | 47848777.1024 | 42169.6503 | 0.54574 | 35357.7095 | 87676.7942 | 720.8147 | 1787.41
1 | 3200 | 707 | 0.02 | 15 | 15 | 7 | 5.6234e-11 | 5spot_SharedNeighbor | CO2 | Porous | Wet | R600a | MinimizeLCOE_Brownfield | IgnoreSilica | 2019 | 58.0406 | 2.9369 | 0.15751 | 4 | 31264.5687 | 76584.2805 | 637.3705 | 1561.2741 | 37.9937 | 3.1573 | 49.9547 | 829439.5466 | 0 | 971397.3193 | 0 | 0 | 0 | 235576.9715 | 794201.3966 | 2066349.1209 | 1410325.7342 | 6307290.0891 | 961560.8286 | 12428672.291 | 12428672.291 | 10608277.457 | 5515693.4429 | 0 | 19697523.2087 | 48250166.3996 | 56234.1325 | 0.63003 | 31264.5687 | 76584.2805 | 637.3705 | 1561.2741
1 | 3200 | 707 | 0.02 | 15 | 15 | 7 | 7.4989e-11 | 5spot_SharedNeighbor | CO2 | Porous | Wet | R600a | MinimizeLCOE_Brownfield | IgnoreSilica | 2019 | 63.3265 | 3.2216 | 0.17682 | 4 | 28282.5668 | 68653.0703 | 576.5784 | 1399.5857 | 37.8957 | 3.1233 | 57.5074 | 876644.3154 | 0 | 1043186.9246 | 0 | 0 | 0 | 215297.7071 | 832700.2894 | 2166515.3426 | 1478691.2388 | 6613035.8179 | 961560.8286 | 12428672.291 | 12428672.291 | 10608277.457 | 5515693.4429 | 0 | 20003268.9375 | 48555912.1285 | 74989.4209 | 0.70726 | 28282.5668 | 68653.0703 | 576.5784 | 1399.5857
1 | 3200 | 707 | 0.02 | 15 | 15 | 7 | 1e-10 | 5spot_SharedNeighbor | CO2 | Porous | Wet | R600a | MinimizeLCOE_Brownfield | IgnoreSilica | 2019 | 67.6728 | 3.4572 | 0.19367 | 4 | 26101.59 | 62959.478 | 532.1162 | 1283.5141 | 37.8046 | 3.0926 | 44.5355 | 913476.665 | 0 | 1101385.0617 | 0 | 0 | 0 | 190267.7717 | 860000.5044 | 2237544.9021 | 1527170.3726 | 6829845.2776 | 961560.8286 | 12428672.291 | 12428672.291 | 10608277.457 | 5515693.4429 | 0 | 20220078.3971 | 48772721.5881 | 100000 | 0.77467 | 26101.59 | 62959.478 | 532.1162 | 1283.5141
1 | 3200 | 707 | 0.02 | 15 | 15 | 7 | 1.3335e-10 | 5spot_SharedNeighbor | CO2 | Porous | Wet | R600a | MinimizeLCOE_Brownfield | IgnoreSilica | 2019 | 71.1487 | 3.6465 | 0.20784 | 4 | 24497.938 | 58842.5401 | 499.4236 | 1199.5848 | 37.7251 | 3.0663 | 52.6727 | 941657.8122 | 0 | 1147430.6358 | 0 | 0 | 0 | 163330.2269 | 878443.2832 | 2285529.2293 | 1559920.662 | 6976311.8493 | 961560.8286 | 12428672.291 | 12428672.291 | 10608277.457 | 5515693.4429 | 0 | 20366544.9689 | 48919188.1598 | 133352.1432 | 0.83136 | 24497.938 | 58842.5401 | 499.4236 | 1199.5848
1 | 3200 | 707 | 0.02 | 15 | 15 | 7 | 1.7783e-10 | 5spot_SharedNeighbor | CO2 | Porous | Wet | R600a | MinimizeLCOE_Brownfield | IgnoreSilica | 2019 | 73.8406 | 3.7939 | 0.21939 | 4 | 23311.7373 | 55848.056 | 475.2413 | 1138.5382 | 37.6593 | 3.0448 | 53.3732 | 962707.1114 | 0 | 1182806.0925 | 0 | 0 | 0 | 136271.5937 | 889896.071 | 2315327.0341 | 1580258.276 | 7067266.1786 | 961560.8286 | 12428672.291 | 12428672.291 | 10608277.457 | 5515693.4429 | 0 | 20457499.2982 | 49010142.4891 | 177827.941 | 0.87756 | 23311.7373 | 55848.056 | 475.2413 | 1138.5382
1 | 3200 | 707 | 0.02 | 15 | 15 | 7 | 2.3714e-10 | 5spot_SharedNeighbor | CO2 | Porous | Wet | R600a | MinimizeLCOE_Brownfield | IgnoreSilica | 2019 | 75.8286 | 3.9035 | 0.22853 | 4 | 22428.8442 | 53663.376 | 457.2423 | 1094.0005 | 37.6085 | 3.0283 | 54.1104 | 977817.112 | 0 | 1208776.9858 | 0 | 0 | 0 | 109893.5298 | 895630.1748 | 2330245.9957 | 1590440.7738 | 7112804.5719 | 961560.8286 | 12428672.291 | 12428672.291 | 10608277.457 | 5515693.4429 | 0 | 20503037.6915 | 49055680.8824 | 237137.3706 | 0.91414 | 22428.8442 | 53663.376 | 457.2423 | 1094.0005
1 | 3200 | 707 | 0.02 | 15 | 15 | 7 | 3.1623e-10 | 5spot_SharedNeighbor | CO2 | Porous | Wet | R600a | MinimizeLCOE_Brownfield | IgnoreSilica | 2019 | 77.2117 | 3.9805 | 0.23558 | 4 | 21767.4041 | 52067.7062 | 443.758 | 1061.4706 | 37.572 | 3.0166 | 59.2773 | 988111.3582 | 0 | 1226771.9217 | 0 | 0 | 0 | 84467.3575 | 896746.7486 | 2333151.0917 | 1592423.5615 | 7121672.0391 | 961560.8286 | 12428672.291 | 12428672.291 | 10608277.457 | 5515693.4429 | 0 | 20511905.1587 | 49064548.3497 | 316227.766 | 0.94232 | 21767.4041 | 52067.7062 | 443.758 | 1061.4706
1 | 3200 | 707 | 0.02 | 15 | 15 | 7 | 4.217e-10 | 5spot_SharedNeighbor | CO2 | Porous | Wet | R600a | MinimizeLCOE_Brownfield | IgnoreSilica | 2019 | 77.9622 | 4.0238 | 0.24072 | 4 | 21267.711 | 50920.7564 | 433.5711 | 1038.0885 | 37.5517 | 3.0101 | 60.3754 | 993621.2003 | 0 | 1236510.1893 | 0 | 0 | 0 | 58428.1192 | 892538.2084 | 2322201.3335 | 1584950.1266 | 7088249.1772 | 961560.8286 | 12428672.291 | 12428672.291 | 10608277.457 | 5515693.4429 | 0 | 20478482.2968 | 49031125.4877 | 421696.5034 | 0.96289 | 21267.711 | 50920.7564 | 433.5711 | 1038.0885
1 | 3200 | 707 | 0.02 | 15 | 15 | 7 | 5.6234e-10 | 5spot_SharedNeighbor | CO2 | Porous | Wet | R600a | MinimizeLCOE_Brownfield | IgnoreSilica | 2019 | 76.542 | 3.9545 | 0.24229 | 4 | 20851.0707 | 50312.7943 | 425.0773 | 1025.6944 | 37.5879 | 3.0217 | 51.2914 | 983031.1114 | 0 | 1218096.4667 | 0 | 0 | 0 | 0 | 858439.7555 | 2233484.1535 | 1524398.8283 | 6817450.3153 | 961560.8286 | 12428672.291 | 12428672.291 | 10608277.457 | 5515693.4429 | 0 | 20207683.4349 | 48760326.6258 | 562341.3252 | 0.96914 | 20851.0707 | 50312.7943 | 425.0773 | 1025.6944
1 | 3200 | 707 | 0.02 | 15 | 15 | 7 | 7.4989e-10 | 5spot_SharedNeighbor | CO2 | Porous | Wet | R600a | MinimizeLCOE_Brownfield | IgnoreSilica | 2019 | 78.8318 | 4.075 | 0.24756 | 4 | 20552.0412 | 49385.7186 | 418.9812 | 1006.7947 | 37.5261 | 3.0019 | 46.7238 | 999821.3138 | 0 | 1247812.7802 | 0 | 0 | 0 | 0 | 876577.2967 | 2280674.3152 | 1556607.0833 | 6961492.7893 | 961560.8286 | 12428672.291 | 12428672.291 | 10608277.457 | 5515693.4429 | 0 | 20351725.9089 | 48904369.0998 | 749894.2093 | 0.99025 | 20552.0412 | 49385.7186 | 418.9812 | 1006.7947
1 | 3200 | 707 | 0.02 | 15 | 15 | 7 | 1e-09 | 5spot_SharedNeighbor | CO2 | Porous | Wet | R600a | MinimizeLCOE_Brownfield | IgnoreSilica | 2019 | 80.5834 | 4.1671 | 0.25148 | 4 | 20339.8679 | 48724.0384 | 414.6557 | 993.3054 | 37.4773 | 2.9864 | 41.8209 | 1012352.0842 | 0 | 1270431.8893 | 0 | 0 | 0 | 0 | 890285.7497 | 2316340.8979 | 1580950.2589 | 7070360.88 | 961560.8286 | 12428672.291 | 12428672.291 | 10608277.457 | 5515693.4429 | 0 | 20460593.9995 | 49013237.1905 | 1000000 | 1.0059 | 20339.8679 | 48724.0384 | 414.6557 | 993.3054
1 | 3200 | 707 | 0.02 | 15 | 15 | 7 | 1.3335e-09 | 5spot_SharedNeighbor | CO2 | Porous | Wet | R600a | MinimizeLCOE_Brownfield | IgnoreSilica | 2019 | 81.9303 | 4.2379 | 0.25442 | 4 | 20186.7184 | 48243.4843 | 411.5336 | 983.5087 | 37.4387 | 2.9742 | 46.6715 | 1021784.5308 | 0 | 1287766.9976 | 0 | 0 | 0 | 0 | 900725.0961 | 2343501.9358 | 1599488.2254 | 7153266.7857 | 961560.8286 | 12428672.291 | 12428672.291 | 10608277.457 | 5515693.4429 | 0 | 20543499.9053 | 49096143.0962 | 1333521.4322 | 1.0177 | 20186.7184 | 48243.4843 | 411.5336 | 983.5087
1 | 3200 | 707 | 0.02 | 15 | 15 | 7 | 1.7783e-09 | 5spot_SharedNeighbor | CO2 | Porous | Wet | R600a | MinimizeLCOE_Brownfield | IgnoreSilica | 2019 | 82.9586 | 4.2919 | 0.25661 | 4 | 20075.3923 | 47892.3597 | 409.264 | 976.3505 | 37.4085 | 2.9647 | 45.7668 | 1028867.6443 | 0 | 1300968.4957 | 0 | 0 | 0 | 0 | 908636.0946 | 2364084.7313 | 1613536.4062 | 7216093.3721 | 961560.8286 | 12428672.291 | 12428672.291 | 10608277.457 | 5515693.4429 | 0 | 20606326.4917 | 49158969.6826 | 1778279.41 | 1.0264 | 20075.3923 | 47892.3597 | 409.264 | 976.3505
1 | 3200 | 707 | 0.02 | 15 | 15 | 7 | 2.3714e-09 | 5spot_SharedNeighbor | CO2 | Porous | Wet | R600a | MinimizeLCOE_Brownfield | IgnoreSilica | 2019 | 83.748 | 4.3334 | 0.25826 | 4 | 19993.5387 | 47632.796 | 407.5953 | 971.059 | 37.3849 | 2.9572 | 50.1951 | 1034224.9159 | 0 | 1311086.9957 | 0 | 0 | 0 | 0 | 914671.6455 | 2379787.9967 | 1624254.2075 | 7264025.7613 | 961560.8286 | 12428672.291 | 12428672.291 | 10608277.457 | 5515693.4429 | 0 | 20654258.8809 | 49206902.0718 | 2371373.7057 | 1.033 | 19993.5387 | 47632.796 | 407.5953 | 971.059
1 | 3200 | 707 | 0.02 | 15 | 15 | 7 | 3.1623e-09 | 5spot_SharedNeighbor | CO2 | Porous | Wet | R600a | MinimizeLCOE_Brownfield | IgnoreSilica | 2019 | 84.3378 | 4.3643 | 0.25948 | 4 | 19933.7475 | 47442.8331 | 406.3764 | 967.1863 | 37.3671 | 2.9516 | 38.025 | 1038198.3123 | 0 | 1318632.0569 | 0 | 0 | 0 | 0 | 919163.844 | 2391475.7757 | 1632231.3568 | 7299701.3457 | 961560.8286 | 12428672.291 | 12428672.291 | 10608277.457 | 5515693.4429 | 0 | 20689934.4653 | 49242577.6563 | 3162277.6602 | 1.0379 | 19933.7475 | 47442.8331 | 406.3764 | 967.1863
1 | 3200 | 707 | 0.02 | 15 | 15 | 7 | 4.217e-09 | 5spot_SharedNeighbor | CO2 | Porous | Wet | R600a | MinimizeLCOE_Brownfield | IgnoreSilica | 2019 | 84.7834 | 4.3877 | 0.2604 | 4 | 19889.565 | 47302.0787 | 405.4757 | 964.3169 | 37.3535 | 2.9474 | 41.416 | 1041178.1293 | 0 | 1324327.2926 | 0 | 0 | 0 | 0 | 922547.1145 | 2400278.3516 | 1638239.2957 | 7326570.1837 | 961560.8286 | 12428672.291 | 12428672.291 | 10608277.457 | 5515693.4429 | 0 | 20716803.3032 | 49269446.4942 | 4216965.0343 | 1.0416 | 19889.565 | 47302.0787 | 405.4757 | 964.3169
1 | 3200 | 707 | 0.02 | 15 | 15 | 7 | 5.6234e-09 | 5spot_SharedNeighbor | CO2 | Porous | Wet | R600a | MinimizeLCOE_Brownfield | IgnoreSilica | 2019 | 85.117 | 4.4052 | 0.26108 | 4 | 19856.919 | 47197.9523 | 404.8102 | 962.1941 | 37.3434 | 2.9442 | 47.5629 | 1043399.2575 | 0 | 1328585.8836 | 0 | 0 | 0 | 0 | 925074.205 | 2406853.3226 | 1642726.8486 | 7346639.5172 | 961560.8286 | 12428672.291 | 12428672.291 | 10608277.457 | 5515693.4429 | 0 | 20736872.6367 | 49289515.8277 | 5623413.2519 | 1.0443 | 19856.919 | 47197.9523 | 404.8102 | 962.1941
1 | 3200 | 707 | 0.02 | 15 | 15 | 7 | 7.4989e-09 | 5spot_SharedNeighbor | CO2 | Porous | Wet | R600a | MinimizeLCOE_Brownfield | IgnoreSilica | 2019 | 85.3728 | 4.4186 | 0.26159 | 4 | 19832.4429 | 47119.5793 | 404.3112 | 960.5964 | 37.3355 | 2.9417 | 50.1308 | 1045088.858 | 0 | 1331851.5495 | 0 | 0 | 0 | 0 | 927006.7589 | 2411881.4314 | 1646158.6362 | 7361987.234 | 961560.8286 | 12428672.291 | 12428672.291 | 10608277.457 | 5515693.4429 | 0 | 20752220.3536 | 49304863.5445 | 7498942.0933 | 1.0464 | 19832.4429 | 47119.5793 | 404.3112 | 960.5964
1 | 3200 | 707 | 0.02 | 15 | 15 | 7 | 1e-08 | 5spot_SharedNeighbor | CO2 | Porous | Wet | R600a | MinimizeLCOE_Brownfield | IgnoreSilica | 2019 | 85.558 | 4.4284 | 0.26197 | 4 | 19814.5246 | 47062.41 | 403.9459 | 959.4309 | 37.3298 | 2.94 | 45.5337 | 1046317.8839 | 0 | 1334211.9648 | 0 | 0 | 0 | 0 | 928406.641 | 2415523.6375 | 1648644.5166 | 7373104.6439 | 961560.8286 | 12428672.291 | 12428672.291 | 10608277.457 | 5515693.4429 | 0 | 20763337.7635 | 49315980.9544 | 10000000 | 1.0479 | 19814.5246 | 47062.41 | 403.9459 | 959.4309
1 | 3300 | 707 | 0.02 | 15 | 15 | 7 | 1e-13 | 5spot_SharedNeighbor | CO2 | Porous | Wet | R600a | MinimizeLCOE_Brownfield | IgnoreSilica | 2019 | 0 | 0 | 0 | 0 |  |  |  |  | 15 |  | 16.004 | [19 empty] | 100 | 0
1 | 3300 | 707 | 0.02 | 15 | 15 | 7 | 1.3335e-13 | 5spot_SharedNeighbor | CO2 | Porous | Wet | R600a | MinimizeLCOE_Brownfield | IgnoreSilica | 2019 | 0 | 0 | 0 | 0 |  |  |  |  | 15 |  | 17.2665 | [19 empty] | 133.3521 | 0
1 | 3300 | 707 | 0.02 | 15 | 15 | 7 | 1.7783e-13 | 5spot_SharedNeighbor | CO2 | Porous | Wet | R600a | MinimizeLCOE_Brownfield | IgnoreSilica | 2019 | 0 | 0 | 0 | 0 |  |  |  |  | 15 |  | 18.8331 | [19 empty] | 177.8279 | 0
1 | 3300 | 707 | 0.02 | 15 | 15 | 7 | 2.3714e-13 | 5spot_SharedNeighbor | CO2 | Porous | Wet | R600a | MinimizeLCOE_Brownfield | IgnoreSilica | 2019 | 0 | 0 | 0 | 0 |  |  |  |  | 15 |  | 20.2382 | [19 empty] | 237.1374 | 0
1 | 3300 | 707 | 0.02 | 15 | 15 | 7 | 3.1623e-13 | 5spot_SharedNeighbor | CO2 | Porous | Wet | R600a | MinimizeLCOE_Brownfield | IgnoreSilica | 2019 | 0 | 0 | 0 | 0 |  |  |  |  | 15 |  | 20.7675 | [19 empty] | 316.2278 | 0
1 | 3300 | 707 | 0.02 | 15 | 15 | 7 | 4.217e-13 | 5spot_SharedNeighbor | CO2 | Porous | Wet | R600a | MinimizeLCOE_Brownfield | IgnoreSilica | 2019 | 0 | 0 | 0 | 0 |  |  |  |  | 15 |  | 21.2596 | [19 empty] | 421.6965 | 0
1 | 3300 | 707 | 0.02 | 15 | 15 | 7 | 5.6234e-13 | 5spot_SharedNeighbor | CO2 | Porous | Wet | R600a | MinimizeLCOE_Brownfield | IgnoreSilica | 2019 | 1.6 | -0.0056064 | 0.0011536 | 4 | 3094816.3592 | 9477756.7728 | 63092.0175 | 193216.8914 | 34.1562 | 2.934 | 21.7386 | 57257.6063 | 0 | 35666.8687 | 0 | 0 | 0 | 45774.5414 | 54092.6164 | 140737.8919 | 96056.5031 | 429586.0278 | 961560.8286 | 12889752.6116 | 12889752.6116 | 10890904.1141 | 5673152.4101 | 0 | 14280899.468 | 43734708.6037 | 562.3413 | 0.0046145 | 3094816.3592 | 9477756.7728 | 63092.0175 | 193216.8914
1 | 3300 | 707 | 0.02 | 15 | 15 | 7 | 7.4989e-13 | 5spot_SharedNeighbor | CO2 | Porous | Wet | R600a | MinimizeLCOE_Brownfield | IgnoreSilica | 2019 | 1.6 | -0.0015542 | 0.0021199 | 4 | 1680766.7419 | 5154323.8288 | 34264.7034 | 105077.863 | 34.1562 | 2.934 | 21.3378 | 57257.7093 | 0 | 35666.829 | 0 | 0 | 0 | 36429.601 | 50448.1144 | 131255.6453 | 89584.6749 | 400642.5739 | 961560.8286 | 12889752.6116 | 12889752.6116 | 10890904.1141 | 5673152.4101 | 0 | 14251956.0141 | 43705765.1499 | 749.8942 | 0.0084794 | 1680766.7419 | 5154323.8288 | 34264.7034 | 105077.863
1 | 3300 | 707 | 0.02 | 15 | 15 | 7 | 1e-12 | 5spot_SharedNeighbor | CO2 | Porous | Wet | R600a | MinimizeLCOE_Brownfield | IgnoreSilica | 2019 | 1.6 | 0.0015039 | 0.0028414 | 4 | 1251851.3098 | 3843332.3412 | 25520.6822 | 78351.5283 | 34.1562 | 2.934 | 19.3613 | 57257.7541 | 0 | 35666.8118 | 0 | 0 | 0 | 28719.5721 | 47441.2138 | 123432.3068 | 84245.0857 | 376762.7444 | 961560.8286 | 12889752.6116 | 12889752.6116 | 10890904.1141 | 5673152.4101 | 0 | 14228076.1846 | 43681885.3204 | 1000 | 0.011366 | 1251851.3098 | 3843332.3412 | 25520.6822 | 78351.5283
1 | 3300 | 707 | 0.02 | 15 | 15 | 7 | 1.3335e-12 | 5spot_SharedNeighbor | CO2 | Porous | Wet | R600a | MinimizeLCOE_Brownfield | IgnoreSilica | 2019 | 3.1419 | 0.066934 | 0.00502 | 4 | 727365.9108 | 2194184.5819 | 14828.3379 | 44731.4206 | 36.7179 | 3.2569 | 45.1739 | 103183.7324 | 0 | 77508.8264 | 0 | 0 | 0 | 62826.0177 | 94972.2448 | 247098.2995 | 168649.6668 | 754238.7876 | 961560.8286 | 12889752.6116 | 12889752.6116 | 10890904.1141 | 5673152.4101 | 0 | 14605552.2278 | 44059361.3636 | 1333.5214 | 0.02008 | 727365.9108 | 2194184.5819 | 14828.3379 | 44731.4206
1 | 3300 | 707 | 0.02 | 15 | 15 | 7 | 1.7783e-12 | 5spot_SharedNeighbor | CO2 | Porous | Wet | R600a | MinimizeLCOE_Brownfield | IgnoreSilica | 2019 | 4.1897 | 0.11899 | 0.0073084 | 4 | 506727.3394 | 1514258.6359 | 10330.3222 | 30870.2105 | 37.4569 | 3.3507 | 42.037 | 130434.863 | 0 | 103445.7074 | 0 | 0 | 0 | 76772.7602 | 121154.7989 | 315219.9346 | 215144.0825 | 962172.1466 | 961560.8286 | 12889752.6116 | 12889752.6116 | 10890904.1141 | 5673152.4101 | 0 | 14813485.5867 | 44267294.7225 | 1778.2794 | 0.029234 | 506727.3394 | 1514258.6359 | 10330.3222 | 30870.2105
1 | 3300 | 707 | 0.02 | 15 | 15 | 7 | 2.3714e-12 | 5spot_SharedNeighbor | CO2 | Porous | Wet | R600a | MinimizeLCOE_Brownfield | IgnoreSilica | 2019 | 5.5339 | 0.18788 | 0.010396 | 4 | 362108.7051 | 1070382.8277 | 7382.0757 | 21821.2017 | 38.0164 | 3.4215 | 45.5653 | 162448.0727 | 0 | 134775.0013 | 0 | 0 | 0 | 92507.5321 | 151994.9364 | 395459.646 | 269909.3342 | 1207094.5226 | 961560.8286 | 12889752.6116 | 12889752.6116 | 10890904.1141 | 5673152.4101 | 0 | 15058407.9628 | 44512217.0986 | 2371.3737 | 0.041585 | 362108.7051 | 1070382.8277 | 7382.0757 | 21821.2017
1 | 3300 | 707 | 0.02 | 15 | 15 | 7 | 3.1623e-12 | 5spot_SharedNeighbor | CO2 | Porous | Wet | R600a | MinimizeLCOE_Brownfield | IgnoreSilica | 2019 | 7.3024 | 0.28001 | 0.014533 | 4 | 264159.7632 | 770815.1514 | 5385.2541 | 15714.1095 | 38.45 | 3.4759 | 54.6053 | 201045.2416 | 0 | 173609.6084 | 0 | 0 | 0 | 111356.563 | 189544.4511 | 493155.7808 | 336588.9538 | 1505300.5988 | 961560.8286 | 12889752.6116 | 12889752.6116 | 10890904.1141 | 5673152.4101 | 0 | 15356614.039 | 44810423.1748 | 3162.2777 | 0.058134 | 264159.7632 | 770815.1514 | 5385.2541 | 15714.1095
1 | 3300 | 707 | 0.02 | 15 | 15 | 7 | 4.217e-12 | 5spot_SharedNeighbor | CO2 | Porous | Wet | R600a | MinimizeLCOE_Brownfield | IgnoreSilica | 2019 | 9.5876 | 0.40035 | 0.02003 | 4 | 196105.4385 | 563721.9587 | 3997.8746 | 11492.2346 | 38.7777 | 3.5162 | 48.0083 | 246791.8923 | 0 | 220936.3676 | 0 | 0 | 0 | 133079.3582 | 234314.9711 | 609639.4901 | 416091.4788 | 1860853.5581 | 961560.8286 | 12889752.6116 | 12889752.6116 | 10890904.1141 | 5673152.4101 | 0 | 15712166.9983 | 45165976.134 | 4216.965 | 0.080121 | 196105.4385 | 563721.9587 | 3997.8746 | 11492.2346
1 | 3300 | 707 | 0.02 | 15 | 15 | 7 | 5.6234e-12 | 5spot_SharedNeighbor | CO2 | Porous | Wet | R600a | MinimizeLCOE_Brownfield | IgnoreSilica | 2019 | 12.5307 | 0.55637 | 0.027277 | 4 | 147887.25 | 417842.3216 | 3014.8816 | 8518.2809 | 39.0224 | 3.5449 | 43.844 | 300905.7878 | 0 | 278508.3361 | 0 | 0 | 0 | 158053.0209 | 287612.1865 | 748307.9119 | 510735.526 | 2284122.7692 | 961560.8286 | 12889752.6116 | 12889752.6116 | 10890904.1141 | 5673152.4101 | 0 | 16135436.2094 | 45589245.3452 | 5623.4133 | 0.10911 | 147887.25 | 417842.3216 | 3014.8816 | 8518.2809
1 | 3300 | 707 | 0.02 | 15 | 15 | 7 | 7.4989e-12 | 5spot_SharedNeighbor | CO2 | Porous | Wet | R600a | MinimizeLCOE_Brownfield | IgnoreSilica | 2019 | 16.2307 | 0.75359 | 0.036711 | 4 | 113223.1522 | 313803.3993 | 2308.2071 | 6397.3067 | 39.1971 | 3.5632 | 53.3155 | 363496.1385 | 0 | 347017.12 | 0 | 0 | 0 | 185350.1328 | 349386.7226 | 909032.5832 | 620433.4168 | 2774716.1141 | 961560.8286 | 12889752.6116 | 12889752.6116 | 10890904.1141 | 5673152.4101 | 0 | 16626029.5543 | 46079838.69 | 7498.9421 | 0.14684 | 113223.1522 | 313803.3993 | 2308.2071 | 6397.3067
1 | 3300 | 707 | 0.02 | 15 | 15 | 7 | 1e-11 | 5spot_SharedNeighbor | CO2 | Porous | Wet | R600a | MinimizeLCOE_Brownfield | IgnoreSilica | 2019 | 20.8445 | 1.0005 | 0.048812 | 4 | 88050.0385 | 238903.3025 | 1795.0191 | 4870.367 | 39.3145 | 3.572 | 47.2441 | 435411.0011 | 0 | 428081.0963 | 0 | 0 | 0 | 214975.2634 | 420602.2707 | 1094320.831 | 746896.4532 | 3340286.9156 | 961560.8286 | 12889752.6116 | 12889752.6116 | 10890904.1141 | 5673152.4101 | 0 | 17191600.3558 | 46645409.4915 | 10000 | 0.19525 | 88050.0385 | 238903.3025 | 1795.0191 | 4870.367
1 | 3300 | 707 | 0.02 | 15 | 15 | 7 | 1.3335e-11 | 5spot_SharedNeighbor | CO2 | Porous | Wet | R600a | MinimizeLCOE_Brownfield | IgnoreSilica | 2019 | 26.3692 | 1.2974 | 0.063936 | 4 | 69659.9142 | 184829.8567 | 1420.1116 | 3768.0066 | 39.3795 | 3.5709 | 45.2389 | 514873.9995 | 0 | 520486.3419 | 0 | 0 | 0 | 244374.4021 | 499096.55 | 1298546.8442 | 886284.9037 | 3963663.0414 | 961560.8286 | 12889752.6116 | 12889752.6116 | 10890904.1141 | 5673152.4101 | 0 | 17814976.4816 | 47268785.6173 | 13335.2143 | 0.25574 | 69659.9142 | 184829.8567 | 1420.1116 | 3768.0066
1 | 3300 | 707 | 0.02 | 15 | 15 | 7 | 1.7783e-11 | 5spot_SharedNeighbor | CO2 | Porous | Wet | R600a | MinimizeLCOE_Brownfield | IgnoreSilica | 2019 | 32.7398 | 1.6413 | 0.082194 | 4 | 56195.5806 | 145781.6013 | 1145.6229 | 2971.9551 | 39.3967 | 3.5596 | 49.8613 | 599575.401 | 0 | 622345.9661 | 0 | 0 | 0 | 271173.0903 | 582306.8384 | 1515042.9458 | 1034047.9416 | 4624492.1831 | 961560.8286 | 12889752.6116 | 12889752.6116 | 10890904.1141 | 5673152.4101 | 0 | 18475805.6233 | 47929614.7591 | 17782.7941 | 0.32878 | 56195.5806 | 145781.6013 | 1145.6229 | 2971.9551
1 | 3300 | 707 | 0.02 | 15 | 15 | 7 | 2.3714e-11 | 5spot_SharedNeighbor | CO2 | Porous | Wet | R600a | MinimizeLCOE_Brownfield | IgnoreSilica | 2019 | 39.6607 | 2.017 | 0.1032 | 4 | 46346.6401 | 117696.6173 | 944.8389 | 2399.4047 | 39.3708 | 3.5386 | 48.3326 | 684822.1348 | 0 | 728678.0402 | 0 | 0 | 0 | 291535.9992 | 664964.1079 | 1730100.2059 | 1180828.9405 | 5280929.4284 | 961560.8286 | 12889752.6116 | 12889752.6116 | 10890904.1141 | 5673152.4101 | 0 | 19132242.8686 | 48586052.0044 | 23713.7371 | 0.41281 | 46346.6401 | 117696.6173 | 944.8389 | 2399.4047
1 | 3300 | 707 | 0.02 | 15 | 15 | 7 | 3.1623e-11 | 5spot_SharedNeighbor | CO2 | Porous | Wet | R600a | MinimizeLCOE_Brownfield | IgnoreSilica | 2019 | 46.7519 | 2.4043 | 0.12605 | 4 | 39161.739 | 97579.5644 | 798.365 | 1989.2914 | 39.3089 | 3.509 | 43.9019 | 765967.4423 | 0 | 833972.215 | 0 | 0 | 0 | 302948.7616 | 742126.4834 | 1930860.8786 | 1317852.2249 | 5893728.0057 | 961560.8286 | 12889752.6116 | 12889752.6116 | 10890904.1141 | 5673152.4101 | 0 | 19745041.4459 | 49198850.5817 | 31622.7766 | 0.50419 | 39161.739 | 97579.5644 | 798.365 | 1989.2914
1 | 3300 | 707 | 0.02 | 15 | 15 | 7 | 4.217e-11 | 5spot_SharedNeighbor | CO2 | Porous | Wet | R600a | MinimizeLCOE_Brownfield | IgnoreSilica | 2019 | 53.5628 | 2.7789 | 0.14942 | 4 | 33926.9603 | 83207.5371 | 691.647 | 1696.2982 | 39.2197 | 3.4732 | 56.7457 | 838565.352 | 0 | 932311.6918 | 0 | 0 | 0 | 303867.613 | 809150.4161 | 2105243.4032 | 1436871.8811 | 6426010.3571 | 961560.8286 | 12889752.6116 | 12889752.6116 | 10890904.1141 | 5673152.4101 | 0 | 20277323.7973 | 49731132.9331 | 42169.6503 | 0.59768 | 33926.9603 | 83207.5371 | 691.647 | 1696.2982
1 | 3300 | 707 | 0.02 | 15 | 15 | 7 | 5.6234e-11 | 5spot_SharedNeighbor | CO2 | Porous | Wet | R600a | MinimizeLCOE_Brownfield | IgnoreSilica | 2019 | 59.6749 | 3.1172 | 0.17182 | 4 | 30129.2442 | 72985.7684 | 614.2254 | 1487.9136 | 39.1202 | 3.4363 | 52.3182 | 899710.4179 | 0 | 1018552.3104 | 0 | 0 | 0 | 295141.9749 | 863227.8343 | 2245941.7524 | 1532901.3955 | 6855475.6853 | 961560.8286 | 12889752.6116 | 12889752.6116 | 10890904.1141 | 5673152.4101 | 0 | 20706789.1255 | 50160598.2613 | 56234.1325 | 0.68727 | 30129.2442 | 72985.7684 | 614.2254 | 1487.9136
1 | 3300 | 707 | 0.02 | 15 | 15 | 7 | 7.4989e-11 | 5spot_SharedNeighbor | CO2 | Porous | Wet | R600a | MinimizeLCOE_Brownfield | IgnoreSilica | 2019 | 64.9077 | 3.4086 | 0.19218 | 4 | 27364.1609 | 65679.9021 | 557.8554 | 1338.9736 | 39.0195 | 3.4007 | 45.5907 | 949113.0005 | 0 | 1091085.1267 | 0 | 0 | 0 | 279235.2299 | 904579.0093 | 2353529.0275 | 1606331.9214 | 7183873.3153 | 961560.8286 | 12889752.6116 | 12889752.6116 | 10890904.1141 | 5673152.4101 | 0 | 21035186.7555 | 50488995.8913 | 74989.4209 | 0.76871 | 27364.1609 | 65679.9021 | 557.8554 | 1338.9736
1 | 3300 | 707 | 0.02 | 15 | 15 | 7 | 1e-10 | 5spot_SharedNeighbor | CO2 | Porous | Wet | R600a | MinimizeLCOE_Brownfield | IgnoreSilica | 2019 | 69.2534 | 3.6519 | 0.2099 | 4 | 25343.8443 | 60424.2252 | 516.6685 | 1231.8296 | 38.9254 | 3.3683 | 50.5953 | 988118.1402 | 0 | 1150500.3386 | 0 | 0 | 0 | 259509.4302 | 935269.8845 | 2433380.3893 | 1660832.1167 | 7427610.2995 | 961560.8286 | 12889752.6116 | 12889752.6116 | 10890904.1141 | 5673152.4101 | 0 | 21278923.7397 | 50732732.8755 | 100000 | 0.83961 | 25343.8443 | 60424.2252 | 516.6685 | 1231.8296
1 | 3300 | 707 | 0.02 | 15 | 15 | 7 | 1.3335e-10 | 5spot_SharedNeighbor | CO2 | Porous | Wet | R600a | MinimizeLCOE_Brownfield | IgnoreSilica | 2019 | 72.7345 | 3.8477 | 0.22476 | 4 | 23860.9723 | 56622.5726 | 486.4382 | 1154.3277 | 38.843 | 3.3405 | 51.5269 | 1018053.3277 | 0 | 1197599.9932 | 0 | 0 | 0 | 238302.6494 | 957042.8284 | 2490029.1231 | 1699496.0415 | 7600523.9633 | 961560.8286 | 12889752.6116 | 12889752.6116 | 10890904.1141 | 5673152.4101 | 0 | 21451837.4035 | 50905646.5393 | 133352.1432 | 0.89903 | 23860.9723 | 56622.5726 | 486.4382 | 1154.3277
1 | 3300 | 707 | 0.02 | 15 | 15 | 7 | 1.7783e-10 | 5spot_SharedNeighbor | CO2 | Porous | Wet | R600a | MinimizeLCOE_Brownfield | IgnoreSilica | 2019 | 75.4756 | 4.0025 | 0.23688 | 4 | 22767.4396 | 53852.8618 | 464.1451 | 1097.8634 | 38.7739 | 3.3175 | 48.8992 | 1040806.7054 | 0 | 1234393.9898 | 0 | 0 | 0 | 217687.7807 | 972226.5056 | 2529533.9365 | 1726458.8884 | 7721107.8063 | 961560.8286 | 12889752.6116 | 12889752.6116 | 10890904.1141 | 5673152.4101 | 0 | 21572421.2465 | 51026230.3823 | 177827.941 | 0.94751 | 22767.4396 | 53852.8618 | 464.1451 | 1097.8634
1 | 3300 | 707 | 0.02 | 15 | 15 | 7 | 2.3714e-10 | 5spot_SharedNeighbor | CO2 | Porous | Wet | R600a | MinimizeLCOE_Brownfield | IgnoreSilica | 2019 | 77.5944 | 4.1225 | 0.24655 | 4 | 21957.5497 | 51823.6575 | 447.6344 | 1056.4954 | 38.7179 | 3.299 | 55.8183 | 1057901.7185 | 0 | 1262667.2138 | 0 | 0 | 0 | 198796.7851 | 982552.6298 | 2556400.3935 | 1744795.7973 | 7803114.5381 | 961560.8286 | 12889752.6116 | 12889752.6116 | 10890904.1141 | 5673152.4101 | 0 | 21654427.9783 | 51108237.114 | 237137.3706 | 0.9862 | 21957.5497 | 51823.6575 | 447.6344 | 1056.4954
1 | 3300 | 707 | 0.02 | 15 | 15 | 7 | 3.1623e-10 | 5spot_SharedNeighbor | CO2 | Porous | Wet | R600a | MinimizeLCOE_Brownfield | IgnoreSilica | 2019 | 79.1996 | 4.2137 | 0.25413 | 4 | 21355.5632 | 50331.0639 | 435.362 | 1026.0668 | 38.6739 | 3.2846 | 55.2028 | 1070567.1207 | 0 | 1283993.9206 | 0 | 0 | 0 | 182129.3093 | 989309.2368 | 2573979.6989 | 1756794.0345 | 7856773.3208 | 961560.8286 | 12889752.6116 | 12889752.6116 | 10890904.1141 | 5673152.4101 | 0 | 21708086.761 | 51161895.8968 | 316227.766 | 1.0165 | 21355.5632 | 50331.0639 | 435.362 | 1026.0668
1 | 3300 | 707 | 0.02 | 15 | 15 | 7 | 4.217e-10 | 5spot_SharedNeighbor | CO2 | Porous | Wet | R600a | MinimizeLCOE_Brownfield | IgnoreSilica | 2019 | 80.4176 | 4.2832 | 0.26001 | 4 | 20906.8386 | 49227.1875 | 426.2142 | 1003.5628 | 38.6397 | 3.2735 | 51.3634 | 1080011.8652 | 0 | 1300122.6195 | 0 | 0 | 0 | 168018.4048 | 993779.6269 | 2585610.737 | 1764732.457 | 7892275.7103 | 961560.8286 | 12889752.6116 | 12889752.6116 | 10890904.1141 | 5673152.4101 | 0 | 21743589.1505 | 51197398.2863 | 421696.5034 | 1.04 | 20906.8386 | 49227.1875 | 426.2142 | 1003.5628
1 | 3300 | 707 | 0.02 | 15 | 15 | 7 | 5.6234e-10 | 5spot_SharedNeighbor | CO2 | Porous | Wet | R600a | MinimizeLCOE_Brownfield | IgnoreSilica | 2019 | 81.3339 | 4.3355 | 0.26452 | 4 | 20571.6473 | 48408.4323 | 419.3809 | 986.8714 | 38.6134 | 3.265 | 49.4182 | 1087022.8729 | 0 | 1312226.3099 | 0 | 0 | 0 | 156347.1808 | 996682.5818 | 2593163.63 | 1769887.4617 | 7915330.037 | 961560.8286 | 12889752.6116 | 12889752.6116 | 10890904.1141 | 5673152.4101 | 0 | 21766643.4772 | 51220452.6129 | 562341.3252 | 1.0581 | 20571.6473 | 48408.4323 | 419.3809 | 986.8714
1 | 3300 | 707 | 0.02 | 15 | 15 | 7 | 7.4989e-10 | 5spot_SharedNeighbor | CO2 | Porous | Wet | R600a | MinimizeLCOE_Brownfield | IgnoreSilica | 2019 | 82.0307 | 4.3753 | 0.26798 | 4 | 20320.8877 | 47798.4743 | 414.2688 | 974.4366 | 38.5932 | 3.2585 | 55.7159 | 1092300.3505 | 0 | 1321413.9939 | 0 | 0 | 0 | 146966.5374 | 998665.5439 | 2598322.8907 | 1773408.7631 | 7931078.0795 | 961560.8286 | 12889752.6116 | 12889752.6116 | 10890904.1141 | 5673152.4101 | 0 | 21782391.5197 | 51236200.6555 | 749894.2093 | 1.0719 | 20320.8877 | 47798.4743 | 414.2688 | 974.4366
1 | 3300 | 707 | 0.02 | 15 | 15 | 7 | 1e-09 | 5spot_SharedNeighbor | CO2 | Porous | Wet | R600a | MinimizeLCOE_Brownfield | IgnoreSilica | 2019 | 82.5371 | 4.4044 | 0.27059 | 4 | 20133.1014 | 47345.6535 | 410.4405 | 965.2052 | 38.5783 | 3.2537 | 52.2203 | 1096106.504 | 0 | 1328082.3507 | 0 | 0 | 0 | 139363.9746 | 999785.6034 | 2601237.0559 | 1775397.7407 | 7939973.2293 | 961560.8286 | 12889752.6116 | 12889752.6116 | 10890904.1141 | 5673152.4101 | 0 | 21791286.6695 | 51245095.8053 | 1000000 | 1.0824 | 20133.1014 | 47345.6535 | 410.4405 | 965.2052
1 | 3300 | 707 | 0.02 | 15 | 15 | 7 | 1.3335e-09 | 5spot_SharedNeighbor | CO2 | Porous | Wet | R600a | MinimizeLCOE_Brownfield | IgnoreSilica | 2019 | 82.9197 | 4.4263 | 0.27257 | 4 | 19992.3824 | 47007.2644 | 407.5718 | 958.3067 | 38.567 | 3.25 | 49.6115 | 1098966.1601 | 0 | 1333116.2564 | 0 | 0 | 0 | 133415.8107 | 1000544.3086 | 2603211.0512 | 1776745.0331 | 7945998.6201 | 961560.8286 | 12889752.6116 | 12889752.6116 | 10890904.1141 | 5673152.4101 | 0 | 21797312.0603 | 51251121.196 | 1333521.4322 | 1.0903 | 19992.3824 | 47007.2644 | 407.5718 | 958.3067
1 | 3300 | 707 | 0.02 | 15 | 15 | 7 | 1.7783e-09 | 5spot_SharedNeighbor | CO2 | Porous | Wet | R600a | MinimizeLCOE_Brownfield | IgnoreSilica | 2019 | 83.1903 | 4.4419 | 0.27405 | 4 | 19886.8913 | 46756.1135 | 405.4212 | 953.1866 | 38.5589 | 3.2474 | 55.6448 | 1100979.8144 | 0 | 1336673.3757 | 0 | 0 | 0 | 128660.6757 | 1000862.4076 | 2604038.6796 | 1777309.9065 | 7948524.8595 | 961560.8286 | 12889752.6116 | 12889752.6116 | 10890904.1141 | 5673152.4101 | 0 | 21799838.2997 | 51253647.4354 | 1778279.41 | 1.0962 | 19886.8913 | 46756.1135 | 405.4212 | 953.1866
1 | 3300 | 707 | 0.02 | 15 | 15 | 7 | 2.3714e-09 | 5spot_SharedNeighbor | CO2 | Porous | Wet | R600a | MinimizeLCOE_Brownfield | IgnoreSilica | 2019 | 83.3996 | 4.454 | 0.27517 | 4 | 19807.8013 | 46567.5424 | 403.8088 | 949.3423 | 38.5527 | 3.2454 | 53.3213 | 1102532.209 | 0 | 1339423.3701 | 0 | 0 | 0 | 125048.0632 | 1001131.4205 | 2604738.5959 | 1777787.6137 | 7950661.2724 | 961560.8286 | 12889752.6116 | 12889752.6116 | 10890904.1141 | 5673152.4101 | 0 | 21801974.7126 | 51255783.8484 | 2371373.7057 | 1.1007 | 19807.8013 | 46567.5424 | 403.8088 | 949.3423
1 | 3300 | 707 | 0.02 | 15 | 15 | 7 | 3.1623e-09 | 5spot_SharedNeighbor | CO2 | Porous | Wet | R600a | MinimizeLCOE_Brownfield | IgnoreSilica | 2019 | 83.5434 | 4.4623 | 0.276 | 4 | 19748.4789 | 46427.7825 | 402.5995 | 946.4931 | 38.5484 | 3.244 | 59.5742 | 1103596.0374 | 0 | 1341310.8389 | 0 | 0 | 0 | 122174.5154 | 1001161.7428 | 2604817.4882 | 1777841.4593 | 7950902.082 | 961560.8286 | 12889752.6116 | 12889752.6116 | 10890904.1141 | 5673152.4101 | 0 | 21802215.5222 | 51256024.6579 | 3162277.6602 | 1.104 | 19748.4789 | 46427.7825 | 402.5995 | 946.4931
1 | 3300 | 707 | 0.02 | 15 | 15 | 7 | 4.217e-09 | 5spot_SharedNeighbor | CO2 | Porous | Wet | R600a | MinimizeLCOE_Brownfield | IgnoreSilica | 2019 | 83.6749 | 4.4699 | 0.27665 | 4 | 19703.9878 | 46320.5339 | 401.6924 | 944.3067 | 38.5444 | 3.2428 | 59.5665 | 1104567.7713 | 0 | 1343037.4933 | 0 | 0 | 0 | 120177.5084 | 1001435.2815 | 2605529.1797 | 1778327.2034 | 7953074.4376 | 961560.8286 | 12889752.6116 | 12889752.6116 | 10890904.1141 | 5673152.4101 | 0 | 21804387.8778 | 51258197.0136 | 4216965.0343 | 1.1066 | 19703.9878 | 46320.5339 | 401.6924 | 944.3067
1 | 3300 | 707 | 0.02 | 15 | 15 | 7 | 5.6234e-09 | 5spot_SharedNeighbor | CO2 | Porous | Wet | R600a | MinimizeLCOE_Brownfield | IgnoreSilica | 2019 | 83.7675 | 4.4752 | 0.27713 | 4 | 19670.6252 | 46240.8457 | 401.0123 | 942.6822 | 38.5416 | 3.2419 | 58.0446 | 1105250.9817 | 0 | 1344253.1544 | 0 | 0 | 0 | 118612.1201 | 1001565.3399 | 2605867.5652 | 1778558.1585 | 7954107.3198 | 961560.8286 | 12889752.6116 | 12889752.6116 | 10890904.1141 | 5673152.4101 | 0 | 21805420.76 | 51259229.8958 | 5623413.2519 | 1.1085 | 19670.6252 | 46240.8457 | 401.0123 | 942.6822
1 | 3300 | 707 | 0.02 | 15 | 15 | 7 | 7.4989e-09 | 5spot_SharedNeighbor | CO2 | Porous | Wet | R600a | MinimizeLCOE_Brownfield | IgnoreSilica | 2019 | 83.8212 | 4.4783 | 0.27748 | 4 | 19645.6041 | 46182.8262 | 400.5022 | 941.4994 | 38.54 | 3.2413 | 53.8842 | 1105646.8223 | 0 | 1344958.047 | 0 | 0 | 0 | 117299.4532 | 1001482.6858 | 2605652.516 | 1778411.383 | 7953450.9073 | 961560.8286 | 12889752.6116 | 12889752.6116 | 10890904.1141 | 5673152.4101 | 0 | 21804764.3475 | 51258573.4833 | 7498942.0933 | 1.1099 | 19645.6041 | 46182.8262 | 400.5022 | 941.4994
1 | 3300 | 707 | 0.02 | 15 | 15 | 7 | 1e-08 | 5spot_SharedNeighbor | CO2 | Porous | Wet | R600a | MinimizeLCOE_Brownfield | IgnoreSilica | 2019 | 83.8749 | 4.4814 | 0.27775 | 4 | 19626.8395 | 46137.891 | 400.1197 | 940.5833 | 38.5384 | 3.2408 | 52.2636 | 1106042.429 | 0 | 1345662.9439 | 0 | 0 | 0 | 116417.5947 | 1001567.9573 | 2605874.3751 | 1778562.8064 | 7954128.1064 | 961560.8286 | 12889752.6116 | 12889752.6116 | 10890904.1141 | 5673152.4101 | 0 | 21805441.5466 | 51259250.6824 | 10000000 | 1.111 | 19626.8395 | 46137.891 | 400.1197 | 940.5833
1 | 3400 | 707 | 0.02 | 15 | 15 | 7 | 1e-13 | 5spot_SharedNeighbor | CO2 | Porous | Wet | R600a | MinimizeLCOE_Brownfield | IgnoreSilica | 2019 | 0 | 0 | 0 | 0 |  |  |  |  | 15 |  | 14.9716 | [19 empty] | 100 | 0
1 | 3400 | 707 | 0.02 | 15 | 15 | 7 | 1.3335e-13 | 5spot_SharedNeighbor | CO2 | Porous | Wet | R600a | MinimizeLCOE_Brownfield | IgnoreSilica | 2019 | 0 | 0 | 0 | 0 |  |  |  |  | 15 |  | 17.9187 | [19 empty] | 133.3521 | 0
1 | 3400 | 707 | 0.02 | 15 | 15 | 7 | 1.7783e-13 | 5spot_SharedNeighbor | CO2 | Porous | Wet | R600a | MinimizeLCOE_Brownfield | IgnoreSilica | 2019 | 0 | 0 | 0 | 0 |  |  |  |  | 15 |  | 17.8385 | [19 empty] | 177.8279 | 0
1 | 3400 | 707 | 0.02 | 15 | 15 | 7 | 2.3714e-13 | 5spot_SharedNeighbor | CO2 | Porous | Wet | R600a | MinimizeLCOE_Brownfield | IgnoreSilica | 2019 | 0 | 0 | 0 | 0 |  |  |  |  | 15 |  | 20.6453 | [19 empty] | 237.1374 | 0
1 | 3400 | 707 | 0.02 | 15 | 15 | 7 | 3.1623e-13 | 5spot_SharedNeighbor | CO2 | Porous | Wet | R600a | MinimizeLCOE_Brownfield | IgnoreSilica | 2019 | 0 | 0 | 0 | 0 |  |  |  |  | 15 |  | 19.7846 | [19 empty] | 316.2278 | 0
1 | 3400 | 707 | 0.02 | 15 | 15 | 7 | 4.217e-13 | 5spot_SharedNeighbor | CO2 | Porous | Wet | R600a | MinimizeLCOE_Brownfield | IgnoreSilica | 2019 | 1.6 | -0.012625 | 2.4516e-05 | 4 | 150922896.0782 | 460604223.161 | 3076767.3749 | 9390040.1025 | 34.7782 | 3.1742 | 22.8091 | 60290.2545 | 0 | 35888.6039 | 0 | 0 | 0 | 59418.7863 | 60683.0814 | 157884.9301 | 107759.709 | 481925.3653 | 961560.8286 | 13356693.023 | 13356693.023 | 11179097.8575 | 5832955.4136 | 0 | 14800179.217 | 45168925.5111 | 421.6965 | 9.8065e-05 | 150922896.0782 | 460604223.161 | 3076767.3749 | 9390040.1025
1 | 3400 | 707 | 0.02 | 15 | 15 | 7 | 5.6234e-13 | 5spot_SharedNeighbor | CO2 | Porous | Wet | R600a | MinimizeLCOE_Brownfield | IgnoreSilica | 2019 | 1.6 | -0.0072594 | 0.0013156 | 4 | 2805921.3112 | 8576868.8992 | 57202.5012 | 174851.0736 | 34.7782 | 3.1742 | 21.32 | 60290.5012 | 0 | 35888.5086 | 0 | 0 | 0 | 48299.4029 | 56346.5809 | 146602.2453 | 100059.0448 | 447486.2837 | 961560.8286 | 13356693.023 | 13356693.023 | 11179097.8575 | 5832955.4136 | 0 | 14765740.1354 | 45134486.4295 | 562.3413 | 0.0052624 | 2805921.3112 | 8576868.8992 | 57202.5012 | 174851.0736
1 | 3400 | 707 | 0.02 | 15 | 15 | 7 | 7.4989e-13 | 5spot_SharedNeighbor | CO2 | Porous | Wet | R600a | MinimizeLCOE_Brownfield | IgnoreSilica | 2019 | 1.6 | -0.0032038 | 0.0022785 | 4 | 1617016.1413 | 4949074.1304 | 32965.0612 | 100893.5703 | 34.7782 | 3.1742 | 21.1098 | 60290.619 | 0 | 35888.463 | 0 | 0 | 0 | 39234.6637 | 52811.3608 | 137404.3278 | 93781.2771 | 419410.7114 | 961560.8286 | 13356693.023 | 13356693.023 | 11179097.8575 | 5832955.4136 | 0 | 14737664.5631 | 45106410.8572 | 749.8942 | 0.0091141 | 1617016.1413 | 4949074.1304 | 32965.0612 | 100893.5703
1 | 3400 | 707 | 0.02 | 15 | 15 | 7 | 1e-12 | 5spot_SharedNeighbor | CO2 | Porous | Wet | R600a | MinimizeLCOE_Brownfield | IgnoreSilica | 2019 | 1.6 | -0.00014377 | 0.0029976 | 4 | 1227211.189 | 3759968.4379 | 25018.36 | 76652.0423 | 34.7782 | 3.1742 | 21.4167 | 60290.6736 | 0 | 35888.4419 | 0 | 0 | 0 | 31833.1604 | 49924.7876 | 129894.0564 | 88655.3625 | 396486.4824 | 961560.8286 | 13356693.023 | 13356693.023 | 11179097.8575 | 5832955.4136 | 0 | 14714740.3341 | 45083486.6282 | 1000 | 0.01199 | 1227211.189 | 3759968.4379 | 25018.36 | 76652.0423
1 | 3400 | 707 | 0.02 | 15 | 15 | 7 | 1.3335e-12 | 5spot_SharedNeighbor | CO2 | Porous | Wet | R600a | MinimizeLCOE_Brownfield | IgnoreSilica | 2019 | 3.3077 | 0.07414 | 0.0055462 | 4 | 682931.8342 | 2051823.1696 | 13922.4892 | 41829.1906 | 37.7297 | 3.5412 | 36.7471 | 113560.2325 | 0 | 83044.5247 | 0 | 0 | 0 | 72193.0635 | 104831.1501 | 272749.1488 | 186156.8985 | 832535.0181 | 961560.8286 | 13356693.023 | 13356693.023 | 11179097.8575 | 5832955.4136 | 0 | 15150788.8698 | 45519535.1639 | 1333.5214 | 0.022185 | 682931.8342 | 2051823.1696 | 13922.4892 | 41829.1906
1 | 3400 | 707 | 0.02 | 15 | 15 | 7 | 1.7783e-12 | 5spot_SharedNeighbor | CO2 | Porous | Wet | R600a | MinimizeLCOE_Brownfield | IgnoreSilica | 2019 | 4.4092 | 0.13064 | 0.0080961 | 4 | 474870.5016 | 1412632.0408 | 9680.8775 | 28798.4149 | 38.5066 | 3.6381 | 38.0952 | 143405.0412 | 0 | 110689.4641 | 0 | 0 | 0 | 88174.0597 | 133484.7404 | 347299.913 | 237039.3269 | 1060092.5453 | 961560.8286 | 13356693.023 | 13356693.023 | 11179097.8575 | 5832955.4136 | 0 | 15378346.397 | 45747092.6911 | 1778.2794 | 0.032384 | 474870.5016 | 1412632.0408 | 9680.8775 | 28798.4149
1 | 3400 | 707 | 0.02 | 15 | 15 | 7 | 2.3714e-12 | 5spot_SharedNeighbor | CO2 | Porous | Wet | R600a | MinimizeLCOE_Brownfield | IgnoreSilica | 2019 | 5.846 | 0.20652 | 0.01154 | 4 | 339069.0464 | 996951.1027 | 6912.3811 | 20324.1967 | 39.1033 | 3.7121 | 55.6502 | 179040.4804 | 0 | 144629.7669 | 0 | 0 | 0 | 106918.5283 | 167929.6225 | 436918.4306 | 298205.8067 | 1333642.6354 | 961560.8286 | 13356693.023 | 13356693.023 | 11179097.8575 | 5832955.4136 | 0 | 15651896.4871 | 46020642.7812 | 2371.3737 | 0.046161 | 339069.0464 | 996951.1027 | 6912.3811 | 20324.1967
1 | 3400 | 707 | 0.02 | 15 | 15 | 7 | 3.1623e-12 | 5spot_SharedNeighbor | CO2 | Porous | Wet | R600a | MinimizeLCOE_Brownfield | IgnoreSilica | 2019 | 7.6922 | 0.30582 | 0.016147 | 4 | 247345.0682 | 717544.0745 | 5042.4638 | 14628.1065 | 39.5547 | 3.7675 | 46.3819 | 221010.2602 | 0 | 185721.2332 | 0 | 0 | 0 | 128266.2489 | 208649.1195 | 542862.2091 | 370514.6124 | 1657023.6834 | 961560.8286 | 13356693.023 | 13356693.023 | 11179097.8575 | 5832955.4136 | 0 | 15975277.5351 | 46344023.8292 | 3162.2777 | 0.064587 | 247345.0682 | 717544.0745 | 5042.4638 | 14628.1065
1 | 3400 | 707 | 0.02 | 15 | 15 | 7 | 4.217e-12 | 5spot_SharedNeighbor | CO2 | Porous | Wet | R600a | MinimizeLCOE_Brownfield | IgnoreSilica | 2019 | 10.1017 | 0.43668 | 0.022269 | 4 | 183733.2004 | 524670.7355 | 3745.6498 | 10696.1226 | 39.9002 | 3.8089 | 45.9055 | 271277.8042 | 0 | 236312.9373 | 0 | 0 | 0 | 153523.467 | 257834.5413 | 670832.5874 | 457857.0251 | 2047638.3623 | 961560.8286 | 13356693.023 | 13356693.023 | 11179097.8575 | 5832955.4136 | 0 | 16365892.2139 | 46734638.5081 | 4216.965 | 0.089074 | 183733.2004 | 524670.7355 | 3745.6498 | 10696.1226
1 | 3400 | 707 | 0.02 | 15 | 15 | 7 | 5.6234e-12 | 5spot_SharedNeighbor | CO2 | Porous | Wet | R600a | MinimizeLCOE_Brownfield | IgnoreSilica | 2019 | 13.1614 | 0.60411 | 0.030319 | 4 | 138718.0528 | 389129.3238 | 2827.9551 | 7932.9276 | 40.155 | 3.8378 | 47.1137 | 329942.5756 | 0 | 297017.4281 | 0 | 0 | 0 | 181770.7236 | 315404.9837 | 820619.069 | 560089.3766 | 2504844.1566 | 961560.8286 | 13356693.023 | 13356693.023 | 11179097.8575 | 5832955.4136 | 0 | 16823098.0083 | 47191844.3024 | 5623.4133 | 0.12128 | 138718.0528 | 389129.3238 | 2827.9551 | 7932.9276
1 | 3400 | 707 | 0.02 | 15 | 15 | 7 | 7.4989e-12 | 5spot_SharedNeighbor | CO2 | Porous | Wet | R600a | MinimizeLCOE_Brownfield | IgnoreSilica | 2019 | 17.0466 | 0.81769 | 0.040796 | 4 | 106384.6147 | 292485.5989 | 2168.7943 | 5962.7145 | 40.339 | 3.8562 | 47.3706 | 398516.5405 | 0 | 370008.8277 | 0 | 0 | 0 | 213647.3118 | 383047.3452 | 996610.6184 | 680207.2254 | 3042037.8691 | 961560.8286 | 13356693.023 | 13356693.023 | 11179097.8575 | 5832955.4136 | 0 | 17360291.7208 | 47729038.0149 | 7498.9421 | 0.16318 | 106384.6147 | 292485.5989 | 2168.7943 | 5962.7145
1 | 3400 | 707 | 0.02 | 15 | 15 | 7 | 1e-11 | 5spot_SharedNeighbor | CO2 | Porous | Wet | R600a | MinimizeLCOE_Brownfield | IgnoreSilica | 2019 | 21.8339 | 1.082 | 0.054182 | 4 | 82920.0522 | 223044.3971 | 1690.4374 | 4547.0617 | 40.4607 | 3.8643 | 39.3825 | 476406.5363 | 0 | 455385.3769 | 0 | 0 | 0 | 247566.0168 | 459949.5927 | 1196694.4916 | 816768.5801 | 3652770.5945 | 961560.8286 | 13356693.023 | 13356693.023 | 11179097.8575 | 5832955.4136 | 0 | 17971024.4461 | 48339770.7403 | 10000 | 0.21673 | 82920.0522 | 223044.3971 | 1690.4374 | 4547.0617
1 | 3400 | 707 | 0.02 | 15 | 15 | 7 | 1.3335e-11 | 5spot_SharedNeighbor | CO2 | Porous | Wet | R600a | MinimizeLCOE_Brownfield | IgnoreSilica | 2019 | 27.5607 | 1.3996 | 0.070851 | 4 | 65788.7317 | 172946.5534 | 1341.1923 | 3525.7494 | 40.5273 | 3.8619 | 48.1847 | 562442.2647 | 0 | 552666.0307 | 0 | 0 | 0 | 281744.5604 | 544772.6137 | 1417386.5927 | 967395.4739 | 4326407.5362 | 961560.8286 | 13356693.023 | 13356693.023 | 11179097.8575 | 5832955.4136 | 0 | 18644661.3879 | 49013407.682 | 13335.2143 | 0.2834 | 65788.7317 | 172946.5534 | 1341.1923 | 3525.7494
1 | 3400 | 707 | 0.02 | 15 | 15 | 7 | 1.7783e-11 | 5spot_SharedNeighbor | CO2 | Porous | Wet | R600a | MinimizeLCOE_Brownfield | IgnoreSilica | 2019 | 34.1159 | 1.7649 | 0.090856 | 4 | 53254.3411 | 136817.0715 | 1085.6618 | 2789.2011 | 40.5434 | 3.8487 | 67.7197 | 653537.1175 | 0 | 659181.5467 | 0 | 0 | 0 | 313134.7028 | 634082.8131 | 1649753.4115 | 1125990.6024 | 5035680.1939 | 961560.8286 | 13356693.023 | 13356693.023 | 11179097.8575 | 5832955.4136 | 0 | 19353934.0456 | 49722680.3397 | 17782.7941 | 0.36342 | 53254.3411 | 136817.0715 | 1085.6618 | 2789.2011
1 | 3400 | 707 | 0.02 | 15 | 15 | 7 | 2.3714e-11 | 5spot_SharedNeighbor | CO2 | Porous | Wet | R600a | MinimizeLCOE_Brownfield | IgnoreSilica | 2019 | 41.1734 | 2.1605 | 0.1137 | 4 | 44092.1042 | 110866.2644 | 898.8772 | 2260.1588 | 40.5142 | 3.8253 | 48.2152 | 744479.6862 | 0 | 769463.6748 | 0 | 0 | 0 | 337613.63 | 722107.2265 | 1878774.8788 | 1282302.4597 | 5734741.5561 | 961560.8286 | 13356693.023 | 13356693.023 | 11179097.8575 | 5832955.4136 | 0 | 20052995.4078 | 50421741.7019 | 23713.7371 | 0.4548 | 44092.1042 | 110866.2644 | 898.8772 | 2260.1588
1 | 3400 | 707 | 0.02 | 15 | 15 | 7 | 3.1623e-11 | 5spot_SharedNeighbor | CO2 | Porous | Wet | R600a | MinimizeLCOE_Brownfield | IgnoreSilica | 2019 | 48.3501 | 2.5653 | 0.13834 | 4 | 37412.6027 | 92293.7237 | 762.7065 | 1881.5324 | 40.448 | 3.7931 | 55.4105 | 830494.8999 | 0 | 877937.9423 | 0 | 0 | 0 | 352812.4419 | 803885.6608 | 2091545.5898 | 1427522.842 | 6384199.3766 | 961560.8286 | 13356693.023 | 13356693.023 | 11179097.8575 | 5832955.4136 | 0 | 20702453.2282 | 51071199.5224 | 31622.7766 | 0.55336 | 37412.6027 | 92293.7237 | 762.7065 | 1881.5324
1 | 3400 | 707 | 0.02 | 15 | 15 | 7 | 4.217e-11 | 5spot_SharedNeighbor | CO2 | Porous | Wet | R600a | MinimizeLCOE_Brownfield | IgnoreSilica | 2019 | 55.1318 | 2.9505 | 0.16325 | 4 | 32555.1353 | 79060.7017 | 663.6805 | 1611.7593 | 40.3568 | 3.7558 | 53.6258 | 906410.8913 | 0 | 977671.82 | 0 | 0 | 0 | 356830.8279 | 873956.2803 | 2273854.9682 | 1551952.7388 | 6940677.5264 | 961560.8286 | 13356693.023 | 13356693.023 | 11179097.8575 | 5832955.4136 | 0 | 21258931.3781 | 51627677.6722 | 42169.6503 | 0.65301 | 32555.1353 | 79060.7017 | 663.6805 | 1611.7593
1 | 3400 | 707 | 0.02 | 15 | 15 | 7 | 5.6234e-11 | 5spot_SharedNeighbor | CO2 | Porous | Wet | R600a | MinimizeLCOE_Brownfield | IgnoreSilica | 2019 | 61.2218 | 3.2987 | 0.18701 | 4 | 29025.0667 | 69623.1565 | 591.7152 | 1419.3622 | 40.2533 | 3.7166 | 55.3121 | 970437.2657 | 0 | 1065293.129 | 0 | 0 | 0 | 351377.7238 | 930972.1662 | 2422198.6078 | 1653200.321 | 7393479.2134 | 961560.8286 | 13356693.023 | 13356693.023 | 11179097.8575 | 5832955.4136 | 0 | 21711733.0651 | 52080479.3592 | 56234.1325 | 0.74803 | 29025.0667 | 69623.1565 | 591.7152 | 1419.3622
1 | 3400 | 707 | 0.02 | 15 | 15 | 7 | 7.4989e-11 | 5spot_SharedNeighbor | CO2 | Porous | Wet | R600a | MinimizeLCOE_Brownfield | IgnoreSilica | 2019 | 66.4593 | 3.5999 | 0.20854 | 4 | 26450.7507 | 62857.8157 | 539.2343 | 1281.4416 | 40.1472 | 3.6783 | 50.9623 | 1022403.5132 | 0 | 1139385.7929 | 0 | 0 | 0 | 338971.2161 | 975296.6037 | 2537521.7019 | 1731910.7024 | 7745489.5301 | 961560.8286 | 13356693.023 | 13356693.023 | 11179097.8575 | 5832955.4136 | 0 | 22063743.3818 | 52432489.6759 | 74989.4209 | 0.83414 | 26450.7507 | 62857.8157 | 539.2343 | 1281.4416
1 | 3400 | 707 | 0.02 | 15 | 15 | 7 | 1e-10 | 5spot_SharedNeighbor | CO2 | Porous | Wet | R600a | MinimizeLCOE_Brownfield | IgnoreSilica | 2019 | 70.7466 | 3.8478 | 0.2271 | 4 | 24575.0565 | 58006.1379 | 500.9958 | 1182.5336 | 40.0512 | 3.6447 | 52.5806 | 1062987.603 | 0 | 1199209.6079 | 0 | 0 | 0 | 322574.0412 | 1008060.7883 | 2622767.3896 | 1790092.6359 | 8005692.066 | 961560.8286 | 13356693.023 | 13356693.023 | 11179097.8575 | 5832955.4136 | 0 | 22323945.9176 | 52692692.2118 | 100000 | 0.9084 | 24575.0565 | 58006.1379 | 500.9958 | 1182.5336
1 | 3400 | 707 | 0.02 | 15 | 15 | 7 | 1.3335e-10 | 5spot_SharedNeighbor | CO2 | Porous | Wet | R600a | MinimizeLCOE_Brownfield | IgnoreSilica | 2019 | 74.189 | 4.0477 | 0.24261 | 4 | 23198.9297 | 54492.5979 | 472.9416 | 1110.9053 | 39.9672 | 3.6158 | 56.0337 | 1094262.2493 | 0 | 1246761.7878 | 0 | 0 | 0 | 304869.607 | 1031898.5212 | 2684788.2807 | 1832423.1684 | 8195003.6144 | 961560.8286 | 13356693.023 | 13356693.023 | 11179097.8575 | 5832955.4136 | 0 | 22513257.4661 | 52882003.7602 | 133352.1432 | 0.97044 | 23198.9297 | 54492.5979 | 472.9416 | 1110.9053
1 | 3400 | 707 | 0.02 | 15 | 15 | 7 | 1.7783e-10 | 5spot_SharedNeighbor | CO2 | Porous | Wet | R600a | MinimizeLCOE_Brownfield | IgnoreSilica | 2019 | 76.9 | 4.2057 | 0.25523 | 4 | 22184.8812 | 51931.4159 | 452.2688 | 1058.6922 | 39.8968 | 3.592 | 60.6226 | 1118072.333 | 0 | 1283924.9169 | 0 | 0 | 0 | 287698.858 | 1048981.4821 | 2729234.6407 | 1862758.7225 | 8330670.9532 | 961560.8286 | 13356693.023 | 13356693.023 | 11179097.8575 | 5832955.4136 | 0 | 22648924.8049 | 53017671.099 | 177827.941 | 1.0209 | 22184.8812 | 51931.4159 | 452.2688 | 1058.6922
1 | 3400 | 707 | 0.02 | 15 | 15 | 7 | 2.3714e-10 | 5spot_SharedNeighbor | CO2 | Porous | Wet | R600a | MinimizeLCOE_Brownfield | IgnoreSilica | 2019 | 79.0144 | 4.3293 | 0.2653 | 4 | 21434.684 | 50052.3736 | 436.975 | 1020.3853 | 39.8392 | 3.5727 | 58.2161 | 1136142.4528 | 0 | 1312743.9278 | 0 | 0 | 0 | 272225.5256 | 1061233.6434 | 2761112.2513 | 1884515.8467 | 8427973.6477 | 961560.8286 | 13356693.023 | 13356693.023 | 11179097.8575 | 5832955.4136 | 0 | 22746227.4993 | 53114973.7935 | 237137.3706 | 1.0612 | 21434.684 | 50052.3736 | 436.975 | 1020.3853
1 | 3400 | 707 | 0.02 | 15 | 15 | 7 | 3.1623e-10 | 5spot_SharedNeighbor | CO2 | Porous | Wet | R600a | MinimizeLCOE_Brownfield | IgnoreSilica | 2019 | 80.6345 | 4.4242 | 0.27319 | 4 | 20877.849 | 48668.3962 | 425.6232 | 992.1711 | 39.7936 | 3.5575 | 54.5486 | 1149691.201 | 0 | 1334730.2896 | 0 | 0 | 0 | 258810.7079 | 1069860.5574 | 2783557.7118 | 1899835.3347 | 8496485.8023 | 961560.8286 | 13356693.023 | 13356693.023 | 11179097.8575 | 5832955.4136 | 0 | 22814739.654 | 53183485.9481 | 316227.766 | 1.0928 | 20877.849 | 48668.3962 | 425.6232 | 992.1711
1 | 3400 | 707 | 0.02 | 15 | 15 | 7 | 4.217e-10 | 5spot_SharedNeighbor | CO2 | Porous | Wet | R600a | MinimizeLCOE_Brownfield | IgnoreSilica | 2019 | 81.8675 | 4.4966 | 0.27932 | 4 | 20463.4519 | 47644.8446 | 417.1751 | 971.3046 | 39.7579 | 3.5457 | 49.784 | 1159829.7731 | 0 | 1351409.2229 | 0 | 0 | 0 | 247589.1026 | 1075942.9584 | 2799382.8716 | 1910636.3315 | 8544790.2601 | 961560.8286 | 13356693.023 | 13356693.023 | 11179097.8575 | 5832955.4136 | 0 | 22863044.1118 | 53231790.4059 | 421696.5034 | 1.1173 | 20463.4519 | 47644.8446 | 417.1751 | 971.3046
1 | 3400 | 707 | 0.02 | 15 | 15 | 7 | 5.6234e-10 | 5spot_SharedNeighbor | CO2 | Porous | Wet | R600a | MinimizeLCOE_Brownfield | IgnoreSilica | 2019 | 82.7929 | 4.551 | 0.28401 | 4 | 20154.4367 | 46886.2997 | 410.8755 | 955.8406 | 39.7307 | 3.5367 | 56.6958 | 1167340.4885 | 0 | 1363896.5799 | 0 | 0 | 0 | 238379.2516 | 1080150.3648 | 2810329.6799 | 1918107.753 | 8578204.1177 | 961560.8286 | 13356693.023 | 13356693.023 | 11179097.8575 | 5832955.4136 | 0 | 22896457.9693 | 53265204.2635 | 562341.3252 | 1.1361 | 20154.4367 | 46886.2997 | 410.8755 | 955.8406
1 | 3400 | 707 | 0.02 | 15 | 15 | 7 | 7.4989e-10 | 5spot_SharedNeighbor | CO2 | Porous | Wet | R600a | MinimizeLCOE_Brownfield | IgnoreSilica | 2019 | 83.4922 | 4.5922 | 0.2876 | 4 | 19923.659 | 46321.9493 | 406.1707 | 944.3356 | 39.7098 | 3.5298 | 53.0975 | 1172961.1428 | 0 | 1373317.7008 | 0 | 0 | 0 | 231032.9647 | 1083151.6053 | 2818138.2919 | 1923437.2912 | 8602038.9967 | 961560.8286 | 13356693.023 | 13356693.023 | 11179097.8575 | 5832955.4136 | 0 | 22920292.8484 | 53289039.1425 | 749894.2093 | 1.1504 | 19923.659 | 46321.9493 | 406.1707 | 944.3356
1 | 3400 | 707 | 0.02 | 15 | 15 | 7 | 1e-09 | 5spot_SharedNeighbor | CO2 | Porous | Wet | R600a | MinimizeLCOE_Brownfield | IgnoreSilica | 2019 | 84.0381 | 4.6243 | 0.29035 | 4 | 19751.1191 | 45899.3688 | 402.6533 | 935.7207 | 39.6933 | 3.5244 | 55.1616 | 1177314.2257 | 0 | 1380660.4718 | 0 | 0 | 0 | 225402.0179 | 1085516.919 | 2824292.3532 | 1927637.5644 | 8620823.5521 | 961560.8286 | 13356693.023 | 13356693.023 | 11179097.8575 | 5832955.4136 | 0 | 22939077.4038 | 53307823.6979 | 1000000 | 1.1614 | 19751.1191 | 45899.3688 | 402.6533 | 935.7207
1 | 3400 | 707 | 0.02 | 15 | 15 | 7 | 1.3335e-09 | 5spot_SharedNeighbor | CO2 | Porous | Wet | R600a | MinimizeLCOE_Brownfield | IgnoreSilica | 2019 | 84.4324 | 4.6476 | 0.29242 | 4 | 19622.0163 | 45585.6131 | 400.0213 | 929.3244 | 39.6813 | 3.5205 | 52.12 | 1180440.9297 | 0 | 1385959.9504 | 0 | 0 | 0 | 220893.9524 | 1087044.9847 | 2828268.0665 | 1930351.0705 | 8632958.9542 | 961560.8286 | 13356693.023 | 13356693.023 | 11179097.8575 | 5832955.4136 | 0 | 22951212.8058 | 53319959.1 | 1333521.4322 | 1.1697 | 19622.0163 | 45585.6131 | 400.0213 | 929.3244
1 | 3400 | 707 | 0.02 | 15 | 15 | 7 | 1.7783e-09 | 5spot_SharedNeighbor | CO2 | Porous | Wet | R600a | MinimizeLCOE_Brownfield | IgnoreSilica | 2019 | 84.7251 | 4.6649 | 0.29397 | 4 | 19525.359 | 45351.5186 | 398.0509 | 924.552 | 39.6723 | 3.5176 | 41.7901 | 1182751.3695 | 0 | 1389889.832 | 0 | 0 | 0 | 217391.3379 | 1088112.6904 | 2831046.0177 | 1932247.0793 | 8641438.3268 | 961560.8286 | 13356693.023 | 13356693.023 | 11179097.8575 | 5832955.4136 | 0 | 22959692.1785 | 53328438.4726 | 1778279.41 | 1.1759 | 19525.359 | 45351.5186 | 398.0509 | 924.552
1 | 3400 | 707 | 0.02 | 15 | 15 | 7 | 2.3714e-09 | 5spot_SharedNeighbor | CO2 | Porous | Wet | R600a | MinimizeLCOE_Brownfield | IgnoreSilica | 2019 | 84.9607 | 4.6788 | 0.29516 | 4 | 19452.9616 | 45174.8302 | 396.5749 | 920.95 | 39.665 | 3.5152 | 58.5676 | 1184605.8783 | 0 | 1393052.9656 | 0 | 0 | 0 | 214832.3443 | 1089071.5634 | 2833540.8087 | 1933949.8254 | 8649053.3857 | 961560.8286 | 13356693.023 | 13356693.023 | 11179097.8575 | 5832955.4136 | 0 | 22967307.2374 | 53336053.5315 | 2371373.7057 | 1.1807 | 19452.9616 | 45174.8302 | 396.5749 | 920.95
1 | 3400 | 707 | 0.02 | 15 | 15 | 7 | 3.1623e-09 | 5spot_SharedNeighbor | CO2 | Porous | Wet | R600a | MinimizeLCOE_Brownfield | IgnoreSilica | 2019 | 85.1239 | 4.6885 | 0.29605 | 4 | 19398.7189 | 45043.9747 | 395.4691 | 918.2824 | 39.66 | 3.5135 | 63.8201 | 1185886.6253 | 0 | 1395241.9474 | 0 | 0 | 0 | 212776.5168 | 1089622.9849 | 2834975.4943 | 1934929.0278 | 8653432.5965 | 961560.8286 | 13356693.023 | 13356693.023 | 11179097.8575 | 5832955.4136 | 0 | 22971686.4481 | 53340432.7423 | 3162277.6602 | 1.1842 | 19398.7189 | 45043.9747 | 395.4691 | 918.2824
1 | 3400 | 707 | 0.02 | 15 | 15 | 7 | 4.217e-09 | 5spot_SharedNeighbor | CO2 | Porous | Wet | R600a | MinimizeLCOE_Brownfield | IgnoreSilica | 2019 | 85.2554 | 4.6962 | 0.29672 | 4 | 19358.0689 | 44945.0873 | 394.6404 | 916.2664 | 39.6559 | 3.5122 | 67.5384 | 1186916.9243 | 0 | 1397005.6508 | 0 | 0 | 0 | 211286.1955 | 1090131.4205 | 2836298.3394 | 1935831.8968 | 8657470.4272 | 961560.8286 | 13356693.023 | 13356693.023 | 11179097.8575 | 5832955.4136 | 0 | 22975724.2789 | 53344470.573 | 4216965.0343 | 1.1869 | 19358.0689 | 44945.0873 | 394.6404 | 916.2664
1 | 3400 | 707 | 0.02 | 15 | 15 | 7 | 5.6234e-09 | 5spot_SharedNeighbor | CO2 | Porous | Wet | R600a | MinimizeLCOE_Brownfield | IgnoreSilica | 2019 | 85.348 | 4.7017 | 0.29722 | 4 | 19327.6002 | 44871.6187 | 394.0193 | 914.7686 | 39.6531 | 3.5113 | 63.8821 | 1187641.4605 | 0 | 1398247.3645 | 0 | 0 | 0 | 210111.9832 | 1090440.3152 | 2837102.0201 | 1936380.4253 | 8659923.5687 | 961560.8286 | 13356693.023 | 13356693.023 | 11179097.8575 | 5832955.4136 | 0 | 22978177.4204 | 53346923.7145 | 5623413.2519 | 1.1889 | 19327.6002 | 44871.6187 | 394.0193 | 914.7686
1 | 3400 | 707 | 0.02 | 15 | 15 | 7 | 7.4989e-09 | 5spot_SharedNeighbor | CO2 | Porous | Wet | R600a | MinimizeLCOE_Brownfield | IgnoreSilica | 2019 | 85.4212 | 4.706 | 0.2976 | 4 | 19304.7601 | 44816.2043 | 393.5536 | 913.6389 | 39.6508 | 3.5105 | 59.3648 | 1188213.2467 | 0 | 1399228.168 | 0 | 0 | 0 | 209253.7909 | 1090711.1302 | 2837806.6251 | 1936861.3327 | 8662074.2936 | 961560.8286 | 13356693.023 | 13356693.023 | 11179097.8575 | 5832955.4136 | 0 | 22980328.1452 | 53349074.4394 | 7498942.0933 | 1.1904 | 19304.7601 | 44816.2043 | 393.5536 | 913.6389
1 | 3400 | 707 | 0.02 | 15 | 15 | 7 | 1e-08 | 5spot_SharedNeighbor | CO2 | Porous | Wet | R600a | MinimizeLCOE_Brownfield | IgnoreSilica | 2019 | 85.4749 | 4.7092 | 0.29788 | 4 | 19287.6369 | 44774.7913 | 393.2046 | 912.7947 | 39.6491 | 3.51 | 55.5152 | 1188632.7015 | 0 | 1399948.148 | 0 | 0 | 0 | 208598.0157 | 1090899.7574 | 2838297.3945 | 1937196.293 | 8663572.3102 | 961560.8286 | 13356693.023 | 13356693.023 | 11179097.8575 | 5832955.4136 | 0 | 22981826.1618 | 53350572.456 | 10000000 | 1.1915 | 19287.6369 | 44774.7913 | 393.2046 | 912.7947
1 | 3500 | 707 | 0.02 | 15 | 15 | 7 | 1e-13 | 5spot_SharedNeighbor | CO2 | Porous | Wet | R600a | MinimizeLCOE_Brownfield | IgnoreSilica | 2019 | 0 | 0 | 0 | 0 |  |  |  |  | 15 |  | 14.8275 | [19 empty] | 100 | 0
1 | 3500 | 707 | 0.02 | 15 | 15 | 7 | 1.3335e-13 | 5spot_SharedNeighbor | CO2 | Porous | Wet | R600a | MinimizeLCOE_Brownfield | IgnoreSilica | 2019 | 0 | 0 | 0 | 0 |  |  |  |  | 15 |  | 16.6627 | [19 empty] | 133.3521 | 0
1 | 3500 | 707 | 0.02 | 15 | 15 | 7 | 1.7783e-13 | 5spot_SharedNeighbor | CO2 | Porous | Wet | R600a | MinimizeLCOE_Brownfield | IgnoreSilica | 2019 | 0 | 0 | 0 | 0 |  |  |  |  | 15 |  | 18.785 | [19 empty] | 177.8279 | 0
1 | 3500 | 707 | 0.02 | 15 | 15 | 7 | 2.3714e-13 | 5spot_SharedNeighbor | CO2 | Porous | Wet | R600a | MinimizeLCOE_Brownfield | IgnoreSilica | 2019 | 0 | 0 | 0 | 0 |  |  |  |  | 15 |  | 19.9427 | [19 empty] | 237.1374 | 0
1 | 3500 | 707 | 0.02 | 15 | 15 | 7 | 3.1623e-13 | 5spot_SharedNeighbor | CO2 | Porous | Wet | R600a | MinimizeLCOE_Brownfield | IgnoreSilica | 2019 | 0 | 0 | 0 | 0 |  |  |  |  | 15 |  | 19.5653 | [19 empty] | 316.2278 | 0
1 | 3500 | 707 | 0.02 | 15 | 15 | 7 | 4.217e-13 | 5spot_SharedNeighbor | CO2 | Porous | Wet | R600a | MinimizeLCOE_Brownfield | IgnoreSilica | 2019 | 1.6 | -0.014288 | 0.00019061 | 4 | 20053627.3667 | 61103143.3855 | 408820.3184 | 1245670.226 | 35.3819 | 3.4133 | 21.8555 | 63228.6021 | 0 | 36087.8326 | 0 | 0 | 0 | 61622.2803 | 62766.0989 | 163304.5142 | 111458.6865 | 498468.0148 | 961560.8286 | 13829493.5254 | 13829493.5254 | 11472858.6872 | 5995102.4534 | 0 | 15289522.3688 | 46586977.0348 | 421.6965 | 0.00076243 | 20053627.3667 | 61103143.3855 | 408820.3184 | 1245670.226
1 | 3500 | 707 | 0.02 | 15 | 15 | 7 | 5.6234e-13 | 5spot_SharedNeighbor | CO2 | Porous | Wet | R600a | MinimizeLCOE_Brownfield | IgnoreSilica | 2019 | 1.6 | -0.0089189 | 0.0014773 | 4 | 2581727.0775 | 7878164.673 | 52631.9985 | 160607.0429 | 35.3819 | 3.4133 | 21.7466 | 63228.8701 | 0 | 36087.7287 | 0 | 0 | 0 | 50739.9866 | 58522.0683 | 152262.4172 | 103922.2284 | 464763.2994 | 961560.8286 | 13829493.5254 | 13829493.5254 | 11472858.6872 | 5995102.4534 | 0 | 15255817.6534 | 46553272.3194 | 562.3413 | 0.0059092 | 2581727.0775 | 7878164.673 | 52631.9985 | 160607.0429
1 | 3500 | 707 | 0.02 | 15 | 15 | 7 | 7.4989e-13 | 5spot_SharedNeighbor | CO2 | Porous | Wet | R600a | MinimizeLCOE_Brownfield | IgnoreSilica | 2019 | 1.6 | -0.0048617 | 0.0024369 | 4 | 1562262.0833 | 4773003.7144 | 31848.8257 | 97304.1367 | 35.3819 | 3.4133 | 19.9196 | 63229.003 | 0 | 36087.6771 | 0 | 0 | 0 | 41924.7515 | 55084.1583 | 143317.6807 | 97817.262 | 437460.5327 | 961560.8286 | 13829493.5254 | 13829493.5254 | 11472858.6872 | 5995102.4534 | 0 | 15228514.8867 | 46525969.5527 | 749.8942 | 0.0097477 | 1562262.0833 | 4773003.7144 | 31848.8257 | 97304.1367
1 | 3500 | 707 | 0.02 | 15 | 15 | 7 | 1e-12 | 5spot_SharedNeighbor | CO2 | Porous | Wet | R600a | MinimizeLCOE_Brownfield | IgnoreSilica | 2019 | 1.6 | -0.0018011 | 0.0031535 | 4 | 1205505.1311 | 3686646.197 | 24575.8527 | 75157.2693 | 35.3819 | 3.4133 | 20.2237 | 63229.0677 | 0 | 36087.652 | 0 | 0 | 0 | 34786.9834 | 52300.4442 | 136075.0276 | 92874.0024 | 415353.1774 | 961560.8286 | 13829493.5254 | 13829493.5254 | 11472858.6872 | 5995102.4534 | 0 | 15206407.5313 | 46503862.1974 | 1000 | 0.012614 | 1205505.1311 | 3686646.197 | 24575.8527 | 75157.2693
1 | 3500 | 707 | 0.02 | 15 | 15 | 7 | 1.3335e-12 | 5spot_SharedNeighbor | CO2 | Porous | Wet | R600a | MinimizeLCOE_Brownfield | IgnoreSilica | 2019 | 3.4929 | 0.082628 | 0.0061278 | 4 | 640887.3683 | 1917759.9384 | 13065.3559 | 39096.1303 | 38.7622 | 3.8284 | 32.6071 | 124818.5297 | 0 | 89216.0374 | 0 | 0 | 0 | 82276.8295 | 115561.4447 | 300667.1742 | 205211.5245 | 917751.5399 | 961560.8286 | 13829493.5254 | 13829493.5254 | 11472858.6872 | 5995102.4534 | 0 | 15708805.8939 | 47006260.5599 | 1333.5214 | 0.024511 | 640887.3683 | 1917759.9384 | 13065.3559 | 39096.1303
1 | 3500 | 707 | 0.02 | 15 | 15 | 7 | 1.7783e-12 | 5spot_SharedNeighbor | CO2 | Porous | Wet | R600a | MinimizeLCOE_Brownfield | IgnoreSilica | 2019 | 4.6501 | 0.14391 | 0.0089649 | 4 | 444972.0323 | 1317749.8683 | 9071.3567 | 26864.1135 | 39.5716 | 3.9276 | 42.9018 | 157345.8054 | 0 | 118625.998 | 0 | 0 | 0 | 100316.3803 | 146752.3916 | 381819.62 | 260599.7362 | 1165459.9315 | 961560.8286 | 13829493.5254 | 13829493.5254 | 11472858.6872 | 5995102.4534 | 0 | 15956514.2855 | 47253968.9515 | 1778.2794 | 0.03586 | 444972.0323 | 1317749.8683 | 9071.3567 | 26864.1135
1 | 3500 | 707 | 0.02 | 15 | 15 | 7 | 2.3714e-12 | 5spot_SharedNeighbor | CO2 | Porous | Wet | R600a | MinimizeLCOE_Brownfield | IgnoreSilica | 2019 | 6.1575 | 0.22603 | 0.012796 | 4 | 317550.565 | 929005.2741 | 6473.6978 | 18939.0291 | 40.1942 | 4.0035 | 52.2015 | 196151.6441 | 0 | 154692.9121 | 0 | 0 | 0 | 121459.9443 | 184198.7552 | 479247.3767 | 327096.1821 | 1462846.8145 | 961560.8286 | 13829493.5254 | 13829493.5254 | 11472858.6872 | 5995102.4534 | 0 | 16253901.1685 | 47551355.8345 | 2371.3737 | 0.051185 | 317550.565 | 929005.2741 | 6473.6978 | 18939.0291
1 | 3500 | 707 | 0.02 | 15 | 15 | 7 | 3.1623e-12 | 5spot_SharedNeighbor | CO2 | Porous | Wet | R600a | MinimizeLCOE_Brownfield | IgnoreSilica | 2019 | 8.0944 | 0.33343 | 0.017918 | 4 | 231684.9224 | 668352.5993 | 4723.2105 | 13625.2718 | 40.6665 | 4.0602 | 45.7553 | 241878.1148 | 0 | 198370.0645 | 0 | 0 | 0 | 145622.6343 | 228489.6173 | 594483.1146 | 405746.9411 | 1814590.4866 | 961560.8286 | 13829493.5254 | 13829493.5254 | 11472858.6872 | 5995102.4534 | 0 | 16605644.8406 | 47903099.5066 | 3162.2777 | 0.071673 | 231684.9224 | 668352.5993 | 4723.2105 | 13625.2718
1 | 3500 | 707 | 0.02 | 15 | 15 | 7 | 4.217e-12 | 5spot_SharedNeighbor | CO2 | Porous | Wet | R600a | MinimizeLCOE_Brownfield | IgnoreSilica | 2019 | 10.6157 | 0.47462 | 0.02472 | 4 | 172225.963 | 488751.2087 | 3511.0592 | 9963.8545 | 41.0278 | 4.1024 | 44.51 | 296536.5722 | 0 | 252027.098 | 0 | 0 | 0 | 174122.8011 | 281847.7238 | 733309.9624 | 500499.1174 | 2238343.2749 | 961560.8286 | 13829493.5254 | 13829493.5254 | 11472858.6872 | 5995102.4534 | 0 | 17029397.6289 | 48326852.2949 | 4216.965 | 0.098878 | 172225.963 | 488751.2087 | 3511.0592 | 9963.8545
1 | 3500 | 707 | 0.02 | 15 | 15 | 7 | 5.6234e-12 | 5spot_SharedNeighbor | CO2 | Porous | Wet | R600a | MinimizeLCOE_Brownfield | IgnoreSilica | 2019 | 13.8413 | 0.65647 | 0.033662 | 4 | 130192.1727 | 362630.266 | 2654.1435 | 7392.7085 | 41.2961 | 4.132 | 37.016 | 360812.5342 | 0 | 316896.883 | 0 | 0 | 0 | 206665.786 | 344906.3292 | 897375.5187 | 612477.2307 | 2739134.2818 | 961560.8286 | 13829493.5254 | 13829493.5254 | 11472858.6872 | 5995102.4534 | 0 | 17530188.6358 | 48827643.3018 | 5623.4133 | 0.13465 | 130192.1727 | 362630.266 | 2654.1435 | 7392.7085
1 | 3500 | 707 | 0.02 | 15 | 15 | 7 | 7.4989e-12 | 5spot_SharedNeighbor | CO2 | Porous | Wet | R600a | MinimizeLCOE_Brownfield | IgnoreSilica | 2019 | 17.8897 | 0.88593 | 0.045266 | 4 | 100021.2195 | 272872.4934 | 2039.0678 | 5562.8749 | 41.4872 | 4.1501 | 47.5007 | 435093.823 | 0 | 394009.1931 | 0 | 0 | 0 | 242610.3385 | 417968.2083 | 1087467.5408 | 742218.9418 | 3319368.0455 | 961560.8286 | 13829493.5254 | 13829493.5254 | 11472858.6872 | 5995102.4534 | 0 | 18110422.3994 | 49407877.0655 | 7498.9421 | 0.18107 | 100021.2195 | 272872.4934 | 2039.0678 | 5562.8749
1 | 3500 | 707 | 0.02 | 15 | 15 | 7 | 1e-11 | 5spot_SharedNeighbor | CO2 | Porous | Wet | R600a | MinimizeLCOE_Brownfield | IgnoreSilica | 2019 | 22.8667 | 1.1693 | 0.060051 | 4 | 78138.3242 | 208434.0354 | 1592.9554 | 4249.2097 | 41.613 | 4.1574 | 37.6801 | 519324.1799 | 0 | 484046.051 | 0 | 0 | 0 | 281001.8023 | 500905.0929 | 1303252.302 | 889496.4753 | 3978025.9033 | 961560.8286 | 13829493.5254 | 13829493.5254 | 11472858.6872 | 5995102.4534 | 0 | 18769080.2573 | 50066534.9234 | 10000 | 0.2402 | 78138.3242 | 208434.0354 | 1592.9554 | 4249.2097
1 | 3500 | 707 | 0.02 | 15 | 15 | 7 | 1.3335e-11 | 5spot_SharedNeighbor | CO2 | Porous | Wet | R600a | MinimizeLCOE_Brownfield | IgnoreSilica | 2019 | 28.7787 | 1.5074 | 0.078375 | 4 | 62170.6915 | 162003.169 | 1267.4336 | 3302.6537 | 41.6805 | 4.1535 | 41.1915 | 611772.5917 | 0 | 585981.4254 | 0 | 0 | 0 | 319538.7941 | 591744.1964 | 1539597.0155 | 1050806.5986 | 4699440.6216 | 961560.8286 | 13829493.5254 | 13829493.5254 | 11472858.6872 | 5995102.4534 | 0 | 19490494.9756 | 50787949.6417 | 13335.2143 | 0.3135 | 62170.6915 | 162003.169 | 1267.4336 | 3302.6537
1 | 3500 | 707 | 0.02 | 15 | 15 | 7 | 1.7783e-11 | 5spot_SharedNeighbor | CO2 | Porous | Wet | R600a | MinimizeLCOE_Brownfield | IgnoreSilica | 2019 | 35.4996 | 1.8937 | 0.10024 | 4 | 50494.8043 | 128554.791 | 1029.4049 | 2620.7633 | 41.6949 | 4.1383 | 56.3407 | 709068.9545 | 0 | 696915.8168 | 0 | 0 | 0 | 355054.9365 | 686805.486 | 1786926.9915 | 1219614.3894 | 5454386.5747 | 961560.8286 | 13829493.5254 | 13829493.5254 | 11472858.6872 | 5995102.4534 | 0 | 20245440.9287 | 51542895.5947 | 17782.7941 | 0.40094 | 50494.8043 | 128554.791 | 1029.4049 | 2620.7633
1 | 3500 | 707 | 0.02 | 15 | 15 | 7 | 2.3714e-11 | 5spot_SharedNeighbor | CO2 | Porous | Wet | R600a | MinimizeLCOE_Brownfield | IgnoreSilica | 2019 | 42.7151 | 2.3109 | 0.12504 | 4 | 41965.7324 | 104541.3459 | 855.5282 | 2131.2167 | 41.6621 | 4.1122 | 53.5623 | 806003.7793 | 0 | 811532.9139 | 0 | 0 | 0 | 383682.0914 | 780475.326 | 2030636.7006 | 1385951.2736 | 6198282.0847 | 961560.8286 | 13829493.5254 | 13829493.5254 | 11472858.6872 | 5995102.4534 | 0 | 20989336.4387 | 52286791.1047 | 23713.7371 | 0.50015 | 41965.7324 | 104541.3459 | 855.5282 | 2131.2167
1 | 3500 | 707 | 0.02 | 15 | 15 | 7 | 3.1623e-11 | 5spot_SharedNeighbor | CO2 | Porous | Wet | R600a | MinimizeLCOE_Brownfield | IgnoreSilica | 2019 | 49.936 | 2.7312 | 0.15153 | 4 | 35751.5319 | 87388.8239 | 728.8433 | 1781.5394 | 41.5916 | 4.0775 | 55.7306 | 896332.0363 | 0 | 922575.0975 | 0 | 0 | 0 | 401774.0642 | 866065.6672 | 2253325.2116 | 1537940.7581 | 6878012.835 | 961560.8286 | 13829493.5254 | 13829493.5254 | 11472858.6872 | 5995102.4534 | 0 | 21669067.189 | 52966521.855 | 31622.7766 | 0.6061 | 35751.5319 | 87388.8239 | 728.8433 | 1781.5394
1 | 3500 | 707 | 0.02 | 15 | 15 | 7 | 4.217e-11 | 5spot_SharedNeighbor | CO2 | Porous | Wet | R600a | MinimizeLCOE_Brownfield | IgnoreSilica | 2019 | 56.7519 | 3.1307 | 0.17812 | 4 | 31234.2164 | 75160.9432 | 636.7517 | 1532.2575 | 41.4958 | 4.0376 | 44.2202 | 976076.8229 | 0 | 1024639.7419 | 0 | 0 | 0 | 408864.7371 | 939736.7077 | 2445002.1469 | 1668764.2051 | 7463084.3615 | 961560.8286 | 13829493.5254 | 13829493.5254 | 11472858.6872 | 5995102.4534 | 0 | 22254138.7155 | 53551593.3815 | 42169.6503 | 0.71249 | 31234.2164 | 75160.9432 | 636.7517 | 1532.2575
1 | 3500 | 707 | 0.02 | 15 | 15 | 7 | 5.6234e-11 | 5spot_SharedNeighbor | CO2 | Porous | Wet | R600a | MinimizeLCOE_Brownfield | IgnoreSilica | 2019 | 62.8077 | 3.4881 | 0.20327 | 4 | 27951.7672 | 66445.1206 | 569.8346 | 1354.5737 | 41.3887 | 3.9963 | 53.9679 | 1042716.7901 | 0 | 1113415.6078 | 0 | 0 | 0 | 405958.3942 | 999215.4089 | 2599753.5267 | 1774385.2016 | 7935444.9292 | 961560.8286 | 13829493.5254 | 13829493.5254 | 11472858.6872 | 5995102.4534 | 0 | 22726499.2832 | 54023953.9492 | 56234.1325 | 0.81306 | 27951.7672 | 66445.1206 | 569.8346 | 1354.5737
1 | 3500 | 707 | 0.02 | 15 | 15 | 7 | 7.4989e-11 | 5spot_SharedNeighbor | CO2 | Porous | Wet | R600a | MinimizeLCOE_Brownfield | IgnoreSilica | 2019 | 67.9498 | 3.7933 | 0.22583 | 4 | 25562.217 | 60209.0832 | 521.1204 | 1227.4436 | 41.2821 | 3.9572 | 56.7184 | 1096305.9824 | 0 | 1187557.745 | 0 | 0 | 0 | 395926.5739 | 1045118.2175 | 2719183.2187 | 1855898.4204 | 8299990.1578 | 961560.8286 | 13829493.5254 | 13829493.5254 | 11472858.6872 | 5995102.4534 | 0 | 23091044.5118 | 54388499.1778 | 74989.4209 | 0.90333 | 25562.217 | 60209.0832 | 521.1204 | 1227.4436
1 | 3500 | 707 | 0.02 | 15 | 15 | 7 | 1e-10 | 5spot_SharedNeighbor | CO2 | Porous | Wet | R600a | MinimizeLCOE_Brownfield | IgnoreSilica | 2019 | 72.2159 | 4.048 | 0.24533 | 4 | 23811.8963 | 55704.9221 | 485.4377 | 1135.6202 | 41.1814 | 3.9213 | 52.4846 | 1138620.94 | 0 | 1248319.8611 | 0 | 0 | 0 | 382021.3261 | 1079895.2296 | 2809665.8704 | 1917654.6894 | 8576177.9165 | 961560.8286 | 13829493.5254 | 13829493.5254 | 11472858.6872 | 5995102.4534 | 0 | 23367232.2705 | 54664686.9365 | 100000 | 0.98133 | 23811.8963 | 55704.9221 | 485.4377 | 1135.6202
1 | 3500 | 707 | 0.02 | 15 | 15 | 7 | 1.3335e-10 | 5spot_SharedNeighbor | CO2 | Porous | Wet | R600a | MinimizeLCOE_Brownfield | IgnoreSilica | 2019 | 75.6117 | 4.2514 | 0.2615 | 4 | 22532.2845 | 52453.1361 | 459.3511 | 1069.3281 | 41.096 | 3.8915 | 50.5274 | 1171081.7208 | 0 | 1296184.3746 | 0 | 0 | 0 | 366825.0172 | 1105295.5339 | 2875752.2519 | 1962760.0027 | 8777898.9009 | 961560.8286 | 13829493.5254 | 13829493.5254 | 11472858.6872 | 5995102.4534 | 0 | 23568953.2549 | 54866407.9209 | 133352.1432 | 1.046 | 22532.2845 | 52453.1361 | 459.3511 | 1069.3281
1 | 3500 | 707 | 0.02 | 15 | 15 | 7 | 1.7783e-10 | 5spot_SharedNeighbor | CO2 | Porous | Wet | R600a | MinimizeLCOE_Brownfield | IgnoreSilica | 2019 | 78.2787 | 4.4118 | 0.27461 | 4 | 21589.4642 | 50081.7868 | 440.1304 | 1020.985 | 41.0246 | 3.8669 | 51.9137 | 1195763.3628 | 0 | 1333501.5372 | 0 | 0 | 0 | 351978.0689 | 1123684.7579 | 2923597.2405 | 1995415.1906 | 8923940.1579 | 961560.8286 | 13829493.5254 | 13829493.5254 | 11472858.6872 | 5995102.4534 | 0 | 23714994.5119 | 55012449.1779 | 177827.941 | 1.0985 | 21589.4642 | 50081.7868 | 440.1304 | 1020.985
1 | 3500 | 707 | 0.02 | 15 | 15 | 7 | 2.3714e-10 | 5spot_SharedNeighbor | CO2 | Porous | Wet | R600a | MinimizeLCOE_Brownfield | IgnoreSilica | 2019 | 80.3445 | 4.5364 | 0.28504 | 4 | 20892.1398 | 48342.6136 | 425.9145 | 985.5296 | 40.9668 | 3.8472 | 58.2089 | 1214390.1486 | 0 | 1362245.6098 | 0 | 0 | 0 | 338516.0385 | 1136909.2008 | 2958004.5283 | 2018898.8715 | 9028964.3974 | 961560.8286 | 13829493.5254 | 13829493.5254 | 11472858.6872 | 5995102.4534 | 0 | 23820018.7514 | 55117473.4174 | 237137.3706 | 1.1401 | 20892.1398 | 48342.6136 | 425.9145 | 985.5296
1 | 3500 | 707 | 0.02 | 15 | 15 | 7 | 3.1623e-10 | 5spot_SharedNeighbor | CO2 | Porous | Wet | R600a | MinimizeLCOE_Brownfield | IgnoreSilica | 2019 | 81.9381 | 4.6327 | 0.29321 | 4 | 20374.7184 | 47059.9015 | 415.3662 | 959.3797 | 40.9207 | 3.8316 | 53.7904 | 1228465.9677 | 0 | 1384328.5422 | 0 | 0 | 0 | 326982.1543 | 1146512.899 | 2982991.381 | 2035952.9119 | 9105233.856 | 961560.8286 | 13829493.5254 | 13829493.5254 | 11472858.6872 | 5995102.4534 | 0 | 23896288.21 | 55193742.876 | 316227.766 | 1.1728 | 20374.7184 | 47059.9015 | 415.3662 | 959.3797
1 | 3500 | 707 | 0.02 | 15 | 15 | 7 | 4.217e-10 | 5spot_SharedNeighbor | CO2 | Porous | Wet | R600a | MinimizeLCOE_Brownfield | IgnoreSilica | 2019 | 83.1561 | 4.7065 | 0.29955 | 4 | 19989.8308 | 46110.5097 | 407.5197 | 940.0251 | 40.8845 | 3.8195 | 51.8387 | 1239052.437 | 0 | 1401154.0787 | 0 | 0 | 0 | 317413.2393 | 1153471.7045 | 3001096.7654 | 2048310.2088 | 9160498.4337 | 961560.8286 | 13829493.5254 | 13829493.5254 | 11472858.6872 | 5995102.4534 | 0 | 23951552.7877 | 55249007.4537 | 421696.5034 | 1.1982 | 19989.8308 | 46110.5097 | 407.5197 | 940.0251
1 | 3500 | 707 | 0.02 | 15 | 15 | 7 | 5.6234e-10 | 5spot_SharedNeighbor | CO2 | Porous | Wet | R600a | MinimizeLCOE_Brownfield | IgnoreSilica | 2019 | 84.077 | 4.7623 | 0.30441 | 4 | 19702.9509 | 45406.1743 | 401.6713 | 925.6663 | 40.8567 | 3.8101 | 58.7701 | 1246957.51 | 0 | 1413845.7436 | 0 | 0 | 0 | 309630.3092 | 1158469.0895 | 3014098.9361 | 2057184.4574 | 9200186.0458 | 961560.8286 | 13829493.5254 | 13829493.5254 | 11472858.6872 | 5995102.4534 | 0 | 23991240.3998 | 55288695.0658 | 562341.3252 | 1.2176 | 19702.9509 | 45406.1743 | 401.6713 | 925.6663
1 | 3500 | 707 | 0.02 | 15 | 15 | 7 | 7.4989e-10 | 5spot_SharedNeighbor | CO2 | Porous | Wet | R600a | MinimizeLCOE_Brownfield | IgnoreSilica | 2019 | 84.7808 | 4.805 | 0.30814 | 4 | 19488.7972 | 44881.3724 | 397.3055 | 914.9675 | 40.8351 | 3.8029 | 55.7574 | 1252941.7417 | 0 | 1423529.0363 | 0 | 0 | 0 | 303503.7338 | 1162190.0596 | 3023780.1371 | 2063792.076 | 9229736.7844 | 961560.8286 | 13829493.5254 | 13829493.5254 | 11472858.6872 | 5995102.4534 | 0 | 24020791.1384 | 55318245.8044 | 749894.2093 | 1.2325 | 19488.7972 | 44881.3724 | 397.3055 | 914.9675
1 | 3500 | 707 | 0.02 | 15 | 15 | 7 | 1e-09 | 5spot_SharedNeighbor | CO2 | Porous | Wet | R600a | MinimizeLCOE_Brownfield | IgnoreSilica | 2019 | 85.3091 | 4.8371 | 0.31096 | 4 | 19328.7496 | 44490.424 | 394.0427 | 906.9975 | 40.8187 | 3.7975 | 62.6179 | 1257400.9139 | 0 | 1430788.0676 | 0 | 0 | 0 | 298680.4689 | 1164879.0857 | 3030776.4313 | 2068567.1906 | 9251092.1579 | 961560.8286 | 13829493.5254 | 13829493.5254 | 11472858.6872 | 5995102.4534 | 0 | 24042146.5119 | 55339601.178 | 1000000 | 1.2439 | 19328.7496 | 44490.424 | 394.0427 | 906.9975
1 | 3500 | 707 | 0.02 | 15 | 15 | 7 | 1.3335e-09 | 5spot_SharedNeighbor | CO2 | Porous | Wet | R600a | MinimizeLCOE_Brownfield | IgnoreSilica | 2019 | 85.6964 | 4.8607 | 0.31309 | 4 | 19209.035 | 44199.5935 | 391.6022 | 901.0685 | 40.8066 | 3.7934 | 70.0025 | 1260651.8335 | 0 | 1436104.0539 | 0 | 0 | 0 | 294858.0878 | 1166729.4503 | 3035590.7007 | 2071853.0284 | 9265787.1546 | 961560.8286 | 13829493.5254 | 13829493.5254 | 11472858.6872 | 5995102.4534 | 0 | 24056841.5086 | 55354296.1746 | 1333521.4322 | 1.2524 | 19209.035 | 44199.5935 | 391.6022 | 901.0685
1 | 3500 | 707 | 0.02 | 15 | 15 | 7 | 1.7783e-09 | 5spot_SharedNeighbor | CO2 | Porous | Wet | R600a | MinimizeLCOE_Brownfield | IgnoreSilica | 2019 | 86.0083 | 4.8796 | 0.31473 | 4 | 19119.4319 | 43980.2612 | 389.7755 | 896.5971 | 40.7968 | 3.7902 | 61.3669 | 1263259.0936 | 0 | 1440382.5525 | 0 | 0 | 0 | 292082.9833 | 1168332.6054 | 3039761.7814 | 2074699.8766 | 9278518.8927 | 961560.8286 | 13829493.5254 | 13829493.5254 | 11472858.6872 | 5995102.4534 | 0 | 24069573.2467 | 55367027.9127 | 1778279.41 | 1.2589 | 19119.4319 | 43980.2612 | 389.7755 | 896.5971
1 | 3500 | 707 | 0.02 | 15 | 15 | 7 | 2.3714e-09 | 5spot_SharedNeighbor | CO2 | Porous | Wet | R600a | MinimizeLCOE_Brownfield | IgnoreSilica | 2019 | 86.2371 | 4.8935 | 0.31595 | 4 | 19052.3342 | 43816.7557 | 388.4076 | 893.2638 | 40.7896 | 3.7878 | 59.6493 | 1265164.8899 | 0 | 1443518.3632 | 0 | 0 | 0 | 289916.291 | 1169453.8222 | 3042678.9574 | 2076690.9092 | 9287423.2329 | 961560.8286 | 13829493.5254 | 13829493.5254 | 11472858.6872 | 5995102.4534 | 0 | 24078477.5869 | 55375932.2529 | 2371373.7057 | 1.2638 | 19052.3342 | 43816.7557 | 388.4076 | 893.2638
1 | 3500 | 707 | 0.02 | 15 | 15 | 7 | 3.1623e-09 | 5spot_SharedNeighbor | CO2 | Porous | Wet | R600a | MinimizeLCOE_Brownfield | IgnoreSilica | 2019 | 86.4003 | 4.9035 | 0.31686 | 4 | 19002.071 | 43695.2001 | 387.3829 | 890.7858 | 40.7844 | 3.7861 | 65.3923 | 1266521.1201 | 0 | 1445754.2316 | 0 | 0 | 0 | 288200.5172 | 1170185.5889 | 3044582.8642 | 2077990.3647 | 9293234.6868 | 961560.8286 | 13829493.5254 | 13829493.5254 | 11472858.6872 | 5995102.4534 | 0 | 24084289.0408 | 55381743.7068 | 3162277.6602 | 1.2675 | 19002.071 | 43695.2001 | 387.3829 | 890.7858
1 | 3500 | 707 | 0.02 | 15 | 15 | 7 | 4.217e-09 | 5spot_SharedNeighbor | CO2 | Porous | Wet | R600a | MinimizeLCOE_Brownfield | IgnoreSilica | 2019 | 86.5271 | 4.9112 | 0.31756 | 4 | 18964.409 | 43603.7645 | 386.6151 | 888.9217 | 40.7804 | 3.7847 | 57.2553 | 1267573.8156 | 0 | 1447492.2747 | 0 | 0 | 0 | 286934.6734 | 1170780.2979 | 3046130.175 | 2079046.4362 | 9297957.6728 | 961560.8286 | 13829493.5254 | 13829493.5254 | 11472858.6872 | 5995102.4534 | 0 | 24089012.0268 | 55386466.6929 | 4216965.0343 | 1.2702 | 18964.409 | 43603.7645 | 386.6151 | 888.9217
1 | 3500 | 707 | 0.02 | 15 | 15 | 7 | 5.6234e-09 | 5spot_SharedNeighbor | CO2 | Porous | Wet | R600a | MinimizeLCOE_Brownfield | IgnoreSilica | 2019 | 86.6197 | 4.9168 | 0.31807 | 4 | 18936.1831 | 43535.5185 | 386.0397 | 887.5304 | 40.7774 | 3.7837 | 57.1981 | 1268341.1833 | 0 | 1448760.6116 | 0 | 0 | 0 | 285957.4623 | 1171193.1103 | 3047204.2283 | 2079779.4996 | 9301236.0954 | 961560.8286 | 13829493.5254 | 13829493.5254 | 11472858.6872 | 5995102.4534 | 0 | 24092290.4494 | 55389745.1154 | 5623413.2519 | 1.2723 | 18936.1831 | 43535.5185 | 386.0397 | 887.5304
1 | 3500 | 707 | 0.02 | 15 | 15 | 7 | 7.4989e-09 | 5spot_SharedNeighbor | CO2 | Porous | Wet | R600a | MinimizeLCOE_Brownfield | IgnoreSilica | 2019 | 86.6929 | 4.9213 | 0.31846 | 4 | 18915.0261 | 43484.038 | 385.6084 | 886.4809 | 40.7751 | 3.783 | 51.0985 | 1268946.7862 | 0 | 1449762.4505 | 0 | 0 | 0 | 285248.9146 | 1171543.679 | 3048116.3361 | 2080402.0319 | 9304020.1982 | 961560.8286 | 13829493.5254 | 13829493.5254 | 11472858.6872 | 5995102.4534 | 0 | 24095074.5522 | 55392529.2182 | 7498942.0933 | 1.2739 | 18915.0261 | 43484.038 | 385.6084 | 886.4809
1 | 3500 | 707 | 0.02 | 15 | 15 | 7 | 1e-08 | 5spot_SharedNeighbor | CO2 | Porous | Wet | R600a | MinimizeLCOE_Brownfield | IgnoreSilica | 2019 | 86.7512 | 4.9248 | 0.31876 | 4 | 18899.166 | 43445.1333 | 385.2851 | 885.6878 | 40.7733 | 3.7824 | 55.9479 | 1269429.3439 | 0 | 1450561.299 | 0 | 0 | 0 | 284741.9803 | 1171845.7231 | 3048902.1928 | 2080938.3952 | 9306418.9343 | 961560.8286 | 13829493.5254 | 13829493.5254 | 11472858.6872 | 5995102.4534 | 0 | 24097473.2883 | 55394927.9543 | 10000000 | 1.2751 | 18899.166 | 43445.1333 | 385.2851 | 885.6878
1 | 3600 | 707 | 0.02 | 15 | 15 | 7 | 1e-13 | 5spot_SharedNeighbor | CO2 | Porous | Wet | R600a | MinimizeLCOE_Brownfield | IgnoreSilica | 2019 | 0 | 0 | 0 | 0 |  |  |  |  | 15 |  | 15.1184 | [19 empty] | 100 | 0
1 | 3600 | 707 | 0.02 | 15 | 15 | 7 | 1.3335e-13 | 5spot_SharedNeighbor | CO2 | Porous | Wet | R600a | MinimizeLCOE_Brownfield | IgnoreSilica | 2019 | 0 | 0 | 0 | 0 |  |  |  |  | 15 |  | 17.4507 | [19 empty] | 133.3521 | 0
1 | 3600 | 707 | 0.02 | 15 | 15 | 7 | 1.7783e-13 | 5spot_SharedNeighbor | CO2 | Porous | Wet | R600a | MinimizeLCOE_Brownfield | IgnoreSilica | 2019 | 0 | 0 | 0 | 0 |  |  |  |  | 15 |  | 18.8804 | [19 empty] | 177.8279 | 0
1 | 3600 | 707 | 0.02 | 15 | 15 | 7 | 2.3714e-13 | 5spot_SharedNeighbor | CO2 | Porous | Wet | R600a | MinimizeLCOE_Brownfield | IgnoreSilica | 2019 | 0 | 0 | 0 | 0 |  |  |  |  | 15 |  | 21.4027 | [19 empty] | 237.1374 | 0
1 | 3600 | 707 | 0.02 | 15 | 15 | 7 | 3.1623e-13 | 5spot_SharedNeighbor | CO2 | Porous | Wet | R600a | MinimizeLCOE_Brownfield | IgnoreSilica | 2019 | 0 | 0 | 0 | 0 |  |  |  |  | 15 |  | 20.3183 | [19 empty] | 316.2278 | 0
1 | 3600 | 707 | 0.02 | 15 | 15 | 7 | 4.217e-13 | 5spot_SharedNeighbor | CO2 | Porous | Wet | R600a | MinimizeLCOE_Brownfield | IgnoreSilica | 2019 | 1.6 | -0.015954 | 0.00035609 | 4 | 11081641.7061 | 33716378.6228 | 225914.2552 | 687353.983 | 35.9678 | 3.6511 | 21.7432 | 66079.2757 | 0 | 36265.3411 | 0 | 0 | 0 | 63768.1132 | 64783.9647 | 168554.5871 | 115041.9692 | 514493.251 | 961560.8286 | 14308154.1186 | 14308154.1186 | 11772186.6032 | 6159593.5296 | 0 | 15784208.1982 | 48024142.4496 | 421.6965 | 0.0014244 | 11081641.7061 | 33716378.6228 | 225914.2552 | 687353.983
1 | 3600 | 707 | 0.02 | 15 | 15 | 7 | 5.6234e-13 | 5spot_SharedNeighbor | CO2 | Porous | Wet | R600a | MinimizeLCOE_Brownfield | IgnoreSilica | 2019 | 1.6 | -0.010583 | 0.0016384 | 4 | 2403455.0129 | 7322910.157 | 48997.6814 | 149287.4285 | 35.9679 | 3.6511 | 21.9261 | 66079.5649 | 0 | 36265.2286 | 0 | 0 | 0 | 53104.7642 | 60625.3275 | 157734.6663 | 107657.1509 | 481466.7025 | 961560.8286 | 14308154.1186 | 14308154.1186 | 11772186.6032 | 6159593.5296 | 0 | 15751181.6497 | 47991115.9011 | 562.3413 | 0.0065536 | 2403455.0129 | 7322910.157 | 48997.6814 | 149287.4285
1 | 3600 | 707 | 0.02 | 15 | 15 | 7 | 7.4989e-13 | 5spot_SharedNeighbor | CO2 | Porous | Wet | R600a | MinimizeLCOE_Brownfield | IgnoreSilica | 2019 | 1.6 | -0.0065263 | 0.0025948 | 4 | 1515036.1681 | 4621299.3391 | 30886.0615 | 94211.4378 | 35.9679 | 3.6511 | 21.0321 | 66079.713 | 0 | 36265.171 | 0 | 0 | 0 | 44514.0908 | 57275.0002 | 149017.8019 | 101707.7118 | 454859.4888 | 961560.8286 | 14308154.1186 | 14308154.1186 | 11772186.6032 | 6159593.5296 | 0 | 15724574.4359 | 47964508.6874 | 749.8942 | 0.010379 | 1515036.1681 | 4621299.3391 | 30886.0615 | 94211.4378
1 | 3600 | 707 | 0.02 | 15 | 15 | 7 | 1e-12 | 5spot_SharedNeighbor | CO2 | Porous | Wet | R600a | MinimizeLCOE_Brownfield | IgnoreSilica | 2019 | 2.7398 | 0.042763 | 0.0044611 | 4 | 899371.0489 | 2706078.9642 | 18334.8953 | 55167.0799 | 38.6979 | 3.9827 | 46.2114 | 106621.4896 | 0 | 69882.1136 | 0 | 0 | 0 | 75067.2939 | 98112.6499 | 255268.9893 | 174226.3305 | 779178.8669 | 961560.8286 | 14308154.1186 | 14308154.1186 | 11772186.6032 | 6159593.5296 | 0 | 16048893.8141 | 48288828.0655 | 1000 | 0.017845 | 899371.0489 | 2706078.9642 | 18334.8953 | 55167.0799
1 | 3600 | 707 | 0.02 | 15 | 15 | 7 | 1.3335e-12 | 5spot_SharedNeighbor | CO2 | Porous | Wet | R600a | MinimizeLCOE_Brownfield | IgnoreSilica | 2019 | 3.6755 | 0.091455 | 0.0067662 | 4 | 601294.4293 | 1792511.4643 | 12258.2003 | 36542.7708 | 39.7956 | 4.1159 | 41.309 | 136343.9223 | 0 | 95454.8755 | 0 | 0 | 0 | 92404.4533 | 126439.2679 | 328969.0389 | 224528.1287 | 1004139.6865 | 961560.8286 | 14308154.1186 | 14308154.1186 | 11772186.6032 | 6159593.5296 | 0 | 16273854.6337 | 48513788.8851 | 1333.5214 | 0.027065 | 601294.4293 | 1792511.4643 | 12258.2003 | 36542.7708
1 | 3600 | 707 | 0.02 | 15 | 15 | 7 | 1.7783e-12 | 5spot_SharedNeighbor | CO2 | Porous | Wet | R600a | MinimizeLCOE_Brownfield | IgnoreSilica | 2019 | 4.8935 | 0.15794 | 0.0099179 | 4 | 417009.3289 | 1229676.245 | 8501.2992 | 25068.6135 | 40.6419 | 4.2181 | 36.0567 | 171783.1155 | 0 | 126796.5165 | 0 | 0 | 0 | 112682.4174 | 160392.1993 | 417307.6016 | 284821.0129 | 1273782.8633 | 961560.8286 | 14308154.1186 | 14308154.1186 | 11772186.6032 | 6159593.5296 | 0 | 16543497.8105 | 48783432.0619 | 1778.2794 | 0.039672 | 417009.3289 | 1229676.245 | 8501.2992 | 25068.6135
1 | 3600 | 707 | 0.02 | 15 | 15 | 7 | 2.3714e-12 | 5spot_SharedNeighbor | CO2 | Porous | Wet | R600a | MinimizeLCOE_Brownfield | IgnoreSilica | 2019 | 6.4741 | 0.24669 | 0.014172 | 4 | 297510.1135 | 866218.2258 | 6065.1461 | 17659.0302 | 41.2914 | 4.2958 | 43.3862 | 213916.1652 | 0 | 165092.1594 | 0 | 0 | 0 | 136308.243 | 200973.4613 | 522891.7211 | 356884.344 | 1596066.0939 | 961560.8286 | 14308154.1186 | 14308154.1186 | 11772186.6032 | 6159593.5296 | 0 | 16865781.0411 | 49105715.2925 | 2371.3737 | 0.05669 | 297510.1135 | 866218.2258 | 6065.1461 | 17659.0302
1 | 3600 | 707 | 0.02 | 15 | 15 | 7 | 3.1623e-12 | 5spot_SharedNeighbor | CO2 | Porous | Wet | R600a | MinimizeLCOE_Brownfield | IgnoreSilica | 2019 | 8.5157 | 0.36328 | 0.01986 | 4 | 217136.4779 | 622971.183 | 4426.6208 | 12700.1102 | 41.787 | 4.3541 | 47.1533 | 263837.2812 | 0 | 211718.7392 | 0 | 0 | 0 | 163666.5462 | 249296.801 | 648619.1384 | 442695.8897 | 1979834.3957 | 961560.8286 | 14308154.1186 | 14308154.1186 | 11772186.6032 | 6159593.5296 | 0 | 17249549.3429 | 49489483.5943 | 3162.2777 | 0.079441 | 217136.4779 | 622971.183 | 4426.6208 | 12700.1102
1 | 3600 | 707 | 0.02 | 15 | 15 | 7 | 4.217e-12 | 5spot_SharedNeighbor | CO2 | Porous | Wet | R600a | MinimizeLCOE_Brownfield | IgnoreSilica | 2019 | 11.154 | 0.51546 | 0.027403 | 4 | 161547.9805 | 455672.8259 | 3293.3741 | 9289.5069 | 42.1634 | 4.3971 | 45.1444 | 323085.3455 | 0 | 268585.2587 | 0 | 0 | 0 | 195497.4194 | 306995.5292 | 798739.3934 | 545156.0485 | 2438058.9946 | 961560.8286 | 14308154.1186 | 14308154.1186 | 11772186.6032 | 6159593.5296 | 0 | 17707773.9418 | 49947708.1932 | 4216.965 | 0.10961 | 161547.9805 | 455672.8259 | 3293.3741 | 9289.5069
1 | 3600 | 707 | 0.02 | 15 | 15 | 7 | 5.6234e-12 | 5spot_SharedNeighbor | CO2 | Porous | Wet | R600a | MinimizeLCOE_Brownfield | IgnoreSilica | 2019 | 14.5233 | 0.71115 | 0.037308 | 4 | 122281.4381 | 338317.9527 | 2492.8725 | 6897.0691 | 42.4429 | 4.4269 | 54.6397 | 392673.9472 | 0 | 337241.3081 | 0 | 0 | 0 | 231839.9656 | 375084.5361 | 975893.0226 | 666067.0405 | 2978799.8202 | 961560.8286 | 14308154.1186 | 14308154.1186 | 11772186.6032 | 6159593.5296 | 0 | 18248514.7674 | 50488449.0188 | 5623.4133 | 0.14923 | 122281.4381 | 338317.9527 | 2492.8725 | 6897.0691
1 | 3600 | 707 | 0.02 | 15 | 15 | 7 | 7.4989e-12 | 5spot_SharedNeighbor | CO2 | Porous | Wet | R600a | MinimizeLCOE_Brownfield | IgnoreSilica | 2019 | 18.7445 | 0.95761 | 0.050137 | 4 | 94112.4447 | 254870.7305 | 1918.6095 | 5195.8846 | 42.6415 | 4.4448 | 49.1107 | 472986.9606 | 0 | 418738.1957 | 0 | 0 | 0 | 272032.9263 | 453865.6522 | 1180865.3264 | 805964.8496 | 3604453.9107 | 961560.8286 | 14308154.1186 | 14308154.1186 | 11772186.6032 | 6159593.5296 | 0 | 18874168.8579 | 51114103.1094 | 7498.9421 | 0.20055 | 94112.4447 | 254870.7305 | 1918.6095 | 5195.8846
1 | 3600 | 707 | 0.02 | 15 | 15 | 7 | 1e-11 | 5spot_SharedNeighbor | CO2 | Porous | Wet | R600a | MinimizeLCOE_Brownfield | IgnoreSilica | 2019 | 23.9191 | 1.2611 | 0.066435 | 4 | 73691.1307 | 195012.8948 | 1502.2934 | 3975.6016 | 42.7714 | 4.4511 | 49.1737 | 563832.7187 | 0 | 513660.3973 | 0 | 0 | 0 | 314998.1254 | 543071.5841 | 1412960.8626 | 964374.8222 | 4312898.5102 | 961560.8286 | 14308154.1186 | 14308154.1186 | 11772186.6032 | 6159593.5296 | 0 | 19582613.4574 | 51822547.7088 | 10000 | 0.26574 | 73691.1307 | 195012.8948 | 1502.2934 | 3975.6016
1 | 3600 | 707 | 0.02 | 15 | 15 | 7 | 1.3335e-11 | 5spot_SharedNeighbor | CO2 | Porous | Wet | R600a | MinimizeLCOE_Brownfield | IgnoreSilica | 2019 | 30.0286 | 1.6211 | 0.086543 | 4 | 58797.2914 | 151930.4136 | 1198.6623 | 3097.307 | 42.8395 | 4.4457 | 52.227 | 662984.3469 | 0 | 620531.2649 | 0 | 0 | 0 | 357993.3482 | 640188.4944 | 1665639.1417 | 1136832.9397 | 5084169.5358 | 961560.8286 | 14308154.1186 | 14308154.1186 | 11772186.6032 | 6159593.5296 | 0 | 20353884.483 | 52593818.7344 | 13335.2143 | 0.34617 | 58797.2914 | 151930.4136 | 1198.6623 | 3097.307
1 | 3600 | 707 | 0.02 | 15 | 15 | 7 | 1.7783e-11 | 5spot_SharedNeighbor | CO2 | Porous | Wet | R600a | MinimizeLCOE_Brownfield | IgnoreSilica | 2019 | 36.9151 | 2.0291 | 0.11038 | 4 | 47912.8693 | 120934.0966 | 976.7686 | 2465.4051 | 42.8518 | 4.4282 | 50.1971 | 766522.5254 | 0 | 735933.951 | 0 | 0 | 0 | 397457.0372 | 740966.2703 | 1927842.2422 | 1315791.9435 | 5884513.9697 | 961560.8286 | 14308154.1186 | 14308154.1186 | 11772186.6032 | 6159593.5296 | 0 | 21154228.9168 | 53394163.1683 | 17782.7941 | 0.44151 | 47912.8693 | 120934.0966 | 976.7686 | 2465.4051
1 | 3600 | 707 | 0.02 | 15 | 15 | 7 | 2.3714e-11 | 5spot_SharedNeighbor | CO2 | Porous | Wet | R600a | MinimizeLCOE_Brownfield | IgnoreSilica | 2019 | 44.2427 | 2.4659 | 0.13722 | 4 | 39966.8079 | 98706.0263 | 814.7774 | 2012.2559 | 42.8151 | 4.3995 | 58.5308 | 868857.2442 | 0 | 854210.5428 | 0 | 0 | 0 | 429384.1787 | 839456.2666 | 2184093.0096 | 1490688.3577 | 6666689.5996 | 961560.8286 | 14308154.1186 | 14308154.1186 | 11772186.6032 | 6159593.5296 | 0 | 21936404.5468 | 54176338.7982 | 23713.7371 | 0.54887 | 39966.8079 | 98706.0263 | 814.7774 | 2012.2559
1 | 3600 | 707 | 0.02 | 15 | 15 | 7 | 3.1623e-11 | 5spot_SharedNeighbor | CO2 | Porous | Wet | R600a | MinimizeLCOE_Brownfield | IgnoreSilica | 2019 | 51.5313 | 2.9034 | 0.16565 | 4 | 34180.5067 | 82836.4458 | 696.8159 | 1688.733 | 42.74 | 4.3621 | 65.117 | 963739.1025 | 0 | 968195.3899 | 0 | 0 | 0 | 450384.5751 | 929104.4363 | 2417339.1577 | 1649883.6465 | 7378646.308 | 961560.8286 | 14308154.1186 | 14308154.1186 | 11772186.6032 | 6159593.5296 | 0 | 22648361.2552 | 54888295.5066 | 31622.7766 | 0.66261 | 34180.5067 | 82836.4458 | 696.8159 | 1688.733
1 | 3600 | 707 | 0.02 | 15 | 15 | 7 | 4.217e-11 | 5spot_SharedNeighbor | CO2 | Porous | Wet | R600a | MinimizeLCOE_Brownfield | IgnoreSilica | 2019 | 58.3307 | 3.3145 | 0.19395 | 4 | 29975.5587 | 71533.4105 | 611.0923 | 1458.3053 | 42.64 | 4.3197 | 57.3801 | 1046634.9468 | 0 | 1071821.0014 | 0 | 0 | 0 | 459588.2528 | 1005437.2384 | 2615941.4507 | 1785433.7923 | 7984856.6824 | 961560.8286 | 14308154.1186 | 14308154.1186 | 11772186.6032 | 6159593.5296 | 0 | 23254571.6296 | 55494505.881 | 42169.6503 | 0.77578 | 29975.5587 | 71533.4105 | 611.0923 | 1458.3053
1 | 3600 | 707 | 0.02 | 15 | 15 | 7 | 5.6234e-11 | 5spot_SharedNeighbor | CO2 | Porous | Wet | R600a | MinimizeLCOE_Brownfield | IgnoreSilica | 2019 | 64.3593 | 3.6813 | 0.22052 | 4 | 26920.1692 | 63470.213 | 548.8041 | 1293.9261 | 42.5291 | 4.2763 | 64.2495 | 1115871.6912 | 0 | 1161831.3523 | 0 | 0 | 0 | 458893.4322 | 1067272.6255 | 2776824.4439 | 1895239.741 | 8475933.286 | 961560.8286 | 14308154.1186 | 14308154.1186 | 11772186.6032 | 6159593.5296 | 0 | 23745648.2332 | 55985582.4846 | 56234.1325 | 0.88208 | 26920.1692 | 63470.213 | 548.8041 | 1293.9261
1 | 3600 | 707 | 0.02 | 15 | 15 | 7 | 7.4989e-11 | 5spot_SharedNeighbor | CO2 | Porous | Wet | R600a | MinimizeLCOE_Brownfield | IgnoreSilica | 2019 | 69.4554 | 3.9933 | 0.24422 | 4 | 24695.5033 | 57697.9332 | 503.4512 | 1176.2504 | 42.4197 | 4.2355 | 73.3258 | 1171384.6828 | 0 | 1236709.7357 | 0 | 0 | 0 | 450960.3981 | 1115031.3785 | 2901082.9225 | 1980048.7059 | 8855217.8235 | 961560.8286 | 14308154.1186 | 14308154.1186 | 11772186.6032 | 6159593.5296 | 0 | 24124932.7707 | 56364867.0221 | 74989.4209 | 0.9769 | 24695.5033 | 57697.9332 | 503.4512 | 1176.2504
1 | 3600 | 707 | 0.02 | 15 | 15 | 7 | 1e-10 | 5spot_SharedNeighbor | CO2 | Porous | Wet | R600a | MinimizeLCOE_Brownfield | IgnoreSilica | 2019 | 73.6313 | 4.2503 | 0.26453 | 4 | 23069.8868 | 53539.4036 | 470.3108 | 1091.4732 | 42.3196 | 4.1993 | 65.9995 | 1214853.2827 | 0 | 1297315.9707 | 0 | 0 | 0 | 439037.9482 | 1150970.8086 | 2994589.9475 | 2043869.1718 | 9140637.1295 | 961560.8286 | 14308154.1186 | 14308154.1186 | 11772186.6032 | 6159593.5296 | 0 | 24410352.0767 | 56650286.3281 | 100000 | 1.0581 | 23069.8868 | 53539.4036 | 470.3108 | 1091.4732
1 | 3600 | 707 | 0.02 | 15 | 15 | 7 | 1.3335e-10 | 5spot_SharedNeighbor | CO2 | Porous | Wet | R600a | MinimizeLCOE_Brownfield | IgnoreSilica | 2019 | 76.9681 | 4.4565 | 0.28136 | 4 | 21876.9869 | 50523.7834 | 445.992 | 1029.9957 | 42.2328 | 4.1685 | 69.0034 | 1248291.7627 | 0 | 1345292.2667 | 0 | 0 | 0 | 425632.6067 | 1177494.488 | 3063599.1206 | 2090969.3505 | 9351279.5951 | 961560.8286 | 14308154.1186 | 14308154.1186 | 11772186.6032 | 6159593.5296 | 0 | 24620994.5423 | 56860928.7937 | 133352.1432 | 1.1254 | 21876.9869 | 50523.7834 | 445.992 | 1029.9957
1 | 3600 | 707 | 0.02 | 15 | 15 | 7 | 1.7783e-10 | 5spot_SharedNeighbor | CO2 | Porous | Wet | R600a | MinimizeLCOE_Brownfield | IgnoreSilica | 2019 | 79.105 | 4.5913 | 0.29441 | 4 | 20994.8105 | 48371.4993 | 428.0076 | 986.1184 | 42.1723 | 4.1473 | 60.86 | 1268998.2561 | 0 | 1375850.5561 | 0 | 0 | 0 | 407743.4626 | 1190510.9872 | 3097465.3813 | 2114083.7693 | 9454652.4125 | 961560.8286 | 14308154.1186 | 14308154.1186 | 11772186.6032 | 6159593.5296 | 0 | 24724367.3597 | 56964301.6111 | 177827.941 | 1.1776 | 20994.8105 | 48371.4993 | 428.0076 | 986.1184
1 | 3600 | 707 | 0.02 | 15 | 15 | 7 | 2.3714e-10 | 5spot_SharedNeighbor | CO2 | Porous | Wet | R600a | MinimizeLCOE_Brownfield | IgnoreSilica | 2019 | 81.646 | 4.747 | 0.30584 | 4 | 20344.417 | 46698.1269 | 414.7485 | 952.0045 | 42.0995 | 4.1221 | 58.5526 | 1293145.6635 | 0 | 1411952.3517 | 0 | 0 | 0 | 400467.0975 | 1211170.3939 | 3151216.9198 | 2150770.2988 | 9618722.7253 | 961560.8286 | 14308154.1186 | 14308154.1186 | 11772186.6032 | 6159593.5296 | 0 | 24888437.6725 | 57128371.9239 | 237137.3706 | 1.2234 | 20344.417 | 46698.1269 | 414.7485 | 952.0045
1 | 3600 | 707 | 0.02 | 15 | 15 | 7 | 3.1623e-10 | 5spot_SharedNeighbor | CO2 | Porous | Wet | R600a | MinimizeLCOE_Brownfield | IgnoreSilica | 2019 | 83.2144 | 4.8448 | 0.3143 | 4 | 19862.469 | 45506.9843 | 404.9233 | 927.7214 | 42.0529 | 4.1061 | 58.2818 | 1307721.7779 | 0 | 1434132.2626 | 0 | 0 | 0 | 390311.0539 | 1221544.3868 | 3178207.9213 | 2169192.2119 | 9701109.6143 | 961560.8286 | 14308154.1186 | 14308154.1186 | 11772186.6032 | 6159593.5296 | 0 | 24970824.5615 | 57210758.813 | 316227.766 | 1.2572 | 19862.469 | 45506.9843 | 404.9233 | 927.7214
1 | 3600 | 707 | 0.02 | 15 | 15 | 7 | 4.217e-10 | 5spot_SharedNeighbor | CO2 | Porous | Wet | R600a | MinimizeLCOE_Brownfield | IgnoreSilica | 2019 | 84.4083 | 4.9193 | 0.32084 | 4 | 19503.9847 | 44625.5066 | 397.6151 | 909.7513 | 42.0165 | 4.0936 | 49.2116 | 1318648.0778 | 0 | 1450965.5357 | 0 | 0 | 0 | 381856.3659 | 1229073.292 | 3197796.5881 | 2182561.8795 | 9760901.7389 | 961560.8286 | 14308154.1186 | 14308154.1186 | 11772186.6032 | 6159593.5296 | 0 | 25030616.6861 | 57270550.9375 | 421696.5034 | 1.2834 | 19503.9847 | 44625.5066 | 397.6151 | 909.7513
1 | 3600 | 707 | 0.02 | 15 | 15 | 7 | 5.6234e-10 | 5spot_SharedNeighbor | CO2 | Porous | Wet | R600a | MinimizeLCOE_Brownfield | IgnoreSilica | 2019 | 85.3091 | 4.9756 | 0.32586 | 4 | 19236.8123 | 43971.5611 | 392.1684 | 896.4197 | 41.9886 | 4.0841 | 61.9043 | 1326794.7872 | 0 | 1463637.4756 | 0 | 0 | 0 | 374972.6051 | 1234507.8985 | 3211936.3195 | 2192212.5368 | 9804061.6228 | 961560.8286 | 14308154.1186 | 14308154.1186 | 11772186.6032 | 6159593.5296 | 0 | 25073776.57 | 57313710.8214 | 562341.3252 | 1.3034 | 19236.8123 | 43971.5611 | 392.1684 | 896.4197
1 | 3600 | 707 | 0.02 | 15 | 15 | 7 | 7.4989e-10 | 5spot_SharedNeighbor | CO2 | Porous | Wet | R600a | MinimizeLCOE_Brownfield | IgnoreSilica | 2019 | 85.9935 | 5.0184 | 0.32969 | 4 | 19037.3923 | 43484.589 | 388.103 | 886.4922 | 41.9671 | 4.0768 | 59.3546 | 1332928.53 | 0 | 1473249.0765 | 0 | 0 | 0 | 369538.0716 | 1238529.1145 | 3222398.6986 | 2199353.3255 | 9835996.8166 | 961560.8286 | 14308154.1186 | 14308154.1186 | 11772186.6032 | 6159593.5296 | 0 | 25105711.7638 | 57345646.0153 | 749894.2093 | 1.3188 | 19037.3923 | 43484.589 | 388.103 | 886.4922
1 | 3600 | 707 | 0.02 | 15 | 15 | 7 | 1e-09 | 5spot_SharedNeighbor | CO2 | Porous | Wet | R600a | MinimizeLCOE_Brownfield | IgnoreSilica | 2019 | 86.5077 | 5.0506 | 0.3326 | 4 | 18888.3757 | 43121.7325 | 385.0651 | 879.0948 | 41.9507 | 4.0713 | 57.422 | 1337504.7845 | 0 | 1480460.9593 | 0 | 0 | 0 | 365268.5131 | 1241461.3602 | 3230027.8005 | 2204560.3443 | 9859283.7618 | 961560.8286 | 14308154.1186 | 14308154.1186 | 11772186.6032 | 6159593.5296 | 0 | 25128998.709 | 57368932.9604 | 1000000 | 1.3304 | 18888.3757 | 43121.7325 | 385.0651 | 879.0948
1 | 3600 | 707 | 0.02 | 15 | 15 | 7 | 1.3335e-09 | 5spot_SharedNeighbor | CO2 | Porous | Wet | R600a | MinimizeLCOE_Brownfield | IgnoreSilica | 2019 | 86.9 | 5.0752 | 0.33481 | 4 | 18776.9162 | 42850.3358 | 382.7928 | 873.5621 | 41.9382 | 4.0671 | 62.1906 | 1340978.4329 | 0 | 1485958.5507 | 0 | 0 | 0 | 362005.5022 | 1243687.5695 | 3235819.9405 | 2208513.5988 | 9876963.5947 | 961560.8286 | 14308154.1186 | 14308154.1186 | 11772186.6032 | 6159593.5296 | 0 | 25146678.5419 | 57386612.7933 | 1333521.4322 | 1.3392 | 18776.9162 | 42850.3358 | 382.7928 | 873.5621
1 | 3600 | 707 | 0.02 | 15 | 15 | 7 | 1.7783e-09 | 5spot_SharedNeighbor | CO2 | Porous | Wet | R600a | MinimizeLCOE_Brownfield | IgnoreSilica | 2019 | 87.1922 | 5.0935 | 0.33647 | 4 | 18693.5015 | 42647.7634 | 381.0923 | 869.4323 | 41.9287 | 4.0639 | 62.7222 | 1343555.6731 | 0 | 1490050.9958 | 0 | 0 | 0 | 359475.5237 | 1245302.0551 | 3240020.5008 | 2211380.5676 | 9889785.3161 | 961560.8286 | 14308154.1186 | 14308154.1186 | 11772186.6032 | 6159593.5296 | 0 | 25159500.2633 | 57399434.5147 | 1778279.41 | 1.3459 | 18693.5015 | 42647.7634 | 381.0923 | 869.4323
1 | 3600 | 707 | 0.02 | 15 | 15 | 7 | 2.3714e-09 | 5spot_SharedNeighbor | CO2 | Porous | Wet | R600a | MinimizeLCOE_Brownfield | IgnoreSilica | 2019 | 87.424 | 5.108 | 0.33775 | 4 | 18631.042 | 42495.1423 | 379.819 | 866.321 | 41.9213 | 4.0614 | 61.3401 | 1345592.6683 | 0 | 1493293.9226 | 0 | 0 | 0 | 357641.9459 | 1246646.1293 | 3243517.5063 | 2213767.3456 | 9900459.518 | 961560.8286 | 14308154.1186 | 14308154.1186 | 11772186.6032 | 6159593.5296 | 0 | 25170174.4652 | 57410108.7166 | 2371373.7057 | 1.351 | 18631.042 | 42495.1423 | 379.819 | 866.321
1 | 3600 | 707 | 0.02 | 15 | 15 | 7 | 3.1623e-09 | 5spot_SharedNeighbor | CO2 | Porous | Wet | R600a | MinimizeLCOE_Brownfield | IgnoreSilica | 2019 | 87.5944 | 5.1187 | 0.3387 | 4 | 18584.2562 | 42381.2429 | 378.8652 | 863.999 | 41.9157 | 4.0595 | 57.8254 | 1347087.2344 | 0 | 1495677.8893 | 0 | 0 | 0 | 356217.6355 | 1247603.2761 | 3246007.8057 | 2215467.0262 | 9908060.8672 | 961560.8286 | 14308154.1186 | 14308154.1186 | 11772186.6032 | 6159593.5296 | 0 | 25177775.8144 | 57417710.0658 | 3162277.6602 | 1.3548 | 18584.2562 | 42381.2429 | 378.8652 | 863.999
1 | 3600 | 707 | 0.02 | 15 | 15 | 7 | 4.217e-09 | 5spot_SharedNeighbor | CO2 | Porous | Wet | R600a | MinimizeLCOE_Brownfield | IgnoreSilica | 2019 | 87.7038 | 5.1256 | 0.33939 | 4 | 18549.2009 | 42297.6175 | 378.1506 | 862.2941 | 41.9122 | 4.0583 | 68.1197 | 1348045.7306 | 0 | 1497208.628 | 0 | 0 | 0 | 354988.8324 | 1248094.8445 | 3247286.7659 | 2216339.9428 | 9911964.7441 | 961560.8286 | 14308154.1186 | 14308154.1186 | 11772186.6032 | 6159593.5296 | 0 | 25181679.6912 | 57421613.9427 | 4216965.0343 | 1.3576 | 18549.2009 | 42297.6175 | 378.1506 | 862.2941
1 | 3600 | 707 | 0.02 | 15 | 15 | 7 | 5.6234e-09 | 5spot_SharedNeighbor | CO2 | Porous | Wet | R600a | MinimizeLCOE_Brownfield | IgnoreSilica | 2019 | 87.7964 | 5.1314 | 0.33992 | 4 | 18522.9297 | 42234.0316 | 377.615 | 860.9979 | 41.9091 | 4.0573 | 68.0533 | 1348855.7024 | 0 | 1498503.5972 | 0 | 0 | 0 | 354145.6863 | 1248586.9445 | 3248567.1092 | 2217213.8034 | 9915872.843 | 961560.8286 | 14308154.1186 | 14308154.1186 | 11772186.6032 | 6159593.5296 | 0 | 25185587.7902 | 57425522.0416 | 5623413.2519 | 1.3597 | 18522.9297 | 42234.0316 | 377.615 | 860.9979
1 | 3600 | 707 | 0.02 | 15 | 15 | 7 | 7.4989e-09 | 5spot_SharedNeighbor | CO2 | Porous | Wet | R600a | MinimizeLCOE_Brownfield | IgnoreSilica | 2019 | 87.8696 | 5.136 | 0.34033 | 4 | 18503.2382 | 42186.0579 | 377.2135 | 860.0199 | 41.9068 | 4.0565 | 66.1374 | 1349494.9428 | 0 | 1499526.4784 | 0 | 0 | 0 | 353539.431 | 1248998.7323 | 3249638.4967 | 2217945.0474 | 9919143.1286 | 961560.8286 | 14308154.1186 | 14308154.1186 | 11772186.6032 | 6159593.5296 | 0 | 25188858.0758 | 57428792.3272 | 7498942.0933 | 1.3613 | 18503.2382 | 42186.0579 | 377.2135 | 860.0199
1 | 3600 | 707 | 0.02 | 15 | 15 | 7 | 1e-08 | 5spot_SharedNeighbor | CO2 | Porous | Wet | R600a | MinimizeLCOE_Brownfield | IgnoreSilica | 2019 | 87.9233 | 5.1394 | 0.34063 | 4 | 18488.4769 | 42150.2104 | 376.9126 | 859.2891 | 41.905 | 4.0559 | 60.0843 | 1349963.9104 | 0 | 1500277.3485 | 0 | 0 | 0 | 353073.2654 | 1249292.6645 | 3250403.2479 | 2218467.0058 | 9921477.4425 | 961560.8286 | 14308154.1186 | 14308154.1186 | 11772186.6032 | 6159593.5296 | 0 | 25191192.3897 | 57431126.6411 | 10000000 | 1.3625 | 18488.4769 | 42150.2104 | 376.9126 | 859.2891
1 | 3700 | 707 | 0.02 | 15 | 15 | 7 | 1e-13 | 5spot_SharedNeighbor | CO2 | Porous | Wet | R600a | MinimizeLCOE_Brownfield | IgnoreSilica | 2019 | 0 | 0 | 0 | 0 |  |  |  |  | 15 |  | 15.0835 | [19 empty] | 100 | 0
1 | 3700 | 707 | 0.02 | 15 | 15 | 7 | 1.3335e-13 | 5spot_SharedNeighbor | CO2 | Porous | Wet | R600a | MinimizeLCOE_Brownfield | IgnoreSilica | 2019 | 0 | 0 | 0 | 0 |  |  |  |  | 15 |  | 17.6888 | [19 empty] | 133.3521 | 0
1 | 3700 | 707 | 0.02 | 15 | 15 | 7 | 1.7783e-13 | 5spot_SharedNeighbor | CO2 | Porous | Wet | R600a | MinimizeLCOE_Brownfield | IgnoreSilica | 2019 | 0 | 0 | 0 | 0 |  |  |  |  | 15 |  | 19.6396 | [19 empty] | 177.8279 | 0
1 | 3700 | 707 | 0.02 | 15 | 15 | 7 | 2.3714e-13 | 5spot_SharedNeighbor | CO2 | Porous | Wet | R600a | MinimizeLCOE_Brownfield | IgnoreSilica | 2019 | 0 | 0 | 0 | 0 |  |  |  |  | 15 |  | 20.9934 | [19 empty] | 237.1374 | 0
1 | 3700 | 707 | 0.02 | 15 | 15 | 7 | 3.1623e-13 | 5spot_SharedNeighbor | CO2 | Porous | Wet | R600a | MinimizeLCOE_Brownfield | IgnoreSilica | 2019 | 0 | 0 | 0 | 0 |  |  |  |  | 15 |  | 19.7875 | [19 empty] | 316.2278 | 0
1 | 3700 | 707 | 0.02 | 15 | 15 | 7 | 4.217e-13 | 5spot_SharedNeighbor | CO2 | Porous | Wet | R600a | MinimizeLCOE_Brownfield | IgnoreSilica | 2019 | 1.6 | -0.017621 | 0.00052066 | 4 | 7819074.2226 | 23758591.6725 | 159402.4041 | 484351.0271 | 36.5366 | 3.8877 | 22.5523 | 68848.1677 | 0 | 36421.855 | 0 | 0 | 0 | 65861.0037 | 66741.1003 | 173646.6525 | 118517.4084 | 530036.1877 | 961560.8286 | 14792674.8026 | 14792674.8026 | 12077081.6056 | 6326428.6422 | 0 | 16284271.8189 | 49480456.8693 | 421.6965 | 0.0020826 | 7819074.2226 | 23758591.6725 | 159402.4041 | 484351.0271
1 | 3700 | 707 | 0.02 | 15 | 15 | 7 | 5.6234e-13 | 5spot_SharedNeighbor | CO2 | Porous | Wet | R600a | MinimizeLCOE_Brownfield | IgnoreSilica | 2019 | 1.6 | -0.012251 | 0.0017986 | 4 | 2258969.207 | 6873154.3334 | 46052.1428 | 140118.5477 | 36.5366 | 3.8877 | 22.4198 | 68848.4782 | 0 | 36421.7341 | 0 | 0 | 0 | 55400.955 | 62661.7552 | 163033.0334 | 111273.3953 | 497639.3511 | 961560.8286 | 14792674.8026 | 14792674.8026 | 12077081.6056 | 6326428.6422 | 0 | 16251874.9823 | 49448060.0327 | 562.3413 | 0.0071944 | 2258969.207 | 6873154.3334 | 46052.1428 | 140118.5477
1 | 3700 | 707 | 0.02 | 15 | 15 | 7 | 7.4989e-13 | 5spot_SharedNeighbor | CO2 | Porous | Wet | R600a | MinimizeLCOE_Brownfield | IgnoreSilica | 2019 | 1.6 | -0.0081959 | 0.0027517 | 4 | 1474176.499 | 4490159.4389 | 30053.0819 | 91537.9736 | 36.5366 | 3.8877 | 20.264 | 68848.6416 | 0 | 36421.6704 | 0 | 0 | 0 | 47014.2141 | 59390.9652 | 154523.1087 | 105465.1968 | 471663.7968 | 961560.8286 | 14792674.8026 | 14792674.8026 | 12077081.6056 | 6326428.6422 | 0 | 16225899.428 | 49422084.4784 | 749.8942 | 0.011007 | 1474176.499 | 4490159.4389 | 30053.0819 | 91537.9736
1 | 3700 | 707 | 0.02 | 15 | 15 | 7 | 1e-12 | 5spot_SharedNeighbor | CO2 | Porous | Wet | R600a | MinimizeLCOE_Brownfield | IgnoreSilica | 2019 | 2.8861 | 0.048491 | 0.0049105 | 4 | 845441.6024 | 2535500.3238 | 17235.4706 | 51689.6036 | 39.7027 | 4.2687 | 38.592 | 116324.204 | 0 | 74941.3638 | 0 | 0 | 0 | 83802.0465 | 107276.3696 | 279111.1082 | 190499.0665 | 851954.1584 | 961560.8286 | 14792674.8026 | 14792674.8026 | 12077081.6056 | 6326428.6422 | 0 | 16606189.7897 | 49802374.84 | 1000 | 0.019642 | 845441.6024 | 2535500.3238 | 17235.4706 | 51689.6036
1 | 3700 | 707 | 0.02 | 15 | 15 | 7 | 1.3335e-12 | 5spot_SharedNeighbor | CO2 | Porous | Wet | R600a | MinimizeLCOE_Brownfield | IgnoreSilica | 2019 | 3.8607 | 0.10086 | 0.0074659 | 4 | 564144.3056 | 1675738.3858 | 11500.8447 | 34162.1936 | 40.8349 | 4.4044 | 39.8707 | 148287.3028 | 0 | 101896.1677 | 0 | 0 | 0 | 102753.7815 | 137645.5283 | 358125.4296 | 244427.9645 | 1093136.1744 | 961560.8286 | 14792674.8026 | 14792674.8026 | 12077081.6056 | 6326428.6422 | 0 | 16847371.8057 | 50043556.856 | 1333.5214 | 0.029864 | 564144.3056 | 1675738.3858 | 11500.8447 | 34162.1936
1 | 3700 | 707 | 0.02 | 15 | 15 | 7 | 1.7783e-12 | 5spot_SharedNeighbor | CO2 | Porous | Wet | R600a | MinimizeLCOE_Brownfield | IgnoreSilica | 2019 | 5.1325 | 0.17242 | 0.010959 | 4 | 390931.9088 | 1148186.7013 | 7969.6757 | 23407.3389 | 41.7142 | 4.5089 | 28.0455 | 186519.5721 | 0 | 135026.2368 | 0 | 0 | 0 | 125061.6036 | 174176.8909 | 453172.5415 | 309299.5713 | 1383256.4163 | 961560.8286 | 14792674.8026 | 14792674.8026 | 12077081.6056 | 6326428.6422 | 0 | 17137492.0475 | 50333677.0979 | 1778.2794 | 0.043838 | 390931.9088 | 1148186.7013 | 7969.6757 | 23407.3389
1 | 3700 | 707 | 0.02 | 15 | 15 | 7 | 2.3714e-12 | 5spot_SharedNeighbor | CO2 | Porous | Wet | R600a | MinimizeLCOE_Brownfield | IgnoreSilica | 2019 | 6.7908 | 0.26827 | 0.015675 | 4 | 278888.6285 | 808330.2149 | 5685.5219 | 16478.9048 | 42.3936 | 4.5889 | 42.8876 | 232212.1783 | 0 | 175712.6478 | 0 | 0 | 0 | 151340.1495 | 218113.3405 | 567486.1707 | 387320.9722 | 1732185.4589 | 961560.8286 | 14792674.8026 | 14792674.8026 | 12077081.6056 | 6326428.6422 | 0 | 17486421.0902 | 50682606.1405 | 2371.3737 | 0.0627 | 278888.6285 | 808330.2149 | 5685.5219 | 16478.9048
1 | 3700 | 707 | 0.02 | 15 | 15 | 7 | 3.1623e-12 | 5spot_SharedNeighbor | CO2 | Porous | Wet | R600a | MinimizeLCOE_Brownfield | IgnoreSilica | 2019 | 8.9445 | 0.39481 | 0.02198 | 4 | 203645.8551 | 581217.1357 | 4151.5962 | 11848.8975 | 42.9143 | 4.649 | 36.1862 | 286638.018 | 0 | 225512.0138 | 0 | 0 | 0 | 182133.3221 | 270770.508 | 704489.3193 | 480828.4362 | 2150371.6175 | 961560.8286 | 14792674.8026 | 14792674.8026 | 12077081.6056 | 6326428.6422 | 0 | 17904607.2487 | 51100792.2991 | 3162.2777 | 0.08792 | 203645.8551 | 581217.1357 | 4151.5962 | 11848.8975
1 | 3700 | 707 | 0.02 | 15 | 15 | 7 | 4.217e-12 | 5spot_SharedNeighbor | CO2 | Porous | Wet | R600a | MinimizeLCOE_Brownfield | IgnoreSilica | 2019 | 11.705 | 0.55872 | 0.03033 | 4 | 151655.2707 | 425277.6972 | 3091.6978 | 8669.8611 | 43.3062 | 4.6927 | 48.8402 | 350713.5164 | 0 | 285757.824 | 0 | 0 | 0 | 217431.8978 | 333022.2629 | 866455.6158 | 591373.7617 | 2644754.8785 | 961560.8286 | 14792674.8026 | 14792674.8026 | 12077081.6056 | 6326428.6422 | 0 | 18398990.5098 | 51595175.5602 | 4216.965 | 0.12132 | 151655.2707 | 425277.6972 | 3091.6978 | 8669.8611
1 | 3700 | 707 | 0.02 | 15 | 15 | 7 | 5.6234e-12 | 5spot_SharedNeighbor | CO2 | Porous | Wet | R600a | MinimizeLCOE_Brownfield | IgnoreSilica | 2019 | 15.2218 | 0.76896 | 0.04128 | 4 | 114952.4013 | 315994.8321 | 2343.4602 | 6441.9821 | 43.5966 | 4.7227 | 60.5567 | 425818.6986 | 0 | 358337.843 | 0 | 0 | 0 | 257649.8289 | 406304.4845 | 1057120.9242 | 721506.7524 | 3226738.5315 | 961560.8286 | 14792674.8026 | 14792674.8026 | 12077081.6056 | 6326428.6422 | 0 | 18980974.1628 | 52177159.2131 | 5623.4133 | 0.16512 | 114952.4013 | 315994.8321 | 2343.4602 | 6441.9821
1 | 3700 | 707 | 0.02 | 15 | 15 | 7 | 7.4989e-12 | 5spot_SharedNeighbor | CO2 | Porous | Wet | R600a | MinimizeLCOE_Brownfield | IgnoreSilica | 2019 | 19.6265 | 1.0337 | 0.055438 | 4 | 88633.8177 | 238334.7297 | 1806.9203 | 4858.7758 | 43.8027 | 4.7402 | 53.1201 | 512500.1438 | 0 | 444492.0038 | 0 | 0 | 0 | 302290.6213 | 491120.2799 | 1277794.2256 | 872120.815 | 3900318.0893 | 961560.8286 | 14792674.8026 | 14792674.8026 | 12077081.6056 | 6326428.6422 | 0 | 19654553.7205 | 52850738.7709 | 7498.9421 | 0.22175 | 88633.8177 | 238334.7297 | 1806.9203 | 4858.7758
1 | 3700 | 707 | 0.02 | 15 | 15 | 7 | 1e-11 | 5spot_SharedNeighbor | CO2 | Porous | Wet | R600a | MinimizeLCOE_Brownfield | IgnoreSilica | 2019 | 24.9855 | 1.3573 | 0.073356 | 4 | 69561.2892 | 182694.8896 | 1418.101 | 3724.4824 | 43.9359 | 4.7455 | 55.6611 | 609856.2261 | 0 | 544130.2691 | 0 | 0 | 0 | 349526.1786 | 586369.9428 | 1525614.3101 | 1041263.1149 | 4656760.0416 | 961560.8286 | 14792674.8026 | 14792674.8026 | 12077081.6056 | 6326428.6422 | 0 | 20410995.6729 | 53607180.7232 | 10000 | 0.29342 | 69561.2892 | 182694.8896 | 1418.101 | 3724.4824
1 | 3700 | 707 | 0.02 | 15 | 15 | 7 | 1.3335e-11 | 5spot_SharedNeighbor | CO2 | Porous | Wet | R600a | MinimizeLCOE_Brownfield | IgnoreSilica | 2019 | 31.3003 | 1.7404 | 0.095377 | 4 | 55657.2952 | 142670.0338 | 1134.6492 | 2908.5216 | 44.0044 | 4.7382 | 41.6343 | 715957.82 | 0 | 656154.1586 | 0 | 0 | 0 | 397052.276 | 689974.0593 | 1795170.9692 | 1225241.0736 | 5479550.3568 | 961560.8286 | 14792674.8026 | 14792674.8026 | 12077081.6056 | 6326428.6422 | 0 | 21233785.988 | 54429971.0384 | 13335.2143 | 0.38151 | 55657.2952 | 142670.0338 | 1134.6492 | 2908.5216
1 | 3700 | 707 | 0.02 | 15 | 15 | 7 | 1.7783e-11 | 5spot_SharedNeighbor | CO2 | Porous | Wet | R600a | MinimizeLCOE_Brownfield | IgnoreSilica | 2019 | 38.3501 | 2.1706 | 0.12131 | 4 | 45501.6594 | 113913.8619 | 927.6129 | 2322.2882 | 44.0142 | 4.7184 | 55.9145 | 825758.0101 | 0 | 776045.1455 | 0 | 0 | 0 | 440292.6074 | 796417.3476 | 2072114.5707 | 1414260.7722 | 6324888.4535 | 961560.8286 | 14792674.8026 | 14792674.8026 | 12077081.6056 | 6326428.6422 | 0 | 22079124.0847 | 55275309.1351 | 17782.7941 | 0.48524 | 45501.6594 | 113913.8619 | 927.6129 | 2322.2882
1 | 3700 | 707 | 0.02 | 15 | 15 | 7 | 2.3714e-11 | 5spot_SharedNeighbor | CO2 | Porous | Wet | R600a | MinimizeLCOE_Brownfield | IgnoreSilica | 2019 | 45.7897 | 2.6275 | 0.15029 | 4 | 38091.9385 | 93313.0378 | 776.5557 | 1902.3125 | 43.9734 | 4.6869 | 57.5354 | 933477.184 | 0 | 898007.027 | 0 | 0 | 0 | 475316.8354 | 899652.4081 | 2340711.0218 | 1597583.3692 | 7144747.8456 | 961560.8286 | 14792674.8026 | 14792674.8026 | 12077081.6056 | 6326428.6422 | 0 | 22898983.4769 | 56095168.5272 | 23713.7371 | 0.60115 | 38091.9385 | 93313.0378 | 776.5557 | 1902.3125
1 | 3700 | 707 | 0.02 | 15 | 15 | 7 | 3.1623e-11 | 5spot_SharedNeighbor | CO2 | Porous | Wet | R600a | MinimizeLCOE_Brownfield | IgnoreSilica | 2019 | 53.1218 | 3.0811 | 0.18073 | 4 | 32698.8418 | 78617.5339 | 666.6101 | 1602.7248 | 43.8934 | 4.6467 | 62.8663 | 1032541.9139 | 0 | 1014564.2898 | 0 | 0 | 0 | 498655.5756 | 992847.0939 | 2583184.4775 | 1763076.485 | 7884869.8358 | 961560.8286 | 14792674.8026 | 14792674.8026 | 12077081.6056 | 6326428.6422 | 0 | 23639105.4671 | 56835290.5174 | 31622.7766 | 0.72293 | 32698.8418 | 78617.5339 | 666.6101 | 1602.7248
1 | 3700 | 707 | 0.02 | 15 | 15 | 7 | 4.217e-11 | 5spot_SharedNeighbor | CO2 | Porous | Wet | R600a | MinimizeLCOE_Brownfield | IgnoreSilica | 2019 | 59.9307 | 3.5052 | 0.2108 | 4 | 28780.6031 | 68149.07 | 586.7315 | 1389.311 | 43.7888 | 4.6017 | 63.8022 | 1118802.0457 | 0 | 1120125.953 | 0 | 0 | 0 | 509983.5109 | 1072075.4887 | 2789320.5088 | 1903768.5621 | 8514076.0692 | 961560.8286 | 14792674.8026 | 14792674.8026 | 12077081.6056 | 6326428.6422 | 0 | 24268311.7004 | 57464496.7508 | 42169.6503 | 0.84322 | 28780.6031 | 68149.07 | 586.7315 | 1389.311
1 | 3700 | 707 | 0.02 | 15 | 15 | 7 | 5.6234e-11 | 5spot_SharedNeighbor | CO2 | Porous | Wet | R600a | MinimizeLCOE_Brownfield | IgnoreSilica | 2019 | 65.9017 | 3.8797 | 0.23881 | 4 | 25933.4109 | 60684.6873 | 528.6877 | 1237.1394 | 43.6746 | 4.5564 | 57.3929 | 1190162.2086 | 0 | 1210876.6691 | 0 | 0 | 0 | 510791.2102 | 1135613.7343 | 2954633.9902 | 2016598.4099 | 9018676.2222 | 961560.8286 | 14792674.8026 | 14792674.8026 | 12077081.6056 | 6326428.6422 | 0 | 24772911.8535 | 57969096.9038 | 56234.1325 | 0.95525 | 25933.4109 | 60684.6873 | 528.6877 | 1237.1394
1 | 3700 | 707 | 0.02 | 15 | 15 | 7 | 7.4989e-11 | 5spot_SharedNeighbor | CO2 | Porous | Wet | R600a | MinimizeLCOE_Brownfield | IgnoreSilica | 2019 | 70.9512 | 4.1983 | 0.26368 | 4 | 23859.7932 | 55333.9019 | 486.4142 | 1128.0564 | 43.5623 | 4.5139 | 60.4068 | 1247487.2521 | 0 | 1286443.0031 | 0 | 0 | 0 | 504575.8144 | 1185017.3671 | 3083172.1088 | 2104328.3171 | 9411023.8627 | 961560.8286 | 14792674.8026 | 14792674.8026 | 12077081.6056 | 6326428.6422 | 0 | 25165259.4939 | 58361444.5443 | 74989.4209 | 1.0547 | 23859.7932 | 55333.9019 | 486.4142 | 1128.0564
1 | 3700 | 707 | 0.02 | 15 | 15 | 7 | 1e-10 | 5spot_SharedNeighbor | CO2 | Porous | Wet | R600a | MinimizeLCOE_Brownfield | IgnoreSilica | 2019 | 75.0586 | 4.4588 | 0.28485 | 4 | 22344.0177 | 51478.3629 | 455.513 | 1049.4561 | 43.4605 | 4.4765 | 58.7579 | 1292111.5386 | 0 | 1347185.087 | 0 | 0 | 0 | 494102.2567 | 1222025.5641 | 3179459.8458 | 2170046.6762 | 9704930.9684 | 961560.8286 | 14792674.8026 | 14792674.8026 | 12077081.6056 | 6326428.6422 | 0 | 25459166.5996 | 58655351.65 | 100000 | 1.1394 | 22344.0177 | 51478.3629 | 455.513 | 1049.4561
1 | 3700 | 707 | 0.02 | 15 | 15 | 7 | 1.3335e-10 | 5spot_SharedNeighbor | CO2 | Porous | Wet | R600a | MinimizeLCOE_Brownfield | IgnoreSilica | 2019 | 78.3371 | 4.6676 | 0.30235 | 4 | 21231.3411 | 48679.758 | 432.8296 | 992.4027 | 43.3726 | 4.4449 | 65.0572 | 1326450.836 | 0 | 1395233.922 | 0 | 0 | 0 | 482122.0382 | 1249484.6505 | 3250902.756 | 2218807.9304 | 9923002.133 | 961560.8286 | 14792674.8026 | 14792674.8026 | 12077081.6056 | 6326428.6422 | 0 | 25677237.7643 | 58873422.8146 | 133352.1432 | 1.2094 | 21231.3411 | 48679.758 | 432.8296 | 992.4027
1 | 3700 | 707 | 0.02 | 15 | 15 | 7 | 1.7783e-10 | 5spot_SharedNeighbor | CO2 | Porous | Wet | R600a | MinimizeLCOE_Brownfield | IgnoreSilica | 2019 | 80.9124 | 4.8322 | 0.31647 | 4 | 20411.2074 | 46635.2531 | 416.1101 | 950.7227 | 43.2995 | 4.4189 | 57.9737 | 1352631.973 | 0 | 1432721.0795 | 0 | 0 | 0 | 470325.5445 | 1269714.6528 | 3303537.0724 | 2254731.9328 | 10083662.2549 | 961560.8286 | 14792674.8026 | 14792674.8026 | 12077081.6056 | 6326428.6422 | 0 | 25837897.8862 | 59034082.9365 | 177827.941 | 1.2659 | 20411.2074 | 46635.2531 | 416.1101 | 950.7227
1 | 3700 | 707 | 0.02 | 15 | 15 | 7 | 2.3714e-10 | 5spot_SharedNeighbor | CO2 | Porous | Wet | R600a | MinimizeLCOE_Brownfield | IgnoreSilica | 2019 | 82.9003 | 4.9596 | 0.32764 | 4 | 19804.497 | 45134.4509 | 403.7415 | 920.1268 | 43.2405 | 4.3982 | 58.1428 | 1372365.8095 | 0 | 1461511.1993 | 0 | 0 | 0 | 459543.6135 | 1284434.0427 | 3341833.9054 | 2280870.3083 | 10200558.8787 | 961560.8286 | 14792674.8026 | 14792674.8026 | 12077081.6056 | 6326428.6422 | 0 | 25954794.51 | 59150979.5603 | 237137.3706 | 1.3106 | 19804.497 | 45134.4509 | 403.7415 | 920.1268
1 | 3700 | 707 | 0.02 | 15 | 15 | 7 | 3.1623e-10 | 5spot_SharedNeighbor | CO2 | Porous | Wet | R600a | MinimizeLCOE_Brownfield | IgnoreSilica | 2019 | 84.4324 | 5.058 | 0.33637 | 4 | 19354.3014 | 44026.5659 | 394.5636 | 897.5411 | 43.1936 | 4.3818 | 62.1266 | 1387291.7861 | 0 | 1483615.0802 | 0 | 0 | 0 | 450327.4515 | 1295281.3839 | 3370056.4623 | 2300132.7832 | 10286704.9473 | 961560.8286 | 14792674.8026 | 14792674.8026 | 12077081.6056 | 6326428.6422 | 0 | 26040940.5785 | 59237125.6289 | 316227.766 | 1.3455 | 19354.3014 | 44026.5659 | 394.5636 | 897.5411
1 | 3700 | 707 | 0.02 | 15 | 15 | 7 | 4.217e-10 | 5spot_SharedNeighbor | CO2 | Porous | Wet | R600a | MinimizeLCOE_Brownfield | IgnoreSilica | 2019 | 85.6038 | 5.1334 | 0.34313 | 4 | 19019.4228 | 43205.8843 | 387.7367 | 880.8104 | 43.1569 | 4.3691 | 79.1254 | 1398537.2231 | 0 | 1500466.0122 | 0 | 0 | 0 | 442709.4993 | 1303267.9665 | 3390835.9118 | 2314315.1845 | 10350131.7974 | 961560.8286 | 14792674.8026 | 14792674.8026 | 12077081.6056 | 6326428.6422 | 0 | 26104367.4286 | 59300552.479 | 421696.5034 | 1.3725 | 19019.4228 | 43205.8843 | 387.7367 | 880.8104
1 | 3700 | 707 | 0.02 | 15 | 15 | 7 | 5.6234e-10 | 5spot_SharedNeighbor | CO2 | Porous | Wet | R600a | MinimizeLCOE_Brownfield | IgnoreSilica | 2019 | 86.0934 | 5.167 | 0.34781 | 4 | 18766.921 | 42627.7982 | 382.5891 | 869.0253 | 43.1396 | 4.3631 | 62.332 | 1403082.1297 | 0 | 1507531.4896 | 0 | 0 | 0 | 432683.3036 | 1303885.7999 | 3392443.3877 | 2315412.3198 | 10355038.4304 | 961560.8286 | 14792674.8026 | 14792674.8026 | 12077081.6056 | 6326428.6422 | 0 | 26109274.0617 | 59305459.112 | 562341.3252 | 1.3912 | 18766.921 | 42627.7982 | 382.5891 | 869.0253
1 | 3700 | 707 | 0.02 | 15 | 15 | 7 | 7.4989e-10 | 5spot_SharedNeighbor | CO2 | Porous | Wet | R600a | MinimizeLCOE_Brownfield | IgnoreSilica | 2019 | 87.1922 | 5.2358 | 0.35234 | 4 | 18580.362 | 42134.2808 | 378.7858 | 858.9643 | 43.1042 | 4.3509 | 64.217 | 1413448.1669 | 0 | 1523286.8914 | 0 | 0 | 0 | 431528.9847 | 1313622.9767 | 3417777.5243 | 2332703.3887 | 10432367.9327 | 961560.8286 | 14792674.8026 | 14792674.8026 | 12077081.6056 | 6326428.6422 | 0 | 26186603.5639 | 59382788.6143 | 749894.2093 | 1.4094 | 18580.362 | 42134.2808 | 378.7858 | 858.9643
1 | 3700 | 707 | 0.02 | 15 | 15 | 7 | 1e-09 | 5spot_SharedNeighbor | CO2 | Porous | Wet | R600a | MinimizeLCOE_Brownfield | IgnoreSilica | 2019 | 87.7038 | 5.2687 | 0.35535 | 4 | 18441.2898 | 41795.8948 | 375.9506 | 852.0658 | 43.0876 | 4.3452 | 72.3668 | 1418231.7544 | 0 | 1530607.7362 | 0 | 0 | 0 | 427756.4102 | 1316872.4013 | 3426231.8605 | 2338473.6468 | 10458173.8094 | 961560.8286 | 14792674.8026 | 14792674.8026 | 12077081.6056 | 6326428.6422 | 0 | 26212409.4407 | 59408594.491 | 1000000 | 1.4214 | 18441.2898 | 41795.8948 | 375.9506 | 852.0658
1 | 3700 | 707 | 0.02 | 15 | 15 | 7 | 1.3335e-09 | 5spot_SharedNeighbor | CO2 | Porous | Wet | R600a | MinimizeLCOE_Brownfield | IgnoreSilica | 2019 | 88.0741 | 5.2927 | 0.35761 | 4 | 18337.2754 | 41544.548 | 373.8302 | 846.9418 | 43.0754 | 4.341 | 58.7201 | 1421677.0059 | 0 | 1535901.6506 | 0 | 0 | 0 | 424708.151 | 1319091.855 | 3432006.4236 | 2342414.9048 | 10475799.991 | 961560.8286 | 14792674.8026 | 14792674.8026 | 12077081.6056 | 6326428.6422 | 0 | 26230035.6222 | 59426220.6726 | 1333521.4322 | 1.4304 | 18337.2754 | 41544.548 | 373.8302 | 846.9418
1 | 3700 | 707 | 0.02 | 15 | 15 | 7 | 1.7783e-09 | 5spot_SharedNeighbor | CO2 | Porous | Wet | R600a | MinimizeLCOE_Brownfield | IgnoreSilica | 2019 | 88.3714 | 5.3118 | 0.35933 | 4 | 18259.4305 | 41355.0261 | 372.2432 | 843.0781 | 43.0656 | 4.3377 | 55.9953 | 1424432.5715 | 0 | 1540149.302 | 0 | 0 | 0 | 422529.776 | 1320973.5433 | 3436902.1907 | 2345756.3665 | 10490743.75 | 961560.8286 | 14792674.8026 | 14792674.8026 | 12077081.6056 | 6326428.6422 | 0 | 26244979.3812 | 59441164.4316 | 1778279.41 | 1.4373 | 18259.4305 | 41355.0261 | 372.2432 | 843.0781
1 | 3700 | 707 | 0.02 | 15 | 15 | 7 | 2.3714e-09 | 5spot_SharedNeighbor | CO2 | Porous | Wet | R600a | MinimizeLCOE_Brownfield | IgnoreSilica | 2019 | 88.5929 | 5.3261 | 0.36064 | 4 | 18201.1423 | 41213.4238 | 371.0549 | 840.1914 | 43.0583 | 4.3352 | 65.8811 | 1426479.8193 | 0 | 1543312.7287 | 0 | 0 | 0 | 420849.5617 | 1322350.4228 | 3440484.5487 | 2348201.3993 | 10501678.4804 | 961560.8286 | 14792674.8026 | 14792674.8026 | 12077081.6056 | 6326428.6422 | 0 | 26255914.1116 | 59452099.162 | 2371373.7057 | 1.4425 | 18201.1423 | 41213.4238 | 371.0549 | 840.1914
1 | 3700 | 707 | 0.02 | 15 | 15 | 7 | 3.1623e-09 | 5spot_SharedNeighbor | CO2 | Porous | Wet | R600a | MinimizeLCOE_Brownfield | IgnoreSilica | 2019 | 88.7392 | 5.3357 | 0.36159 | 4 | 18157.4812 | 41109.169 | 370.1648 | 838.066 | 43.0534 | 4.3335 | 60.2913 | 1427829.4176 | 0 | 1545401.4222 | 0 | 0 | 0 | 419402.6659 | 1323127.0673 | 3442505.2183 | 2349580.5479 | 10507846.3392 | 961560.8286 | 14792674.8026 | 14792674.8026 | 12077081.6056 | 6326428.6422 | 0 | 26262081.9705 | 59458267.0208 | 3162277.6602 | 1.4464 | 18157.4812 | 41109.169 | 370.1648 | 838.066
1 | 3700 | 707 | 0.02 | 15 | 15 | 7 | 4.217e-09 | 5spot_SharedNeighbor | CO2 | Porous | Wet | R600a | MinimizeLCOE_Brownfield | IgnoreSilica | 2019 | 88.8707 | 5.3441 | 0.36233 | 4 | 18124.7674 | 41029.2261 | 369.4979 | 836.4363 | 43.049 | 4.332 | 61.7316 | 1429040.3011 | 0 | 1547278.2854 | 0 | 0 | 0 | 418490.8174 | 1323975.6676 | 3444713.1022 | 2351087.474 | 10514585.6478 | 961560.8286 | 14792674.8026 | 14792674.8026 | 12077081.6056 | 6326428.6422 | 0 | 26268821.279 | 59465006.3294 | 4216965.0343 | 1.4493 | 18124.7674 | 41029.2261 | 369.4979 | 836.4363
1 | 3700 | 707 | 0.02 | 15 | 15 | 7 | 5.6234e-09 | 5spot_SharedNeighbor | CO2 | Porous | Wet | R600a | MinimizeLCOE_Brownfield | IgnoreSilica | 2019 | 88.9561 | 5.3497 | 0.36288 | 4 | 18100.2512 | 40970.4884 | 368.9981 | 835.2388 | 43.0462 | 4.331 | 61.7266 | 1429825.5278 | 0 | 1548496.4263 | 0 | 0 | 0 | 417689.0618 | 1324444.2962 | 3445932.3778 | 2351919.6547 | 10518307.3446 | 961560.8286 | 14792674.8026 | 14792674.8026 | 12077081.6056 | 6326428.6422 | 0 | 26272542.9759 | 59468728.0262 | 5623413.2519 | 1.4515 | 18100.2512 | 40970.4884 | 368.9981 | 835.2388
1 | 3700 | 707 | 0.02 | 15 | 15 | 7 | 7.4989e-09 | 5spot_SharedNeighbor | CO2 | Porous | Wet | R600a | MinimizeLCOE_Brownfield | IgnoreSilica | 2019 | 89.0339 | 5.3547 | 0.3633 | 4 | 18081.8753 | 40925.2965 | 368.6235 | 834.3175 | 43.0436 | 4.3301 | 67.4861 | 1430540.2512 | 0 | 1549606.2902 | 0 | 0 | 0 | 417200.2886 | 1324965.2637 | 3447287.8283 | 2352844.7775 | 10522444.6994 | 961560.8286 | 14792674.8026 | 14792674.8026 | 12077081.6056 | 6326428.6422 | 0 | 26276680.3307 | 59472865.381 | 7498942.0933 | 1.4532 | 18081.8753 | 40925.2965 | 368.6235 | 834.3175
1 | 3700 | 707 | 0.02 | 15 | 15 | 7 | 1e-08 | 5spot_SharedNeighbor | CO2 | Porous | Wet | R600a | MinimizeLCOE_Brownfield | IgnoreSilica | 2019 | 89.083 | 5.3578 | 0.36361 | 4 | 18068.1002 | 40892.224 | 368.3427 | 833.6433 | 43.0419 | 4.3296 | 63.7195 | 1430990.9198 | 0 | 1550306.4011 | 0 | 0 | 0 | 416753.8498 | 1325239.9566 | 3448002.5229 | 2353332.5712 | 10524626.2214 | 961560.8286 | 14792674.8026 | 14792674.8026 | 12077081.6056 | 6326428.6422 | 0 | 26278861.8526 | 59475046.903 | 10000000 | 1.4544 | 18068.1002 | 40892.224 | 368.3427 | 833.6433
1 | 3800 | 707 | 0.02 | 15 | 15 | 7 | 1e-13 | 5spot_SharedNeighbor | CO2 | Porous | Wet | R600a | MinimizeLCOE_Brownfield | IgnoreSilica | 2019 | 0 | 0 | 0 | 0 |  |  |  |  | 15 |  | 15.6059 | [19 empty] | 100 | 0
1 | 3800 | 707 | 0.02 | 15 | 15 | 7 | 1.3335e-13 | 5spot_SharedNeighbor | CO2 | Porous | Wet | R600a | MinimizeLCOE_Brownfield | IgnoreSilica | 2019 | 0 | 0 | 0 | 0 |  |  |  |  | 15 |  | 17.2651 | [19 empty] | 133.3521 | 0
1 | 3800 | 707 | 0.02 | 15 | 15 | 7 | 1.7783e-13 | 5spot_SharedNeighbor | CO2 | Porous | Wet | R600a | MinimizeLCOE_Brownfield | IgnoreSilica | 2019 | 0 | 0 | 0 | 0 |  |  |  |  | 15 |  | 18.9624 | [19 empty] | 177.8279 | 0
1 | 3800 | 707 | 0.02 | 15 | 15 | 7 | 2.3714e-13 | 5spot_SharedNeighbor | CO2 | Porous | Wet | R600a | MinimizeLCOE_Brownfield | IgnoreSilica | 2019 | 0 | 0 | 0 | 0 |  |  |  |  | 15 |  | 20.1811 | [19 empty] | 237.1374 | 0
1 | 3800 | 707 | 0.02 | 15 | 15 | 7 | 3.1623e-13 | 5spot_SharedNeighbor | CO2 | Porous | Wet | R600a | MinimizeLCOE_Brownfield | IgnoreSilica | 2019 | 0 | 0 | 0 | 0 |  |  |  |  | 15 |  | 18.9461 | [19 empty] | 316.2278 | 0
1 | 3800 | 707 | 0.02 | 15 | 15 | 7 | 4.217e-13 | 5spot_SharedNeighbor | CO2 | Porous | Wet | R600a | MinimizeLCOE_Brownfield | IgnoreSilica | 2019 | 1.6 | -0.019288 | 0.00068404 | 4 | 6136222.7911 | 18623098.9038 | 125095.2015 | 379657.0608 | 37.0885 | 4.123 | 21.4429 | 71540.4114 | 0 | 36558.1166 | 0 | 0 | 0 | 67905.1445 | 68641.4323 | 178590.9265 | 121891.977 | 545128.0082 | 961560.8286 | 15283055.5775 | 15283055.5775 | 12387543.6942 | 6495607.7911 | 0 | 16789744.4144 | 50955951.4772 | 421.6965 | 0.0027362 | 6136222.7911 | 18623098.9038 | 125095.2015 | 379657.0608
1 | 3800 | 707 | 0.02 | 15 | 15 | 7 | 5.6234e-13 | 5spot_SharedNeighbor | CO2 | Porous | Wet | R600a | MinimizeLCOE_Brownfield | IgnoreSilica | 2019 | 1.6 | -0.013921 | 0.0019576 | 4 | 2140078.3109 | 6503286.4393 | 43628.391 | 132578.2904 | 37.0886 | 4.123 | 20.1105 | 71540.7431 | 0 | 36557.9873 | 0 | 0 | 0 | 57634.7785 | 64636.0684 | 168169.7914 | 114779.3382 | 513318.7068 | 961560.8286 | 15283055.5775 | 15283055.5775 | 12387543.6942 | 6495607.7911 | 0 | 16757935.113 | 50924142.1758 | 562.3413 | 0.0078305 | 2140078.3109 | 6503286.4393 | 43628.391 | 132578.2904
1 | 3800 | 707 | 0.02 | 15 | 15 | 7 | 7.4989e-13 | 5spot_SharedNeighbor | CO2 | Porous | Wet | R600a | MinimizeLCOE_Brownfield | IgnoreSilica | 2019 | 1.6 | -0.0098688 | 0.0029075 | 4 | 1438752.171 | 4376543.5467 | 29330.9091 | 89221.7599 | 37.0886 | 4.1231 | 20.9922 | 71540.9219 | 0 | 36557.9176 | 0 | 0 | 0 | 49434.6511 | 61438.0613 | 159849.2328 | 109100.386 | 487921.1706 | 961560.8286 | 15283055.5775 | 15283055.5775 | 12387543.6942 | 6495607.7911 | 0 | 16732537.5768 | 50898744.6396 | 749.8942 | 0.01163 | 1438752.171 | 4376543.5467 | 29330.9091 | 89221.7599
1 | 3800 | 707 | 0.02 | 15 | 15 | 7 | 1e-12 | 5spot_SharedNeighbor | CO2 | Porous | Wet | R600a | MinimizeLCOE_Brownfield | IgnoreSilica | 2019 | 3.0371 | 0.054764 | 0.0054033 | 4 | 794538.2118 | 2375349.1709 | 16197.7361 | 48424.7057 | 40.717 | 4.556 | 42.2663 | 126468.745 | 0 | 80240.0785 | 0 | 0 | 0 | 92849.5447 | 116827.7636 | 303961.8763 | 207460.2264 | 927808.2345 | 961560.8286 | 15283055.5775 | 15283055.5775 | 12387543.6942 | 6495607.7911 | 0 | 17172424.6407 | 51338631.7035 | 1000 | 0.021613 | 794538.2118 | 2375349.1709 | 16197.7361 | 48424.7057
1 | 3800 | 707 | 0.02 | 15 | 15 | 7 | 1.3335e-12 | 5spot_SharedNeighbor | CO2 | Porous | Wet | R600a | MinimizeLCOE_Brownfield | IgnoreSilica | 2019 | 4.0628 | 0.11158 | 0.008233 | 4 | 529383.2759 | 1566862.2953 | 10792.1941 | 31942.6072 | 41.893 | 4.6951 | 50.3299 | 161113.5674 | 0 | 108927.5835 | 0 | 0 | 0 | 113849.629 | 149717.4042 | 389533.9744 | 265864.9416 | 1189007.1 | 961560.8286 | 15283055.5775 | 15283055.5775 | 12387543.6942 | 6495607.7911 | 0 | 17433623.5062 | 51599830.569 | 1333.5214 | 0.032932 | 529383.2759 | 1566862.2953 | 10792.1941 | 31942.6072
1 | 3800 | 707 | 0.02 | 15 | 15 | 7 | 1.7783e-12 | 5spot_SharedNeighbor | CO2 | Porous | Wet | R600a | MinimizeLCOE_Brownfield | IgnoreSilica | 2019 | 5.405 | 0.1893 | 0.012102 | 4 | 366661.6515 | 1072478.8501 | 7474.8937 | 21863.932 | 42.8088 | 4.8025 | 54.024 | 202668.5906 | 0 | 144283.0162 | 0 | 0 | 0 | 138712.708 | 189409.0828 | 492803.5803 | 336348.5696 | 1504225.5475 | 961560.8286 | 15283055.5775 | 15283055.5775 | 12387543.6942 | 6495607.7911 | 0 | 17748841.9537 | 51915049.0165 | 1778.2794 | 0.048407 | 366661.6515 | 1072478.8501 | 7474.8937 | 21863.932
1 | 3800 | 707 | 0.02 | 15 | 15 | 7 | 2.3714e-12 | 5spot_SharedNeighbor | CO2 | Porous | Wet | R600a | MinimizeLCOE_Brownfield | IgnoreSilica | 2019 | 7.1392 | 0.2925 | 0.017319 | 4 | 261613.9579 | 754797.2868 | 5333.3544 | 15387.5636 | 43.5109 | 4.8838 | 46.6274 | 251891.55 | 0 | 187310.6183 | 0 | 0 | 0 | 167524.0253 | 236623.2155 | 615645.0686 | 420190.4096 | 1879184.8873 | 961560.8286 | 15283055.5775 | 15283055.5775 | 12387543.6942 | 6495607.7911 | 0 | 18123801.2934 | 52290008.3563 | 2371.3737 | 0.069277 | 261613.9579 | 754797.2868 | 5333.3544 | 15387.5636
1 | 3800 | 707 | 0.02 | 15 | 15 | 7 | 3.1623e-12 | 5spot_SharedNeighbor | CO2 | Porous | Wet | R600a | MinimizeLCOE_Brownfield | IgnoreSilica | 2019 | 9.3855 | 0.42833 | 0.02429 | 4 | 191152.487 | 542807.6478 | 3896.902 | 11065.8681 | 44.0493 | 4.9448 | 38.2783 | 310409.4073 | 0 | 239860.8967 | 0 | 0 | 0 | 201178.8335 | 293065.1636 | 762495.4398 | 520418.8054 | 2327428.5462 | 961560.8286 | 15283055.5775 | 15283055.5775 | 12387543.6942 | 6495607.7911 | 0 | 18572044.9524 | 52738252.0152 | 3162.2777 | 0.097158 | 191152.487 | 542807.6478 | 3896.902 | 11065.8681
1 | 3800 | 707 | 0.02 | 15 | 15 | 7 | 4.217e-12 | 5spot_SharedNeighbor | CO2 | Porous | Wet | R600a | MinimizeLCOE_Brownfield | IgnoreSilica | 2019 | 12.2749 | 0.60479 | 0.033517 | 4 | 142500.1072 | 397344.6019 | 2905.0574 | 8100.4072 | 44.4568 | 4.9892 | 39.3582 | 379578.9849 | 0 | 303680.1012 | 0 | 0 | 0 | 240116.6427 | 360116.5342 | 936949.352 | 639487.1851 | 2859928.8002 | 961560.8286 | 15283055.5775 | 15283055.5775 | 12387543.6942 | 6495607.7911 | 0 | 19104545.2063 | 53270752.2691 | 4216.965 | 0.13407 | 142500.1072 | 397344.6019 | 2905.0574 | 8100.4072
1 | 3800 | 707 | 0.02 | 15 | 15 | 7 | 5.6234e-12 | 5spot_SharedNeighbor | CO2 | Porous | Wet | R600a | MinimizeLCOE_Brownfield | IgnoreSilica | 2019 | 15.9406 | 0.83022 | 0.045597 | 4 | 108168.881 | 295497.5984 | 2205.1689 | 6024.1182 | 44.7576 | 5.0193 | 55.3196 | 460347.3608 | 0 | 380267.3133 | 0 | 0 | 0 | 284225.2369 | 438687.5653 | 1141375.0577 | 779011.9298 | 3483914.4639 | 961560.8286 | 15283055.5775 | 15283055.5775 | 12387543.6942 | 6495607.7911 | 0 | 19728530.8701 | 53894737.9329 | 5623.4133 | 0.18239 | 108168.881 | 295497.5984 | 2205.1689 | 6024.1182
1 | 3800 | 707 | 0.02 | 15 | 15 | 7 | 7.4989e-12 | 5spot_SharedNeighbor | CO2 | Porous | Wet | R600a | MinimizeLCOE_Brownfield | IgnoreSilica | 2019 | 20.5233 | 1.1135 | 0.061183 | 4 | 83558.7062 | 223164.4066 | 1703.4572 | 4549.5083 | 44.9706 | 5.0363 | 48.814 | 553429.8576 | 0 | 471043.0206 | 0 | 0 | 0 | 333183.9268 | 529486.154 | 1377614.3601 | 940250.1079 | 4205007.427 | 961560.8286 | 15283055.5775 | 15283055.5775 | 12387543.6942 | 6495607.7911 | 0 | 20449623.8331 | 54615830.896 | 7498.9421 | 0.24473 | 83558.7062 | 223164.4066 | 1703.4572 | 4549.5083
1 | 3800 | 707 | 0.02 | 15 | 15 | 7 | 1e-11 | 5spot_SharedNeighbor | CO2 | Porous | Wet | R600a | MinimizeLCOE_Brownfield | IgnoreSilica | 2019 | 26.0797 | 1.4587 | 0.080849 | 4 | 65729.8158 | 171377.7047 | 1339.9912 | 3493.7663 | 45.1069 | 5.0403 | 61.7623 | 657656.6277 | 0 | 575711.1474 | 0 | 0 | 0 | 384906.8102 | 631127.0883 | 1642063.2217 | 1120741.8898 | 5012206.785 | 961560.8286 | 15283055.5775 | 15283055.5775 | 12387543.6942 | 6495607.7911 | 0 | 21256823.1912 | 55423030.254 | 10000 | 0.3234 | 65729.8158 | 171377.7047 | 1339.9912 | 3493.7663
1 | 3800 | 707 | 0.02 | 15 | 15 | 7 | 1.3335e-11 | 5spot_SharedNeighbor | CO2 | Porous | Wet | R600a | MinimizeLCOE_Brownfield | IgnoreSilica | 2019 | 32.5696 | 1.864 | 0.10489 | 4 | 52737.5773 | 134170.9723 | 1075.1268 | 2735.2567 | 45.1751 | 5.0312 | 54.2379 | 770309.4562 | 0 | 692426.4617 | 0 | 0 | 0 | 436355.9875 | 740645.8431 | 1927008.5565 | 1315222.9358 | 5881969.2409 | 961560.8286 | 15283055.5775 | 15283055.5775 | 12387543.6942 | 6495607.7911 | 0 | 22126585.647 | 56292792.7098 | 13335.2143 | 0.41956 | 52737.5773 | 134170.9723 | 1075.1268 | 2735.2567
1 | 3800 | 707 | 0.02 | 15 | 15 | 7 | 1.7783e-11 | 5spot_SharedNeighbor | CO2 | Porous | Wet | R600a | MinimizeLCOE_Brownfield | IgnoreSilica | 2019 | 39.7922 | 2.3176 | 0.13305 | 4 | 43252.6589 | 107452.0855 | 881.764 | 2190.5561 | 45.1822 | 5.0087 | 53.1428 | 886599.4717 | 0 | 817037.9406 | 0 | 0 | 0 | 483448.0582 | 852963.3335 | 2219235.6269 | 1514673.9161 | 6773958.3471 | 961560.8286 | 15283055.5775 | 15283055.5775 | 12387543.6942 | 6495607.7911 | 0 | 23018574.7532 | 57184781.816 | 17782.7941 | 0.53219 | 43252.6589 | 107452.0855 | 881.764 | 2190.5561
1 | 3800 | 707 | 0.02 | 15 | 15 | 7 | 2.3714e-11 | 5spot_SharedNeighbor | CO2 | Porous | Wet | R600a | MinimizeLCOE_Brownfield | IgnoreSilica | 2019 | 47.3413 | 2.7949 | 0.16427 | 4 | 36336.0894 | 88333.7338 | 740.7603 | 1800.8026 | 45.1369 | 4.9744 | 65.1562 | 999672.9129 | 0 | 942682.7838 | 0 | 0 | 0 | 521381.2328 | 960857.4025 | 2499953.8624 | 1706269.88 | 7630818.0744 | 961560.8286 | 15283055.5775 | 15283055.5775 | 12387543.6942 | 6495607.7911 | 0 | 23875434.4805 | 58041641.5433 | 23713.7371 | 0.65707 | 36336.0894 | 88333.7338 | 740.7603 | 1800.8026
1 | 3800 | 707 | 0.02 | 15 | 15 | 7 | 3.1623e-11 | 5spot_SharedNeighbor | CO2 | Porous | Wet | R600a | MinimizeLCOE_Brownfield | IgnoreSilica | 2019 | 54.7102 | 3.2643 | 0.19679 | 4 | 31304.1678 | 74707.505 | 638.1778 | 1523.0135 | 45.0521 | 4.9313 | 53.6456 | 1102770.259 | 0 | 1061708.9098 | 0 | 0 | 0 | 546753.5666 | 1057380.7668 | 2751087.8567 | 1877673.9914 | 8397375.3503 | 961560.8286 | 15283055.5775 | 15283055.5775 | 12387543.6942 | 6495607.7911 | 0 | 24641991.7565 | 58808198.8193 | 31622.7766 | 0.78718 | 31304.1678 | 74707.505 | 638.1778 | 1523.0135
1 | 3800 | 707 | 0.02 | 15 | 15 | 7 | 4.217e-11 | 5spot_SharedNeighbor | CO2 | Porous | Wet | R600a | MinimizeLCOE_Brownfield | IgnoreSilica | 2019 | 61.5165 | 3.7009 | 0.22868 | 4 | 27649.0273 | 64999.8206 | 563.6628 | 1325.1093 | 44.9428 | 4.8837 | 65.5996 | 1192161.7391 | 0 | 1169004.8818 | 0 | 0 | 0 | 559812.2099 | 1139181.744 | 2963917.2196 | 2022934.4048 | 9047012.1992 | 961560.8286 | 15283055.5775 | 15283055.5775 | 12387543.6942 | 6495607.7911 | 0 | 25291628.6054 | 59457835.6682 | 42169.6503 | 0.91474 | 27649.0273 | 64999.8206 | 563.6628 | 1325.1093
1 | 3800 | 707 | 0.02 | 15 | 15 | 7 | 5.6234e-11 | 5spot_SharedNeighbor | CO2 | Porous | Wet | R600a | MinimizeLCOE_Brownfield | IgnoreSilica | 2019 | 67.4487 | 4.0841 | 0.25818 | 4 | 24992.7431 | 58076.3176 | 509.5109 | 1183.9643 | 44.8249 | 4.8363 | 54.0747 | 1265751.4906 | 0 | 1260737.8711 | 0 | 0 | 0 | 562051.2387 | 1204530.8341 | 3133942.1471 | 2138979.9115 | 9565993.4931 | 961560.8286 | 15283055.5775 | 15283055.5775 | 12387543.6942 | 6495607.7911 | 0 | 25810609.8992 | 59976816.962 | 56234.1325 | 1.0327 | 24992.7431 | 58076.3176 | 509.5109 | 1183.9643
1 | 3800 | 707 | 0.02 | 15 | 15 | 7 | 7.4989e-11 | 5spot_SharedNeighbor | CO2 | Porous | Wet | R600a | MinimizeLCOE_Brownfield | IgnoreSilica | 2019 | 72.423 | 4.4074 | 0.28419 | 4 | 23057.56 | 53112.9214 | 470.0595 | 1082.7787 | 44.7104 | 4.7923 | 63.2826 | 1324453.9531 | 0 | 1336519.773 | 0 | 0 | 0 | 556928.572 | 1254981.8963 | 3265205.4619 | 2228569.821 | 9966659.4774 | 961560.8286 | 15283055.5775 | 15283055.5775 | 12387543.6942 | 6495607.7911 | 0 | 26211275.8835 | 60377482.9464 | 74989.4209 | 1.1368 | 23057.56 | 53112.9214 | 470.0595 | 1082.7787
1 | 3800 | 707 | 0.02 | 15 | 15 | 7 | 1e-10 | 5spot_SharedNeighbor | CO2 | Porous | Wet | R600a | MinimizeLCOE_Brownfield | IgnoreSilica | 2019 | 76.4734 | 4.672 | 0.30627 | 4 | 21642.4104 | 49531.4777 | 441.2098 | 1009.7662 | 44.6068 | 4.7538 | 72.6842 | 1370263.5316 | 0 | 1397525.455 | 0 | 0 | 0 | 547717.8754 | 1293047.6762 | 3364244.8128 | 2296166.2131 | 10268965.564 | 961560.8286 | 15283055.5775 | 15283055.5775 | 12387543.6942 | 6495607.7911 | 0 | 26513581.9702 | 60679789.033 | 100000 | 1.2251 | 21642.4104 | 49531.4777 | 441.2098 | 1009.7662
1 | 3800 | 707 | 0.02 | 15 | 15 | 7 | 1.3335e-10 | 5spot_SharedNeighbor | CO2 | Porous | Wet | R600a | MinimizeLCOE_Brownfield | IgnoreSilica | 2019 | 79.6944 | 4.8832 | 0.32444 | 4 | 20603.1887 | 46930.3927 | 420.0239 | 956.7395 | 44.5178 | 4.7213 | 63.702 | 1405428.1258 | 0 | 1445619.1388 | 0 | 0 | 0 | 536868.0668 | 1321286.9792 | 3437717.6867 | 2346312.9592 | 10493232.9566 | 961560.8286 | 15283055.5775 | 15283055.5775 | 12387543.6942 | 6495607.7911 | 0 | 26737849.3627 | 60904056.4256 | 133352.1432 | 1.2978 | 20603.1887 | 46930.3927 | 420.0239 | 956.7395
1 | 3800 | 707 | 0.02 | 15 | 15 | 7 | 1.7783e-10 | 5spot_SharedNeighbor | CO2 | Porous | Wet | R600a | MinimizeLCOE_Brownfield | IgnoreSilica | 2019 | 82.2157 | 5.0492 | 0.33905 | 4 | 19836.9381 | 45029.3447 | 404.4028 | 917.9841 | 44.4441 | 4.6948 | 65.4178 | 1432177.3955 | 0 | 1483022.1558 | 0 | 0 | 0 | 526058.1944 | 1342090.5208 | 3491844.2346 | 2383255.4403 | 10658447.9414 | 961560.8286 | 15283055.5775 | 15283055.5775 | 12387543.6942 | 6495607.7911 | 0 | 26903064.3475 | 61069271.4104 | 177827.941 | 1.3562 | 19836.9381 | 45029.3447 | 404.4028 | 917.9841
1 | 3800 | 707 | 0.02 | 15 | 15 | 7 | 2.3714e-10 | 5spot_SharedNeighbor | CO2 | Porous | Wet | R600a | MinimizeLCOE_Brownfield | IgnoreSilica | 2019 | 84.1696 | 5.1781 | 0.35061 | 4 | 19269.9385 | 43632.0818 | 392.8438 | 889.499 | 44.3846 | 4.6736 | 69.0485 | 1452436.7839 | 0 | 1511864.2269 | 0 | 0 | 0 | 516243.3659 | 1357412.3069 | 3531708.379 | 2410463.538 | 10780128.6007 | 961560.8286 | 15283055.5775 | 15283055.5775 | 12387543.6942 | 6495607.7911 | 0 | 27024745.0068 | 61190952.0696 | 237137.3706 | 1.4024 | 19269.9385 | 43632.0818 | 392.8438 | 889.499
1 | 3800 | 707 | 0.02 | 15 | 15 | 7 | 3.1623e-10 | 5spot_SharedNeighbor | CO2 | Porous | Wet | R600a | MinimizeLCOE_Brownfield | IgnoreSilica | 2019 | 85.6723 | 5.2775 | 0.35963 | 4 | 18849.1266 | 42600.3463 | 384.2649 | 868.4657 | 44.3374 | 4.6569 | 79.9672 | 1467740.3468 | 0 | 1533965.6995 | 0 | 0 | 0 | 507826.9921 | 1368717.885 | 3561123.1741 | 2430539.7401 | 10869913.8375 | 961560.8286 | 15283055.5775 | 15283055.5775 | 12387543.6942 | 6495607.7911 | 0 | 27114530.2436 | 61280737.3065 | 316227.766 | 1.4385 | 18849.1266 | 42600.3463 | 384.2649 | 868.4657
1 | 3800 | 707 | 0.02 | 15 | 15 | 7 | 4.217e-10 | 5spot_SharedNeighbor | CO2 | Porous | Wet | R600a | MinimizeLCOE_Brownfield | IgnoreSilica | 2019 | 86.8218 | 5.3536 | 0.3666 | 4 | 18536.0612 | 41835.6962 | 377.8827 | 852.8773 | 44.3004 | 4.6439 | 80.3555 | 1479282.6592 | 0 | 1550824.4023 | 0 | 0 | 0 | 500880.318 | 1377085.078 | 3582892.894 | 2445398.0212 | 10936363.3728 | 961560.8286 | 15283055.5775 | 15283055.5775 | 12387543.6942 | 6495607.7911 | 0 | 27180979.7789 | 61347186.8417 | 421696.5034 | 1.4664 | 18536.0612 | 41835.6962 | 377.8827 | 852.8773
1 | 3800 | 707 | 0.02 | 15 | 15 | 7 | 5.6234e-10 | 5spot_SharedNeighbor | CO2 | Porous | Wet | R600a | MinimizeLCOE_Brownfield | IgnoreSilica | 2019 | 87.6844 | 5.4109 | 0.37193 | 4 | 18302.7141 | 41268.4975 | 373.1256 | 841.3141 | 44.2722 | 4.634 | 80.7465 | 1487850.7634 | 0 | 1563448.8035 | 0 | 0 | 0 | 495177.9039 | 1383126.2136 | 3598610.6896 | 2456125.7397 | 10984340.1137 | 961560.8286 | 15283055.5775 | 15283055.5775 | 12387543.6942 | 6495607.7911 | 0 | 27228956.5199 | 61395163.5827 | 562341.3252 | 1.4877 | 18302.7141 | 41268.4975 | 373.1256 | 841.3141
1 | 3800 | 707 | 0.02 | 15 | 15 | 7 | 7.4989e-10 | 5spot_SharedNeighbor | CO2 | Porous | Wet | R600a | MinimizeLCOE_Brownfield | IgnoreSilica | 2019 | 88.3519 | 5.4551 | 0.37601 | 4 | 18128.5315 | 40844.868 | 369.5746 | 832.6779 | 44.25 | 4.6263 | 61.2381 | 1494427.0265 | 0 | 1573203.9154 | 0 | 0 | 0 | 490799.9834 | 1387788.0608 | 3610739.8599 | 2464404.1476 | 11021362.9936 | 961560.8286 | 15283055.5775 | 15283055.5775 | 12387543.6942 | 6495607.7911 | 0 | 27265979.3997 | 61432186.4626 | 749894.2093 | 1.504 | 18128.5315 | 40844.868 | 369.5746 | 832.6779
1 | 3800 | 707 | 0.02 | 15 | 15 | 7 | 1e-09 | 5spot_SharedNeighbor | CO2 | Porous | Wet | R600a | MinimizeLCOE_Brownfield | IgnoreSilica | 2019 | 88.8318 | 5.4871 | 0.37908 | 4 | 17998.3663 | 40530.9536 | 366.921 | 826.2783 | 44.234 | 4.6207 | 69.6654 | 1499124.9926 | 0 | 1580208.6216 | 0 | 0 | 0 | 487162.3337 | 1390933.4197 | 3618923.4384 | 2469989.6081 | 11046342.4142 | 961560.8286 | 15283055.5775 | 15283055.5775 | 12387543.6942 | 6495607.7911 | 0 | 27290958.8203 | 61457165.8831 | 1000000 | 1.5163 | 17998.3663 | 40530.9536 | 366.921 | 826.2783
1 | 3800 | 707 | 0.02 | 15 | 15 | 7 | 1.3335e-09 | 5spot_SharedNeighbor | CO2 | Porous | Wet | R600a | MinimizeLCOE_Brownfield | IgnoreSilica | 2019 | 89.2145 | 5.5125 | 0.38143 | 4 | 17901.0236 | 40294.7413 | 364.9366 | 821.4628 | 44.2211 | 4.6162 | 63.7353 | 1502853.4737 | 0 | 1585789.2408 | 0 | 0 | 0 | 484543.8145 | 1393542.7463 | 3625712.3709 | 2474623.1941 | 11067064.8403 | 961560.8286 | 15283055.5775 | 15283055.5775 | 12387543.6942 | 6495607.7911 | 0 | 27311681.2465 | 61477888.3093 | 1333521.4322 | 1.5257 | 17901.0236 | 40294.7413 | 364.9366 | 821.4628
1 | 3800 | 707 | 0.02 | 15 | 15 | 7 | 1.7783e-09 | 5spot_SharedNeighbor | CO2 | Porous | Wet | R600a | MinimizeLCOE_Brownfield | IgnoreSilica | 2019 | 89.4897 | 5.5308 | 0.38318 | 4 | 17828.1521 | 40119.187 | 363.451 | 817.8839 | 44.2117 | 4.6129 | 68.4772 | 1505525.2348 | 0 | 1589800.5074 | 0 | 0 | 0 | 482418.8597 | 1395320.3947 | 3630337.4475 | 2477779.9039 | 11081182.348 | 961560.8286 | 15283055.5775 | 15283055.5775 | 12387543.6942 | 6495607.7911 | 0 | 27325798.7542 | 61492005.817 | 1778279.41 | 1.5327 | 17828.1521 | 40119.187 | 363.451 | 817.8839
1 | 3800 | 707 | 0.02 | 15 | 15 | 7 | 2.3714e-09 | 5spot_SharedNeighbor | CO2 | Porous | Wet | R600a | MinimizeLCOE_Brownfield | IgnoreSilica | 2019 | 89.7092 | 5.5454 | 0.38453 | 4 | 17773.5927 | 39986.8066 | 362.3387 | 815.1851 | 44.2042 | 4.6104 | 67.8683 | 1507650.2919 | 0 | 1592997.8042 | 0 | 0 | 0 | 480910.9985 | 1396808.0469 | 3634208.0132 | 2480421.6445 | 11092996.7992 | 961560.8286 | 15283055.5775 | 15283055.5775 | 12387543.6942 | 6495607.7911 | 0 | 27337613.2054 | 61503820.2682 | 2371373.7057 | 1.5381 | 17773.5927 | 39986.8066 | 362.3387 | 815.1851
1 | 3800 | 707 | 0.02 | 15 | 15 | 7 | 3.1623e-09 | 5spot_SharedNeighbor | CO2 | Porous | Wet | R600a | MinimizeLCOE_Brownfield | IgnoreSilica | 2019 | 89.8723 | 5.5562 | 0.38553 | 4 | 17732.7261 | 39887.8597 | 361.5056 | 813.168 | 44.1987 | 4.6084 | 74.1426 | 1509226.6845 | 0 | 1595373.846 | 0 | 0 | 0 | 479749.6201 | 1397896.5587 | 3637040.0978 | 2482354.6004 | 11101641.4075 | 961560.8286 | 15283055.5775 | 15283055.5775 | 12387543.6942 | 6495607.7911 | 0 | 27346257.8136 | 61512464.8764 | 3162277.6602 | 1.5421 | 17732.7261 | 39887.8597 | 361.5056 | 813.168
1 | 3800 | 707 | 0.02 | 15 | 15 | 7 | 4.217e-09 | 5spot_SharedNeighbor | CO2 | Porous | Wet | R600a | MinimizeLCOE_Brownfield | IgnoreSilica | 2019 | 89.989 | 5.564 | 0.38628 | 4 | 17702.1062 | 39814.2422 | 360.8814 | 811.6672 | 44.1947 | 4.607 | 72.9511 | 1510352.2283 | 0 | 1597072.5369 | 0 | 0 | 0 | 478818.4684 | 1398634.8611 | 3638961.0092 | 2483665.6619 | 11107504.7659 | 961560.8286 | 15283055.5775 | 15283055.5775 | 12387543.6942 | 6495607.7911 | 0 | 27352121.1721 | 61518328.2349 | 4216965.0343 | 1.5451 | 17702.1062 | 39814.2422 | 360.8814 | 811.6672
1 | 3800 | 707 | 0.02 | 15 | 15 | 7 | 5.6234e-09 | 5spot_SharedNeighbor | CO2 | Porous | Wet | R600a | MinimizeLCOE_Brownfield | IgnoreSilica | 2019 | 90.0692 | 5.5694 | 0.38684 | 4 | 17679.1591 | 39759.7001 | 360.4136 | 810.5553 | 44.1919 | 4.6061 | 61.3496 | 1511125.1107 | 0 | 1598240.0699 | 0 | 0 | 0 | 478050.3786 | 1399092.0681 | 3640150.5679 | 2484477.5602 | 11111135.7554 | 961560.8286 | 15283055.5775 | 15283055.5775 | 12387543.6942 | 6495607.7911 | 0 | 27355752.1616 | 61521959.2244 | 5623413.2519 | 1.5473 | 17679.1591 | 39759.7001 | 360.4136 | 810.5553
1 | 3800 | 707 | 0.02 | 15 | 15 | 7 | 7.4989e-09 | 5spot_SharedNeighbor | CO2 | Porous | Wet | R600a | MinimizeLCOE_Brownfield | IgnoreSilica | 2019 | 90.1398 | 5.574 | 0.38727 | 4 | 17661.959 | 39717.9746 | 360.0629 | 809.7046 | 44.1895 | 4.6052 | 70.897 | 1511804.4228 | 0 | 1599266.919 | 0 | 0 | 0 | 477562.9082 | 1399567.3575 | 3641387.1735 | 2485321.5689 | 11114910.3499 | 961560.8286 | 15283055.5775 | 15283055.5775 | 12387543.6942 | 6495607.7911 | 0 | 27359526.7561 | 61525733.8189 | 7498942.0933 | 1.5491 | 17661.959 | 39717.9746 | 360.0629 | 809.7046
1 | 3800 | 707 | 0.02 | 15 | 15 | 7 | 1e-08 | 5spot_SharedNeighbor | CO2 | Porous | Wet | R600a | MinimizeLCOE_Brownfield | IgnoreSilica | 2019 | 90.1935 | 5.5776 | 0.38759 | 4 | 17649.0654 | 39686.6395 | 359.8001 | 809.0658 | 44.1877 | 4.6046 | 64.3528 | 1512321.194 | 0 | 1600048.5166 | 0 | 0 | 0 | 477202.554 | 1399933.1832 | 3642338.9769 | 2485971.1943 | 11117815.6191 | 961560.8286 | 15283055.5775 | 15283055.5775 | 12387543.6942 | 6495607.7911 | 0 | 27362432.0253 | 61528639.0881 | 10000000 | 1.5504 | 17649.0654 | 39686.6395 | 359.8001 | 809.0658
1 | 3900 | 707 | 0.02 | 15 | 15 | 7 | 1e-13 | 5spot_SharedNeighbor | CO2 | Porous | Wet | R600a | MinimizeLCOE_Brownfield | IgnoreSilica | 2019 | 0 | 0 | 0 | 0 |  |  |  |  | 15 |  | 16.0176 | [19 empty] | 100 | 0
1 | 3900 | 707 | 0.02 | 15 | 15 | 7 | 1.3335e-13 | 5spot_SharedNeighbor | CO2 | Porous | Wet | R600a | MinimizeLCOE_Brownfield | IgnoreSilica | 2019 | 0 | 0 | 0 | 0 |  |  |  |  | 15 |  | 18.3475 | [19 empty] | 133.3521 | 0
1 | 3900 | 707 | 0.02 | 15 | 15 | 7 | 1.7783e-13 | 5spot_SharedNeighbor | CO2 | Porous | Wet | R600a | MinimizeLCOE_Brownfield | IgnoreSilica | 2019 | 0 | 0 | 0 | 0 |  |  |  |  | 15 |  | 18.3926 | [19 empty] | 177.8279 | 0
1 | 3900 | 707 | 0.02 | 15 | 15 | 7 | 2.3714e-13 | 5spot_SharedNeighbor | CO2 | Porous | Wet | R600a | MinimizeLCOE_Brownfield | IgnoreSilica | 2019 | 0 | 0 | 0 | 0 |  |  |  |  | 15 |  | 22.0135 | [19 empty] | 237.1374 | 0
1 | 3900 | 707 | 0.02 | 15 | 15 | 7 | 3.1623e-13 | 5spot_SharedNeighbor | CO2 | Porous | Wet | R600a | MinimizeLCOE_Brownfield | IgnoreSilica | 2019 | 0 | 0 | 0 | 0 |  |  |  |  | 15 |  | 21.5258 | [19 empty] | 316.2278 | 0
1 | 3900 | 707 | 0.02 | 15 | 15 | 7 | 4.217e-13 | 5spot_SharedNeighbor | CO2 | Porous | Wet | R600a | MinimizeLCOE_Brownfield | IgnoreSilica | 2019 | 1.6 | -0.020954 | 0.00084599 | 4 | 5112534.7473 | 15499748.9426 | 104225.936 | 315983.3472 | 37.6241 | 4.357 | 23.2146 | 74160.5291 | 0 | 36674.8738 | 0 | 0 | 0 | 69904.2802 | 70488.4764 | 183396.5564 | 125171.9182 | 559796.6341 | 961560.8286 | 15779296.4433 | 15779296.4433 | 12703572.8692 | 6667130.9763 | 0 | 17300653.9061 | 52450654.1949 | 421.6965 | 0.003384 | 5112534.7473 | 15499748.9426 | 104225.936 | 315983.3472
1 | 3900 | 707 | 0.02 | 15 | 15 | 7 | 5.6234e-13 | 5spot_SharedNeighbor | CO2 | Porous | Wet | R600a | MinimizeLCOE_Brownfield | IgnoreSilica | 2019 | 1.6 | -0.015592 | 0.0021153 | 4 | 2041053.7693 | 6195399.6566 | 41609.6418 | 126301.6019 | 37.6242 | 4.3571 | 20.2969 | 74160.8818 | 0 | 36674.7363 | 0 | 0 | 0 | 59811.6435 | 66552.432 | 173155.7763 | 118182.3753 | 528537.8451 | 961560.8286 | 15779296.4433 | 15779296.4433 | 12703572.8692 | 6667130.9763 | 0 | 17269395.117 | 52419395.4058 | 562.3413 | 0.008461 | 2041053.7693 | 6195399.6566 | 41609.6418 | 126301.6019
1 | 3900 | 707 | 0.02 | 15 | 15 | 7 | 7.4989e-13 | 5spot_SharedNeighbor | CO2 | Porous | Wet | R600a | MinimizeLCOE_Brownfield | IgnoreSilica | 2019 | 1.6 | -0.011544 | 0.0030619 | 4 | 1408008.9895 | 4277992.4823 | 28704.1677 | 87212.6632 | 37.6242 | 4.3571 | 20.7604 | 74161.0759 | 0 | 36674.6605 | 0 | 0 | 0 | 51783.4014 | 63421.4638 | 165009.6392 | 112622.4694 | 503672.7102 | 961560.8286 | 15779296.4433 | 15779296.4433 | 12703572.8692 | 6667130.9763 | 0 | 17244529.9821 | 52394530.271 | 749.8942 | 0.012247 | 1408008.9895 | 4277992.4823 | 28704.1677 | 87212.6632
1 | 3900 | 707 | 0.02 | 15 | 15 | 7 | 1e-12 | 5spot_SharedNeighbor | CO2 | Porous | Wet | R600a | MinimizeLCOE_Brownfield | IgnoreSilica | 2019 | 3.1808 | 0.061048 | 0.005941 | 4 | 746660.6713 | 2225776.4751 | 15221.6877 | 45375.464 | 41.7234 | 4.8425 | 46.4591 | 136634.1378 | 0 | 85435.1441 | 0 | 0 | 0 | 101744.8512 | 126287.5119 | 328574.2008 | 224258.6436 | 1002934.4893 | 961560.8286 | 15779296.4433 | 15779296.4433 | 12703572.8692 | 6667130.9763 | 0 | 17743791.7612 | 52893792.05 | 1000 | 0.023764 | 746660.6713 | 2225776.4751 | 15221.6877 | 45375.464
1 | 3900 | 707 | 0.02 | 15 | 15 | 7 | 1.3335e-12 | 5spot_SharedNeighbor | CO2 | Porous | Wet | R600a | MinimizeLCOE_Brownfield | IgnoreSilica | 2019 | 4.2675 | 0.12294 | 0.0090698 | 4 | 496941.6755 | 1465818.1432 | 10130.8282 | 29882.6855 | 42.9571 | 4.9867 | 48.0002 | 174390.7447 | 0 | 116171.0114 | 0 | 0 | 0 | 125212.0514 | 162151.7849 | 421885.6824 | 287945.6472 | 1287756.922 | 961560.8286 | 15779296.4433 | 15779296.4433 | 12703572.8692 | 6667130.9763 | 0 | 18028614.1939 | 53178614.4827 | 1333.5214 | 0.036279 | 496941.6755 | 1465818.1432 | 10130.8282 | 29882.6855
1 | 3900 | 707 | 0.02 | 15 | 15 | 7 | 1.7783e-12 | 5spot_SharedNeighbor | CO2 | Porous | Wet | R600a | MinimizeLCOE_Brownfield | IgnoreSilica | 2019 | 5.6628 | 0.20616 | 0.013342 | 4 | 344114.9586 | 1002754.5541 | 7015.2489 | 20442.5079 | 43.9002 | 5.0958 | 60.5247 | 218835.0886 | 0 | 153342.1431 | 0 | 0 | 0 | 152069.405 | 204456.1883 | 531953.0623 | 363068.8956 | 1623724.783 | 961560.8286 | 15779296.4433 | 15779296.4433 | 12703572.8692 | 6667130.9763 | 0 | 18364582.0549 | 53514582.3437 | 1778.2794 | 0.053368 | 344114.9586 | 1002754.5541 | 7015.2489 | 20442.5079
1 | 3900 | 707 | 0.02 | 15 | 15 | 7 | 2.3714e-12 | 5spot_SharedNeighbor | CO2 | Porous | Wet | R600a | MinimizeLCOE_Brownfield | IgnoreSilica | 2019 | 7.4876 | 0.31776 | 0.019106 | 4 | 245608.0179 | 705545.0609 | 5007.0517 | 14383.4904 | 44.6333 | 5.1793 | 49.5452 | 272136.638 | 0 | 199136.7511 | 0 | 0 | 0 | 183941.9223 | 255533.9715 | 664846.9765 | 453771.7227 | 2029367.9821 | 961560.8286 | 15779296.4433 | 15779296.4433 | 12703572.8692 | 6667130.9763 | 0 | 18770225.254 | 53920225.5428 | 2371.3737 | 0.076424 | 245608.0179 | 705545.0609 | 5007.0517 | 14383.4904
1 | 3900 | 707 | 0.02 | 15 | 15 | 7 | 3.1623e-12 | 5spot_SharedNeighbor | CO2 | Porous | Wet | R600a | MinimizeLCOE_Brownfield | IgnoreSilica | 2019 | 9.8387 | 0.4639 | 0.0268 | 4 | 179592.6885 | 507489.8261 | 3661.2399 | 10345.8665 | 45.1922 | 5.2415 | 53.0704 | 335170.6472 | 0 | 254770.7992 | 0 | 0 | 0 | 220830.1275 | 316200.9138 | 822689.9161 | 561502.7723 | 2511165.1762 | 961560.8286 | 15779296.4433 | 15779296.4433 | 12703572.8692 | 6667130.9763 | 0 | 19252022.4482 | 54402022.737 | 3162.2777 | 0.1072 | 179592.6885 | 507489.8261 | 3661.2399 | 10345.8665
1 | 3900 | 707 | 0.02 | 15 | 15 | 7 | 4.217e-12 | 5spot_SharedNeighbor | CO2 | Porous | Wet | R600a | MinimizeLCOE_Brownfield | IgnoreSilica | 2019 | 12.8519 | 0.65308 | 0.036972 | 4 | 134033.0996 | 371710.9985 | 2732.446 | 7577.8315 | 45.614 | 5.2864 | 45.1893 | 409431.6654 | 0 | 322104.1518 | 0 | 0 | 0 | 263279.0652 | 387977.8041 | 1009438.6612 | 688962.6281 | 3081193.9758 | 961560.8286 | 15779296.4433 | 15779296.4433 | 12703572.8692 | 6667130.9763 | 0 | 19822051.2477 | 54972051.5366 | 4216.965 | 0.14789 | 134033.0996 | 371710.9985 | 2732.446 | 7577.8315
1 | 3900 | 707 | 0.02 | 15 | 15 | 7 | 5.6234e-12 | 5spot_SharedNeighbor | CO2 | Porous | Wet | R600a | MinimizeLCOE_Brownfield | IgnoreSilica | 2019 | 16.6787 | 0.89497 | 0.050276 | 4 | 101893.7131 | 276678.9954 | 2077.2412 | 5640.4756 | 45.9258 | 5.3166 | 44.6075 | 496266.472 | 0 | 403017.4588 | 0 | 0 | 0 | 311583.9333 | 472238.467 | 1228667.6217 | 838590.8984 | 3750364.8511 | 961560.8286 | 15779296.4433 | 15779296.4433 | 12703572.8692 | 6667130.9763 | 0 | 20491222.123 | 55641222.4118 | 5623.4133 | 0.2011 | 101893.7131 | 276678.9954 | 2077.2412 | 5640.4756
1 | 3900 | 707 | 0.02 | 15 | 15 | 7 | 7.4989e-12 | 5spot_SharedNeighbor | CO2 | Porous | Wet | R600a | MinimizeLCOE_Brownfield | IgnoreSilica | 2019 | 21.4318 | 1.1971 | 0.067395 | 4 | 78859.765 | 209248.282 | 1607.663 | 4265.8093 | 46.1449 | 5.3329 | 40.8856 | 595727.4993 | 0 | 498332.5733 | 0 | 0 | 0 | 364676.0991 | 568907.1069 | 1480179.5933 | 1010252.9871 | 4518075.859 | 961560.8286 | 15779296.4433 | 15779296.4433 | 12703572.8692 | 6667130.9763 | 0 | 21258933.1309 | 56408933.4197 | 7498.9421 | 0.26958 | 78859.765 | 209248.282 | 1607.663 | 4265.8093
1 | 3900 | 707 | 0.02 | 15 | 15 | 7 | 1e-11 | 5spot_SharedNeighbor | CO2 | Porous | Wet | R600a | MinimizeLCOE_Brownfield | IgnoreSilica | 2019 | 27.1929 | 1.565 | 0.088935 | 4 | 62176.9956 | 160985.1826 | 1267.5622 | 3281.9007 | 46.2843 | 5.3357 | 43.9044 | 707101.4558 | 0 | 608246.61 | 0 | 0 | 0 | 421019.8988 | 677183.5062 | 1761892.5737 | 1202527.8848 | 5377971.9294 | 961560.8286 | 15779296.4433 | 15779296.4433 | 12703572.8692 | 6667130.9763 | 0 | 22118829.2013 | 57268829.4901 | 10000 | 0.35574 | 62176.9956 | 160985.1826 | 1267.5622 | 3281.9007
1 | 3900 | 707 | 0.02 | 15 | 15 | 7 | 1.3335e-11 | 5spot_SharedNeighbor | CO2 | Porous | Wet | R600a | MinimizeLCOE_Brownfield | IgnoreSilica | 2019 | 33.8749 | 1.9941 | 0.11514 | 4 | 50024.2944 | 126346.2977 | 1019.8129 | 2575.7402 | 46.3519 | 5.3244 | 53.4156 | 826685.2941 | 0 | 730021.2953 | 0 | 0 | 0 | 476632.5725 | 793002.2732 | 2063229.2476 | 1408196.3566 | 6297767.0394 | 961560.8286 | 15779296.4433 | 15779296.4433 | 12703572.8692 | 6667130.9763 | 0 | 23038624.3113 | 58188624.6001 | 13335.2143 | 0.46055 | 50024.2944 | 126346.2977 | 1019.8129 | 2575.7402
1 | 3900 | 707 | 0.02 | 15 | 15 | 7 | 1.7783e-11 | 5spot_SharedNeighbor | CO2 | Porous | Wet | R600a | MinimizeLCOE_Brownfield | IgnoreSilica | 2019 | 41.242 | 2.47 | 0.14562 | 4 | 41156.485 | 101501.9908 | 839.0306 | 2069.2554 | 46.3559 | 5.2993 | 50.6354 | 949053.8992 | 0 | 858913.6335 | 0 | 0 | 0 | 526984.3179 | 910631.2217 | 2369275.6428 | 1617079.31 | 7231938.0251 | 961560.8286 | 15779296.4433 | 15779296.4433 | 12703572.8692 | 6667130.9763 | 0 | 23972795.297 | 59122795.5858 | 17782.7941 | 0.58248 | 41156.485 | 101501.9908 | 839.0306 | 2069.2554
1 | 3900 | 707 | 0.02 | 15 | 15 | 7 | 2.3714e-11 | 5spot_SharedNeighbor | CO2 | Porous | Wet | R600a | MinimizeLCOE_Brownfield | IgnoreSilica | 2019 | 48.8862 | 2.9673 | 0.17917 | 4 | 34693.2713 | 83738.2297 | 707.2693 | 1707.1171 | 46.3059 | 5.2619 | 48.3066 | 1067273.5581 | 0 | 988039.6594 | 0 | 0 | 0 | 567475.4025 | 1022887.5618 | 2661343.6127 | 1816421.7008 | 8123441.4952 | 961560.8286 | 15779296.4433 | 15779296.4433 | 12703572.8692 | 6667130.9763 | 0 | 24864298.7672 | 60014299.056 | 23713.7371 | 0.71669 | 34693.2713 | 83738.2297 | 707.2693 | 1707.1171
1 | 3900 | 707 | 0.02 | 15 | 15 | 7 | 3.1623e-11 | 5spot_SharedNeighbor | CO2 | Porous | Wet | R600a | MinimizeLCOE_Brownfield | IgnoreSilica | 2019 | 56.3085 | 3.4538 | 0.21387 | 4 | 29993.0694 | 71080.4794 | 611.4493 | 1449.0717 | 46.2158 | 5.2158 | 65.9718 | 1174582.9535 | 0 | 1109804.9061 | 0 | 0 | 0 | 594940.4666 | 1122938.0472 | 2921654.4526 | 1994089.1979 | 8918010.0239 | 961560.8286 | 15779296.4433 | 15779296.4433 | 12703572.8692 | 6667130.9763 | 0 | 25658867.2958 | 60808867.5846 | 31622.7766 | 0.85549 | 29993.0694 | 71080.4794 | 611.4493 | 1449.0717
1 | 3900 | 707 | 0.02 | 15 | 15 | 7 | 4.217e-11 | 5spot_SharedNeighbor | CO2 | Porous | Wet | R600a | MinimizeLCOE_Brownfield | IgnoreSilica | 2019 | 63.0855 | 3.9013 | 0.2476 | 4 | 26579.3655 | 62069.8098 | 541.8563 | 1265.377 | 46.1022 | 5.1657 | 52.2475 | 1266661.3888 | 0 | 1218390.1426 | 0 | 0 | 0 | 609155.6192 | 1206740.7887 | 3139691.9957 | 2142904.3013 | 9583544.2364 | 961560.8286 | 15779296.4433 | 15779296.4433 | 12703572.8692 | 6667130.9763 | 0 | 26324401.5084 | 61474401.7972 | 42169.6503 | 0.99041 | 26579.3655 | 62069.8098 | 541.8563 | 1265.377
1 | 3900 | 707 | 0.02 | 15 | 15 | 7 | 5.6234e-11 | 5spot_SharedNeighbor | CO2 | Porous | Wet | R600a | MinimizeLCOE_Brownfield | IgnoreSilica | 2019 | 68.9755 | 4.2929 | 0.27861 | 4 | 24098.1739 | 55638.339 | 491.2739 | 1134.2628 | 45.9807 | 5.1162 | 66.9629 | 1342346.6339 | 0 | 1311022.0663 | 0 | 0 | 0 | 612557.3013 | 1273711.1406 | 3313935.1137 | 2261828.8097 | 10115401.0655 | 961560.8286 | 15779296.4433 | 15779296.4433 | 12703572.8692 | 6667130.9763 | 0 | 26856258.3375 | 62006258.6263 | 56234.1325 | 1.1145 | 24098.1739 | 55638.339 | 491.2739 | 1134.2628
1 | 3900 | 707 | 0.02 | 15 | 15 | 7 | 7.4989e-11 | 5spot_SharedNeighbor | CO2 | Porous | Wet | R600a | MinimizeLCOE_Brownfield | IgnoreSilica | 2019 | 73.8944 | 4.6219 | 0.30581 | 4 | 22289.9241 | 51024.6716 | 454.4103 | 1040.2069 | 45.8635 | 5.0707 | 61.5858 | 1402550.7656 | 0 | 1387272.853 | 0 | 0 | 0 | 608497.8523 | 1325345.3737 | 3448276.7966 | 2353519.7687 | 10525463.4098 | 961560.8286 | 15779296.4433 | 15779296.4433 | 12703572.8692 | 6667130.9763 | 0 | 27266320.6818 | 62416320.9706 | 74989.4209 | 1.2233 | 22289.9241 | 51024.6716 | 454.4103 | 1040.2069
1 | 3900 | 707 | 0.02 | 15 | 15 | 7 | 1e-10 | 5spot_SharedNeighbor | CO2 | Porous | Wet | R600a | MinimizeLCOE_Brownfield | IgnoreSilica | 2019 | 77.8696 | 4.8892 | 0.32877 | 4 | 20967.0295 | 47695.0887 | 427.4413 | 972.3289 | 45.7586 | 5.0311 | 74.9882 | 1449242.0261 | 0 | 1448221.9159 | 0 | 0 | 0 | 600095.3234 | 1364048.1135 | 3548973.3866 | 2422247.2605 | 10832828.026 | 961560.8286 | 15779296.4433 | 15779296.4433 | 12703572.8692 | 6667130.9763 | 0 | 27573685.2979 | 62723685.5867 | 100000 | 1.3151 | 20967.0295 | 47695.0887 | 427.4413 | 972.3289
1 | 3900 | 707 | 0.02 | 15 | 15 | 7 | 1.3335e-10 | 5spot_SharedNeighbor | CO2 | Porous | Wet | R600a | MinimizeLCOE_Brownfield | IgnoreSilica | 2019 | 81.0413 | 5.1033 | 0.34763 | 4 | 19995.1451 | 45273.1375 | 407.6281 | 922.9541 | 45.6684 | 4.9977 | 76.5853 | 1485246.8809 | 0 | 1496447.1845 | 0 | 0 | 0 | 590226.8396 | 1393049.153 | 3624428.1423 | 2473746.6817 | 11063144.882 | 961560.8286 | 15779296.4433 | 15779296.4433 | 12703572.8692 | 6667130.9763 | 0 | 27804002.1539 | 62954002.4427 | 133352.1432 | 1.3905 | 19995.1451 | 45273.1375 | 407.6281 | 922.9541
1 | 3900 | 707 | 0.02 | 15 | 15 | 7 | 1.7783e-10 | 5spot_SharedNeighbor | CO2 | Porous | Wet | R600a | MinimizeLCOE_Brownfield | IgnoreSilica | 2019 | 83.5265 | 5.2716 | 0.36278 | 4 | 19278.2804 | 43501.2527 | 393.0138 | 886.8319 | 45.5937 | 4.9705 | 55.5442 | 1512688.4644 | 0 | 1533998.0561 | 0 | 0 | 0 | 580362.7478 | 1414549.2146 | 3680366.8926 | 2511926.0281 | 11233891.4037 | 961560.8286 | 15779296.4433 | 15779296.4433 | 12703572.8692 | 6667130.9763 | 0 | 27974748.6756 | 63124748.9644 | 177827.941 | 1.4511 | 19278.2804 | 43501.2527 | 393.0138 | 886.8319
1 | 3900 | 707 | 0.02 | 15 | 15 | 7 | 2.3714e-10 | 5spot_SharedNeighbor | CO2 | Porous | Wet | R600a | MinimizeLCOE_Brownfield | IgnoreSilica | 2019 | 85.4406 | 5.4016 | 0.37471 | 4 | 18747.6662 | 42199.1297 | 382.1965 | 860.2863 | 45.5338 | 4.9489 | 75.3072 | 1533362.631 | 0 | 1562782.825 | 0 | 0 | 0 | 571265.4875 | 1430290.268 | 3721321.8844 | 2539878.6516 | 11358901.7475 | 961560.8286 | 15779296.4433 | 15779296.4433 | 12703572.8692 | 6667130.9763 | 0 | 28099759.0195 | 63249759.3083 | 237137.3706 | 1.4988 | 18747.6662 | 42199.1297 | 382.1965 | 860.2863
1 | 3900 | 707 | 0.02 | 15 | 15 | 7 | 3.1623e-10 | 5spot_SharedNeighbor | CO2 | Porous | Wet | R600a | MinimizeLCOE_Brownfield | IgnoreSilica | 2019 | 86.9 | 5.501 | 0.38399 | 4 | 18353.7676 | 41238.2387 | 374.1664 | 840.6973 | 45.4867 | 4.932 | 74.1018 | 1548855.4925 | 0 | 1584651.3756 | 0 | 0 | 0 | 563345.9672 | 1441772.6057 | 3751196.5719 | 2560268.7397 | 11450090.7526 | 961560.8286 | 15779296.4433 | 15779296.4433 | 12703572.8692 | 6667130.9763 | 0 | 28190948.0246 | 63340948.3134 | 316227.766 | 1.536 | 18353.7676 | 41238.2387 | 374.1664 | 840.6973
1 | 3900 | 707 | 0.02 | 15 | 15 | 7 | 4.217e-10 | 5spot_SharedNeighbor | CO2 | Porous | Wet | R600a | MinimizeLCOE_Brownfield | IgnoreSilica | 2019 | 88.0204 | 5.5774 | 0.39117 | 4 | 18060.6736 | 40525.3984 | 368.1913 | 826.1651 | 45.4497 | 4.9188 | 71.0565 | 1560591.2982 | 0 | 1601395.6298 | 0 | 0 | 0 | 556866.6811 | 1450352.9076 | 3773520.7572 | 2575505.4549 | 11518232.7287 | 961560.8286 | 15779296.4433 | 15779296.4433 | 12703572.8692 | 6667130.9763 | 0 | 28259090.0006 | 63409090.2894 | 421696.5034 | 1.5647 | 18060.6736 | 40525.3984 | 368.1913 | 826.1651
1 | 3900 | 707 | 0.02 | 15 | 15 | 7 | 5.6234e-10 | 5spot_SharedNeighbor | CO2 | Porous | Wet | R600a | MinimizeLCOE_Brownfield | IgnoreSilica | 2019 | 88.8707 | 5.6354 | 0.39667 | 4 | 17842.1843 | 39995.6358 | 363.7371 | 815.3651 | 45.4212 | 4.9087 | 67.9336 | 1569406.8393 | 0 | 1614078.9693 | 0 | 0 | 0 | 551638.3883 | 1456698.4368 | 3790030.5226 | 2586773.709 | 11568626.8654 | 961560.8286 | 15779296.4433 | 15779296.4433 | 12703572.8692 | 6667130.9763 | 0 | 28309484.1374 | 63459484.4262 | 562341.3252 | 1.5867 | 17842.1843 | 39995.6358 | 363.7371 | 815.3651
1 | 3900 | 707 | 0.02 | 15 | 15 | 7 | 7.4989e-10 | 5spot_SharedNeighbor | CO2 | Porous | Wet | R600a | MinimizeLCOE_Brownfield | IgnoreSilica | 2019 | 89.5091 | 5.679 | 0.40085 | 4 | 17679.077 | 39601.4901 | 360.4119 | 807.3299 | 45.3995 | 4.901 | 70.701 | 1575973.4892 | 0 | 1623587.491 | 0 | 0 | 0 | 547453.707 | 1461335.728 | 3802095.8031 | 2595008.5108 | 11605454.729 | 961560.8286 | 15779296.4433 | 15779296.4433 | 12703572.8692 | 6667130.9763 | 0 | 28346312.001 | 63496312.2898 | 749894.2093 | 1.6034 | 17679.077 | 39601.4901 | 360.4119 | 807.3299
1 | 3900 | 707 | 0.02 | 15 | 15 | 7 | 1e-09 | 5spot_SharedNeighbor | CO2 | Porous | Wet | R600a | MinimizeLCOE_Brownfield | IgnoreSilica | 2019 | 90 | 5.7126 | 0.40403 | 4 | 17557.1797 | 39306.7157 | 357.9269 | 801.3206 | 45.3827 | 4.8951 | 78.1279 | 1580991.9999 | 0 | 1630890.0876 | 0 | 0 | 0 | 544273.0766 | 1464900.514 | 3811370.6451 | 2601338.7811 | 11633765.1043 | 961560.8286 | 15779296.4433 | 15779296.4433 | 12703572.8692 | 6667130.9763 | 0 | 28374622.3763 | 63524622.6651 | 1000000 | 1.6161 | 17557.1797 | 39306.7157 | 357.9269 | 801.3206
1 | 3900 | 707 | 0.02 | 15 | 15 | 7 | 1.3335e-09 | 5spot_SharedNeighbor | CO2 | Porous | Wet | R600a | MinimizeLCOE_Brownfield | IgnoreSilica | 2019 | 90.3593 | 5.7372 | 0.40643 | 4 | 17466.0046 | 39087.3959 | 356.0681 | 796.8494 | 45.3703 | 4.8907 | 60.7002 | 1584648.5297 | 0 | 1636230.7546 | 0 | 0 | 0 | 541715.702 | 1467412.0447 | 3817905.1326 | 2605798.7031 | 11653710.8667 | 961560.8286 | 15779296.4433 | 15779296.4433 | 12703572.8692 | 6667130.9763 | 0 | 28394568.1386 | 63544568.4274 | 1333521.4322 | 1.6257 | 17466.0046 | 39087.3959 | 356.0681 | 796.8494
1 | 3900 | 707 | 0.02 | 15 | 15 | 7 | 1.7783e-09 | 5spot_SharedNeighbor | CO2 | Porous | Wet | R600a | MinimizeLCOE_Brownfield | IgnoreSilica | 2019 | 90.6493 | 5.7569 | 0.40826 | 4 | 17397.7651 | 38921.8321 | 354.677 | 793.4742 | 45.3602 | 4.8872 | 67.5383 | 1587590.1153 | 0 | 1640539.4578 | 0 | 0 | 0 | 539938.3863 | 1469546.5042 | 3823458.5584 | 2609589.0303 | 11670662.0524 | 961560.8286 | 15779296.4433 | 15779296.4433 | 12703572.8692 | 6667130.9763 | 0 | 28411519.3243 | 63561519.6131 | 1778279.41 | 1.6331 | 17397.7651 | 38921.8321 | 354.677 | 793.4742
1 | 3900 | 707 | 0.02 | 15 | 15 | 7 | 2.3714e-09 | 5spot_SharedNeighbor | CO2 | Porous | Wet | R600a | MinimizeLCOE_Brownfield | IgnoreSilica | 2019 | 90.8586 | 5.7712 | 0.40964 | 4 | 17346.6673 | 38798.6638 | 353.6353 | 790.9632 | 45.3529 | 4.8846 | 64.8116 | 1589706.9969 | 0 | 1643647.0837 | 0 | 0 | 0 | 538499.8401 | 1471023.0291 | 3827300.1734 | 2612211.0115 | 11682388.1347 | 961560.8286 | 15779296.4433 | 15779296.4433 | 12703572.8692 | 6667130.9763 | 0 | 28423245.4067 | 63573245.6955 | 2371373.7057 | 1.6385 | 17346.6673 | 38798.6638 | 353.6353 | 790.9632
1 | 3900 | 707 | 0.02 | 15 | 15 | 7 | 3.1623e-09 | 5spot_SharedNeighbor | CO2 | Porous | Wet | R600a | MinimizeLCOE_Brownfield | IgnoreSilica | 2019 | 91.0024 | 5.7812 | 0.41065 | 4 | 17308.3912 | 38707.5349 | 352.855 | 789.1055 | 45.3479 | 4.8828 | 72.1046 | 1591157.7562 | 0 | 1645780.2318 | 0 | 0 | 0 | 537282.3964 | 1471945.9499 | 3829701.424 | 2613849.9144 | 11689717.6726 | 961560.8286 | 15779296.4433 | 15779296.4433 | 12703572.8692 | 6667130.9763 | 0 | 28430574.9446 | 63580575.2334 | 3162277.6602 | 1.6426 | 17308.3912 | 38707.5349 | 352.855 | 789.1055
1 | 3900 | 707 | 0.02 | 15 | 15 | 7 | 4.217e-09 | 5spot_SharedNeighbor | CO2 | Porous | Wet | R600a | MinimizeLCOE_Brownfield | IgnoreSilica | 2019 | 91.1339 | 5.7901 | 0.41144 | 4 | 17279.7121 | 38637.41 | 352.2703 | 787.6759 | 45.3433 | 4.8812 | 77.8417 | 1592483.3848 | 0 | 1647731.6943 | 0 | 0 | 0 | 536579.0196 | 1472949.6985 | 3832312.972 | 2615632.3496 | 11697689.1188 | 961560.8286 | 15779296.4433 | 15779296.4433 | 12703572.8692 | 6667130.9763 | 0 | 28438546.3908 | 63588546.6796 | 4216965.0343 | 1.6458 | 17279.7121 | 38637.41 | 352.2703 | 787.6759
1 | 3900 | 707 | 0.02 | 15 | 15 | 7 | 5.6234e-09 | 5spot_SharedNeighbor | CO2 | Porous | Wet | R600a | MinimizeLCOE_Brownfield | IgnoreSilica | 2019 | 91.207 | 5.7952 | 0.412 | 4 | 17258.2188 | 38586.9012 | 351.8321 | 786.6462 | 45.3407 | 4.8803 | 72.6779 | 1593219.9149 | 0 | 1648817.0234 | 0 | 0 | 0 | 535811.804 | 1473361.0095 | 3833383.1189 | 2616362.7468 | 11700955.6175 | 961560.8286 | 15779296.4433 | 15779296.4433 | 12703572.8692 | 6667130.9763 | 0 | 28441812.8895 | 63591813.1783 | 5623413.2519 | 1.648 | 17258.2188 | 38586.9012 | 351.8321 | 786.6462
1 | 3900 | 707 | 0.02 | 15 | 15 | 7 | 7.4989e-09 | 5spot_SharedNeighbor | CO2 | Porous | Wet | R600a | MinimizeLCOE_Brownfield | IgnoreSilica | 2019 | 91.2802 | 5.8001 | 0.41245 | 4 | 17242.1086 | 38547.6063 | 351.5037 | 785.8451 | 45.3381 | 4.8794 | 68.1848 | 1593955.9986 | 0 | 1649902.323 | 0 | 0 | 0 | 535401.8905 | 1473911.4827 | 3834815.3372 | 2617340.2652 | 11705327.2971 | 961560.8286 | 15779296.4433 | 15779296.4433 | 12703572.8692 | 6667130.9763 | 0 | 28446184.5691 | 63596184.8579 | 7498942.0933 | 1.6498 | 17242.1086 | 38547.6063 | 351.5037 | 785.8451
1 | 3900 | 707 | 0.02 | 15 | 15 | 7 | 1e-08 | 5spot_SharedNeighbor | CO2 | Porous | Wet | R600a | MinimizeLCOE_Brownfield | IgnoreSilica | 2019 | 91.3339 | 5.8038 | 0.41279 | 4 | 17230.032 | 38518.2497 | 351.2575 | 785.2466 | 45.3362 | 4.8788 | 61.789 | 1594496.0337 | 0 | 1650699.0216 | 0 | 0 | 0 | 535082.1731 | 1474308.1191 | 3835847.3037 | 2618044.6035 | 11708477.2547 | 961560.8286 | 15779296.4433 | 15779296.4433 | 12703572.8692 | 6667130.9763 | 0 | 28449334.5266 | 63599334.8154 | 10000000 | 1.6511 | 17230.032 | 38518.2497 | 351.2575 | 785.2466
1 | 4000 | 707 | 0.02 | 15 | 15 | 7 | 1e-13 | 5spot_SharedNeighbor | CO2 | Porous | Wet | R600a | MinimizeLCOE_Brownfield | IgnoreSilica | 2019 | 0 | 0 | 0 | 0 |  |  |  |  | 15 |  | 15.3658 | [19 empty] | 100 | 0
1 | 4000 | 707 | 0.02 | 15 | 15 | 7 | 1.3335e-13 | 5spot_SharedNeighbor | CO2 | Porous | Wet | R600a | MinimizeLCOE_Brownfield | IgnoreSilica | 2019 | 0 | 0 | 0 | 0 |  |  |  |  | 15 |  | 16.8795 | [19 empty] | 133.3521 | 0
1 | 4000 | 707 | 0.02 | 15 | 15 | 7 | 1.7783e-13 | 5spot_SharedNeighbor | CO2 | Porous | Wet | R600a | MinimizeLCOE_Brownfield | IgnoreSilica | 2019 | 0 | 0 | 0 | 0 |  |  |  |  | 15 |  | 18.1899 | [19 empty] | 177.8279 | 0
1 | 4000 | 707 | 0.02 | 15 | 15 | 7 | 2.3714e-13 | 5spot_SharedNeighbor | CO2 | Porous | Wet | R600a | MinimizeLCOE_Brownfield | IgnoreSilica | 2019 | 0 | 0 | 0 | 0 |  |  |  |  | 15 |  | 20.5196 | [19 empty] | 237.1374 | 0
1 | 4000 | 707 | 0.02 | 15 | 15 | 7 | 3.1623e-13 | 5spot_SharedNeighbor | CO2 | Porous | Wet | R600a | MinimizeLCOE_Brownfield | IgnoreSilica | 2019 | 0 | 0 | 0 | 0 |  |  |  |  | 15 |  | 21.1218 | [19 empty] | 316.2278 | 0
1 | 4000 | 707 | 0.02 | 15 | 15 | 7 | 4.217e-13 | 5spot_SharedNeighbor | CO2 | Porous | Wet | R600a | MinimizeLCOE_Brownfield | IgnoreSilica | 2019 | 1.6 | -0.022617 | 0.0010063 | 4 | 4426444.2604 | 13406909.6313 | 90239.0535 | 273317.987 | 38.1438 | 4.5898 | 21.7725 | 76712.5451 | 0 | 36772.8766 | 0 | 0 | 0 | 71861.7713 | 72285.4053 | 188071.7968 | 128362.8658 | 574067.2609 | 961560.8286 | 16281397.4 | 16281397.4 | 13025169.1305 | 6840998.1979 | 0 | 17817025.4895 | 53964590.2178 | 421.6965 | 0.0040251 | 4426444.2604 | 13406909.6313 | 90239.0535 | 273317.987
1 | 4000 | 707 | 0.02 | 15 | 15 | 7 | 5.6234e-13 | 5spot_SharedNeighbor | CO2 | Porous | Wet | R600a | MinimizeLCOE_Brownfield | IgnoreSilica | 2019 | 1.6 | -0.017261 | 0.0022712 | 4 | 1957769.2906 | 5936598.7242 | 39911.7751 | 121025.5948 | 38.1438 | 4.5898 | 20.6458 | 76712.9187 | 0 | 36772.731 | 0 | 0 | 0 | 61936.2915 | 68414.557 | 178000.6437 | 121489.0968 | 543326.2387 | 961560.8286 | 16281397.4 | 16281397.4 | 13025169.1305 | 6840998.1979 | 0 | 17786284.4672 | 53933849.1956 | 562.3413 | 0.009085 | 1957769.2906 | 5936598.7242 | 39911.7751 | 121025.5948
1 | 4000 | 707 | 0.02 | 15 | 15 | 7 | 7.4989e-13 | 5spot_SharedNeighbor | CO2 | Porous | Wet | R600a | MinimizeLCOE_Brownfield | IgnoreSilica | 2019 | 1.6 | -0.013219 | 0.0032146 | 4 | 1381329.7484 | 4192496.985 | 28160.2753 | 85469.7218 | 38.1439 | 4.5898 | 22.1996 | 76713.1282 | 0 | 36772.6493 | 0 | 0 | 0 | 54067.269 | 65345.6881 | 170016.0763 | 116039.4655 | 518954.2764 | 961560.8286 | 16281397.4 | 16281397.4 | 13025169.1305 | 6840998.1979 | 0 | 17761912.505 | 53909477.2333 | 749.8942 | 0.012859 | 1381329.7484 | 4192496.985 | 28160.2753 | 85469.7218
1 | 4000 | 707 | 0.02 | 15 | 15 | 7 | 1e-12 | 5spot_SharedNeighbor | CO2 | Porous | Wet | R600a | MinimizeLCOE_Brownfield | IgnoreSilica | 2019 | 3.3466 | 0.06873 | 0.0065301 | 4 | 701744.7701 | 2085622.6837 | 14306.0163 | 42518.2394 | 42.765 | 5.1332 | 44.0449 | 147887.6994 | 0 | 91381.4557 | 0 | 0 | 0 | 111672.9677 | 136867.4279 | 356100.972 | 243046.2305 | 1086956.7532 | 961560.8286 | 16281397.4 | 16281397.4 | 13025169.1305 | 6840998.1979 | 0 | 18329914.9818 | 54477479.7101 | 1000 | 0.02612 | 701744.7701 | 2085622.6837 | 14306.0163 | 42518.2394
1 | 4000 | 707 | 0.02 | 15 | 15 | 7 | 1.3335e-12 | 5spot_SharedNeighbor | CO2 | Porous | Wet | R600a | MinimizeLCOE_Brownfield | IgnoreSilica | 2019 | 4.4797 | 0.13524 | 0.0099813 | 4 | 466719.9856 | 1372101.169 | 9514.7182 | 27972.1382 | 44.0316 | 5.2795 | 50.9606 | 188291.4198 | 0 | 123765.1282 | 0 | 0 | 0 | 137035.225 | 175145.7915 | 455693.4221 | 311020.1241 | 1390951.1107 | 961560.8286 | 16281397.4 | 16281397.4 | 13025169.1305 | 6840998.1979 | 0 | 18633909.3393 | 54781474.0676 | 1333.5214 | 0.039925 | 466719.9856 | 1372101.169 | 9514.7182 | 27972.1382
1 | 4000 | 707 | 0.02 | 15 | 15 | 7 | 1.7783e-12 | 5spot_SharedNeighbor | CO2 | Porous | Wet | R600a | MinimizeLCOE_Brownfield | IgnoreSilica | 2019 | 5.9406 | 0.22483 | 0.014693 | 4 | 323192.8388 | 938250.2179 | 6588.7232 | 19127.4998 | 45.0067 | 5.3908 | 51.3298 | 236066.5507 | 0 | 163097.7877 | 0 | 0 | 0 | 166311.6544 | 220535.6372 | 573788.4899 | 391622.4345 | 1751422.5544 | 961560.8286 | 16281397.4 | 16281397.4 | 13025169.1305 | 6840998.1979 | 0 | 18994380.783 | 55141945.5113 | 1778.2794 | 0.058771 | 323192.8388 | 938250.2179 | 6588.7232 | 19127.4998
1 | 4000 | 707 | 0.02 | 15 | 15 | 7 | 2.3714e-12 | 5spot_SharedNeighbor | CO2 | Porous | Wet | R600a | MinimizeLCOE_Brownfield | IgnoreSilica | 2019 | 7.836 | 0.34405 | 0.021043 | 4 | 230789.4467 | 660246.3969 | 4704.955 | 13460.0158 | 45.7609 | 5.4754 | 53.1088 | 292940.3803 | 0 | 211187.6168 | 0 | 0 | 0 | 200587.497 | 274839.0427 | 715074.8119 | 488053.2524 | 2182682.6011 | 961560.8286 | 16281397.4 | 16281397.4 | 13025169.1305 | 6840998.1979 | 0 | 19425640.8297 | 55573205.558 | 2371.3737 | 0.08417 | 230789.4467 | 660246.3969 | 4704.955 | 13460.0158
1 | 4000 | 707 | 0.02 | 15 | 15 | 7 | 3.1623e-12 | 5spot_SharedNeighbor | CO2 | Porous | Wet | R600a | MinimizeLCOE_Brownfield | IgnoreSilica | 2019 | 10.3038 | 0.50157 | 0.029521 | 4 | 168902.0418 | 475019.9014 | 3443.2966 | 9683.9232 | 46.3428 | 5.5391 | 57.7823 | 360930.8263 | 0 | 270238.8152 | 0 | 0 | 0 | 241099.6604 | 340185.0277 | 885091.6606 | 604093.2452 | 2701639.2354 | 961560.8286 | 16281397.4 | 16281397.4 | 13025169.1305 | 6840998.1979 | 0 | 19944597.464 | 56092162.1923 | 3162.2777 | 0.11808 | 168902.0418 | 475019.9014 | 3443.2966 | 9683.9232
1 | 4000 | 707 | 0.02 | 15 | 15 | 7 | 4.217e-12 | 5spot_SharedNeighbor | CO2 | Porous | Wet | R600a | MinimizeLCOE_Brownfield | IgnoreSilica | 2019 | 13.4586 | 0.705 | 0.040721 | 4 | 126205.0969 | 348127.8351 | 2572.8616 | 7097.0568 | 46.7803 | 5.5846 | 46.2874 | 440830.013 | 0 | 341530.4601 | 0 | 0 | 0 | 287547.6285 | 417264.1596 | 1085635.7507 | 740968.7074 | 3313776.7194 | 961560.8286 | 16281397.4 | 16281397.4 | 13025169.1305 | 6840998.1979 | 0 | 20556734.948 | 56704299.6763 | 4216.965 | 0.16288 | 126205.0969 | 348127.8351 | 2572.8616 | 7097.0568
1 | 4000 | 707 | 0.02 | 15 | 15 | 7 | 5.6234e-12 | 5spot_SharedNeighbor | CO2 | Porous | Wet | R600a | MinimizeLCOE_Brownfield | IgnoreSilica | 2019 | 17.4339 | 0.96317 | 0.055336 | 4 | 96090.0269 | 259400.7912 | 1958.9252 | 5288.236 | 47.1011 | 5.6146 | 59.2979 | 533550.7618 | 0 | 426548.8035 | 0 | 0 | 0 | 339703.6686 | 506923.2612 | 1318910.3415 | 900183.4089 | 4025820.2455 | 961560.8286 | 16281397.4 | 16281397.4 | 13025169.1305 | 6840998.1979 | 0 | 21268778.4741 | 57416343.2024 | 5623.4133 | 0.22134 | 96090.0269 | 259400.7912 | 1958.9252 | 5288.236
1 | 4000 | 707 | 0.02 | 15 | 15 | 7 | 7.4989e-12 | 5spot_SharedNeighbor | CO2 | Porous | Wet | R600a | MinimizeLCOE_Brownfield | IgnoreSilica | 2019 | 22.3649 | 1.2851 | 0.074101 | 4 | 74509.8417 | 196463.0812 | 1518.9839 | 4005.1656 | 47.326 | 5.6302 | 51.6909 | 639668.9173 | 0 | 526616.7627 | 0 | 0 | 0 | 397080.134 | 609712.6675 | 1586347.2915 | 1082714.6226 | 4842140.3956 | 961560.8286 | 16281397.4 | 16281397.4 | 13025169.1305 | 6840998.1979 | 0 | 22085098.6242 | 58232663.3525 | 7498.9421 | 0.29641 | 74509.8417 | 196463.0812 | 1518.9839 | 4005.1656
1 | 4000 | 707 | 0.02 | 15 | 15 | 7 | 1e-11 | 5spot_SharedNeighbor | CO2 | Porous | Wet | R600a | MinimizeLCOE_Brownfield | IgnoreSilica | 2019 | 28.3159 | 1.6757 | 0.097632 | 4 | 58883.1187 | 151443.7779 | 1200.412 | 3087.3863 | 47.4677 | 5.6314 | 61.8557 | 758033.4799 | 0 | 641568.0473 | 0 | 0 | 0 | 457711.9914 | 724352.2722 | 1884616.0272 | 1286289.1636 | 5752570.9816 | 961560.8286 | 16281397.4 | 16281397.4 | 13025169.1305 | 6840998.1979 | 0 | 22995529.2102 | 59143093.9385 | 10000 | 0.39053 | 58883.1187 | 151443.7779 | 1200.412 | 3087.3863
1 | 4000 | 707 | 0.02 | 15 | 15 | 7 | 1.3335e-11 | 5spot_SharedNeighbor | CO2 | Porous | Wet | R600a | MinimizeLCOE_Brownfield | IgnoreSilica | 2019 | 35.1855 | 2.129 | 0.12612 | 4 | 47503.4199 | 119154.8766 | 968.4215 | 2429.1333 | 47.5345 | 5.6179 | 45.1414 | 884581.9067 | 0 | 768397.2853 | 0 | 0 | 0 | 517370.2212 | 846436.2711 | 2202253.5496 | 1503083.2994 | 6722122.5333 | 961560.8286 | 16281397.4 | 16281397.4 | 13025169.1305 | 6840998.1979 | 0 | 23965080.7618 | 60112645.4902 | 13335.2143 | 0.50449 | 47503.4199 | 119154.8766 | 968.4215 | 2429.1333
1 | 4000 | 707 | 0.02 | 15 | 15 | 7 | 1.7783e-11 | 5spot_SharedNeighbor | CO2 | Porous | Wet | R600a | MinimizeLCOE_Brownfield | IgnoreSilica | 2019 | 42.7003 | 2.6281 | 0.15906 | 4 | 39203.4152 | 96019.4488 | 799.2146 | 1957.4863 | 47.535 | 5.59 | 65.7134 | 1013136.9214 | 0 | 901683.0474 | 0 | 0 | 0 | 570958.1961 | 969453.4843 | 2522319.104 | 1721534.6169 | 7699085.3702 | 961560.8286 | 16281397.4 | 16281397.4 | 13025169.1305 | 6840998.1979 | 0 | 24942043.5988 | 61089608.3271 | 17782.7941 | 0.63622 | 39203.4152 | 96019.4488 | 799.2146 | 1957.4863
1 | 4000 | 707 | 0.02 | 15 | 15 | 7 | 2.3714e-11 | 5spot_SharedNeighbor | CO2 | Porous | Wet | R600a | MinimizeLCOE_Brownfield | IgnoreSilica | 2019 | 50.4307 | 3.1453 | 0.19503 | 4 | 33157.0102 | 79492.7925 | 675.9505 | 1620.5681 | 47.4803 | 5.5495 | 54.0043 | 1136356.6225 | 0 | 1034165.0245 | 0 | 0 | 0 | 613737.2795 | 1085860.9814 | 2825187.5328 | 1928248.5429 | 8623555.9837 | 961560.8286 | 16281397.4 | 16281397.4 | 13025169.1305 | 6840998.1979 | 0 | 25866514.2123 | 62014078.9406 | 23713.7371 | 0.78012 | 33157.0102 | 79492.7925 | 675.9505 | 1620.5681
1 | 4000 | 707 | 0.02 | 15 | 15 | 7 | 3.1623e-11 | 5spot_SharedNeighbor | CO2 | Porous | Wet | R600a | MinimizeLCOE_Brownfield | IgnoreSilica | 2019 | 57.8897 | 3.648 | 0.23196 | 4 | 28761.5192 | 67720.1596 | 586.3425 | 1380.5671 | 47.3849 | 5.5003 | 56.7143 | 1247600.9395 | 0 | 1158405.2711 | 0 | 0 | 0 | 642908.6534 | 1189076.797 | 3093733.9125 | 2111536.9651 | 9443262.5386 | 961560.8286 | 16281397.4 | 16281397.4 | 13025169.1305 | 6840998.1979 | 0 | 26686220.7672 | 62833785.4955 | 31622.7766 | 0.92784 | 28761.5192 | 67720.1596 | 586.3425 | 1380.5671
1 | 4000 | 707 | 0.02 | 15 | 15 | 7 | 4.217e-11 | 5spot_SharedNeighbor | CO2 | Porous | Wet | R600a | MinimizeLCOE_Brownfield | IgnoreSilica | 2019 | 64.6519 | 4.1073 | 0.26759 | 4 | 25569.4285 | 59340.6552 | 521.2674 | 1209.7395 | 47.2666 | 5.4476 | 52.245 | 1342473.1182 | 0 | 1268485.0864 | 0 | 0 | 0 | 658287.3652 | 1275005.7723 | 3317303.4798 | 2264127.7887 | 10125682.6106 | 961560.8286 | 16281397.4 | 16281397.4 | 13025169.1305 | 6840998.1979 | 0 | 27368640.8392 | 63516205.5675 | 42169.6503 | 1.0704 | 25569.4285 | 59340.6552 | 521.2674 | 1209.7395
1 | 4000 | 707 | 0.02 | 15 | 15 | 7 | 5.6234e-11 | 5spot_SharedNeighbor | CO2 | Porous | Wet | R600a | MinimizeLCOE_Brownfield | IgnoreSilica | 2019 | 70.4862 | 4.5063 | 0.30013 | 4 | 23248.886 | 53359.0257 | 473.96 | 1087.7959 | 47.1417 | 5.3961 | 61.1812 | 1419977.9478 | 0 | 1361762.9453 | 0 | 0 | 0 | 662469.6543 | 1343242.1135 | 3494840.4424 | 2385300.4137 | 10667593.517 | 961560.8286 | 16281397.4 | 16281397.4 | 13025169.1305 | 6840998.1979 | 0 | 27910551.7456 | 64058116.4739 | 56234.1325 | 1.2005 | 23248.886 | 53359.0257 | 473.96 | 1087.7959
1 | 4000 | 707 | 0.02 | 15 | 15 | 7 | 7.4989e-11 | 5spot_SharedNeighbor | CO2 | Porous | Wet | R600a | MinimizeLCOE_Brownfield | IgnoreSilica | 2019 | 75.3487 | 4.8408 | 0.32853 | 4 | 21557.0881 | 49063.8836 | 439.4704 | 1000.2336 | 47.022 | 5.3489 | 55.8655 | 1481582.4739 | 0 | 1438429.7315 | 0 | 0 | 0 | 659257.0662 | 1395915.0159 | 3631884.5299 | 2478835.8194 | 11085904.6367 | 961560.8286 | 16281397.4 | 16281397.4 | 13025169.1305 | 6840998.1979 | 0 | 28328862.8653 | 64476427.5936 | 74989.4209 | 1.3141 | 21557.0881 | 49063.8836 | 439.4704 | 1000.2336
1 | 4000 | 707 | 0.02 | 15 | 15 | 7 | 1e-10 | 5spot_SharedNeighbor | CO2 | Porous | Wet | R600a | MinimizeLCOE_Brownfield | IgnoreSilica | 2019 | 79.2728 | 5.1122 | 0.35242 | 4 | 20318.8444 | 45961.2374 | 414.2271 | 936.982 | 46.9152 | 5.3081 | 67.0234 | 1529346.0767 | 0 | 1499647.1748 | 0 | 0 | 0 | 651721.596 | 1435478.7905 | 3734821.3557 | 2549092.3182 | 11400107.3119 | 961560.8286 | 16281397.4 | 16281397.4 | 13025169.1305 | 6840998.1979 | 0 | 28643065.5405 | 64790630.2688 | 100000 | 1.4097 | 20318.8444 | 45961.2374 | 414.2271 | 936.982
1 | 4000 | 707 | 0.02 | 15 | 15 | 7 | 1.3335e-10 | 5spot_SharedNeighbor | CO2 | Porous | Wet | R600a | MinimizeLCOE_Brownfield | IgnoreSilica | 2019 | 82.3861 | 5.3284 | 0.37196 | 4 | 19408.7431 | 43703.8271 | 395.6735 | 890.9616 | 46.8241 | 5.274 | 61.9409 | 1566009.9992 | 0 | 1547827.7905 | 0 | 0 | 0 | 642535.0585 | 1464985.4108 | 3811591.529 | 2601489.5389 | 11634439.3268 | 961560.8286 | 16281397.4 | 16281397.4 | 13025169.1305 | 6840998.1979 | 0 | 28877397.5554 | 65024962.2837 | 133352.1432 | 1.4879 | 19408.7431 | 43703.8271 | 395.6735 | 890.9616
1 | 4000 | 707 | 0.02 | 15 | 15 | 7 | 1.7783e-10 | 5spot_SharedNeighbor | CO2 | Porous | Wet | R600a | MinimizeLCOE_Brownfield | IgnoreSilica | 2019 | 84.8144 | 5.4976 | 0.3876 | 4 | 18737.1983 | 42051.9204 | 381.9831 | 857.2853 | 46.7491 | 5.2463 | 78.0753 | 1593853.7866 | 0 | 1585180.2624 | 0 | 0 | 0 | 633224.3974 | 1486780.7941 | 3868298.6456 | 2640193.3112 | 11807531.1974 | 961560.8286 | 16281397.4 | 16281397.4 | 13025169.1305 | 6840998.1979 | 0 | 29050489.426 | 65198054.1543 | 177827.941 | 1.5504 | 18737.1983 | 42051.9204 | 381.9831 | 857.2853
1 | 4000 | 707 | 0.02 | 15 | 15 | 7 | 2.3714e-10 | 5spot_SharedNeighbor | CO2 | Porous | Wet | R600a | MinimizeLCOE_Brownfield | IgnoreSilica | 2019 | 86.6929 | 5.6288 | 0.39993 | 4 | 18239.9739 | 40836.3462 | 371.8465 | 832.5042 | 46.6887 | 5.2242 | 61.9996 | 1614941.4299 | 0 | 1613944.6316 | 0 | 0 | 0 | 624736.8214 | 1502912.9243 | 3910271.1392 | 2668840.4006 | 11935647.3469 | 961560.8286 | 16281397.4 | 16281397.4 | 13025169.1305 | 6840998.1979 | 0 | 29178605.5755 | 65326170.3038 | 237137.3706 | 1.5997 | 18239.9739 | 40836.3462 | 371.8465 | 832.5042
1 | 4000 | 707 | 0.02 | 15 | 15 | 7 | 3.1623e-10 | 5spot_SharedNeighbor | CO2 | Porous | Wet | R600a | MinimizeLCOE_Brownfield | IgnoreSilica | 2019 | 88.1324 | 5.7295 | 0.40951 | 4 | 17870.771 | 39938.2212 | 364.3198 | 814.1947 | 46.6411 | 5.2069 | 69.9497 | 1630834.5691 | 0 | 1635912.2243 | 0 | 0 | 0 | 617417.0216 | 1514823.8878 | 3941261.0231 | 2689991.6331 | 12030240.359 | 961560.8286 | 16281397.4 | 16281397.4 | 13025169.1305 | 6840998.1979 | 0 | 29273198.5875 | 65420763.3159 | 316227.766 | 1.638 | 17870.771 | 39938.2212 | 364.3198 | 814.1947
1 | 4000 | 707 | 0.02 | 15 | 15 | 7 | 4.217e-10 | 5spot_SharedNeighbor | CO2 | Porous | Wet | R600a | MinimizeLCOE_Brownfield | IgnoreSilica | 2019 | 89.2145 | 5.8055 | 0.41688 | 4 | 17596.0007 | 39273.5862 | 358.7183 | 800.6452 | 46.6045 | 5.1937 | 60.5919 | 1642628.515 | 0 | 1652382.6155 | 0 | 0 | 0 | 611200.4324 | 1523422.5095 | 3963632.8729 | 2705260.8802 | 12098527.8255 | 961560.8286 | 16281397.4 | 16281397.4 | 13025169.1305 | 6840998.1979 | 0 | 29341486.0541 | 65489050.7824 | 421696.5034 | 1.6675 | 17596.0007 | 39273.5862 | 358.7183 | 800.6452
1 | 4000 | 707 | 0.02 | 15 | 15 | 7 | 5.6234e-10 | 5spot_SharedNeighbor | CO2 | Porous | Wet | R600a | MinimizeLCOE_Brownfield | IgnoreSilica | 2019 | 90.0498 | 5.8641 | 0.42254 | 4 | 17391.1414 | 38778.321 | 354.5419 | 790.5485 | 46.5758 | 5.1834 | 61.2559 | 1651644.1907 | 0 | 1665073.8362 | 0 | 0 | 0 | 606337.5942 | 1529991.6923 | 3980724.5388 | 2716926.2935 | 12150698.1458 | 961560.8286 | 16281397.4 | 16281397.4 | 13025169.1305 | 6840998.1979 | 0 | 29393656.3744 | 65541221.1027 | 562341.3252 | 1.6902 | 17391.1414 | 38778.321 | 354.5419 | 790.5485
1 | 4000 | 707 | 0.02 | 15 | 15 | 7 | 7.4989e-10 | 5spot_SharedNeighbor | CO2 | Porous | Wet | R600a | MinimizeLCOE_Brownfield | IgnoreSilica | 2019 | 90.6929 | 5.9092 | 0.42687 | 4 | 17238.1951 | 38408.4996 | 351.4239 | 783.0092 | 46.5534 | 5.1754 | 73.9727 | 1658531.7054 | 0 | 1674829.6881 | 0 | 0 | 0 | 602598.2564 | 1535024.2635 | 3993818.2568 | 2725863.025 | 12190665.1952 | 961560.8286 | 16281397.4 | 16281397.4 | 13025169.1305 | 6840998.1979 | 0 | 29433623.4237 | 65581188.1521 | 749894.2093 | 1.7075 | 17238.1951 | 38408.4996 | 351.4239 | 783.0092
1 | 4000 | 707 | 0.02 | 15 | 15 | 7 | 1e-09 | 5spot_SharedNeighbor | CO2 | Porous | Wet | R600a | MinimizeLCOE_Brownfield | IgnoreSilica | 2019 | 91.1681 | 5.9426 | 0.43013 | 4 | 17123.8784 | 38133.3602 | 349.0934 | 777.4001 | 46.5367 | 5.1694 | 66.8053 | 1663592.068 | 0 | 1682032.0338 | 0 | 0 | 0 | 599576.5408 | 1538628.2506 | 4003195.0921 | 2732262.9078 | 12219286.8933 | 961560.8286 | 16281397.4 | 16281397.4 | 13025169.1305 | 6840998.1979 | 0 | 29462245.1219 | 65609809.8502 | 1000000 | 1.7205 | 17123.8784 | 38133.3602 | 349.0934 | 777.4001
1 | 4000 | 707 | 0.02 | 15 | 15 | 7 | 1.3335e-09 | 5spot_SharedNeighbor | CO2 | Porous | Wet | R600a | MinimizeLCOE_Brownfield | IgnoreSilica | 2019 | 91.5165 | 5.9671 | 0.43259 | 4 | 17038.3696 | 37928.5754 | 347.3502 | 773.2253 | 46.5244 | 5.165 | 70.3953 | 1667285.494 | 0 | 1687307.3822 | 0 | 0 | 0 | 597148.5912 | 1541179.1723 | 4009832.067 | 2736792.7795 | 12239545.4862 | 961560.8286 | 16281397.4 | 16281397.4 | 13025169.1305 | 6840998.1979 | 0 | 29482503.7148 | 65630068.4431 | 1333521.4322 | 1.7304 | 17038.3696 | 37928.5754 | 347.3502 | 773.2253
1 | 4000 | 707 | 0.02 | 15 | 15 | 7 | 1.7783e-09 | 5spot_SharedNeighbor | CO2 | Porous | Wet | R600a | MinimizeLCOE_Brownfield | IgnoreSilica | 2019 | 91.7944 | 5.9866 | 0.43447 | 4 | 16974.3685 | 37774.2344 | 346.0455 | 770.0789 | 46.5145 | 5.1615 | 64.4564 | 1670221.2606 | 0 | 1691511.8661 | 0 | 0 | 0 | 595440.6202 | 1543297.7613 | 4015344.201 | 2740554.9242 | 12256370.6333 | 961560.8286 | 16281397.4 | 16281397.4 | 13025169.1305 | 6840998.1979 | 0 | 29499328.8619 | 65646893.5902 | 1778279.41 | 1.7379 | 16974.3685 | 37774.2344 | 346.0455 | 770.0789
1 | 4000 | 707 | 0.02 | 15 | 15 | 7 | 2.3714e-09 | 5spot_SharedNeighbor | CO2 | Porous | Wet | R600a | MinimizeLCOE_Brownfield | IgnoreSilica | 2019 | 91.9964 | 6.0009 | 0.43587 | 4 | 16926.4427 | 37659.2725 | 345.0684 | 767.7352 | 46.5073 | 5.1589 | 74.555 | 1672350.9805 | 0 | 1694568.3509 | 0 | 0 | 0 | 594071.5324 | 1544786.4369 | 4019217.4295 | 2743198.4823 | 12268193.2125 | 961560.8286 | 16281397.4 | 16281397.4 | 13025169.1305 | 6840998.1979 | 0 | 29511151.4411 | 65658716.1694 | 2371373.7057 | 1.7435 | 16926.4427 | 37659.2725 | 345.0684 | 767.7352
1 | 4000 | 707 | 0.02 | 15 | 15 | 7 | 3.1623e-09 | 5spot_SharedNeighbor | CO2 | Porous | Wet | R600a | MinimizeLCOE_Brownfield | IgnoreSilica | 2019 | 92.1427 | 6.0112 | 0.43692 | 4 | 16890.5418 | 37573.624 | 344.3365 | 765.9891 | 46.502 | 5.1571 | 68.167 | 1673890.302 | 0 | 1696780.8984 | 0 | 0 | 0 | 592979.3162 | 1545823.7015 | 4021916.1792 | 2745040.4344 | 12276430.8318 | 961560.8286 | 16281397.4 | 16281397.4 | 13025169.1305 | 6840998.1979 | 0 | 29519389.0603 | 65666953.7887 | 3162277.6602 | 1.7477 | 16890.5418 | 37573.624 | 344.3365 | 765.9891
1 | 4000 | 707 | 0.02 | 15 | 15 | 7 | 4.217e-09 | 5spot_SharedNeighbor | CO2 | Porous | Wet | R600a | MinimizeLCOE_Brownfield | IgnoreSilica | 2019 | 92.2593 | 6.0194 | 0.43772 | 4 | 16863.6416 | 37508.9683 | 343.7881 | 764.6711 | 46.4979 | 5.1556 | 71.3446 | 1675114.3619 | 0 | 1698542.2989 | 0 | 0 | 0 | 592216.8326 | 1546690.6624 | 4024171.8337 | 2746579.9649 | 12283315.9543 | 961560.8286 | 16281397.4 | 16281397.4 | 13025169.1305 | 6840998.1979 | 0 | 29526274.1829 | 65673838.9112 | 4216965.0343 | 1.7509 | 16863.6416 | 37508.9683 | 343.7881 | 764.6711
1 | 4000 | 707 | 0.02 | 15 | 15 | 7 | 5.6234e-09 | 5spot_SharedNeighbor | CO2 | Porous | Wet | R600a | MinimizeLCOE_Brownfield | IgnoreSilica | 2019 | 92.3519 | 6.0259 | 0.43833 | 4 | 16843.4817 | 37460.1372 | 343.3772 | 763.6756 | 46.4945 | 5.1544 | 66.1433 | 1676086.2424 | 0 | 1699942.0787 | 0 | 0 | 0 | 591690.2697 | 1547410.2504 | 4026044.054 | 2747857.7938 | 12289030.6889 | 961560.8286 | 16281397.4 | 16281397.4 | 13025169.1305 | 6840998.1979 | 0 | 29531988.9175 | 65679553.6458 | 5623413.2519 | 1.7533 | 16843.4817 | 37460.1372 | 343.3772 | 763.6756
1 | 4000 | 707 | 0.02 | 15 | 15 | 7 | 7.4989e-09 | 5spot_SharedNeighbor | CO2 | Porous | Wet | R600a | MinimizeLCOE_Brownfield | IgnoreSilica | 2019 | 92.4056 | 6.0297 | 0.43876 | 4 | 16828.3704 | 37424.7447 | 343.0691 | 762.954 | 46.4926 | 5.1537 | 62.1671 | 1676649.3925 | 0 | 1700753.7505 | 0 | 0 | 0 | 591141.7549 | 1547732.5102 | 4026882.5079 | 2748430.0558 | 12291589.9717 | 961560.8286 | 16281397.4 | 16281397.4 | 13025169.1305 | 6840998.1979 | 0 | 29534548.2003 | 65682112.9286 | 7498942.0933 | 1.755 | 16828.3704 | 37424.7447 | 343.0691 | 762.954
1 | 4000 | 707 | 0.02 | 15 | 15 | 7 | 1e-08 | 5spot_SharedNeighbor | CO2 | Porous | Wet | R600a | MinimizeLCOE_Brownfield | IgnoreSilica | 2019 | 92.4593 | 6.0335 | 0.43911 | 4 | 16817.0426 | 37397.1992 | 342.8382 | 762.3925 | 46.4907 | 5.153 | 55.2289 | 1677212.3305 | 0 | 1701565.4358 | 0 | 0 | 0 | 590857.5955 | 1548157.7911 | 4027989.0017 | 2749185.2605 | 12294967.4152 | 961560.8286 | 16281397.4 | 16281397.4 | 13025169.1305 | 6840998.1979 | 0 | 29537925.6438 | 65685490.3721 | 10000000 | 1.7564 | 16817.0426 | 37397.1992 | 342.8382 | 762.3925
1 | 4100 | 707 | 0.02 | 15 | 15 | 7 | 1e-13 | 5spot_SharedNeighbor | CO2 | Porous | Wet | R600a | MinimizeLCOE_Brownfield | IgnoreSilica | 2019 | 0 | 0 | 0 | 0 |  |  |  |  | 15 |  | 16.0164 | [19 empty] | 100 | 0
1 | 4100 | 707 | 0.02 | 15 | 15 | 7 | 1.3335e-13 | 5spot_SharedNeighbor | CO2 | Porous | Wet | R600a | MinimizeLCOE_Brownfield | IgnoreSilica | 2019 | 0 | 0 | 0 | 0 |  |  |  |  | 15 |  | 17.5781 | [19 empty] | 133.3521 | 0
1 | 4100 | 707 | 0.02 | 15 | 15 | 7 | 1.7783e-13 | 5spot_SharedNeighbor | CO2 | Porous | Wet | R600a | MinimizeLCOE_Brownfield | IgnoreSilica | 2019 | 0 | 0 | 0 | 0 |  |  |  |  | 15 |  | 16.9272 | [19 empty] | 177.8279 | 0
1 | 4100 | 707 | 0.02 | 15 | 15 | 7 | 2.3714e-13 | 5spot_SharedNeighbor | CO2 | Porous | Wet | R600a | MinimizeLCOE_Brownfield | IgnoreSilica | 2019 | 0 | 0 | 0 | 0 |  |  |  |  | 15 |  | 18.833 | [19 empty] | 237.1374 | 0
1 | 4100 | 707 | 0.02 | 15 | 15 | 7 | 3.1623e-13 | 5spot_SharedNeighbor | CO2 | Porous | Wet | R600a | MinimizeLCOE_Brownfield | IgnoreSilica | 2019 | 0 | 0 | 0 | 0 |  |  |  |  | 15 |  | 20.7788 | [19 empty] | 316.2278 | 0
1 | 4100 | 707 | 0.02 | 15 | 15 | 7 | 4.217e-13 | 5spot_SharedNeighbor | CO2 | Porous | Wet | R600a | MinimizeLCOE_Brownfield | IgnoreSilica | 2019 | 1.6 | -0.024276 | 0.0011647 | 4 | 3936349.0893 | 11912320.7619 | 80247.8005 | 242848.7713 | 38.6479 | 4.8212 | 20.9226 | 79200.0726 | 0 | 36852.8704 | 0 | 0 | 0 | 73780.6457 | 74035.0996 | 192624.1424 | 131469.9352 | 587962.766 | 961560.8286 | 16789358.4475 | 16789358.4475 | 13352332.4781 | 7017209.4558 | 0 | 18338882.0421 | 55497782.4234 | 421.6965 | 0.0046589 | 3936349.0893 | 11912320.7619 | 80247.8005 | 242848.7713
1 | 4100 | 707 | 0.02 | 15 | 15 | 7 | 5.6234e-13 | 5spot_SharedNeighbor | CO2 | Porous | Wet | R600a | MinimizeLCOE_Brownfield | IgnoreSilica | 2019 | 1.6 | -0.018928 | 0.0024254 | 4 | 1887177.6051 | 5717362.9365 | 38472.6681 | 116556.1768 | 38.648 | 4.8213 | 20.8477 | 79200.4669 | 0 | 36852.7168 | 0 | 0 | 0 | 64012.9077 | 70225.7756 | 182713.0629 | 124705.4198 | 557710.3496 | 961560.8286 | 16789358.4475 | 16789358.4475 | 13352332.4781 | 7017209.4558 | 0 | 18308629.6257 | 55467530.007 | 562.3413 | 0.0097016 | 1887177.6051 | 5717362.9365 | 38472.6681 | 116556.1768
1 | 4100 | 707 | 0.02 | 15 | 15 | 7 | 7.4989e-13 | 5spot_SharedNeighbor | CO2 | Porous | Wet | R600a | MinimizeLCOE_Brownfield | IgnoreSilica | 2019 | 1.6 | -0.014893 | 0.0033656 | 4 | 1358204.7528 | 4118400.3711 | 27688.841 | 83959.1621 | 38.648 | 4.8213 | 19.5684 | 79200.6917 | 0 | 36852.6291 | 0 | 0 | 0 | 56292.1055 | 67214.7163 | 174878.9042 | 119358.4455 | 533797.4923 | 961560.8286 | 16789358.4475 | 16789358.4475 | 13352332.4781 | 7017209.4558 | 0 | 18284716.7684 | 55443617.1498 | 749.8942 | 0.013462 | 1358204.7528 | 4118400.3711 | 27688.841 | 83959.1621
1 | 4100 | 707 | 0.02 | 15 | 15 | 7 | 1e-12 | 5spot_SharedNeighbor | CO2 | Porous | Wet | R600a | MinimizeLCOE_Brownfield | IgnoreSilica | 2019 | 3.5124 | 0.076809 | 0.0071711 | 4 | 659722.8201 | 1955165.9379 | 13449.342 | 39858.7022 | 43.8092 | 5.4242 | 33.8445 | 159445.4628 | 0 | 97441.1324 | 0 | 0 | 0 | 121764.6364 | 147673.9803 | 384217.4047 | 262236.2736 | 1172778.8902 | 961560.8286 | 16789358.4475 | 16789358.4475 | 13352332.4781 | 7017209.4558 | 0 | 18923698.1663 | 56082598.5477 | 1000 | 0.028684 | 659722.8201 | 1955165.9379 | 13449.342 | 39858.7022
1 | 4100 | 707 | 0.02 | 15 | 15 | 7 | 1.3335e-12 | 5spot_SharedNeighbor | CO2 | Porous | Wet | R600a | MinimizeLCOE_Brownfield | IgnoreSilica | 2019 | 4.689 | 0.14793 | 0.01097 | 4 | 438605.4233 | 1285423.5231 | 8941.5648 | 26205.0972 | 45.1074 | 5.5725 | 46.4467 | 202461.1794 | 0 | 131418.7888 | 0 | 0 | 0 | 148921.0354 | 188292.3914 | 489898.1784 | 334365.5732 | 1495357.1466 | 961560.8286 | 16789358.4475 | 16789358.4475 | 13352332.4781 | 7017209.4558 | 0 | 19246276.4227 | 56405176.8041 | 1333.5214 | 0.043881 | 438605.4233 | 1285423.5231 | 8941.5648 | 26205.0972
1 | 4100 | 707 | 0.02 | 15 | 15 | 7 | 1.7783e-12 | 5spot_SharedNeighbor | CO2 | Porous | Wet | R600a | MinimizeLCOE_Brownfield | IgnoreSilica | 2019 | 6.2307 | 0.24499 | 0.016159 | 4 | 303795.6526 | 878686.334 | 6193.2853 | 17913.2094 | 46.124 | 5.687 | 51.6442 | 254155.3243 | 0 | 173357.7235 | 0 | 0 | 0 | 181205.9957 | 237400.4269 | 617667.2134 | 421570.5649 | 1885357.2486 | 961560.8286 | 16789358.4475 | 16789358.4475 | 13352332.4781 | 7017209.4558 | 0 | 19636276.5247 | 56795176.9061 | 1778.2794 | 0.064636 | 303795.6526 | 878686.334 | 6193.2853 | 17913.2094
1 | 4100 | 707 | 0.02 | 15 | 15 | 7 | 2.3714e-12 | 5spot_SharedNeighbor | CO2 | Porous | Wet | R600a | MinimizeLCOE_Brownfield | IgnoreSilica | 2019 | 8.2233 | 0.37365 | 0.023149 | 4 | 217075.5599 | 618372.1598 | 4425.3789 | 12606.3529 | 46.9055 | 5.7734 | 59.8386 | 315445.0982 | 0 | 224429.4361 | 0 | 0 | 0 | 218748.3632 | 295862.93 | 769774.6542 | 525387.0187 | 2349647.5005 | 961560.8286 | 16789358.4475 | 16789358.4475 | 13352332.4781 | 7017209.4558 | 0 | 20100566.7766 | 57259467.158 | 2371.3737 | 0.092597 | 217075.5599 | 618372.1598 | 4425.3789 | 12606.3529
1 | 4100 | 707 | 0.02 | 15 | 15 | 7 | 3.1623e-12 | 5spot_SharedNeighbor | CO2 | Porous | Wet | R600a | MinimizeLCOE_Brownfield | IgnoreSilica | 2019 | 10.7861 | 0.54172 | 0.032467 | 4 | 159017.227 | 445145.4378 | 3241.7813 | 9074.8919 | 47.5019 | 5.8375 | 39.3502 | 387852.9759 | 0 | 286396.4411 | 0 | 0 | 0 | 262170.8435 | 365203.9016 | 950185.6383 | 648521.2225 | 2900331.023 | 961560.8286 | 16789358.4475 | 16789358.4475 | 13352332.4781 | 7017209.4558 | 0 | 20651250.2991 | 57810150.6804 | 3162.2777 | 0.12987 | 159017.227 | 445145.4378 | 3241.7813 | 9074.8919
1 | 4100 | 707 | 0.02 | 15 | 15 | 7 | 4.217e-12 | 5spot_SharedNeighbor | CO2 | Porous | Wet | R600a | MinimizeLCOE_Brownfield | IgnoreSilica | 2019 | 14.0628 | 0.7587 | 0.044763 | 4 | 118967.9355 | 326499.4651 | 2425.3223 | 6656.1332 | 47.952 | 5.8833 | 49.2647 | 473013.3895 | 0 | 361254.8877 | 0 | 0 | 0 | 312072.2745 | 447072.8152 | 1163191.7578 | 793902.2759 | 3550507.4005 | 961560.8286 | 16789358.4475 | 16789358.4475 | 13352332.4781 | 7017209.4558 | 0 | 21301426.6766 | 58460327.058 | 4216.965 | 0.17905 | 118967.9355 | 326499.4651 | 2425.3223 | 6656.1332
1 | 4100 | 707 | 0.02 | 15 | 15 | 7 | 5.6234e-12 | 5spot_SharedNeighbor | CO2 | Porous | Wet | R600a | MinimizeLCOE_Brownfield | IgnoreSilica | 2019 | 18.2038 | 1.0348 | 0.060793 | 4 | 90722.0509 | 243532.4228 | 1849.4917 | 4964.7378 | 48.2831 | 5.9132 | 59.6065 | 572169.7013 | 0 | 450820.6392 | 0 | 0 | 0 | 368553.1815 | 542701.9736 | 1411999.2118 | 963718.4757 | 4309963.1831 | 961560.8286 | 16789358.4475 | 16789358.4475 | 13352332.4781 | 7017209.4558 | 0 | 22060882.4592 | 59219782.8406 | 5623.4133 | 0.24317 | 90722.0509 | 243532.4228 | 1849.4917 | 4964.7378
1 | 4100 | 707 | 0.02 | 15 | 15 | 7 | 7.4989e-12 | 5spot_SharedNeighbor | CO2 | Porous | Wet | R600a | MinimizeLCOE_Brownfield | IgnoreSilica | 2019 | 23.3271 | 1.3782 | 0.08133 | 4 | 70482.5828 | 184705.8555 | 1436.8828 | 3765.4787 | 48.514 | 5.9279 | 41.943 | 685379.8075 | 0 | 555995.3304 | 0 | 0 | 0 | 430538.9962 | 652046.5123 | 1696491.2718 | 1157890.1524 | 5178342.0707 | 961560.8286 | 16789358.4475 | 16789358.4475 | 13352332.4781 | 7017209.4558 | 0 | 22929261.3467 | 60088161.7281 | 7498.9421 | 0.32532 | 70482.5828 | 184705.8555 | 1436.8828 | 3765.4787
1 | 4100 | 707 | 0.02 | 15 | 15 | 7 | 1e-11 | 5spot_SharedNeighbor | CO2 | Porous | Wet | R600a | MinimizeLCOE_Brownfield | IgnoreSilica | 2019 | 29.4561 | 1.7913 | 0.10697 | 4 | 55828.9968 | 142672.3191 | 1138.1496 | 2908.5682 | 48.6572 | 5.9275 | 48.8937 | 810601.8341 | 0 | 675815.4365 | 0 | 0 | 0 | 495156.3236 | 772813.7018 | 2010702.7261 | 1372345.9264 | 6137435.9484 | 961560.8286 | 16789358.4475 | 16789358.4475 | 13352332.4781 | 7017209.4558 | 0 | 23888355.2245 | 61047255.6059 | 10000 | 0.42788 | 55828.9968 | 142672.3191 | 1138.1496 | 2908.5682
1 | 4100 | 707 | 0.02 | 15 | 15 | 7 | 1.3335e-11 | 5spot_SharedNeighbor | CO2 | Porous | Wet | R600a | MinimizeLCOE_Brownfield | IgnoreSilica | 2019 | 36.4935 | 2.2684 | 0.13787 | 4 | 45161.1666 | 112543.8898 | 920.6715 | 2294.3594 | 48.7227 | 5.9117 | 50.1293 | 943849.6507 | 0 | 807402.7693 | 0 | 0 | 0 | 558430.4634 | 900776.3245 | 2343635.2217 | 1599579.1957 | 7153673.6253 | 961560.8286 | 16789358.4475 | 16789358.4475 | 13352332.4781 | 7017209.4558 | 0 | 24904592.9014 | 62063493.2827 | 13335.2143 | 0.55146 | 45161.1666 | 112543.8898 | 920.6715 | 2294.3594
1 | 4100 | 707 | 0.02 | 15 | 15 | 7 | 1.7783e-11 | 5spot_SharedNeighbor | CO2 | Porous | Wet | R600a | MinimizeLCOE_Brownfield | IgnoreSilica | 2019 | 44.165 | 2.7918 | 0.17338 | 4 | 37383.7374 | 90964.566 | 762.1181 | 1854.4357 | 48.7196 | 5.8807 | 63.3612 | 1078810.6843 | 0 | 945301.1871 | 0 | 0 | 0 | 615361.4525 | 1029394.5963 | 2678273.5816 | 1827976.7525 | 8175118.2542 | 961560.8286 | 16789358.4475 | 16789358.4475 | 13352332.4781 | 7017209.4558 | 0 | 25926037.5303 | 63084937.9117 | 17782.7941 | 0.69351 | 37383.7374 | 90964.566 | 762.1181 | 1854.4357
1 | 4100 | 707 | 0.02 | 15 | 15 | 7 | 2.3714e-11 | 5spot_SharedNeighbor | CO2 | Porous | Wet | R600a | MinimizeLCOE_Brownfield | IgnoreSilica | 2019 | 51.977 | 3.3288 | 0.21187 | 4 | 31720.657 | 75567.2872 | 646.6685 | 1540.5414 | 48.6597 | 5.837 | 66.8718 | 1206946.137 | 0 | 1081083.0477 | 0 | 0 | 0 | 660237.0557 | 1149823.8338 | 2991605.7541 | 2041832.3985 | 9131528.2268 | 961560.8286 | 16789358.4475 | 16789358.4475 | 13352332.4781 | 7017209.4558 | 0 | 26882447.5029 | 64041347.8843 | 23713.7371 | 0.84747 | 31720.657 | 75567.2872 | 646.6685 | 1540.5414
1 | 4100 | 707 | 0.02 | 15 | 15 | 7 | 3.1623e-11 | 5spot_SharedNeighbor | CO2 | Porous | Wet | R600a | MinimizeLCOE_Brownfield | IgnoreSilica | 2019 | 59.4554 | 3.8469 | 0.25108 | 4 | 27605.1678 | 64604.5162 | 562.7687 | 1317.0504 | 48.5592 | 5.7848 | 71.5984 | 1321818.4645 | 0 | 1207510.109 | 0 | 0 | 0 | 690714.5355 | 1255816.8125 | 3267377.7427 | 2230052.4473 | 9973290.1114 | 961560.8286 | 16789358.4475 | 16789358.4475 | 13352332.4781 | 7017209.4558 | 0 | 27724209.3875 | 64883109.7688 | 31622.7766 | 1.0043 | 27605.1678 | 64604.5162 | 562.7687 | 1317.0504
1 | 4100 | 707 | 0.02 | 15 | 15 | 7 | 4.217e-11 | 5spot_SharedNeighbor | CO2 | Porous | Wet | R600a | MinimizeLCOE_Brownfield | IgnoreSilica | 2019 | 66.1964 | 4.3175 | 0.28865 | 4 | 24616.5849 | 56800.4374 | 501.8424 | 1157.9537 | 48.4364 | 5.7295 | 67.519 | 1419321.6468 | 0 | 1318959.7502 | 0 | 0 | 0 | 707012.6584 | 1343664.6816 | 3495939.8779 | 2386050.8011 | 10670949.4159 | 961560.8286 | 16789358.4475 | 16789358.4475 | 13352332.4781 | 7017209.4558 | 0 | 28421868.6919 | 65580769.0733 | 42169.6503 | 1.1546 | 24616.5849 | 56800.4374 | 501.8424 | 1157.9537
1 | 4100 | 707 | 0.02 | 15 | 15 | 7 | 5.6234e-11 | 5spot_SharedNeighbor | CO2 | Porous | Wet | R600a | MinimizeLCOE_Brownfield | IgnoreSilica | 2019 | 71.977 | 4.7239 | 0.32273 | 4 | 22443.5223 | 51227.9936 | 457.5416 | 1044.3519 | 48.3082 | 5.6759 | 71.4003 | 1498579.912 | 0 | 1412877.1696 | 0 | 0 | 0 | 711825.1001 | 1413080.0509 | 3676544.4298 | 2509317.1188 | 11222223.7813 | 961560.8286 | 16789358.4475 | 16789358.4475 | 13352332.4781 | 7017209.4558 | 0 | 28973143.0574 | 66132043.4388 | 56234.1325 | 1.2909 | 22443.5223 | 51227.9936 | 457.5416 | 1044.3519
1 | 4100 | 707 | 0.02 | 15 | 15 | 7 | 7.4989e-11 | 5spot_SharedNeighbor | CO2 | Porous | Wet | R600a | MinimizeLCOE_Brownfield | IgnoreSilica | 2019 | 76.7855 | 5.0639 | 0.35236 | 4 | 20858.6314 | 47222.8565 | 425.2314 | 962.7018 | 48.1859 | 5.6272 | 58.4518 | 1561529.9618 | 0 | 1489958.2687 | 0 | 0 | 0 | 709312.8346 | 1466712.4154 | 3816084.8409 | 2604556.3166 | 11648154.6381 | 961560.8286 | 16789358.4475 | 16789358.4475 | 13352332.4781 | 7017209.4558 | 0 | 29399073.9142 | 66557974.2955 | 74989.4209 | 1.4094 | 20858.6314 | 47222.8565 | 425.2314 | 962.7018
1 | 4100 | 707 | 0.02 | 15 | 15 | 7 | 1e-10 | 5spot_SharedNeighbor | CO2 | Porous | Wet | R600a | MinimizeLCOE_Brownfield | IgnoreSilica | 2019 | 80.6493 | 5.3386 | 0.37717 | 4 | 19698.1047 | 44328.1936 | 401.5725 | 903.6902 | 48.0776 | 5.5852 | 68.5506 | 1610179.302 | 0 | 1551263.8803 | 0 | 0 | 0 | 702366.9142 | 1506885.9376 | 3920608.1049 | 2675895.5921 | 11967199.7312 | 961560.8286 | 16789358.4475 | 16789358.4475 | 13352332.4781 | 7017209.4558 | 0 | 29718119.0073 | 66877019.3886 | 100000 | 1.5087 | 19698.1047 | 44328.1936 | 401.5725 | 903.6902
1 | 4100 | 707 | 0.02 | 15 | 15 | 7 | 1.3335e-10 | 5spot_SharedNeighbor | CO2 | Porous | Wet | R600a | MinimizeLCOE_Brownfield | IgnoreSilica | 2019 | 83.7091 | 5.557 | 0.39741 | 4 | 18844.7617 | 42220.5549 | 384.176 | 860.7231 | 47.9855 | 5.5503 | 64.5976 | 1647492.2318 | 0 | 1599438.217 | 0 | 0 | 0 | 693757.5828 | 1536868.3323 | 3998616.1456 | 2729137.6827 | 12205310.1922 | 961560.8286 | 16789358.4475 | 16789358.4475 | 13352332.4781 | 7017209.4558 | 0 | 29956229.4683 | 67115129.8497 | 133352.1432 | 1.5896 | 18844.7617 | 42220.5549 | 384.176 | 860.7231
1 | 4100 | 707 | 0.02 | 15 | 15 | 7 | 1.7783e-10 | 5spot_SharedNeighbor | CO2 | Porous | Wet | R600a | MinimizeLCOE_Brownfield | IgnoreSilica | 2019 | 86.101 | 5.7283 | 0.41358 | 4 | 18214.8513 | 40676.4834 | 371.3344 | 829.2451 | 47.9096 | 5.5219 | 68.0394 | 1675915.7454 | 0 | 1636876.8668 | 0 | 0 | 0 | 685076.2666 | 1559168.8628 | 4056637.5514 | 2768738.4844 | 12382413.7774 | 961560.8286 | 16789358.4475 | 16789358.4475 | 13352332.4781 | 7017209.4558 | 0 | 30133333.0535 | 67292233.4349 | 177827.941 | 1.6543 | 18214.8513 | 40676.4834 | 371.3344 | 829.2451
1 | 4100 | 707 | 0.02 | 15 | 15 | 7 | 2.3714e-10 | 5spot_SharedNeighbor | CO2 | Porous | Wet | R600a | MinimizeLCOE_Brownfield | IgnoreSilica | 2019 | 87.9427 | 5.8605 | 0.42629 | 4 | 17748.3057 | 39540.2488 | 361.8232 | 806.0815 | 47.8489 | 5.4994 | 72.7453 | 1697358.8696 | 0 | 1665580.1311 | 0 | 0 | 0 | 677060.9252 | 1575599.9711 | 4099387.9248 | 2797916.4927 | 12512904.3145 | 961560.8286 | 16789358.4475 | 16789358.4475 | 13352332.4781 | 7017209.4558 | 0 | 30263823.5906 | 67422723.972 | 237137.3706 | 1.7052 | 17748.3057 | 39540.2488 | 361.8232 | 806.0815
1 | 4100 | 707 | 0.02 | 15 | 15 | 7 | 3.1623e-10 | 5spot_SharedNeighbor | CO2 | Porous | Wet | R600a | MinimizeLCOE_Brownfield | IgnoreSilica | 2019 | 89.3434 | 5.9613 | 0.43615 | 4 | 17401.7952 | 38701.1761 | 354.7591 | 788.9758 | 47.8013 | 5.482 | 77.3434 | 1713407.0408 | 0 | 1687336.6851 | 0 | 0 | 0 | 670041.1449 | 1587606.0996 | 4130625.4084 | 2819236.7171 | 12608253.0961 | 961560.8286 | 16789358.4475 | 16789358.4475 | 13352332.4781 | 7017209.4558 | 0 | 30359172.3721 | 67518072.7535 | 316227.766 | 1.7446 | 17401.7952 | 38701.1761 | 354.7591 | 788.9758
1 | 4100 | 707 | 0.02 | 15 | 15 | 7 | 4.217e-10 | 5spot_SharedNeighbor | CO2 | Porous | Wet | R600a | MinimizeLCOE_Brownfield | IgnoreSilica | 2019 | 90.4176 | 6.0387 | 0.44375 | 4 | 17143.8627 | 38078.2609 | 349.5008 | 776.2769 | 47.7641 | 5.4684 | 64.5105 | 1725564.7271 | 0 | 1703983.2914 | 0 | 0 | 0 | 664310.6069 | 1596604.8639 | 4154038.3472 | 2835216.5289 | 12679718.3653 | 961560.8286 | 16789358.4475 | 16789358.4475 | 13352332.4781 | 7017209.4558 | 0 | 30430637.6414 | 67589538.0228 | 421696.5034 | 1.775 | 17143.8627 | 38078.2609 | 349.5008 | 776.2769
1 | 4100 | 707 | 0.02 | 15 | 15 | 7 | 5.6234e-10 | 5spot_SharedNeighbor | CO2 | Porous | Wet | R600a | MinimizeLCOE_Brownfield | IgnoreSilica | 2019 | 91.2413 | 6.0981 | 0.44959 | 4 | 16951.5286 | 37614.3886 | 345.5798 | 766.8202 | 47.7351 | 5.4578 | 60.6361 | 1734797.1471 | 0 | 1716722.8304 | 0 | 0 | 0 | 659779.155 | 1603406.6617 | 4171735.2297 | 2847295.0149 | 12733736.0388 | 961560.8286 | 16789358.4475 | 16789358.4475 | 13352332.4781 | 7017209.4558 | 0 | 30484655.3149 | 67643555.6962 | 562341.3252 | 1.7983 | 16951.5286 | 37614.3886 | 345.5798 | 766.8202
1 | 4100 | 707 | 0.02 | 15 | 15 | 7 | 7.4989e-10 | 5spot_SharedNeighbor | CO2 | Porous | Wet | R600a | MinimizeLCOE_Brownfield | IgnoreSilica | 2019 | 91.8527 | 6.1423 | 0.454 | 4 | 16807.9148 | 37269.6489 | 342.6521 | 759.7922 | 47.7133 | 5.4499 | 67.6013 | 1741600.3543 | 0 | 1726166.3117 | 0 | 0 | 0 | 656072.3884 | 1608297.2312 | 4184459.4885 | 2855979.583 | 12772575.3571 | 961560.8286 | 16789358.4475 | 16789358.4475 | 13352332.4781 | 7017209.4558 | 0 | 30523494.6332 | 67682395.0145 | 749894.2093 | 1.816 | 16807.9148 | 37269.6489 | 342.6521 | 759.7922
1 | 4100 | 707 | 0.02 | 15 | 15 | 7 | 1e-09 | 5spot_SharedNeighbor | CO2 | Porous | Wet | R600a | MinimizeLCOE_Brownfield | IgnoreSilica | 2019 | 92.313 | 6.1756 | 0.45735 | 4 | 16700.5682 | 37012.4635 | 340.4637 | 754.5491 | 47.6967 | 5.4439 | 65.5564 | 1746693.8071 | 0 | 1733268.2417 | 0 | 0 | 0 | 653171.4114 | 1611922.0495 | 4193890.5221 | 2862416.4572 | 12801362.4891 | 961560.8286 | 16789358.4475 | 16789358.4475 | 13352332.4781 | 7017209.4558 | 0 | 30552281.7652 | 67711182.1466 | 1000000 | 1.8294 | 16700.5682 | 37012.4635 | 340.4637 | 754.5491
1 | 4100 | 707 | 0.02 | 15 | 15 | 7 | 1.3335e-09 | 5spot_SharedNeighbor | CO2 | Porous | Wet | R600a | MinimizeLCOE_Brownfield | IgnoreSilica | 2019 | 92.6614 | 6.2008 | 0.45989 | 4 | 16620.2664 | 36820.185 | 338.8266 | 750.6293 | 47.6841 | 5.4394 | 66.675 | 1750533.0923 | 0 | 1738639.7142 | 0 | 0 | 0 | 650948.9788 | 1614647.4963 | 4200981.5756 | 2867256.2469 | 12823007.104 | 961560.8286 | 16789358.4475 | 16789358.4475 | 13352332.4781 | 7017209.4558 | 0 | 30573926.3801 | 67732826.7615 | 1333521.4322 | 1.8396 | 16620.2664 | 36820.185 | 338.8266 | 750.6293
1 | 4100 | 707 | 0.02 | 15 | 15 | 7 | 1.7783e-09 | 5spot_SharedNeighbor | CO2 | Porous | Wet | R600a | MinimizeLCOE_Brownfield | IgnoreSilica | 2019 | 92.9346 | 6.2205 | 0.46182 | 4 | 16560.1595 | 36675.5754 | 337.6013 | 747.6812 | 47.6742 | 5.4358 | 59.7697 | 1753534.1704 | 0 | 1742849.4969 | 0 | 0 | 0 | 649357.0435 | 1616838.8772 | 4206683.0993 | 2871147.654 | 12840410.3414 | 961560.8286 | 16789358.4475 | 16789358.4475 | 13352332.4781 | 7017209.4558 | 0 | 30591329.6175 | 67750229.9988 | 1778279.41 | 1.8473 | 16560.1595 | 36675.5754 | 337.6013 | 747.6812
1 | 4100 | 707 | 0.02 | 15 | 15 | 7 | 2.3714e-09 | 5spot_SharedNeighbor | CO2 | Porous | Wet | R600a | MinimizeLCOE_Brownfield | IgnoreSilica | 2019 | 93.1218 | 6.2341 | 0.46325 | 4 | 16515.1482 | 36568.7041 | 336.6836 | 745.5025 | 47.6674 | 5.4333 | 68.8685 | 1755586.0428 | 0 | 1745733.4888 | 0 | 0 | 0 | 647960.1414 | 1618219.0725 | 4210274.0843 | 2873598.575 | 12851371.4048 | 961560.8286 | 16789358.4475 | 16789358.4475 | 13352332.4781 | 7017209.4558 | 0 | 30602290.6809 | 67761191.0622 | 2371373.7057 | 1.853 | 16515.1482 | 36568.7041 | 336.6836 | 745.5025
1 | 4100 | 707 | 0.02 | 15 | 15 | 7 | 3.1623e-09 | 5spot_SharedNeighbor | CO2 | Porous | Wet | R600a | MinimizeLCOE_Brownfield | IgnoreSilica | 2019 | 93.283 | 6.2457 | 0.46435 | 4 | 16481.4298 | 36487.1798 | 335.9962 | 743.8405 | 47.6615 | 5.4312 | 66.6428 | 1757348.7865 | 0 | 1748214.7023 | 0 | 0 | 0 | 647105.7674 | 1619541.0099 | 4213713.4943 | 2875946.043 | 12861869.8036 | 961560.8286 | 16789358.4475 | 16789358.4475 | 13352332.4781 | 7017209.4558 | 0 | 30612789.0797 | 67771689.461 | 3162277.6602 | 1.8574 | 16481.4298 | 36487.1798 | 335.9962 | 743.8405
1 | 4100 | 707 | 0.02 | 15 | 15 | 7 | 4.217e-09 | 5spot_SharedNeighbor | CO2 | Porous | Wet | R600a | MinimizeLCOE_Brownfield | IgnoreSilica | 2019 | 93.3802 | 6.2528 | 0.46514 | 4 | 16456.1643 | 36427.8641 | 335.4812 | 742.6313 | 47.6579 | 5.4299 | 65.336 | 1758410.9187 | 0 | 1749711.4869 | 0 | 0 | 0 | 646220.6472 | 1620193.7906 | 4215411.8957 | 2877105.2368 | 12867053.9759 | 961560.8286 | 16789358.4475 | 16789358.4475 | 13352332.4781 | 7017209.4558 | 0 | 30617973.252 | 67776873.6333 | 4216965.0343 | 1.8606 | 16456.1643 | 36427.8641 | 335.4812 | 742.6313
1 | 4100 | 707 | 0.02 | 15 | 15 | 7 | 5.6234e-09 | 5spot_SharedNeighbor | CO2 | Porous | Wet | R600a | MinimizeLCOE_Brownfield | IgnoreSilica | 2019 | 93.4728 | 6.2594 | 0.46577 | 4 | 16437.2289 | 36381.9846 | 335.0951 | 741.696 | 47.6545 | 5.4287 | 64.8219 | 1759421.6346 | 0 | 1751136.8843 | 0 | 0 | 0 | 645749.0198 | 1620959.9401 | 4217405.2595 | 2878465.7487 | 12873138.487 | 961560.8286 | 16789358.4475 | 16789358.4475 | 13352332.4781 | 7017209.4558 | 0 | 30624057.7631 | 67782958.1445 | 5623413.2519 | 1.8631 | 16437.2289 | 36381.9846 | 335.0951 | 741.696
1 | 4100 | 707 | 0.02 | 15 | 15 | 7 | 7.4989e-09 | 5spot_SharedNeighbor | CO2 | Porous | Wet | R600a | MinimizeLCOE_Brownfield | IgnoreSilica | 2019 | 93.5387 | 6.2642 | 0.46624 | 4 | 16423.0358 | 36347.8654 | 334.8058 | 741.0004 | 47.6521 | 5.4278 | 70.945 | 1760140.5484 | 0 | 1752151.4612 | 0 | 0 | 0 | 645357.4937 | 1621483.3063 | 4218766.951 | 2879395.1311 | 12877294.8917 | 961560.8286 | 16789358.4475 | 16789358.4475 | 13352332.4781 | 7017209.4558 | 0 | 30628214.1678 | 67787114.5492 | 7498942.0933 | 1.865 | 16423.0358 | 36347.8654 | 334.8058 | 741.0004
1 | 4100 | 707 | 0.02 | 15 | 15 | 7 | 1e-08 | 5spot_SharedNeighbor | CO2 | Porous | Wet | R600a | MinimizeLCOE_Brownfield | IgnoreSilica | 2019 | 93.5823 | 6.2674 | 0.46658 | 4 | 16412.3959 | 36322.7264 | 334.5889 | 740.4879 | 47.6505 | 5.4272 | 73.426 | 1760614.8622 | 0 | 1752821.1811 | 0 | 0 | 0 | 645003.4463 | 1621791.401 | 4219568.5502 | 2879942.2389 | 12879741.6797 | 961560.8286 | 16789358.4475 | 16789358.4475 | 13352332.4781 | 7017209.4558 | 0 | 30630660.9558 | 67789561.3372 | 10000000 | 1.8663 | 16412.3959 | 36322.7264 | 334.5889 | 740.4879
1 | 4200 | 707 | 0.02 | 15 | 15 | 7 | 1e-13 | 5spot_SharedNeighbor | CO2 | Porous | Wet | R600a | MinimizeLCOE_Brownfield | IgnoreSilica | 2019 | 0 | 0 | 0 | 0 |  |  |  |  | 15 |  | 15.6416 | [19 empty] | 100 | 0
1 | 4200 | 707 | 0.02 | 15 | 15 | 7 | 1.3335e-13 | 5spot_SharedNeighbor | CO2 | Porous | Wet | R600a | MinimizeLCOE_Brownfield | IgnoreSilica | 2019 | 0 | 0 | 0 | 0 |  |  |  |  | 15 |  | 17.093 | [19 empty] | 133.3521 | 0
1 | 4200 | 707 | 0.02 | 15 | 15 | 7 | 1.7783e-13 | 5spot_SharedNeighbor | CO2 | Porous | Wet | R600a | MinimizeLCOE_Brownfield | IgnoreSilica | 2019 | 0 | 0 | 0 | 0 |  |  |  |  | 15 |  | 19.0047 | [19 empty] | 177.8279 | 0
1 | 4200 | 707 | 0.02 | 15 | 15 | 7 | 2.3714e-13 | 5spot_SharedNeighbor | CO2 | Porous | Wet | R600a | MinimizeLCOE_Brownfield | IgnoreSilica | 2019 | 0 | 0 | 0 | 0 |  |  |  |  | 15 |  | 21.0927 | [19 empty] | 237.1374 | 0
1 | 4200 | 707 | 0.02 | 15 | 15 | 7 | 3.1623e-13 | 5spot_SharedNeighbor | CO2 | Porous | Wet | R600a | MinimizeLCOE_Brownfield | IgnoreSilica | 2019 | 0 | 0 | 0 | 0 |  |  |  |  | 15 |  | 19.965 | [19 empty] | 316.2278 | 0
1 | 4200 | 707 | 0.02 | 15 | 15 | 7 | 4.217e-13 | 5spot_SharedNeighbor | CO2 | Porous | Wet | R600a | MinimizeLCOE_Brownfield | IgnoreSilica | 2019 | 1.6 | -0.02593 | 0.0013211 | 4 | 3570168.5325 | 10795949.0245 | 72782.7145 | 220090.0235 | 39.1369 | 5.0514 | 21.3473 | 81626.3807 | 0 | 36915.5917 | 0 | 0 | 0 | 75663.6418 | 75740.1895 | 197060.4367 | 134497.7972 | 601504.0377 | 961560.8286 | 17303179.5858 | 17303179.5858 | 13685062.912 | 7195764.7501 | 0 | 18866244.4521 | 57050251.7 | 421.6965 | 0.0052844 | 3570168.5325 | 10795949.0245 | 72782.7145 | 220090.0235
1 | 4200 | 707 | 0.02 | 15 | 15 | 7 | 5.6234e-13 | 5spot_SharedNeighbor | CO2 | Porous | Wet | R600a | MinimizeLCOE_Brownfield | IgnoreSilica | 2019 | 1.6 | -0.020592 | 0.0025775 | 4 | 1826979.6956 | 5530511.3713 | 37245.4523 | 112746.9549 | 39.137 | 5.0514 | 20.1305 | 81626.7955 | 0 | 36915.4302 | 0 | 0 | 0 | 66045.2091 | 71989.0996 | 187300.8701 | 127836.6925 | 571714.0968 | 961560.8286 | 17303179.5858 | 17303179.5858 | 13685062.912 | 7195764.7501 | 0 | 18836454.5113 | 57020461.7592 | 562.3413 | 0.01031 | 1826979.6956 | 5530511.3713 | 37245.4523 | 112746.9549
1 | 4200 | 707 | 0.02 | 15 | 15 | 7 | 7.4989e-13 | 5spot_SharedNeighbor | CO2 | Porous | Wet | R600a | MinimizeLCOE_Brownfield | IgnoreSilica | 2019 | 2.7157 | 0.02972 | 0.0048639 | 4 | 988472.2098 | 2951086.6574 | 20151.343 | 60161.8932 | 43.1076 | 5.5149 | 40.9471 | 132068.776 | 0 | 73849.2229 | 0 | 0 | 0 | 106185.2519 | 121720.2678 | 316691.1685 | 216148.2299 | 966662.917 | 961560.8286 | 17303179.5858 | 17303179.5858 | 13685062.912 | 7195764.7501 | 0 | 19231403.3314 | 57415410.5793 | 749.8942 | 0.019456 | 988472.2098 | 2951086.6574 | 20151.343 | 60161.8932
1 | 4200 | 707 | 0.02 | 15 | 15 | 7 | 1e-12 | 5spot_SharedNeighbor | CO2 | Porous | Wet | R600a | MinimizeLCOE_Brownfield | IgnoreSilica | 2019 | 3.6755 | 0.085156 | 0.0078667 | 4 | 620471.7327 | 1833945.5295 | 12649.1555 | 37387.4602 | 44.8526 | 5.7151 | 42.9481 | 171201.5396 | 0 | 103534.3918 | 0 | 0 | 0 | 131899.4898 | 158587.8142 | 412612.9618 | 281616.8248 | 1259453.0219 | 961560.8286 | 17303179.5858 | 17303179.5858 | 13685062.912 | 7195764.7501 | 0 | 19524193.4364 | 57708200.6843 | 1000 | 0.031467 | 620471.7327 | 1833945.5295 | 12649.1555 | 37387.4602
1 | 4200 | 707 | 0.02 | 15 | 15 | 7 | 1.3335e-12 | 5spot_SharedNeighbor | CO2 | Porous | Wet | R600a | MinimizeLCOE_Brownfield | IgnoreSilica | 2019 | 4.913 | 0.16198 | 0.012044 | 4 | 412479.6222 | 1205085.5473 | 8408.955 | 24567.2989 | 46.1996 | 5.8673 | 38.3638 | 217519.9571 | 0 | 139626.3331 | 0 | 0 | 0 | 161564.2902 | 202297.1263 | 526335.6259 | 359234.8798 | 1606578.2123 | 961560.8286 | 17303179.5858 | 17303179.5858 | 13685062.912 | 7195764.7501 | 0 | 19871318.6268 | 58055325.8747 | 1333.5214 | 0.048175 | 412479.6222 | 1205085.5473 | 8408.955 | 24567.2989
1 | 4200 | 707 | 0.02 | 15 | 15 | 7 | 1.7783e-12 | 5spot_SharedNeighbor | CO2 | Porous | Wet | R600a | MinimizeLCOE_Brownfield | IgnoreSilica | 2019 | 6.513 | 0.26551 | 0.017742 | 4 | 285820.7847 | 823857.6698 | 5826.8433 | 16795.4529 | 47.2418 | 5.9833 | 49.9788 | 272466.5176 | 0 | 183595.899 | 0 | 0 | 0 | 196034.894 | 254317.9512 | 661683.1411 | 451612.3401 | 2019710.743 | 961560.8286 | 17303179.5858 | 17303179.5858 | 13685062.912 | 7195764.7501 | 0 | 20284451.1575 | 58468458.4054 | 1778.2794 | 0.070969 | 285820.7847 | 823857.6698 | 5826.8433 | 16795.4529
1 | 4200 | 707 | 0.02 | 15 | 15 | 7 | 2.3714e-12 | 5spot_SharedNeighbor | CO2 | Porous | Wet | R600a | MinimizeLCOE_Brownfield | IgnoreSilica | 2019 | 8.5935 | 0.4034 | 0.025418 | 4 | 204386.3817 | 579952.1175 | 4166.6928 | 11823.1084 | 48.0498 | 6.0714 | 44.1991 | 338038.0659 | 0 | 237481.3352 | 0 | 0 | 0 | 236604.2851 | 316728.2376 | 824061.9044 | 562439.1825 | 2515353.0108 | 961560.8286 | 17303179.5858 | 17303179.5858 | 13685062.912 | 7195764.7501 | 0 | 20780093.4252 | 58964100.6731 | 2371.3737 | 0.10167 | 204386.3817 | 579952.1175 | 4166.6928 | 11823.1084
1 | 4200 | 707 | 0.02 | 15 | 15 | 7 | 3.1623e-12 | 5spot_SharedNeighbor | CO2 | Porous | Wet | R600a | MinimizeLCOE_Brownfield | IgnoreSilica | 2019 | 11.266 | 0.58323 | 0.035641 | 4 | 149876.7581 | 417713.0955 | 3055.4404 | 8515.6464 | 48.666 | 6.1365 | 47.0816 | 415417.4302 | 0 | 302784.8524 | 0 | 0 | 0 | 283457.6194 | 390647.3618 | 1016384.3026 | 693703.1711 | 3102394.7376 | 961560.8286 | 17303179.5858 | 17303179.5858 | 13685062.912 | 7195764.7501 | 0 | 21367135.152 | 59551142.3999 | 3162.2777 | 0.14256 | 149876.7581 | 417713.0955 | 3055.4404 | 8515.6464
1 | 4200 | 707 | 0.02 | 15 | 15 | 7 | 4.217e-12 | 5spot_SharedNeighbor | CO2 | Porous | Wet | R600a | MinimizeLCOE_Brownfield | IgnoreSilica | 2019 | 14.6862 | 0.81556 | 0.049123 | 4 | 112275.8217 | 306605.3912 | 2288.8945 | 6250.5656 | 49.1312 | 6.1828 | 45.4194 | 506525.464 | 0 | 381760.2933 | 0 | 0 | 0 | 337460.059 | 478040.8683 | 1243764.2797 | 848894.6777 | 3796445.642 | 961560.8286 | 17303179.5858 | 17303179.5858 | 13685062.912 | 7195764.7501 | 0 | 22061186.0565 | 60245193.3044 | 4216.965 | 0.19649 | 112275.8217 | 306605.3912 | 2288.8945 | 6250.5656
1 | 4200 | 707 | 0.02 | 15 | 15 | 7 | 5.6234e-12 | 5spot_SharedNeighbor | CO2 | Porous | Wet | R600a | MinimizeLCOE_Brownfield | IgnoreSilica | 2019 | 18.9808 | 1.1094 | 0.06666 | 4 | 85755.6417 | 228959.6257 | 1748.2447 | 4667.6517 | 49.4712 | 6.2124 | 52.426 | 611955.7714 | 0 | 475671.6696 | 0 | 0 | 0 | 397947.37 | 579374.1762 | 1507412.7606 | 1028840.1833 | 4601201.9311 | 961560.8286 | 17303179.5858 | 17303179.5858 | 13685062.912 | 7195764.7501 | 0 | 22865942.3455 | 61049949.5935 | 5623.4133 | 0.26664 | 85755.6417 | 228959.6257 | 1748.2447 | 4667.6517
1 | 4200 | 707 | 0.02 | 15 | 15 | 7 | 7.4989e-12 | 5spot_SharedNeighbor | CO2 | Porous | Wet | R600a | MinimizeLCOE_Brownfield | IgnoreSilica | 2019 | 24.2887 | 1.4745 | 0.089081 | 4 | 66752.808 | 173913.7477 | 1360.8463 | 3545.467 | 49.7076 | 6.2261 | 49.8515 | 732247.1945 | 0 | 585877.605 | 0 | 0 | 0 | 464384.2321 | 695178.5223 | 1808711.9144 | 1234483.0469 | 5520882.5152 | 961560.8286 | 17303179.5858 | 17303179.5858 | 13685062.912 | 7195764.7501 | 0 | 23785622.9296 | 61969630.1775 | 7498.9421 | 0.35632 | 66752.808 | 173913.7477 | 1360.8463 | 3545.467
1 | 4200 | 707 | 0.02 | 15 | 15 | 7 | 1e-11 | 5spot_SharedNeighbor | CO2 | Porous | Wet | R600a | MinimizeLCOE_Brownfield | IgnoreSilica | 2019 | 30.6157 | 1.9121 | 0.11698 | 4 | 52996.2505 | 134600.4767 | 1080.4002 | 2744.0128 | 49.8526 | 6.2239 | 46.5346 | 864864.9259 | 0 | 711034.2248 | 0 | 0 | 0 | 533423.6996 | 822635.9116 | 2140329.8962 | 1460819.1336 | 6533107.7917 | 961560.8286 | 17303179.5858 | 17303179.5858 | 13685062.912 | 7195764.7501 | 0 | 24797848.2062 | 62981855.4541 | 10000 | 0.46792 | 52996.2505 | 134600.4767 | 1080.4002 | 2744.0128
1 | 4200 | 707 | 0.02 | 15 | 15 | 7 | 1.3335e-11 | 5spot_SharedNeighbor | CO2 | Porous | Wet | R600a | MinimizeLCOE_Brownfield | IgnoreSilica | 2019 | 37.8313 | 2.4142 | 0.15042 | 4 | 42984.2441 | 106446.4488 | 876.292 | 2170.0548 | 49.9165 | 6.2055 | 58.8334 | 1005078.6535 | 0 | 847626.7595 | 0 | 0 | 0 | 600456.8097 | 956733.2669 | 2489223.7074 | 1698946.3287 | 7598065.5257 | 961560.8286 | 17303179.5858 | 17303179.5858 | 13685062.912 | 7195764.7501 | 0 | 25862805.9401 | 64046813.188 | 13335.2143 | 0.60168 | 42984.2441 | 106446.4488 | 876.292 | 2170.0548
1 | 4200 | 707 | 0.02 | 15 | 15 | 7 | 1.7783e-11 | 5spot_SharedNeighbor | CO2 | Porous | Wet | R600a | MinimizeLCOE_Brownfield | IgnoreSilica | 2019 | 45.6387 | 2.9612 | 0.18862 | 4 | 35687.9827 | 86298.8322 | 727.5478 | 1759.3184 | 49.9093 | 6.1714 | 64.2838 | 1146118.5908 | 0 | 989809.3283 | 0 | 0 | 0 | 660264.7515 | 1090515.1415 | 2837296.7028 | 1936513.3002 | 8660517.815 | 961560.8286 | 17303179.5858 | 17303179.5858 | 13685062.912 | 7195764.7501 | 0 | 26925258.2294 | 65109265.4774 | 17782.7941 | 0.75446 | 35687.9827 | 86298.8322 | 727.5478 | 1759.3184
1 | 4200 | 707 | 0.02 | 15 | 15 | 7 | 2.3714e-11 | 5spot_SharedNeighbor | CO2 | Porous | Wet | R600a | MinimizeLCOE_Brownfield | IgnoreSilica | 2019 | 53.5239 | 3.5179 | 0.22971 | 4 | 30377.6038 | 71934.6574 | 619.2885 | 1466.4853 | 49.8442 | 6.1244 | 63.9648 | 1279016.1148 | 0 | 1128763.469 | 0 | 0 | 0 | 706984.8805 | 1214758.1411 | 3160551.5019 | 2157141.3429 | 9647215.4502 | 961560.8286 | 17303179.5858 | 17303179.5858 | 13685062.912 | 7195764.7501 | 0 | 27911955.8647 | 66095963.1126 | 23713.7371 | 0.91883 | 30377.6038 | 71934.6574 | 619.2885 | 1466.4853
1 | 4200 | 707 | 0.02 | 15 | 15 | 7 | 3.1623e-11 | 5spot_SharedNeighbor | CO2 | Porous | Wet | R600a | MinimizeLCOE_Brownfield | IgnoreSilica | 2019 | 61.0218 | 4.0515 | 0.27126 | 4 | 26519.5491 | 61710.4411 | 540.6369 | 1258.0508 | 49.7383 | 6.069 | 67.9597 | 1397455.8197 | 0 | 1257369.036 | 0 | 0 | 0 | 738631.2863 | 1323447.8954 | 3443339.9473 | 2350150.2676 | 10510394.2523 | 961560.8286 | 17303179.5858 | 17303179.5858 | 13685062.912 | 7195764.7501 | 0 | 28775134.6667 | 66959141.9147 | 31622.7766 | 1.0851 | 26519.5491 | 61710.4411 | 540.6369 | 1258.0508
1 | 4200 | 707 | 0.02 | 15 | 15 | 7 | 4.217e-11 | 5spot_SharedNeighbor | CO2 | Porous | Wet | R600a | MinimizeLCOE_Brownfield | IgnoreSilica | 2019 | 67.7381 | 4.5332 | 0.31081 | 4 | 23717.9621 | 54431.7089 | 483.5227 | 1109.664 | 49.6109 | 6.0111 | 70.8954 | 1497452.3369 | 0 | 1370101.9418 | 0 | 0 | 0 | 755640.4974 | 1413045.9626 | 3676455.7392 | 2509256.5856 | 11221953.0635 | 961560.8286 | 17303179.5858 | 17303179.5858 | 13685062.912 | 7195764.7501 | 0 | 29486693.478 | 67670700.7259 | 42169.6503 | 1.2432 | 23717.9621 | 54431.7089 | 483.5227 | 1109.664
1 | 4200 | 707 | 0.02 | 15 | 15 | 7 | 5.6234e-11 | 5spot_SharedNeighbor | CO2 | Porous | Wet | R600a | MinimizeLCOE_Brownfield | IgnoreSilica | 2019 | 73.4728 | 4.9474 | 0.34648 | 4 | 21680.3823 | 49231.6194 | 441.9839 | 1003.6532 | 49.4792 | 5.9554 | 62.1992 | 1578473.2383 | 0 | 1464745.9988 | 0 | 0 | 0 | 761018.7609 | 1483652.8192 | 3860160.2966 | 2634638.7208 | 11782689.8347 | 961560.8286 | 17303179.5858 | 17303179.5858 | 13685062.912 | 7195764.7501 | 0 | 30047430.2492 | 68231437.4971 | 56234.1325 | 1.3859 | 21680.3823 | 49231.6194 | 441.9839 | 1003.6532
1 | 4200 | 707 | 0.02 | 15 | 15 | 7 | 7.4989e-11 | 5spot_SharedNeighbor | CO2 | Porous | Wet | R600a | MinimizeLCOE_Brownfield | IgnoreSilica | 2019 | 78.2056 | 5.2913 | 0.37731 | 4 | 20193.7136 | 45493.8451 | 411.6762 | 927.4536 | 49.355 | 5.9053 | 65.6737 | 1642387.8916 | 0 | 1541846.4345 | 0 | 0 | 0 | 758758.6509 | 1537767.2611 | 4000954.9738 | 2730733.9811 | 12212449.193 | 961560.8286 | 17303179.5858 | 17303179.5858 | 13685062.912 | 7195764.7501 | 0 | 30477189.6075 | 68661196.8554 | 74989.4209 | 1.5092 | 20193.7136 | 45493.8451 | 411.6762 | 927.4536
1 | 4200 | 707 | 0.02 | 15 | 15 | 7 | 1e-10 | 5spot_SharedNeighbor | CO2 | Porous | Wet | R600a | MinimizeLCOE_Brownfield | IgnoreSilica | 2019 | 82.0307 | 5.5706 | 0.40308 | 4 | 19104.6169 | 42787.0854 | 389.4735 | 872.2726 | 49.2446 | 5.862 | 69.8433 | 1692121.8268 | 0 | 1603546.8572 | 0 | 0 | 0 | 752514.273 | 1578791.3532 | 4107691.2465 | 2803583.6803 | 12538249.2371 | 961560.8286 | 17303179.5858 | 17303179.5858 | 13685062.912 | 7195764.7501 | 0 | 30802989.6515 | 68986996.8994 | 100000 | 1.6123 | 19104.6169 | 42787.0854 | 389.4735 | 872.2726
1 | 4200 | 707 | 0.02 | 15 | 15 | 7 | 1.3335e-10 | 5spot_SharedNeighbor | CO2 | Porous | Wet | R600a | MinimizeLCOE_Brownfield | IgnoreSilica | 2019 | 85.0339 | 5.7908 | 0.42401 | 4 | 18303.448 | 40816.8399 | 373.1405 | 832.1065 | 49.1516 | 5.8263 | 68.9799 | 1729973.5926 | 0 | 1651629.4584 | 0 | 0 | 0 | 744297.3284 | 1609101.148 | 4186551.1149 | 2857407.161 | 12778959.8033 | 961560.8286 | 17303179.5858 | 17303179.5858 | 13685062.912 | 7195764.7501 | 0 | 31043700.2177 | 69227707.4656 | 133352.1432 | 1.6961 | 18303.448 | 40816.8399 | 373.1405 | 832.1065
1 | 4200 | 707 | 0.02 | 15 | 15 | 7 | 1.7783e-10 | 5spot_SharedNeighbor | CO2 | Porous | Wet | R600a | MinimizeLCOE_Brownfield | IgnoreSilica | 2019 | 87.3749 | 5.9631 | 0.4407 | 4 | 17711.8253 | 39372.7976 | 361.0795 | 802.6677 | 49.0754 | 5.7975 | 79.031 | 1758751.3611 | 0 | 1688899.771 | 0 | 0 | 0 | 735959.2499 | 1631608.049 | 4245109.4546 | 2897374.4311 | 12957702.3167 | 961560.8286 | 17303179.5858 | 17303179.5858 | 13685062.912 | 7195764.7501 | 0 | 31222442.7311 | 69406449.979 | 177827.941 | 1.7628 | 17711.8253 | 39372.7976 | 361.0795 | 802.6677
1 | 4200 | 707 | 0.02 | 15 | 15 | 7 | 2.3714e-10 | 5spot_SharedNeighbor | CO2 | Porous | Wet | R600a | MinimizeLCOE_Brownfield | IgnoreSilica | 2019 | 89.1756 | 6.0959 | 0.45379 | 4 | 17273.4996 | 38309.612 | 352.1437 | 780.9933 | 49.0145 | 5.7747 | 71.1388 | 1780454.7096 | 0 | 1717448.3168 | 0 | 0 | 0 | 728262.1599 | 1648204.4227 | 4288289.8145 | 2926845.914 | 13089505.3375 | 961560.8286 | 17303179.5858 | 17303179.5858 | 13685062.912 | 7195764.7501 | 0 | 31354245.7519 | 69538252.9998 | 237137.3706 | 1.8152 | 17273.4996 | 38309.612 | 352.1437 | 780.9933
1 | 4200 | 707 | 0.02 | 15 | 15 | 7 | 3.1623e-10 | 5spot_SharedNeighbor | CO2 | Porous | Wet | R600a | MinimizeLCOE_Brownfield | IgnoreSilica | 2019 | 90.5567 | 6.198 | 0.46395 | 4 | 16947.8668 | 37523.1466 | 345.5052 | 764.9601 | 48.9665 | 5.7568 | 72.6679 | 1796846.7404 | 0 | 1739276.88 | 0 | 0 | 0 | 721662.2509 | 1660536.4898 | 4320375.3236 | 2948744.9332 | 13187442.6178 | 961560.8286 | 17303179.5858 | 17303179.5858 | 13685062.912 | 7195764.7501 | 0 | 31452183.0323 | 69636190.2802 | 316227.766 | 1.8558 | 16947.8668 | 37523.1466 | 345.5052 | 764.9601
1 | 4200 | 707 | 0.02 | 15 | 15 | 7 | 4.217e-10 | 5spot_SharedNeighbor | CO2 | Porous | Wet | R600a | MinimizeLCOE_Brownfield | IgnoreSilica | 2019 | 91.6091 | 6.2759 | 0.47178 | 4 | 16705.4273 | 36939.5982 | 340.5627 | 753.0637 | 48.9292 | 5.743 | 70.7677 | 1809188.3304 | 0 | 1755870.254 | 0 | 0 | 0 | 716204.2525 | 1669692.5064 | 4344197.4006 | 2965003.9902 | 13260156.7341 | 961560.8286 | 17303179.5858 | 17303179.5858 | 13685062.912 | 7195764.7501 | 0 | 31524897.1485 | 69708904.3964 | 421696.5034 | 1.8871 | 16705.4273 | 36939.5982 | 340.5627 | 753.0637
1 | 4200 | 707 | 0.02 | 15 | 15 | 7 | 5.6234e-10 | 5spot_SharedNeighbor | CO2 | Porous | Wet | R600a | MinimizeLCOE_Brownfield | IgnoreSilica | 2019 | 92.4056 | 6.3349 | 0.47775 | 4 | 16524.6187 | 36505.6841 | 336.8767 | 744.2177 | 48.9005 | 5.7324 | 65.6961 | 1818442.8816 | 0 | 1768405.7746 | 0 | 0 | 0 | 711786.7569 | 1676467.8111 | 4361825.3537 | 2977035.4305 | 13313964.0084 | 961560.8286 | 17303179.5858 | 17303179.5858 | 13685062.912 | 7195764.7501 | 0 | 31578704.4229 | 69762711.6708 | 562341.3252 | 1.911 | 16524.6187 | 36505.6841 | 336.8767 | 744.2177
1 | 4200 | 707 | 0.02 | 15 | 15 | 7 | 7.4989e-10 | 5spot_SharedNeighbor | CO2 | Porous | Wet | R600a | MinimizeLCOE_Brownfield | IgnoreSilica | 2019 | 93.0124 | 6.3799 | 0.48231 | 4 | 16389.5954 | 36181.9749 | 334.1241 | 737.6185 | 48.8783 | 5.7243 | 59.8462 | 1825444.0545 | 0 | 1777943.2929 | 0 | 0 | 0 | 708342.6997 | 1681574.7183 | 4375112.4787 | 2986104.1663 | 13354521.4103 | 961560.8286 | 17303179.5858 | 17303179.5858 | 13685062.912 | 7195764.7501 | 0 | 31619261.8247 | 69803269.0726 | 749894.2093 | 1.9292 | 16389.5954 | 36181.9749 | 334.1241 | 737.6185
1 | 4200 | 707 | 0.02 | 15 | 15 | 7 | 1e-09 | 5spot_SharedNeighbor | CO2 | Porous | Wet | R600a | MinimizeLCOE_Brownfield | IgnoreSilica | 2019 | 93.4682 | 6.4137 | 0.48576 | 4 | 16288.6611 | 35940.5153 | 332.0664 | 732.696 | 48.8615 | 5.7181 | 66.6573 | 1830675.3249 | 0 | 1785100.8955 | 0 | 0 | 0 | 705634.4859 | 1685350.1755 | 4384935.4437 | 2992808.5418 | 13384504.8673 | 961560.8286 | 17303179.5858 | 17303179.5858 | 13685062.912 | 7195764.7501 | 0 | 31649245.2818 | 69833252.5297 | 1000000 | 1.943 | 16288.6611 | 35940.5153 | 332.0664 | 732.696
1 | 4200 | 707 | 0.02 | 15 | 15 | 7 | 1.3335e-09 | 5spot_SharedNeighbor | CO2 | Porous | Wet | R600a | MinimizeLCOE_Brownfield | IgnoreSilica | 2019 | 93.8157 | 6.4395 | 0.48837 | 4 | 16213.1512 | 35759.7892 | 330.527 | 729.0117 | 48.8487 | 5.7134 | 76.3633 | 1834647.9752 | 0 | 1790554.4959 | 0 | 0 | 0 | 703587.4508 | 1688228.0695 | 4392423.1338 | 2997919.0441 | 13407360.1692 | 961560.8286 | 17303179.5858 | 17303179.5858 | 13685062.912 | 7195764.7501 | 0 | 31672100.5837 | 69856107.8316 | 1333521.4322 | 1.9535 | 16213.1512 | 35759.7892 | 330.527 | 729.0117
1 | 4200 | 707 | 0.02 | 15 | 15 | 7 | 1.7783e-09 | 5spot_SharedNeighbor | CO2 | Porous | Wet | R600a | MinimizeLCOE_Brownfield | IgnoreSilica | 2019 | 94.0593 | 6.4577 | 0.49031 | 4 | 16156.6283 | 35625.9109 | 329.3747 | 726.2824 | 48.8396 | 5.7101 | 70.4098 | 1837423.4462 | 0 | 1794374.0804 | 0 | 0 | 0 | 701830.3317 | 1690114.8647 | 4397332.1878 | 3001269.5743 | 13422344.4852 | 961560.8286 | 17303179.5858 | 17303179.5858 | 13685062.912 | 7195764.7501 | 0 | 31687084.8997 | 69871092.1476 | 1778279.41 | 1.9612 | 16156.6283 | 35625.9109 | 329.3747 | 726.2824
1 | 4200 | 707 | 0.02 | 15 | 15 | 7 | 2.3714e-09 | 5spot_SharedNeighbor | CO2 | Porous | Wet | R600a | MinimizeLCOE_Brownfield | IgnoreSilica | 2019 | 94.2614 | 6.4726 | 0.49181 | 4 | 16114.2992 | 35524.3667 | 328.5118 | 724.2123 | 48.8321 | 5.7074 | 79.2149 | 1839720.958 | 0 | 1797541.7147 | 0 | 0 | 0 | 700691.0256 | 1691801.9423 | 4401721.6176 | 3004265.4504 | 13435742.7086 | 961560.8286 | 17303179.5858 | 17303179.5858 | 13685062.912 | 7195764.7501 | 0 | 31700483.123 | 69884490.371 | 2371373.7057 | 1.9672 | 16114.2992 | 35524.3667 | 328.5118 | 724.2123
1 | 4200 | 707 | 0.02 | 15 | 15 | 7 | 3.1623e-09 | 5spot_SharedNeighbor | CO2 | Porous | Wet | R600a | MinimizeLCOE_Brownfield | IgnoreSilica | 2019 | 94.4077 | 6.4835 | 0.49292 | 4 | 16082.5891 | 35448.726 | 327.8653 | 722.6702 | 48.8266 | 5.7054 | 73.8228 | 1841381.6715 | 0 | 1799834.7484 | 0 | 0 | 0 | 699768.2989 | 1692984.0403 | 4404797.1942 | 3006364.5946 | 13445130.548 | 961560.8286 | 17303179.5858 | 17303179.5858 | 13685062.912 | 7195764.7501 | 0 | 31709870.9624 | 69893878.2104 | 3162277.6602 | 1.9717 | 16082.5891 | 35448.726 | 327.8653 | 722.6702
1 | 4200 | 707 | 0.02 | 15 | 15 | 7 | 4.217e-09 | 5spot_SharedNeighbor | CO2 | Porous | Wet | R600a | MinimizeLCOE_Brownfield | IgnoreSilica | 2019 | 94.5197 | 6.4918 | 0.49377 | 4 | 16058.8281 | 35391.9148 | 327.3809 | 721.5121 | 48.8224 | 5.7038 | 73.0021 | 1842651.8183 | 0 | 1801590.4029 | 0 | 0 | 0 | 699092.6344 | 1693900.5937 | 4407181.8779 | 3007992.1902 | 13452409.5173 | 961560.8286 | 17303179.5858 | 17303179.5858 | 13685062.912 | 7195764.7501 | 0 | 31717149.9318 | 69901157.1797 | 4216965.0343 | 1.9751 | 16058.8281 | 35391.9148 | 327.3809 | 721.5121
1 | 4200 | 707 | 0.02 | 15 | 15 | 7 | 5.6234e-09 | 5spot_SharedNeighbor | CO2 | Porous | Wet | R600a | MinimizeLCOE_Brownfield | IgnoreSilica | 2019 | 94.5929 | 6.4973 | 0.49438 | 4 | 16041.0201 | 35350.1213 | 327.0179 | 720.66 | 48.8196 | 5.7028 | 69.1129 | 1843480.2167 | 0 | 1802736.3908 | 0 | 0 | 0 | 698468.7582 | 1694427.2926 | 4408552.2406 | 3008927.4909 | 13456592.3899 | 961560.8286 | 17303179.5858 | 17303179.5858 | 13685062.912 | 7195764.7501 | 0 | 31721332.8044 | 69905340.0523 | 5623413.2519 | 1.9775 | 16041.0201 | 35350.1213 | 327.0179 | 720.66
1 | 4200 | 707 | 0.02 | 15 | 15 | 7 | 7.4989e-09 | 5spot_SharedNeighbor | CO2 | Porous | Wet | R600a | MinimizeLCOE_Brownfield | IgnoreSilica | 2019 | 94.6512 | 6.5017 | 0.49485 | 4 | 16027.6717 | 35318.5582 | 326.7458 | 720.0166 | 48.8174 | 5.702 | 74.3348 | 1844140.4222 | 0 | 1803650.195 | 0 | 0 | 0 | 698034.6017 | 1694871.8354 | 4409708.8496 | 3009716.9003 | 13460122.8041 | 961560.8286 | 17303179.5858 | 17303179.5858 | 13685062.912 | 7195764.7501 | 0 | 31724863.2186 | 69908870.4665 | 7498942.0933 | 1.9794 | 16027.6717 | 35318.5582 | 326.7458 | 720.0166
1 | 4200 | 707 | 0.02 | 15 | 15 | 7 | 1e-08 | 5spot_SharedNeighbor | CO2 | Porous | Wet | R600a | MinimizeLCOE_Brownfield | IgnoreSilica | 2019 | 94.7024 | 6.5054 | 0.49521 | 4 | 16017.665 | 35294.3848 | 326.5418 | 719.5238 | 48.8155 | 5.7013 | 82.075 | 1844718.5237 | 0 | 1804450.6946 | 0 | 0 | 0 | 697783.8317 | 1695311.6895 | 4410853.2599 | 3010497.9838 | 13463615.9832 | 961560.8286 | 17303179.5858 | 17303179.5858 | 13685062.912 | 7195764.7501 | 0 | 31728356.3977 | 69912363.6456 | 10000000 | 1.9808 | 16017.665 | 35294.3848 | 326.5418 | 719.5238
1 | 4300 | 707 | 0.02 | 15 | 15 | 7 | 1e-13 | 5spot_SharedNeighbor | CO2 | Porous | Wet | R600a | MinimizeLCOE_Brownfield | IgnoreSilica | 2019 | 0 | 0 | 0 | 0 |  |  |  |  | 15 |  | 15.4922 | [19 empty] | 100 | 0
1 | 4300 | 707 | 0.02 | 15 | 15 | 7 | 1.3335e-13 | 5spot_SharedNeighbor | CO2 | Porous | Wet | R600a | MinimizeLCOE_Brownfield | IgnoreSilica | 2019 | 0 | 0 | 0 | 0 |  |  |  |  | 15 |  | 17.7157 | [19 empty] | 133.3521 | 0
1 | 4300 | 707 | 0.02 | 15 | 15 | 7 | 1.7783e-13 | 5spot_SharedNeighbor | CO2 | Porous | Wet | R600a | MinimizeLCOE_Brownfield | IgnoreSilica | 2019 | 0 | 0 | 0 | 0 |  |  |  |  | 15 |  | 20.6453 | [19 empty] | 177.8279 | 0
1 | 4300 | 707 | 0.02 | 15 | 15 | 7 | 2.3714e-13 | 5spot_SharedNeighbor | CO2 | Porous | Wet | R600a | MinimizeLCOE_Brownfield | IgnoreSilica | 2019 | 0 | 0 | 0 | 0 |  |  |  |  | 15 |  | 20.4413 | [19 empty] | 237.1374 | 0
1 | 4300 | 707 | 0.02 | 15 | 15 | 7 | 3.1623e-13 | 5spot_SharedNeighbor | CO2 | Porous | Wet | R600a | MinimizeLCOE_Brownfield | IgnoreSilica | 2019 | 0 | 0 | 0 | 0 |  |  |  |  | 15 |  | 20.9789 | [19 empty] | 316.2278 | 0
1 | 4300 | 707 | 0.02 | 15 | 15 | 7 | 4.217e-13 | 5spot_SharedNeighbor | CO2 | Porous | Wet | R600a | MinimizeLCOE_Brownfield | IgnoreSilica | 2019 | 1.6 | -0.027578 | 0.0014753 | 4 | 3287342.8682 | 9933984.2295 | 67016.9308 | 202517.7052 | 39.6111 | 5.2802 | 21.69 | 83994.4482 | 0 | 36961.765 | 0 | 0 | 0 | 77513.2439 | 77403.0883 | 201386.9581 | 137450.737 | 614710.2404 | 961560.8286 | 17822860.8151 | 17822860.8151 | 14023360.4323 | 7376664.0807 | 0 | 19399131.8841 | 58622017.2121 | 421.6965 | 0.0059012 | 3287342.8682 | 9933984.2295 | 67016.9308 | 202517.7052
1 | 4300 | 707 | 0.02 | 15 | 15 | 7 | 5.6234e-13 | 5spot_SharedNeighbor | CO2 | Porous | Wet | R600a | MinimizeLCOE_Brownfield | IgnoreSilica | 2019 | 1.6 | -0.022251 | 0.0027275 | 4 | 1775408.6764 | 5370526.8342 | 36194.1073 | 109485.4537 | 39.6112 | 5.2802 | 21.132 | 83994.8832 | 0 | 36961.5959 | 0 | 0 | 0 | 68036.5139 | 73707.2673 | 191771.19 | 130887.7777 | 585359.2279 | 961560.8286 | 17822860.8151 | 17822860.8151 | 14023360.4323 | 7376664.0807 | 0 | 19369780.8715 | 58592666.1996 | 562.3413 | 0.01091 | 1775408.6764 | 5370526.8342 | 36194.1073 | 109485.4537
1 | 4300 | 707 | 0.02 | 15 | 15 | 7 | 7.4989e-13 | 5spot_SharedNeighbor | CO2 | Porous | Wet | R600a | MinimizeLCOE_Brownfield | IgnoreSilica | 2019 | 2.8519 | 0.035067 | 0.0053255 | 4 | 930699.6609 | 2771966.9932 | 18973.5715 | 56510.2965 | 44.133 | 5.8056 | 45.2631 | 142107.1317 | 0 | 78917.9048 | 0 | 0 | 0 | 115223.8198 | 131137.054 | 341191.7145 | 232870.3559 | 1041447.9808 | 961560.8286 | 17822860.8151 | 17822860.8151 | 14023360.4323 | 7376664.0807 | 0 | 19825869.6245 | 59048754.9525 | 749.8942 | 0.021302 | 930699.6609 | 2771966.9932 | 18973.5715 | 56510.2965
1 | 4300 | 707 | 0.02 | 15 | 15 | 7 | 1e-12 | 5spot_SharedNeighbor | CO2 | Porous | Wet | R600a | MinimizeLCOE_Brownfield | IgnoreSilica | 2019 | 3.8413 | 0.094035 | 0.0086206 | 4 | 583868.4774 | 1721345.1446 | 11902.9487 | 35091.9491 | 45.9026 | 6.0068 | 36.5391 | 183353.4162 | 0 | 109815.4315 | 0 | 0 | 0 | 142295.7068 | 169831.1762 | 441865.8834 | 301582.5449 | 1348744.159 | 961560.8286 | 17822860.8151 | 17822860.8151 | 14023360.4323 | 7376664.0807 | 0 | 20133165.8027 | 59356051.1307 | 1000 | 0.034482 | 583868.4774 | 1721345.1446 | 11902.9487 | 35091.9491
1 | 4300 | 707 | 0.02 | 15 | 15 | 7 | 1.3335e-12 | 5spot_SharedNeighbor | CO2 | Porous | Wet | R600a | MinimizeLCOE_Brownfield | IgnoreSilica | 2019 | 5.1371 | 0.17664 | 0.013204 | 4 | 388219.0571 | 1130840.1525 | 7914.3706 | 23053.7061 | 47.2955 | 6.1626 | 39.9655 | 232968.432 | 0 | 147984.0167 | 0 | 0 | 0 | 174402.3777 | 216588.3823 | 563518.5424 | 384612.9843 | 1720074.7354 | 961560.8286 | 17822860.8151 | 17822860.8151 | 14023360.4323 | 7376664.0807 | 0 | 20504496.3791 | 59727381.7071 | 1333.5214 | 0.052817 | 388219.0571 | 1130840.1525 | 7914.3706 | 23053.7061
1 | 4300 | 707 | 0.02 | 15 | 15 | 7 | 1.7783e-12 | 5spot_SharedNeighbor | CO2 | Porous | Wet | R600a | MinimizeLCOE_Brownfield | IgnoreSilica | 2019 | 6.8102 | 0.28774 | 0.019454 | 4 | 269168.5548 | 773213.8521 | 5487.3651 | 15763.0102 | 48.3715 | 6.2809 | 45.3808 | 291743.6986 | 0 | 194417.1955 | 0 | 0 | 0 | 211634.7697 | 272140.3089 | 708053.26 | 483260.899 | 2161250.1316 | 961560.8286 | 17822860.8151 | 17822860.8151 | 14023360.4323 | 7376664.0807 | 0 | 20945671.7753 | 60168557.1033 | 1778.2794 | 0.077816 | 269168.5548 | 773213.8521 | 5487.3651 | 15763.0102
1 | 4300 | 707 | 0.02 | 15 | 15 | 7 | 2.3714e-12 | 5spot_SharedNeighbor | CO2 | Porous | Wet | R600a | MinimizeLCOE_Brownfield | IgnoreSilica | 2019 | 8.9808 | 0.4353 | 0.027867 | 4 | 192645.1912 | 544525.3658 | 3927.3328 | 11100.8861 | 49.2041 | 6.3704 | 51.6426 | 361729.7046 | 0 | 251192.6683 | 0 | 0 | 0 | 255292.6425 | 338603.856 | 880977.7761 | 601285.4345 | 2689082.082 | 961560.8286 | 17822860.8151 | 17822860.8151 | 14023360.4323 | 7376664.0807 | 0 | 21473503.7257 | 60696389.0537 | 2371.3737 | 0.11147 | 192645.1912 | 544525.3658 | 3927.3328 | 11100.8861
1 | 4300 | 707 | 0.02 | 15 | 15 | 7 | 3.1623e-12 | 5spot_SharedNeighbor | CO2 | Porous | Wet | R600a | MinimizeLCOE_Brownfield | IgnoreSilica | 2019 | 11.7607 | 0.62717 | 0.039061 | 4 | 141422.6168 | 392456.2065 | 2883.0913 | 8000.7506 | 49.8378 | 6.4363 | 45.0478 | 444102.5826 | 0 | 319812.3242 | 0 | 0 | 0 | 305495.4841 | 417070.0524 | 1085130.7236 | 740624.0161 | 3312235.183 | 961560.8286 | 17822860.8151 | 17822860.8151 | 14023360.4323 | 7376664.0807 | 0 | 22096656.8267 | 61319542.1547 | 3162.2777 | 0.15625 | 141422.6168 | 392456.2065 | 2883.0913 | 8000.7506
1 | 4300 | 707 | 0.02 | 15 | 15 | 7 | 4.217e-12 | 5spot_SharedNeighbor | CO2 | Porous | Wet | R600a | MinimizeLCOE_Brownfield | IgnoreSilica | 2019 | 15.3144 | 0.87473 | 0.053808 | 4 | 106085.2235 | 288322.1355 | 2162.6908 | 5877.8367 | 50.3163 | 6.4829 | 55.203 | 541018.1255 | 0 | 402730.3669 | 0 | 0 | 0 | 363319.5664 | 509756.5429 | 1326281.9592 | 905214.6895 | 4048321.2504 | 961560.8286 | 17822860.8151 | 17822860.8151 | 14023360.4323 | 7376664.0807 | 0 | 22832742.8941 | 62055628.2221 | 4216.965 | 0.21523 | 106085.2235 | 288322.1355 | 2162.6908 | 5877.8367
1 | 4300 | 707 | 0.02 | 15 | 15 | 7 | 5.6234e-12 | 5spot_SharedNeighbor | CO2 | Porous | Wet | R600a | MinimizeLCOE_Brownfield | IgnoreSilica | 2019 | 19.7728 | 1.1875 | 0.072961 | 4 | 81158.6224 | 215554.8746 | 1654.5283 | 4394.3777 | 50.6657 | 6.5121 | 46.898 | 653102.7685 | 0 | 501271.4987 | 0 | 0 | 0 | 428099.7042 | 617164.8488 | 1605736.3388 | 1095948.0458 | 4901323.2047 | 961560.8286 | 17822860.8151 | 17822860.8151 | 14023360.4323 | 7376664.0807 | 0 | 23685744.8484 | 62908630.1764 | 5623.4133 | 0.29185 | 81158.6224 | 215554.8746 | 1654.5283 | 4394.3777
1 | 4300 | 707 | 0.02 | 15 | 15 | 7 | 7.4989e-12 | 5spot_SharedNeighbor | CO2 | Porous | Wet | R600a | MinimizeLCOE_Brownfield | IgnoreSilica | 2019 | 25.2561 | 1.5743 | 0.09738 | 4 | 63296.8266 | 163992.0608 | 1290.3914 | 3343.2 | 50.9069 | 6.5247 | 53.0319 | 780402.6489 | 0 | 616388.0476 | 0 | 0 | 0 | 498761.8981 | 739265.5119 | 1923417.2177 | 1312771.7734 | 5871007.0976 | 961560.8286 | 17822860.8151 | 17822860.8151 | 14023360.4323 | 7376664.0807 | 0 | 24655428.7413 | 63878314.0693 | 7498.9421 | 0.38952 | 63296.8266 | 163992.0608 | 1290.3914 | 3343.2
1 | 4300 | 707 | 0.02 | 15 | 15 | 7 | 1e-11 | 5spot_SharedNeighbor | CO2 | Porous | Wet | R600a | MinimizeLCOE_Brownfield | IgnoreSilica | 2019 | 31.7802 | 2.0372 | 0.12767 | 4 | 50367.4995 | 127173.8051 | 1026.8096 | 2592.61 | 51.0535 | 6.5206 | 49.2295 | 920536.5744 | 0 | 746942.2385 | 0 | 0 | 0 | 572210.7488 | 873478.9291 | 2272612.9982 | 1551105.0688 | 6936886.5578 | 961560.8286 | 17822860.8151 | 17822860.8151 | 14023360.4323 | 7376664.0807 | 0 | 25721308.2015 | 64944193.5295 | 10000 | 0.51067 | 50367.4995 | 127173.8051 | 1026.8096 | 2592.61
1 | 4300 | 707 | 0.02 | 15 | 15 | 7 | 1.3335e-11 | 5spot_SharedNeighbor | CO2 | Porous | Wet | R600a | MinimizeLCOE_Brownfield | IgnoreSilica | 2019 | 39.166 | 2.5645 | 0.16378 | 4 | 40960.0288 | 100830.6872 | 835.0256 | 2055.5699 | 51.1154 | 6.4995 | 53.6228 | 1067666.0839 | 0 | 888461.0854 | 0 | 0 | 0 | 642820.3154 | 1013589.519 | 2637152.0127 | 1799910.4367 | 8049599.453 | 961560.8286 | 17822860.8151 | 17822860.8151 | 14023360.4323 | 7376664.0807 | 0 | 26834021.0967 | 66056906.4247 | 13335.2143 | 0.65513 | 40960.0288 | 100830.6872 | 835.0256 | 2055.5699
1 | 4300 | 707 | 0.02 | 15 | 15 | 7 | 1.7783e-11 | 5spot_SharedNeighbor | CO2 | Porous | Wet | R600a | MinimizeLCOE_Brownfield | IgnoreSilica | 2019 | 47.1003 | 3.135 | 0.20477 | 4 | 34107.0711 | 81994.055 | 695.3188 | 1671.5597 | 51.104 | 6.4621 | 48.9992 | 1214679.4176 | 0 | 1034816.438 | 0 | 0 | 0 | 705290.8262 | 1152366.8059 | 2998222.0459 | 2046348.1536 | 9151723.6872 | 961560.8286 | 17822860.8151 | 17822860.8151 | 14023360.4323 | 7376664.0807 | 0 | 27936145.3308 | 67159030.6589 | 17782.7941 | 0.81907 | 34107.0711 | 81994.055 | 695.3188 | 1671.5597
1 | 4300 | 707 | 0.02 | 15 | 15 | 7 | 2.3714e-11 | 5spot_SharedNeighbor | CO2 | Porous | Wet | R600a | MinimizeLCOE_Brownfield | IgnoreSilica | 2019 | 55.0781 | 3.7131 | 0.24858 | 4 | 29121.4251 | 68568.2685 | 593.6796 | 1397.8569 | 51.0333 | 6.4115 | 62.2412 | 1352666.9953 | 0 | 1177310.8919 | 0 | 0 | 0 | 754114.7045 | 1280796.1107 | 3332368.7528 | 2274410.1471 | 10171667.6023 | 961560.8286 | 17822860.8151 | 17822860.8151 | 14023360.4323 | 7376664.0807 | 0 | 28956089.2459 | 68178974.574 | 23713.7371 | 0.99432 | 29121.4251 | 68568.2685 | 593.6796 | 1397.8569
1 | 4300 | 707 | 0.02 | 15 | 15 | 7 | 3.1623e-11 | 5spot_SharedNeighbor | CO2 | Porous | Wet | R600a | MinimizeLCOE_Brownfield | IgnoreSilica | 2019 | 62.5714 | 4.2606 | 0.29251 | 4 | 25500.2153 | 59022.752 | 519.8564 | 1203.2586 | 50.9224 | 6.3532 | 55.4979 | 1474231.5572 | 0 | 1307670.0103 | 0 | 0 | 0 | 786416.0589 | 1391643.8743 | 3620771.8954 | 2471251.218 | 11051984.614 | 961560.8286 | 17822860.8151 | 17822860.8151 | 14023360.4323 | 7376664.0807 | 0 | 29836406.2577 | 69059291.5857 | 31622.7766 | 1.17 | 25500.2153 | 59022.752 | 519.8564 | 1203.2586
1 | 4300 | 707 | 0.02 | 15 | 15 | 7 | 4.217e-11 | 5spot_SharedNeighbor | CO2 | Porous | Wet | R600a | MinimizeLCOE_Brownfield | IgnoreSilica | 2019 | 69.2534 | 4.7527 | 0.33405 | 4 | 22870.5793 | 52224.4994 | 466.2477 | 1064.6671 | 50.7906 | 6.2926 | 65.9516 | 1576508.5737 | 0 | 1421501.4534 | 0 | 0 | 0 | 803869.3333 | 1482732.9505 | 3857766.987 | 2633005.2378 | 11775384.5357 | 961560.8286 | 17822860.8151 | 17822860.8151 | 14023360.4323 | 7376664.0807 | 0 | 30559806.1794 | 69782691.5074 | 42169.6503 | 1.3362 | 22870.5793 | 52224.4994 | 466.2477 | 1064.6671
1 | 4300 | 707 | 0.02 | 15 | 15 | 7 | 5.6234e-11 | 5spot_SharedNeighbor | CO2 | Porous | Wet | R600a | MinimizeLCOE_Brownfield | IgnoreSilica | 2019 | 74.9466 | 5.1748 | 0.37134 | 4 | 20957.5641 | 47363.573 | 427.2483 | 965.5705 | 50.6553 | 6.2348 | 62.5253 | 1659281.0115 | 0 | 1516912.4012 | 0 | 0 | 0 | 809746.754 | 1554516.665 | 4044533.4871 | 2760477.2118 | 12345467.5305 | 961560.8286 | 17822860.8151 | 17822860.8151 | 14023360.4323 | 7376664.0807 | 0 | 31129889.1742 | 70352774.5022 | 56234.1325 | 1.4854 | 20957.5641 | 47363.573 | 427.2483 | 965.5705
1 | 4300 | 707 | 0.02 | 15 | 15 | 7 | 7.4989e-11 | 5spot_SharedNeighbor | CO2 | Porous | Wet | R600a | MinimizeLCOE_Brownfield | IgnoreSilica | 2019 | 79.6212 | 5.5236 | 0.40341 | 4 | 19561.2169 | 43868.1631 | 398.7819 | 894.3118 | 50.5288 | 6.1831 | 71.5409 | 1724308.6588 | 0 | 1594274.243 | 0 | 0 | 0 | 807821.5972 | 1609297.7546 | 4187062.645 | 2857756.2908 | 12780521.1892 | 961560.8286 | 17822860.8151 | 17822860.8151 | 14023360.4323 | 7376664.0807 | 0 | 31564942.8329 | 70787828.1609 | 74989.4209 | 1.6136 | 19561.2169 | 43868.1631 | 398.7819 | 894.3118
1 | 4300 | 707 | 0.02 | 15 | 15 | 7 | 1e-10 | 5spot_SharedNeighbor | CO2 | Porous | Wet | R600a | MinimizeLCOE_Brownfield | IgnoreSilica | 2019 | 83.3802 | 5.8055 | 0.43011 | 4 | 18537.8273 | 41335.9732 | 377.9187 | 842.6897 | 50.4172 | 6.1389 | 66.5122 | 1774704.2388 | 0 | 1655892.8148 | 0 | 0 | 0 | 801808.3692 | 1650638.1149 | 4294621.7825 | 2931167.6122 | 13108832.9325 | 961560.8286 | 17822860.8151 | 17822860.8151 | 14023360.4323 | 7376664.0807 | 0 | 31893254.5762 | 71116139.9042 | 100000 | 1.7204 | 18537.8273 | 41335.9732 | 377.9187 | 842.6897
1 | 4300 | 707 | 0.02 | 15 | 15 | 7 | 1.3335e-10 | 5spot_SharedNeighbor | CO2 | Porous | Wet | R600a | MinimizeLCOE_Brownfield | IgnoreSilica | 2019 | 86.3445 | 6.0286 | 0.45177 | 4 | 17784.6717 | 39489.8951 | 362.5646 | 805.0549 | 50.323 | 6.1023 | 64.4943 | 1813262.4574 | 0 | 1704136.1013 | 0 | 0 | 0 | 794081.6316 | 1681477.2742 | 4374858.9491 | 2985931.1271 | 13353747.5409 | 961560.8286 | 17822860.8151 | 17822860.8151 | 14023360.4323 | 7376664.0807 | 0 | 32138169.1845 | 71361054.5126 | 133352.1432 | 1.8071 | 17784.6717 | 39489.8951 | 362.5646 | 805.0549
1 | 4300 | 707 | 0.02 | 15 | 15 | 7 | 1.7783e-10 | 5spot_SharedNeighbor | CO2 | Porous | Wet | R600a | MinimizeLCOE_Brownfield | IgnoreSilica | 2019 | 88.642 | 6.2022 | 0.46898 | 4 | 17228.2963 | 38136.9427 | 351.2221 | 777.4732 | 50.2463 | 6.0729 | 69.1232 | 1842430.6784 | 0 | 1741324.4378 | 0 | 0 | 0 | 786062.1382 | 1704228.7292 | 4434053.568 | 3026332.6709 | 13534432.2225 | 961560.8286 | 17822860.8151 | 17822860.8151 | 14023360.4323 | 7376664.0807 | 0 | 32318853.8662 | 71541739.1942 | 177827.941 | 1.8759 | 17228.2963 | 38136.9427 | 351.2221 | 777.4732
1 | 4300 | 707 | 0.02 | 15 | 15 | 7 | 2.3714e-10 | 5spot_SharedNeighbor | CO2 | Porous | Wet | R600a | MinimizeLCOE_Brownfield | IgnoreSilica | 2019 | 90.4176 | 6.3366 | 0.48248 | 4 | 16815.9573 | 37139.5427 | 342.816 | 757.1398 | 50.1847 | 6.0495 | 68.134 | 1864547.3756 | 0 | 1769951.1401 | 0 | 0 | 0 | 778773.753 | 1721176.1848 | 4478147.3711 | 3056427.5975 | 13669023.4221 | 961560.8286 | 17822860.8151 | 17822860.8151 | 14023360.4323 | 7376664.0807 | 0 | 32453445.0658 | 71676330.3938 | 237137.3706 | 1.9299 | 16815.9573 | 37139.5427 | 342.816 | 757.1398
1 | 4300 | 707 | 0.02 | 15 | 15 | 7 | 3.1623e-10 | 5spot_SharedNeighbor | CO2 | Porous | Wet | R600a | MinimizeLCOE_Brownfield | IgnoreSilica | 2019 | 91.7749 | 6.4396 | 0.49294 | 4 | 16509.5542 | 36401.7576 | 336.5696 | 742.0991 | 50.1364 | 6.0313 | 68.5934 | 1881201.287 | 0 | 1791765.838 | 0 | 0 | 0 | 772471.6912 | 1733721.1383 | 4510786.7668 | 3078704.6558 | 13768651.3772 | 961560.8286 | 17822860.8151 | 17822860.8151 | 14023360.4323 | 7376664.0807 | 0 | 32553073.0209 | 71775958.3489 | 316227.766 | 1.9718 | 16509.5542 | 36401.7576 | 336.5696 | 742.0991
1 | 4300 | 707 | 0.02 | 15 | 15 | 7 | 4.217e-10 | 5spot_SharedNeighbor | CO2 | Porous | Wet | R600a | MinimizeLCOE_Brownfield | IgnoreSilica | 2019 | 92.7882 | 6.5167 | 0.50095 | 4 | 16281.3873 | 35855.6503 | 331.9181 | 730.9659 | 50.0996 | 6.0176 | 61.9496 | 1893493.0078 | 0 | 1808015.811 | 0 | 0 | 0 | 767031.7614 | 1742730.8263 | 4534228.1268 | 3094703.8656 | 13840203.3989 | 961560.8286 | 17822860.8151 | 17822860.8151 | 14023360.4323 | 7376664.0807 | 0 | 32624625.0426 | 71847510.3707 | 421696.5034 | 2.0038 | 16281.3873 | 35855.6503 | 331.9181 | 730.9659
1 | 4300 | 707 | 0.02 | 15 | 15 | 7 | 5.6234e-10 | 5spot_SharedNeighbor | CO2 | Porous | Wet | R600a | MinimizeLCOE_Brownfield | IgnoreSilica | 2019 | 93.577 | 6.5767 | 0.50711 | 4 | 16111.1976 | 35447.8659 | 328.4486 | 722.6527 | 50.0705 | 6.0067 | 86.8588 | 1902976.5165 | 0 | 1820642.8437 | 0 | 0 | 0 | 762889.1018 | 1749738.3002 | 4552460.1364 | 3107147.5868 | 13895854.4854 | 961560.8286 | 17822860.8151 | 17822860.8151 | 14023360.4323 | 7376664.0807 | 0 | 32680276.1291 | 71903161.4571 | 562341.3252 | 2.0284 | 16111.1976 | 35447.8659 | 328.4486 | 722.6527
1 | 4300 | 707 | 0.02 | 15 | 15 | 7 | 7.4989e-10 | 5spot_SharedNeighbor | CO2 | Porous | Wet | R600a | MinimizeLCOE_Brownfield | IgnoreSilica | 2019 | 94.1714 | 6.6219 | 0.51178 | 4 | 15984.0899 | 35144.0473 | 325.8573 | 716.4589 | 50.0483 | 5.9985 | 68.7657 | 1910074.5849 | 0 | 1830146.2203 | 0 | 0 | 0 | 759590.3367 | 1754926.3454 | 4565958.3657 | 3116360.4057 | 13937056.2586 | 961560.8286 | 17822860.8151 | 17822860.8151 | 14023360.4323 | 7376664.0807 | 0 | 32721477.9023 | 71944363.2304 | 749894.2093 | 2.0471 | 15984.0899 | 35144.0473 | 325.8573 | 716.4589
1 | 4300 | 707 | 0.02 | 15 | 15 | 7 | 1e-09 | 5spot_SharedNeighbor | CO2 | Porous | Wet | R600a | MinimizeLCOE_Brownfield | IgnoreSilica | 2019 | 94.6124 | 6.6555 | 0.51531 | 4 | 15889.0645 | 34917.7711 | 323.9201 | 711.846 | 50.0317 | 5.9923 | 69.6774 | 1915313.9235 | 0 | 1837190.4561 | 0 | 0 | 0 | 756936.5921 | 1758681.9789 | 4575729.7539 | 3123029.5789 | 13966882.2834 | 961560.8286 | 17822860.8151 | 17822860.8151 | 14023360.4323 | 7376664.0807 | 0 | 32751303.9271 | 71974189.2551 | 1000000 | 2.0612 | 15889.0645 | 34917.7711 | 323.9201 | 711.846
1 | 4300 | 707 | 0.02 | 15 | 15 | 7 | 1.3335e-09 | 5spot_SharedNeighbor | CO2 | Porous | Wet | R600a | MinimizeLCOE_Brownfield | IgnoreSilica | 2019 | 94.9413 | 6.6806 | 0.51797 | 4 | 15817.9705 | 34748.8926 | 322.4707 | 708.4032 | 50.0192 | 5.9877 | 72.2673 | 1919206.9409 | 0 | 1842441.0269 | 0 | 0 | 0 | 754854.7391 | 1761436.0557 | 4582895.2967 | 3127920.2091 | 13988754.2683 | 961560.8286 | 17822860.8151 | 17822860.8151 | 14023360.4323 | 7376664.0807 | 0 | 32773175.912 | 71996061.2401 | 1333521.4322 | 2.0719 | 15817.9705 | 34748.8926 | 322.4707 | 708.4032
1 | 4300 | 707 | 0.02 | 15 | 15 | 7 | 1.7783e-09 | 5spot_SharedNeighbor | CO2 | Porous | Wet | R600a | MinimizeLCOE_Brownfield | IgnoreSilica | 2019 | 95.1971 | 6.7001 | 0.52 | 4 | 15764.7503 | 34622.0071 | 321.3858 | 705.8164 | 50.0095 | 5.9841 | 76.9105 | 1922225.3101 | 0 | 1846521.6694 | 0 | 0 | 0 | 753351.0734 | 1763618.2406 | 4588572.8943 | 3131795.2861 | 14006084.4738 | 961560.8286 | 17822860.8151 | 17822860.8151 | 14023360.4323 | 7376664.0807 | 0 | 32790506.1175 | 72013391.4455 | 1778279.41 | 2.08 | 15764.7503 | 34622.0071 | 321.3858 | 705.8164
1 | 4300 | 707 | 0.02 | 15 | 15 | 7 | 2.3714e-09 | 5spot_SharedNeighbor | CO2 | Porous | Wet | R600a | MinimizeLCOE_Brownfield | IgnoreSilica | 2019 | 95.3823 | 6.7143 | 0.52151 | 4 | 15724.8933 | 34527.5267 | 320.5732 | 703.8903 | 50.0024 | 5.9815 | 75.4045 | 1924406.1366 | 0 | 1849475.3869 | 0 | 0 | 0 | 752128.5846 | 1765143.9422 | 4592542.4567 | 3134504.594 | 14018201.1011 | 961560.8286 | 17822860.8151 | 17822860.8151 | 14023360.4323 | 7376664.0807 | 0 | 32802622.7448 | 72025508.0728 | 2371373.7057 | 2.086 | 15724.8933 | 34527.5267 | 320.5732 | 703.8903
1 | 4300 | 707 | 0.02 | 15 | 15 | 7 | 3.1623e-09 | 5spot_SharedNeighbor | CO2 | Porous | Wet | R600a | MinimizeLCOE_Brownfield | IgnoreSilica | 2019 | 95.5332 | 6.7257 | 0.52267 | 4 | 15695.0342 | 34455.9747 | 319.9645 | 702.4316 | 49.9967 | 5.9794 | 78.233 | 1926180.6068 | 0 | 1851882.0172 | 0 | 0 | 0 | 751328.6536 | 1766462.5982 | 4595973.3293 | 3136846.2351 | 14028673.4402 | 961560.8286 | 17822860.8151 | 17822860.8151 | 14023360.4323 | 7376664.0807 | 0 | 32813095.0839 | 72035980.4119 | 3162277.6602 | 2.0907 | 15695.0342 | 34455.9747 | 319.9645 | 702.4316
1 | 4300 | 707 | 0.02 | 15 | 15 | 7 | 4.217e-09 | 5spot_SharedNeighbor | CO2 | Porous | Wet | R600a | MinimizeLCOE_Brownfield | IgnoreSilica | 2019 | 95.6381 | 6.7338 | 0.52352 | 4 | 15672.6597 | 34402.9591 | 319.5084 | 701.3509 | 49.9926 | 5.9779 | 75.9714 | 1927411.1817 | 0 | 1853552.7877 | 0 | 0 | 0 | 750630.8819 | 1767321.992 | 4598209.2957 | 3138372.3281 | 14035498.4673 | 961560.8286 | 17822860.8151 | 17822860.8151 | 14023360.4323 | 7376664.0807 | 0 | 32819920.111 | 72042805.439 | 4216965.0343 | 2.0941 | 15672.6597 | 34402.9591 | 319.5084 | 701.3509
1 | 4300 | 707 | 0.02 | 15 | 15 | 7 | 5.6234e-09 | 5spot_SharedNeighbor | CO2 | Porous | Wet | R600a | MinimizeLCOE_Brownfield | IgnoreSilica | 2019 | 95.7112 | 6.7394 | 0.52415 | 4 | 15655.8906 | 34363.611 | 319.1665 | 700.5487 | 49.9898 | 5.9768 | 74.6432 | 1928269.2298 | 0 | 1854718.6562 | 0 | 0 | 0 | 750044.868 | 1767882.7741 | 4599668.3355 | 3139368.1527 | 14039952.0162 | 961560.8286 | 17822860.8151 | 17822860.8151 | 14023360.4323 | 7376664.0807 | 0 | 32824373.6599 | 72047258.9879 | 5623413.2519 | 2.0966 | 15655.8906 | 34363.611 | 319.1665 | 700.5487
1 | 4300 | 707 | 0.02 | 15 | 15 | 7 | 7.4989e-09 | 5spot_SharedNeighbor | CO2 | Porous | Wet | R600a | MinimizeLCOE_Brownfield | IgnoreSilica | 2019 | 95.787 | 6.7451 | 0.52467 | 4 | 15643.3207 | 34332.7086 | 318.9103 | 699.9187 | 49.9869 | 5.9758 | 83.3567 | 1929157.3161 | 0 | 1855925.9852 | 0 | 0 | 0 | 749827.6362 | 1768615.2656 | 4601574.1282 | 3140668.8954 | 14045769.2267 | 961560.8286 | 17822860.8151 | 17822860.8151 | 14023360.4323 | 7376664.0807 | 0 | 32830190.8703 | 72053076.1984 | 7498942.0933 | 2.0987 | 15643.3207 | 34332.7086 | 318.9103 | 699.9187
1 | 4300 | 707 | 0.02 | 15 | 15 | 7 | 1e-08 | 5spot_SharedNeighbor | CO2 | Porous | Wet | R600a | MinimizeLCOE_Brownfield | IgnoreSilica | 2019 | 95.8233 | 6.7479 | 0.52501 | 4 | 15633.8976 | 34310.9376 | 318.7181 | 699.4749 | 49.9855 | 5.9752 | 76.0416 | 1929582.3726 | 0 | 1856504.1776 | 0 | 0 | 0 | 749442.9081 | 1768856.4887 | 4602201.7413 | 3141097.2542 | 14047684.9425 | 961560.8286 | 17822860.8151 | 17822860.8151 | 14023360.4323 | 7376664.0807 | 0 | 32832106.5862 | 72054991.9142 | 10000000 | 2.1001 | 15633.8976 | 34310.9376 | 318.7181 | 699.4749
1 | 4400 | 707 | 0.02 | 15 | 15 | 7 | 1e-13 | 5spot_SharedNeighbor | CO2 | Porous | Wet | R600a | MinimizeLCOE_Brownfield | IgnoreSilica | 2019 | 0 | 0 | 0 | 0 |  |  |  |  | 15 |  | 15.4958 | [19 empty] | 100 | 0
1 | 4400 | 707 | 0.02 | 15 | 15 | 7 | 1.3335e-13 | 5spot_SharedNeighbor | CO2 | Porous | Wet | R600a | MinimizeLCOE_Brownfield | IgnoreSilica | 2019 | 0 | 0 | 0 | 0 |  |  |  |  | 15 |  | 16.0427 | [19 empty] | 133.3521 | 0
1 | 4400 | 707 | 0.02 | 15 | 15 | 7 | 1.7783e-13 | 5spot_SharedNeighbor | CO2 | Porous | Wet | R600a | MinimizeLCOE_Brownfield | IgnoreSilica | 2019 | 0 | 0 | 0 | 0 |  |  |  |  | 15 |  | 19.8435 | [19 empty] | 177.8279 | 0
1 | 4400 | 707 | 0.02 | 15 | 15 | 7 | 2.3714e-13 | 5spot_SharedNeighbor | CO2 | Porous | Wet | R600a | MinimizeLCOE_Brownfield | IgnoreSilica | 2019 | 0 | 0 | 0 | 0 |  |  |  |  | 15 |  | 19.6369 | [19 empty] | 237.1374 | 0
1 | 4400 | 707 | 0.02 | 15 | 15 | 7 | 3.1623e-13 | 5spot_SharedNeighbor | CO2 | Porous | Wet | R600a | MinimizeLCOE_Brownfield | IgnoreSilica | 2019 | 0 | 0 | 0 | 0 |  |  |  |  | 15 |  | 19.6143 | [19 empty] | 316.2278 | 0
1 | 4400 | 707 | 0.02 | 15 | 15 | 7 | 4.217e-13 | 5spot_SharedNeighbor | CO2 | Porous | Wet | R600a | MinimizeLCOE_Brownfield | IgnoreSilica | 2019 | 1.6 | -0.029219 | 0.0016271 | 4 | 3063301.8859 | 9251426.6522 | 62449.5524 | 188602.8458 | 40.0709 | 5.5077 | 19.8085 | 86307.0055 | 0 | 36992.1003 | 0 | 0 | 0 | 79331.7125 | 79026.0191 | 205609.4913 | 140332.7027 | 627599.0314 | 961560.8286 | 18348402.1352 | 18348402.1352 | 14367225.0389 | 7559907.4476 | 0 | 19937561.9952 | 60213096.6169 | 421.6965 | 0.0065085 | 3063301.8859 | 9251426.6522 | 62449.5524 | 188602.8458
1 | 4400 | 707 | 0.02 | 15 | 15 | 7 | 5.6234e-13 | 5spot_SharedNeighbor | CO2 | Porous | Wet | R600a | MinimizeLCOE_Brownfield | IgnoreSilica | 2019 | 1.6 | -0.023904 | 0.0028752 | 4 | 1731084.4896 | 5233101.367 | 35290.4988 | 106683.8497 | 40.071 | 5.5078 | 21.4899 | 86307.4606 | 0 | 36991.9237 | 0 | 0 | 0 | 69989.7985 | 75382.7813 | 196130.5338 | 133863.1194 | 598665.6173 | 961560.8286 | 18348402.1352 | 18348402.1352 | 14367225.0389 | 7559907.4476 | 0 | 19908628.581 | 60184163.2027 | 562.3413 | 0.011501 | 1731084.4896 | 5233101.367 | 35290.4988 | 106683.8497
1 | 4400 | 707 | 0.02 | 15 | 15 | 7 | 7.4989e-13 | 5spot_SharedNeighbor | CO2 | Porous | Wet | R600a | MinimizeLCOE_Brownfield | IgnoreSilica | 2019 | 2.9787 | 0.040274 | 0.0058255 | 4 | 876488.3803 | 2604890.6374 | 17868.4012 | 53104.219 | 45.1385 | 6.094 | 35.2791 | 151983.3609 | 0 | 83776.2279 | 0 | 0 | 0 | 123953.9513 | 140288.2806 | 365001.3291 | 249120.9072 | 1114124.057 | 961560.8286 | 18348402.1352 | 18348402.1352 | 14367225.0389 | 7559907.4476 | 0 | 20424087.0208 | 60699621.6424 | 749.8942 | 0.023302 | 876488.3803 | 2604890.6374 | 17868.4012 | 53104.219
1 | 4400 | 707 | 0.02 | 15 | 15 | 7 | 1e-12 | 5spot_SharedNeighbor | CO2 | Porous | Wet | R600a | MinimizeLCOE_Brownfield | IgnoreSilica | 2019 | 4.0265 | 0.10437 | 0.0094388 | 4 | 549774.7697 | 1616534.5434 | 11207.9023 | 32955.2432 | 46.9822 | 6.3018 | 34.234 | 196593.4608 | 0 | 116801.6426 | 0 | 0 | 0 | 153726.299 | 182177.3469 | 473988.087 | 323506.6089 | 1446793.4453 | 961560.8286 | 18348402.1352 | 18348402.1352 | 14367225.0389 | 7559907.4476 | 0 | 20756756.409 | 61032291.0307 | 1000 | 0.037755 | 549774.7697 | 1616534.5434 | 11207.9023 | 32955.2432
1 | 4400 | 707 | 0.02 | 15 | 15 | 7 | 1.3335e-12 | 5spot_SharedNeighbor | CO2 | Porous | Wet | R600a | MinimizeLCOE_Brownfield | IgnoreSilica | 2019 | 5.3681 | 0.1923 | 0.014457 | 4 | 365700.8563 | 1062162.3184 | 7455.3066 | 21653.6155 | 48.4009 | 6.4589 | 51.6002 | 249056.1735 | 0 | 156685.2529 | 0 | 0 | 0 | 187713.6365 | 231447.4746 | 602178.8525 | 410999.4403 | 1838080.8304 | 961560.8286 | 18348402.1352 | 18348402.1352 | 14367225.0389 | 7559907.4476 | 0 | 21148043.7942 | 61423578.4158 | 1333.5214 | 0.057829 | 365700.8563 | 1062162.3184 | 7455.3066 | 21653.6155
1 | 4400 | 707 | 0.02 | 15 | 15 | 7 | 1.7783e-12 | 5spot_SharedNeighbor | CO2 | Porous | Wet | R600a | MinimizeLCOE_Brownfield | IgnoreSilica | 2019 | 7.1197 | 0.31156 | 0.0213 | 4 | 253742.2187 | 726449.9627 | 5172.8783 | 14809.6651 | 49.5115 | 6.5796 | 45.1271 | 311919.8623 | 0 | 205755.3411 | 0 | 0 | 0 | 227927.9979 | 290785.2485 | 756563.5685 | 516370.1813 | 2309322.1997 | 961560.8286 | 18348402.1352 | 18348402.1352 | 14367225.0389 | 7559907.4476 | 0 | 21619285.1635 | 61894819.7851 | 1778.2794 | 0.085202 | 253742.2187 | 726449.9627 | 5172.8783 | 14809.6651
1 | 4400 | 707 | 0.02 | 15 | 15 | 7 | 2.3714e-12 | 5spot_SharedNeighbor | CO2 | Porous | Wet | R600a | MinimizeLCOE_Brownfield | IgnoreSilica | 2019 | 9.3707 | 0.46854 | 0.0305 | 4 | 181778.0644 | 511906.3744 | 3705.7917 | 10435.9038 | 50.3638 | 6.67 | 46.8334 | 386093.3779 | 0 | 265202.8897 | 0 | 0 | 0 | 274328.7012 | 360993.7378 | 939231.6558 | 641044.9044 | 2866895.2667 | 961560.8286 | 18348402.1352 | 18348402.1352 | 14367225.0389 | 7559907.4476 | 0 | 22176858.2305 | 62452392.8521 | 2371.3737 | 0.122 | 181778.0644 | 511906.3744 | 3705.7917 | 10435.9038
1 | 4400 | 707 | 0.02 | 15 | 15 | 7 | 3.1623e-12 | 5spot_SharedNeighbor | CO2 | Porous | Wet | R600a | MinimizeLCOE_Brownfield | IgnoreSilica | 2019 | 12.2749 | 0.67392 | 0.042742 | 4 | 133599.7961 | 369174.2227 | 2723.6126 | 7526.1159 | 51.0181 | 6.7369 | 41.9262 | 474064.8132 | 0 | 337598.007 | 0 | 0 | 0 | 328456.8219 | 444646.6604 | 1156879.4008 | 789593.9626 | 3531239.6659 | 961560.8286 | 18348402.1352 | 18348402.1352 | 14367225.0389 | 7559907.4476 | 0 | 22841202.6296 | 63116737.2513 | 3162.2777 | 0.17097 | 133599.7961 | 369174.2227 | 2723.6126 | 7526.1159
1 | 4400 | 707 | 0.02 | 15 | 15 | 7 | 4.217e-12 | 5spot_SharedNeighbor | CO2 | Porous | Wet | R600a | MinimizeLCOE_Brownfield | IgnoreSilica | 2019 | 15.9555 | 0.93679 | 0.058836 | 4 | 100355.4601 | 271490.3498 | 2045.8818 | 5534.698 | 51.508 | 6.7835 | 46.3542 | 576703.4533 | 0 | 424344.9349 | 0 | 0 | 0 | 389884.5347 | 542463.8399 | 1411379.6368 | 963295.6031 | 4308072.0028 | 961560.8286 | 18348402.1352 | 18348402.1352 | 14367225.0389 | 7559907.4476 | 0 | 23618034.9665 | 63893569.5882 | 4216.965 | 0.23534 | 100355.4601 | 271490.3498 | 2045.8818 | 5534.698
1 | 4400 | 707 | 0.02 | 15 | 15 | 7 | 5.6234e-12 | 5spot_SharedNeighbor | CO2 | Porous | Wet | R600a | MinimizeLCOE_Brownfield | IgnoreSilica | 2019 | 20.5841 | 1.2696 | 0.079717 | 4 | 76900.868 | 203207.9572 | 1567.7282 | 4142.6691 | 51.8666 | 6.8123 | 30.9481 | 695732.0897 | 0 | 527717.5896 | 0 | 0 | 0 | 459141.835 | 656210.6906 | 1707325.6095 | 1165284.8105 | 5211412.6249 | 961560.8286 | 18348402.1352 | 18348402.1352 | 14367225.0389 | 7559907.4476 | 0 | 24521375.5887 | 64796910.2103 | 5623.4133 | 0.31887 | 76900.868 | 203207.9572 | 1567.7282 | 4142.6691
1 | 4400 | 707 | 0.02 | 15 | 15 | 7 | 7.4989e-12 | 5spot_SharedNeighbor | CO2 | Porous | Wet | R600a | MinimizeLCOE_Brownfield | IgnoreSilica | 2019 | 26.2649 | 1.6803 | 0.10628 | 4 | 60092.4475 | 154832.6581 | 1225.0658 | 3156.4732 | 52.1129 | 6.8237 | 58.0417 | 830660.0547 | 0 | 648262.6422 | 0 | 0 | 0 | 534560.99 | 785258.6379 | 2043081.8971 | 1394445.3759 | 6236269.5977 | 961560.8286 | 18348402.1352 | 18348402.1352 | 14367225.0389 | 7559907.4476 | 0 | 25546232.5614 | 65821767.1831 | 7498.9421 | 0.42512 | 60092.4475 | 154832.6581 | 1225.0658 | 3156.4732
1 | 4400 | 707 | 0.02 | 15 | 15 | 7 | 1e-11 | 5spot_SharedNeighbor | CO2 | Porous | Wet | R600a | MinimizeLCOE_Brownfield | IgnoreSilica | 2019 | 32.9593 | 2.1673 | 0.13907 | 4 | 47926.4784 | 120327.7595 | 977.0461 | 2453.0441 | 52.2598 | 6.8175 | 38.1009 | 977819.7414 | 0 | 783728.7963 | 0 | 0 | 0 | 611740.3888 | 925582.6814 | 2408176.2738 | 1643629.7899 | 7350677.6716 | 961560.8286 | 18348402.1352 | 18348402.1352 | 14367225.0389 | 7559907.4476 | 0 | 26660640.6354 | 66936175.257 | 10000 | 0.55628 | 47926.4784 | 120327.7595 | 977.0461 | 2453.0441
1 | 4400 | 707 | 0.02 | 15 | 15 | 7 | 1.3335e-11 | 5spot_SharedNeighbor | CO2 | Porous | Wet | R600a | MinimizeLCOE_Brownfield | IgnoreSilica | 2019 | 40.5233 | 2.721 | 0.178 | 4 | 39076.6386 | 95642.7981 | 796.6301 | 1949.8078 | 52.3195 | 6.7935 | 50.5928 | 1132100.1635 | 0 | 930382.4529 | 0 | 0 | 0 | 686049.2276 | 1071927.4191 | 2788935.2621 | 1903505.6232 | 8512900.1484 | 961560.8286 | 18348402.1352 | 18348402.1352 | 14367225.0389 | 7559907.4476 | 0 | 27822863.1122 | 68098397.7338 | 13335.2143 | 0.71201 | 39076.6386 | 95642.7981 | 796.6301 | 1949.8078
1 | 4400 | 707 | 0.02 | 15 | 15 | 7 | 1.7783e-11 | 5spot_SharedNeighbor | CO2 | Porous | Wet | R600a | MinimizeLCOE_Brownfield | IgnoreSilica | 2019 | 48.5741 | 3.3148 | 0.22189 | 4 | 32632.4046 | 78010.9712 | 665.2557 | 1590.3592 | 52.3036 | 6.7527 | 51.2742 | 1284912.201 | 0 | 1080751.824 | 0 | 0 | 0 | 750895.4556 | 1215458.1975 | 3162372.905 | 2158384.4879 | 9652775.0711 | 961560.8286 | 18348402.1352 | 18348402.1352 | 14367225.0389 | 7559907.4476 | 0 | 28962738.0349 | 69238272.6565 | 17782.7941 | 0.88755 | 32632.4046 | 78010.9712 | 665.2557 | 1590.3592
1 | 4400 | 707 | 0.02 | 15 | 15 | 7 | 2.3714e-11 | 5spot_SharedNeighbor | CO2 | Porous | Wet | R600a | MinimizeLCOE_Brownfield | IgnoreSilica | 2019 | 56.6056 | 3.9119 | 0.26846 | 4 | 27945.9627 | 65452.1918 | 569.7162 | 1334.3315 | 52.2274 | 6.6987 | 56.3641 | 1427315.699 | 0 | 1226114.0352 | 0 | 0 | 0 | 801054.7479 | 1347248.948 | 3505265.4039 | 2392415.6642 | 10699414.4982 | 961560.8286 | 18348402.1352 | 18348402.1352 | 14367225.0389 | 7559907.4476 | 0 | 30009377.462 | 70284912.0836 | 23713.7371 | 1.0738 | 27945.9627 | 65452.1918 | 569.7162 | 1334.3315
1 | 4400 | 707 | 0.02 | 15 | 15 | 7 | 3.1623e-11 | 5spot_SharedNeighbor | CO2 | Porous | Wet | R600a | MinimizeLCOE_Brownfield | IgnoreSilica | 2019 | 64.1159 | 4.475 | 0.31485 | 4 | 24542.8294 | 56522.2791 | 500.3388 | 1152.2831 | 52.111 | 6.637 | 72.4971 | 1552308.0676 | 0 | 1358595.7252 | 0 | 0 | 0 | 834268.6253 | 1460617.2431 | 3800226.4526 | 2593732.6408 | 11599748.7545 | 961560.8286 | 18348402.1352 | 18348402.1352 | 14367225.0389 | 7559907.4476 | 0 | 30909711.7183 | 71185246.34 | 31622.7766 | 1.2594 | 24542.8294 | 56522.2791 | 500.3388 | 1152.2831
1 | 4400 | 707 | 0.02 | 15 | 15 | 7 | 4.217e-11 | 5spot_SharedNeighbor | CO2 | Porous | Wet | R600a | MinimizeLCOE_Brownfield | IgnoreSilica | 2019 | 70.766 | 4.9775 | 0.35843 | 4 | 22071.4451 | 50162.8403 | 449.9563 | 1022.6374 | 51.9748 | 6.5738 | 65.6474 | 1656818.1437 | 0 | 1473535.3445 | 0 | 0 | 0 | 852070.1349 | 1553145.213 | 4040965.2504 | 2758041.8169 | 12334575.9035 | 961560.8286 | 18348402.1352 | 18348402.1352 | 14367225.0389 | 7559907.4476 | 0 | 31644538.8673 | 71920073.4889 | 42169.6503 | 1.4337 | 22071.4451 | 50162.8403 | 449.9563 | 1022.6374
1 | 4400 | 707 | 0.02 | 15 | 15 | 7 | 5.6234e-11 | 5spot_SharedNeighbor | CO2 | Porous | Wet | R600a | MinimizeLCOE_Brownfield | IgnoreSilica | 2019 | 76.4151 | 5.4073 | 0.39736 | 4 | 20273.0606 | 45612.5029 | 413.2938 | 929.8726 | 51.836 | 6.5139 | 69.6561 | 1741221.3045 | 0 | 1569633.0552 | 0 | 0 | 0 | 858277.8016 | 1625961.5429 | 4230418.404 | 2887347.4871 | 12912859.5953 | 961560.8286 | 18348402.1352 | 18348402.1352 | 14367225.0389 | 7559907.4476 | 0 | 32222822.559 | 72498357.1807 | 56234.1325 | 1.5894 | 20273.0606 | 45612.5029 | 413.2938 | 929.8726
1 | 4400 | 707 | 0.02 | 15 | 15 | 7 | 7.4989e-11 | 5spot_SharedNeighbor | CO2 | Porous | Wet | R600a | MinimizeLCOE_Brownfield | IgnoreSilica | 2019 | 81.0218 | 5.7601 | 0.43066 | 4 | 18959.8498 | 42339.9391 | 386.5222 | 863.1569 | 51.7075 | 6.4608 | 77.5772 | 1807142.7568 | 0 | 1647053.1882 | 0 | 0 | 0 | 856422.802 | 1681141.3114 | 4373984.8427 | 2985334.5315 | 13351079.4327 | 961560.8286 | 18348402.1352 | 18348402.1352 | 14367225.0389 | 7559907.4476 | 0 | 32661042.3965 | 72936577.0181 | 74989.4209 | 1.7226 | 18959.8498 | 42339.9391 | 386.5222 | 863.1569
1 | 4400 | 707 | 0.02 | 15 | 15 | 7 | 1e-10 | 5spot_SharedNeighbor | CO2 | Porous | Wet | R600a | MinimizeLCOE_Brownfield | IgnoreSilica | 2019 | 84.7218 | 6.0449 | 0.4583 | 4 | 17996.9638 | 39967.0184 | 366.8925 | 814.7817 | 51.5946 | 6.4155 | 81.3266 | 1858220.0724 | 0 | 1708665.8051 | 0 | 0 | 0 | 850607.1449 | 1722822.2788 | 4482430.1699 | 3059350.6957 | 13682096.1669 | 961560.8286 | 18348402.1352 | 18348402.1352 | 14367225.0389 | 7559907.4476 | 0 | 32992059.1307 | 73267593.7524 | 100000 | 1.8332 | 17996.9638 | 39967.0184 | 366.8925 | 814.7817
1 | 4400 | 707 | 0.02 | 15 | 15 | 7 | 1.3335e-10 | 5spot_SharedNeighbor | CO2 | Porous | Wet | R600a | MinimizeLCOE_Brownfield | IgnoreSilica | 2019 | 87.6332 | 6.2698 | 0.48066 | 4 | 17288.0379 | 38236.0009 | 352.44 | 779.4926 | 51.4996 | 6.3782 | 73.8213 | 1897248.4439 | 0 | 1756811.9986 | 0 | 0 | 0 | 843094.1649 | 1753890.2969 | 4563262.7801 | 3114520.6131 | 13928828.2974 | 961560.8286 | 18348402.1352 | 18348402.1352 | 14367225.0389 | 7559907.4476 | 0 | 33238791.2611 | 73514325.8828 | 133352.1432 | 1.9226 | 17288.0379 | 38236.0009 | 352.44 | 779.4926
1 | 4400 | 707 | 0.02 | 15 | 15 | 7 | 1.7783e-10 | 5spot_SharedNeighbor | CO2 | Porous | Wet | R600a | MinimizeLCOE_Brownfield | IgnoreSilica | 2019 | 89.8964 | 6.4452 | 0.49842 | 4 | 16764.1449 | 36965.8923 | 341.7598 | 753.5997 | 51.4221 | 6.3481 | 78.4671 | 1926881.166 | 0 | 1794043.267 | 0 | 0 | 0 | 835415.6256 | 1776972.6229 | 4623318.2575 | 3155509.7104 | 14112140.6493 | 961560.8286 | 18348402.1352 | 18348402.1352 | 14367225.0389 | 7559907.4476 | 0 | 33422103.6131 | 73697638.2347 | 177827.941 | 1.9937 | 16764.1449 | 36965.8923 | 341.7598 | 753.5997
1 | 4400 | 707 | 0.02 | 15 | 15 | 7 | 2.3714e-10 | 5spot_SharedNeighbor | CO2 | Porous | Wet | R600a | MinimizeLCOE_Brownfield | IgnoreSilica | 2019 | 91.6286 | 6.5798 | 0.51229 | 4 | 16375.7621 | 36030.2973 | 333.8421 | 734.5263 | 51.3607 | 6.3246 | 75.7281 | 1949144.7317 | 0 | 1822428.0275 | 0 | 0 | 0 | 828244.2012 | 1793928.6145 | 4667434.2697 | 3185619.7952 | 14246799.6398 | 961560.8286 | 18348402.1352 | 18348402.1352 | 14367225.0389 | 7559907.4476 | 0 | 33556762.6036 | 73832297.2253 | 237137.3706 | 2.0492 | 16375.7621 | 36030.2973 | 333.8421 | 734.5263
1 | 4400 | 707 | 0.02 | 15 | 15 | 7 | 3.1623e-10 | 5spot_SharedNeighbor | CO2 | Porous | Wet | R600a | MinimizeLCOE_Brownfield | IgnoreSilica | 2019 | 92.9586 | 6.6834 | 0.52305 | 4 | 16087.0907 | 35337.4426 | 327.9571 | 720.4016 | 51.3122 | 6.3061 | 69.286 | 1965995.1323 | 0 | 1844160.1171 | 0 | 0 | 0 | 822143.8504 | 1806596.6489 | 4700393.8966 | 3208115.4179 | 14347405.0632 | 961560.8286 | 18348402.1352 | 18348402.1352 | 14367225.0389 | 7559907.4476 | 0 | 33657368.027 | 73932902.6486 | 316227.766 | 2.0922 | 16087.0907 | 35337.4426 | 327.9571 | 720.4016
1 | 4400 | 707 | 0.02 | 15 | 15 | 7 | 4.217e-10 | 5spot_SharedNeighbor | CO2 | Porous | Wet | R600a | MinimizeLCOE_Brownfield | IgnoreSilica | 2019 | 93.9667 | 6.762 | 0.5313 | 4 | 15872.0876 | 34823.3543 | 323.574 | 709.9212 | 51.2748 | 6.2919 | 68.5347 | 1978624.2081 | 0 | 1860594.795 | 0 | 0 | 0 | 817051.6935 | 1815945.5716 | 4724717.8757 | 3224717.0334 | 14421651.1773 | 961560.8286 | 18348402.1352 | 18348402.1352 | 14367225.0389 | 7559907.4476 | 0 | 33731614.1411 | 74007148.7627 | 421696.5034 | 2.1252 | 15872.0876 | 34823.3543 | 323.574 | 709.9212
1 | 4400 | 707 | 0.02 | 15 | 15 | 7 | 5.6234e-10 | 5spot_SharedNeighbor | CO2 | Porous | Wet | R600a | MinimizeLCOE_Brownfield | IgnoreSilica | 2019 | 94.7413 | 6.8224 | 0.53763 | 4 | 15711.6933 | 34440.0625 | 320.3041 | 702.1073 | 51.2455 | 6.2809 | 87.0559 | 1988245.2902 | 0 | 1873202.376 | 0 | 0 | 0 | 813074.828 | 1823063.7727 | 4743237.9749 | 3237357.3816 | 14478181.6234 | 961560.8286 | 18348402.1352 | 18348402.1352 | 14367225.0389 | 7559907.4476 | 0 | 33788144.5872 | 74063679.2089 | 562341.3252 | 2.1505 | 15711.6933 | 34440.0625 | 320.3041 | 702.1073
1 | 4400 | 707 | 0.02 | 15 | 15 | 7 | 7.4989e-10 | 5spot_SharedNeighbor | CO2 | Porous | Wet | R600a | MinimizeLCOE_Brownfield | IgnoreSilica | 2019 | 95.324 | 6.8679 | 0.54243 | 4 | 15591.8879 | 34154.5025 | 317.8617 | 696.2857 | 51.2233 | 6.2725 | 80.0757 | 1995435.4065 | 0 | 1882675.0261 | 0 | 0 | 0 | 809897.4394 | 1828323.0701 | 4756921.5878 | 3246696.7287 | 14519949.2587 | 961560.8286 | 18348402.1352 | 18348402.1352 | 14367225.0389 | 7559907.4476 | 0 | 33829912.2225 | 74105446.8441 | 749894.2093 | 2.1697 | 15591.8879 | 34154.5025 | 317.8617 | 696.2857
1 | 4400 | 707 | 0.02 | 15 | 15 | 7 | 1e-09 | 5spot_SharedNeighbor | CO2 | Porous | Wet | R600a | MinimizeLCOE_Brownfield | IgnoreSilica | 2019 | 95.7501 | 6.9013 | 0.54604 | 4 | 15502.3142 | 33942.2052 | 316.0356 | 691.9578 | 51.2069 | 6.2664 | 79.3815 | 2000668.2755 | 0 | 1889596.919 | 0 | 0 | 0 | 807269.398 | 1832038.4911 | 4766588.3511 | 3253294.4932 | 14549455.9281 | 961560.8286 | 18348402.1352 | 18348402.1352 | 14367225.0389 | 7559907.4476 | 0 | 33859418.8919 | 74134953.5135 | 1000000 | 2.1842 | 15502.3142 | 33942.2052 | 316.0356 | 691.9578
1 | 4400 | 707 | 0.02 | 15 | 15 | 7 | 1.3335e-09 | 5spot_SharedNeighbor | CO2 | Porous | Wet | R600a | MinimizeLCOE_Brownfield | IgnoreSilica | 2019 | 96.0861 | 6.9275 | 0.5488 | 4 | 15435.2944 | 33782.5291 | 314.6694 | 688.7025 | 51.1939 | 6.2615 | 70.3038 | 2004778.554 | 0 | 1895050.4717 | 0 | 0 | 0 | 805413.851 | 1835044.7219 | 4774409.9471 | 3258632.8932 | 14573330.439 | 961560.8286 | 18348402.1352 | 18348402.1352 | 14367225.0389 | 7559907.4476 | 0 | 33883293.4028 | 74158828.0244 | 1333521.4322 | 2.1952 | 15435.2944 | 33782.5291 | 314.6694 | 688.7025
1 | 4400 | 707 | 0.02 | 15 | 15 | 7 | 1.7783e-09 | 5spot_SharedNeighbor | CO2 | Porous | Wet | R600a | MinimizeLCOE_Brownfield | IgnoreSilica | 2019 | 96.3297 | 6.9466 | 0.55086 | 4 | 15385.1219 | 33663.703 | 313.6465 | 686.2801 | 51.1844 | 6.2579 | 73.225 | 2007749.4928 | 0 | 1899001.6041 | 0 | 0 | 0 | 803887.8057 | 1837149.172 | 4779885.2945 | 3262369.9303 | 14590043.2994 | 961560.8286 | 18348402.1352 | 18348402.1352 | 14367225.0389 | 7559907.4476 | 0 | 33900006.2632 | 74175540.8848 | 1778279.41 | 2.2034 | 15385.1219 | 33663.703 | 313.6465 | 686.2801
1 | 4400 | 707 | 0.02 | 15 | 15 | 7 | 2.3714e-09 | 5spot_SharedNeighbor | CO2 | Porous | Wet | R600a | MinimizeLCOE_Brownfield | IgnoreSilica | 2019 | 96.5271 | 6.962 | 0.55244 | 4 | 15347.546 | 33573.8187 | 312.8805 | 684.4477 | 51.1767 | 6.2551 | 73.1425 | 2010152.6489 | 0 | 1902203.2774 | 0 | 0 | 0 | 802886.3221 | 1838944.4769 | 4784556.3094 | 3265557.994 | 14604301.0287 | 961560.8286 | 18348402.1352 | 18348402.1352 | 14367225.0389 | 7559907.4476 | 0 | 33914263.9925 | 74189798.6141 | 2371373.7057 | 2.2098 | 15347.546 | 33573.8187 | 312.8805 | 684.4477
1 | 4400 | 707 | 0.02 | 15 | 15 | 7 | 3.1623e-09 | 5spot_SharedNeighbor | CO2 | Porous | Wet | R600a | MinimizeLCOE_Brownfield | IgnoreSilica | 2019 | 96.6586 | 6.9723 | 0.55359 | 4 | 15319.3949 | 33507.617 | 312.3066 | 683.0981 | 51.1716 | 6.2531 | 74.4163 | 2011750.5782 | 0 | 1904335.0809 | 0 | 0 | 0 | 801937.3778 | 1840028.9844 | 4787377.9755 | 3267483.8391 | 14612913.8358 | 961560.8286 | 18348402.1352 | 18348402.1352 | 14367225.0389 | 7559907.4476 | 0 | 33922876.7996 | 74198411.4213 | 3162277.6602 | 2.2144 | 15319.3949 | 33507.617 | 312.3066 | 683.0981
1 | 4400 | 707 | 0.02 | 15 | 15 | 7 | 4.217e-09 | 5spot_SharedNeighbor | CO2 | Porous | Wet | R600a | MinimizeLCOE_Brownfield | IgnoreSilica | 2019 | 96.7707 | 6.9811 | 0.55449 | 4 | 15298.2999 | 33457.1536 | 311.8765 | 682.0693 | 51.1672 | 6.2515 | 75.0935 | 2013110.6739 | 0 | 1906151.3276 | 0 | 0 | 0 | 801368.5574 | 1841045.918 | 4790023.8282 | 3269289.6879 | 14620989.9931 | 961560.8286 | 18348402.1352 | 18348402.1352 | 14367225.0389 | 7559907.4476 | 0 | 33930952.9569 | 74206487.5785 | 4216965.0343 | 2.218 | 15298.2999 | 33457.1536 | 311.8765 | 682.0693
1 | 4400 | 707 | 0.02 | 15 | 15 | 7 | 5.6234e-09 | 5spot_SharedNeighbor | CO2 | Porous | Wet | R600a | MinimizeLCOE_Brownfield | IgnoreSilica | 2019 | 96.8413 | 6.9866 | 0.55513 | 4 | 15282.4893 | 33420.2281 | 311.5542 | 681.3166 | 51.1644 | 6.2505 | 83.8631 | 2013966.2018 | 0 | 1907294.6918 | 0 | 0 | 0 | 800787.8037 | 1841598.9919 | 4791462.8132 | 3270271.8247 | 14625382.3271 | 961560.8286 | 18348402.1352 | 18348402.1352 | 14367225.0389 | 7559907.4476 | 0 | 33935345.2909 | 74210879.9125 | 5623413.2519 | 2.2205 | 15282.4893 | 33420.2281 | 311.5542 | 681.3166
1 | 4400 | 707 | 0.02 | 15 | 15 | 7 | 7.4989e-09 | 5spot_SharedNeighbor | CO2 | Porous | Wet | R600a | MinimizeLCOE_Brownfield | IgnoreSilica | 2019 | 96.9 | 6.9913 | 0.55563 | 4 | 15270.638 | 33392.1762 | 311.3126 | 680.7447 | 51.1621 | 6.2496 | 78.464 | 2014678.0536 | 0 | 1908246.5147 | 0 | 0 | 0 | 800414.9784 | 1842102.4232 | 4792772.6381 | 3271165.8071 | 14629380.4152 | 961560.8286 | 18348402.1352 | 18348402.1352 | 14367225.0389 | 7559907.4476 | 0 | 33939343.379 | 74214878.0006 | 7498942.0933 | 2.2225 | 15270.638 | 33392.1762 | 311.3126 | 680.7447
1 | 4400 | 707 | 0.02 | 15 | 15 | 7 | 1e-08 | 5spot_SharedNeighbor | CO2 | Porous | Wet | R600a | MinimizeLCOE_Brownfield | IgnoreSilica | 2019 | 96.9487 | 6.995 | 0.55601 | 4 | 15261.7534 | 33370.8494 | 311.1315 | 680.3099 | 51.1602 | 6.2489 | 68.4275 | 2015267.7364 | 0 | 1909035.31 | 0 | 0 | 0 | 800185.603 | 1842550.5733 | 4793938.6326 | 3271961.6223 | 14632939.4777 | 961560.8286 | 18348402.1352 | 18348402.1352 | 14367225.0389 | 7559907.4476 | 0 | 33942902.4415 | 74218437.0631 | 10000000 | 2.224 | 15261.7534 | 33370.8494 | 311.1315 | 680.3099
1 | 4500 | 707 | 0.02 | 15 | 15 | 7 | 1e-13 | 5spot_SharedNeighbor | CO2 | Porous | Wet | R600a | MinimizeLCOE_Brownfield | IgnoreSilica | 2019 | 0 | 0 | 0 | 0 |  |  |  |  | 15 |  | 16.0482 | [19 empty] | 100 | 0
1 | 4500 | 707 | 0.02 | 15 | 15 | 7 | 1.3335e-13 | 5spot_SharedNeighbor | CO2 | Porous | Wet | R600a | MinimizeLCOE_Brownfield | IgnoreSilica | 2019 | 0 | 0 | 0 | 0 |  |  |  |  | 15 |  | 16.2362 | [19 empty] | 133.3521 | 0
1 | 4500 | 707 | 0.02 | 15 | 15 | 7 | 1.7783e-13 | 5spot_SharedNeighbor | CO2 | Porous | Wet | R600a | MinimizeLCOE_Brownfield | IgnoreSilica | 2019 | 0 | 0 | 0 | 0 |  |  |  |  | 15 |  | 19.4143 | [19 empty] | 177.8279 | 0
1 | 4500 | 707 | 0.02 | 15 | 15 | 7 | 2.3714e-13 | 5spot_SharedNeighbor | CO2 | Porous | Wet | R600a | MinimizeLCOE_Brownfield | IgnoreSilica | 2019 | 0 | 0 | 0 | 0 |  |  |  |  | 15 |  | 18.9494 | [19 empty] | 237.1374 | 0
1 | 4500 | 707 | 0.02 | 15 | 15 | 7 | 3.1623e-13 | 5spot_SharedNeighbor | CO2 | Porous | Wet | R600a | MinimizeLCOE_Brownfield | IgnoreSilica | 2019 | 1.6 | -0.037871 | 0.00010602 | 4 | 48383417.7747 | 145872558.1163 | 986361.4148 | 2973809.4044 | 40.5166 | 5.7338 | 21.4344 | 88565.7676 | 0 | 37007.6016 | 0 | 0 | 0 | 92833.1162 | 85178.5293 | 221617.0608 | 151258.1978 | 676460.2733 | 961560.8286 | 18879803.5461 | 18879803.5461 | 14716656.7318 | 7745494.8509 | 0 | 20517824.6481 | 61859779.7769 | 316.2278 | 0.00042407 | 48383417.7747 | 145872558.1163 | 986361.4148 | 2973809.4044
1 | 4500 | 707 | 0.02 | 15 | 15 | 7 | 4.217e-13 | 5spot_SharedNeighbor | CO2 | Porous | Wet | R600a | MinimizeLCOE_Brownfield | IgnoreSilica | 2019 | 1.6 | -0.030852 | 0.0017765 | 4 | 2882293.0973 | 8700193.8623 | 58759.4434 | 177365.2198 | 40.5167 | 5.7339 | 20.4381 | 88566.5696 | 0 | 37007.291 | 0 | 0 | 0 | 81121.1094 | 80611.0383 | 209733.3861 | 143147.3456 | 640186.74 | 961560.8286 | 18879803.5461 | 18879803.5461 | 14716656.7318 | 7745494.8509 | 0 | 20481551.1147 | 61823506.2435 | 421.6965 | 0.007106 | 2882293.0973 | 8700193.8623 | 58759.4434 | 177365.2198
1 | 4500 | 707 | 0.02 | 15 | 15 | 7 | 5.6234e-13 | 5spot_SharedNeighbor | CO2 | Porous | Wet | R600a | MinimizeLCOE_Brownfield | IgnoreSilica | 2019 | 1.6 | -0.02555 | 0.0030204 | 4 | 1692913.7487 | 5114822.9981 | 34512.3366 | 104272.5851 | 40.5168 | 5.734 | 20.7004 | 88567.0445 | 0 | 37007.1071 | 0 | 0 | 0 | 71907.7434 | 77017.9391 | 200384.8789 | 136766.7973 | 611651.5103 | 961560.8286 | 18879803.5461 | 18879803.5461 | 14716656.7318 | 7745494.8509 | 0 | 20453015.885 | 61794971.0138 | 562.3413 | 0.012082 | 1692913.7487 | 5114822.9981 | 34512.3366 | 104272.5851
1 | 4500 | 707 | 0.02 | 15 | 15 | 7 | 7.4989e-13 | 5spot_SharedNeighbor | CO2 | Porous | Wet | R600a | MinimizeLCOE_Brownfield | IgnoreSilica | 2019 | 3.1102 | 0.045987 | 0.0063674 | 4 | 825744.444 | 2448934.8952 | 16833.9174 | 49924.8503 | 46.1564 | 6.3838 | 35.8378 | 162299.047 | 0 | 88869.7583 | 0 | 0 | 0 | 133038.5559 | 149840.8709 | 389855.2094 | 266084.1912 | 1189987.6327 | 961560.8286 | 18879803.5461 | 18879803.5461 | 14716656.7318 | 7745494.8509 | 0 | 21031352.0074 | 62373307.1362 | 749.8942 | 0.02547 | 825744.444 | 2448934.8952 | 16833.9174 | 49924.8503
1 | 4500 | 707 | 0.02 | 15 | 15 | 7 | 1e-12 | 5spot_SharedNeighbor | CO2 | Porous | Wet | R600a | MinimizeLCOE_Brownfield | IgnoreSilica | 2019 | 4.1897 | 0.11395 | 0.010318 | 4 | 518036.3636 | 1519751.6146 | 10560.872 | 30982.1923 | 48.0344 | 6.5937 | 40.4927 | 209236.1525 | 0 | 123224.1292 | 0 | 0 | 0 | 164302.3091 | 193737.4104 | 504065.0009 | 344034.7206 | 1538599.7228 | 961560.8286 | 18879803.5461 | 18879803.5461 | 14716656.7318 | 7745494.8509 | 0 | 21379964.0976 | 62721919.2264 | 1000 | 0.041271 | 518036.3636 | 1519751.6146 | 10560.872 | 30982.1923
1 | 4500 | 707 | 0.02 | 15 | 15 | 7 | 1.3335e-12 | 5spot_SharedNeighbor | CO2 | Porous | Wet | R600a | MinimizeLCOE_Brownfield | IgnoreSilica | 2019 | 5.6117 | 0.20934 | 0.015809 | 4 | 344805.0127 | 998581.29 | 7029.3166 | 20357.4303 | 49.5199 | 6.7567 | 51.3227 | 266009.4933 | 0 | 165896.7479 | 0 | 0 | 0 | 201751.2721 | 247126.4302 | 642972.2787 | 438841.792 | 1962598.0142 | 961560.8286 | 18879803.5461 | 18879803.5461 | 14716656.7318 | 7745494.8509 | 0 | 21803962.3889 | 63145917.5177 | 1333.5214 | 0.063236 | 344805.0127 | 998581.29 | 7029.3166 | 20357.4303
1 | 4500 | 707 | 0.02 | 15 | 15 | 7 | 1.7783e-12 | 5spot_SharedNeighbor | CO2 | Porous | Wet | R600a | MinimizeLCOE_Brownfield | IgnoreSilica | 2019 | 7.4144 | 0.33535 | 0.023279 | 4 | 239448.9131 | 683425.3683 | 4881.49 | 13932.5505 | 50.6483 | 6.8779 | 50.5032 | 332066.0649 | 0 | 216874.3158 | 0 | 0 | 0 | 243861.2434 | 309192.6334 | 804455.8079 | 549057.6188 | 2455507.6842 | 961560.8286 | 18879803.5461 | 18879803.5461 | 14716656.7318 | 7745494.8509 | 0 | 22296872.0589 | 63638827.1877 | 1778.2794 | 0.093117 | 239448.9131 | 683425.3683 | 4881.49 | 13932.5505
1 | 4500 | 707 | 0.02 | 15 | 15 | 7 | 2.3714e-12 | 5spot_SharedNeighbor | CO2 | Porous | Wet | R600a | MinimizeLCOE_Brownfield | IgnoreSilica | 2019 | 9.7728 | 0.50375 | 0.03333 | 4 | 171715.8834 | 481814.3144 | 3500.6605 | 9822.4365 | 51.5316 | 6.9705 | 43.6652 | 411439.0134 | 0 | 279760.065 | 0 | 0 | 0 | 294058.8297 | 384250.5842 | 999741.1993 | 682343.9112 | 3051593.6028 | 961560.8286 | 18879803.5461 | 18879803.5461 | 14716656.7318 | 7745494.8509 | 0 | 22892957.9775 | 64234913.1063 | 2371.3737 | 0.13332 | 171715.8834 | 481814.3144 | 3500.6605 | 9822.4365
1 | 4500 | 707 | 0.02 | 15 | 15 | 7 | 3.1623e-12 | 5spot_SharedNeighbor | CO2 | Porous | Wet | R600a | MinimizeLCOE_Brownfield | IgnoreSilica | 2019 | 12.7935 | 0.72259 | 0.046687 | 4 | 126357 | 347735.3037 | 2575.9584 | 7089.0545 | 52.204 | 7.0381 | 40.2963 | 504888.1666 | 0 | 355784.6584 | 0 | 0 | 0 | 351869.9474 | 472891.6812 | 1230367.1511 | 839750.8622 | 3755552.4669 | 961560.8286 | 18879803.5461 | 18879803.5461 | 14716656.7318 | 7745494.8509 | 0 | 23596916.8416 | 64938871.9704 | 3162.2777 | 0.18675 | 126357 | 347735.3037 | 2575.9584 | 7089.0545
1 | 4500 | 707 | 0.02 | 15 | 15 | 7 | 4.217e-12 | 5spot_SharedNeighbor | CO2 | Porous | Wet | R600a | MinimizeLCOE_Brownfield | IgnoreSilica | 2019 | 16.623 | 1.0027 | 0.064232 | 4 | 95048.5541 | 255957.477 | 1937.6933 | 5218.0394 | 52.7075 | 7.0849 | 51.7538 | 613971.545 | 0 | 446926.0382 | 0 | 0 | 0 | 417586.2743 | 576608.7044 | 1500217.5702 | 1023929.318 | 4579239.4502 | 961560.8286 | 18879803.5461 | 18879803.5461 | 14716656.7318 | 7745494.8509 | 0 | 24420603.8249 | 65762558.9537 | 4216.965 | 0.25693 | 95048.5541 | 255957.477 | 1937.6933 | 5218.0394
1 | 4500 | 707 | 0.02 | 15 | 15 | 7 | 5.6234e-12 | 5spot_SharedNeighbor | CO2 | Porous | Wet | R600a | MinimizeLCOE_Brownfield | IgnoreSilica | 2019 | 21.4124 | 1.3555 | 0.086946 | 4 | 72954.4481 | 191826.6009 | 1487.2751 | 3910.6447 | 53.0738 | 7.113 | 39.6148 | 739808.8571 | 0 | 554967.4362 | 0 | 0 | 0 | 491031.7838 | 696465.1501 | 1812059.4559 | 1236767.8127 | 5531100.4958 | 961560.8286 | 18879803.5461 | 18879803.5461 | 14716656.7318 | 7745494.8509 | 0 | 25372464.8706 | 66714419.9994 | 5623.4133 | 0.34779 | 72954.4481 | 191826.6009 | 1487.2751 | 3910.6447
1 | 4500 | 707 | 0.02 | 15 | 15 | 7 | 7.4989e-12 | 5spot_SharedNeighbor | CO2 | Porous | Wet | R600a | MinimizeLCOE_Brownfield | IgnoreSilica | 2019 | 27.2707 | 1.7894 | 0.11576 | 4 | 57119.105 | 146401.682 | 1164.4502 | 2984.5963 | 53.324 | 7.123 | 50.9155 | 882029.3757 | 0 | 680587.3965 | 0 | 0 | 0 | 570698.4527 | 831992.9377 | 2164674.9587 | 1477435.1389 | 6607418.2601 | 961560.8286 | 18879803.5461 | 18879803.5461 | 14716656.7318 | 7745494.8509 | 0 | 26448782.6349 | 67790737.7637 | 7498.9421 | 0.46305 | 57119.105 | 146401.682 | 1164.4502 | 2984.5963
1 | 4500 | 707 | 0.02 | 15 | 15 | 7 | 1e-11 | 5spot_SharedNeighbor | CO2 | Porous | Wet | R600a | MinimizeLCOE_Brownfield | IgnoreSilica | 2019 | 34.1501 | 2.3023 | 0.15121 | 4 | 45658.0557 | 114011.1491 | 930.8012 | 2324.2715 | 53.4714 | 7.1146 | 60.8386 | 1036660.5761 | 0 | 821337.0475 | 0 | 0 | 0 | 651957.1709 | 978882.3699 | 2546851.13 | 1738278.2288 | 7773966.5231 | 961560.8286 | 18879803.5461 | 18879803.5461 | 14716656.7318 | 7745494.8509 | 0 | 27615330.8978 | 68957286.0266 | 10000 | 0.60483 | 45658.0557 | 114011.1491 | 930.8012 | 2324.2715
1 | 4500 | 707 | 0.02 | 15 | 15 | 7 | 1.3335e-11 | 5spot_SharedNeighbor | CO2 | Porous | Wet | R600a | MinimizeLCOE_Brownfield | IgnoreSilica | 2019 | 41.8797 | 2.8822 | 0.19308 | 4 | 37322.9959 | 90852.9434 | 760.8798 | 1852.1601 | 53.5285 | 7.0875 | 67.4442 | 1197928.1576 | 0 | 972946.3027 | 0 | 0 | 0 | 729671.6705 | 1131212.991 | 2943184.1589 | 2008783.6648 | 8983726.9454 | 961560.8286 | 18879803.5461 | 18879803.5461 | 14716656.7318 | 7745494.8509 | 0 | 28825091.3201 | 70167046.4489 | 13335.2143 | 0.77231 | 37322.9959 | 90852.9434 | 760.8798 | 1852.1601
1 | 4500 | 707 | 0.02 | 15 | 15 | 7 | 1.7783e-11 | 5spot_SharedNeighbor | CO2 | Porous | Wet | R600a | MinimizeLCOE_Brownfield | IgnoreSilica | 2019 | 50.046 | 3.4997 | 0.23998 | 4 | 31255.9098 | 74324.8263 | 637.194 | 1515.2121 | 53.5078 | 7.0432 | 57.5693 | 1356556.8485 | 0 | 1127351.9467 | 0 | 0 | 0 | 796822.7476 | 1279485.3017 | 3328958.2965 | 2272082.4406 | 10161257.5816 | 961560.8286 | 18879803.5461 | 18879803.5461 | 14716656.7318 | 7745494.8509 | 0 | 30002621.9563 | 71344577.0851 | 17782.7941 | 0.9599 | 31255.9098 | 74324.8263 | 637.194 | 1515.2121
1 | 4500 | 707 | 0.02 | 15 | 15 | 7 | 2.3714e-11 | 5spot_SharedNeighbor | CO2 | Porous | Wet | R600a | MinimizeLCOE_Brownfield | IgnoreSilica | 2019 | 58.1332 | 4.1163 | 0.2894 | 4 | 26845.3854 | 62559.1546 | 547.2795 | 1275.353 | 53.426 | 6.9856 | 55.8238 | 1503389.8658 | 0 | 1275628.7671 | 0 | 0 | 0 | 848267.577 | 1414641.6219 | 3680607.3173 | 2512090.1229 | 11234625.2721 | 961560.8286 | 18879803.5461 | 18879803.5461 | 14716656.7318 | 7745494.8509 | 0 | 31075989.6468 | 72417944.7756 | 23713.7371 | 1.1576 | 26845.3854 | 62559.1546 | 547.2795 | 1275.353
1 | 4500 | 707 | 0.02 | 15 | 15 | 7 | 3.1623e-11 | 5spot_SharedNeighbor | CO2 | Porous | Wet | R600a | MinimizeLCOE_Brownfield | IgnoreSilica | 2019 | 65.6434 | 4.6937 | 0.33829 | 4 | 23643.2234 | 54195.3193 | 481.9991 | 1104.8449 | 53.3042 | 6.9208 | 67.4271 | 1631473.2466 | 0 | 1409919.9866 | 0 | 0 | 0 | 882006.0449 | 1530125.7184 | 3981073.2474 | 2717164.2942 | 12151762.5381 | 961560.8286 | 18879803.5461 | 18879803.5461 | 14716656.7318 | 7745494.8509 | 0 | 31993126.9128 | 73335082.0416 | 31622.7766 | 1.3532 | 23643.2234 | 54195.3193 | 481.9991 | 1104.8449
1 | 4500 | 707 | 0.02 | 15 | 15 | 7 | 4.217e-11 | 5spot_SharedNeighbor | CO2 | Porous | Wet | R600a | MinimizeLCOE_Brownfield | IgnoreSilica | 2019 | 72.2741 | 5.2076 | 0.38396 | 4 | 21317.6203 | 48235.6195 | 434.5885 | 983.3483 | 53.1633 | 6.8547 | 60.2429 | 1738342.1302 | 0 | 1526156.63 | 0 | 0 | 0 | 900242.5929 | 1624249.1277 | 4225963.051 | 2884306.6171 | 12899260.1489 | 961560.8286 | 18879803.5461 | 18879803.5461 | 14716656.7318 | 7745494.8509 | 0 | 32740624.5237 | 74082579.6524 | 42169.6503 | 1.5358 | 21317.6203 | 48235.6195 | 434.5885 | 983.3483
1 | 4500 | 707 | 0.02 | 15 | 15 | 7 | 5.6234e-11 | 5spot_SharedNeighbor | CO2 | Porous | Wet | R600a | MinimizeLCOE_Brownfield | IgnoreSilica | 2019 | 77.8501 | 5.6428 | 0.42449 | 4 | 19624.8288 | 43972.8172 | 400.0787 | 896.4454 | 53.0218 | 6.793 | 70.8057 | 1823865.1917 | 0 | 1622412.066 | 0 | 0 | 0 | 906238.7756 | 1697481.253 | 4416498.019 | 3014350.6479 | 13480845.9532 | 961560.8286 | 18879803.5461 | 18879803.5461 | 14716656.7318 | 7745494.8509 | 0 | 33322210.3279 | 74664165.4567 | 56234.1325 | 1.698 | 19624.8288 | 43972.8172 | 400.0787 | 896.4454
1 | 4500 | 707 | 0.02 | 15 | 15 | 7 | 7.4989e-11 | 5spot_SharedNeighbor | CO2 | Porous | Wet | R600a | MinimizeLCOE_Brownfield | IgnoreSilica | 2019 | 82.423 | 6.0019 | 0.45909 | 4 | 18388.2205 | 40901.0119 | 374.8687 | 833.8224 | 52.8905 | 6.7381 | 62.7261 | 1891099.4134 | 0 | 1700427.6382 | 0 | 0 | 0 | 904819.891 | 1753575.3076 | 4562443.2427 | 3113961.2619 | 13926326.7548 | 961560.8286 | 18879803.5461 | 18879803.5461 | 14716656.7318 | 7745494.8509 | 0 | 33767691.1296 | 75109646.2583 | 74989.4209 | 1.8364 | 18388.2205 | 40901.0119 | 374.8687 | 833.8224
1 | 4500 | 707 | 0.02 | 15 | 15 | 7 | 1e-10 | 5spot_SharedNeighbor | CO2 | Porous | Wet | R600a | MinimizeLCOE_Brownfield | IgnoreSilica | 2019 | 86.0667 | 6.2895 | 0.48768 | 4 | 17481.1054 | 38674.085 | 356.376 | 788.4235 | 52.7762 | 6.6917 | 66.9771 | 1942820.9715 | 0 | 1762039.8352 | 0 | 0 | 0 | 899119.8673 | 1795552.4629 | 4671659.1899 | 3188503.3901 | 14259695.7169 | 961560.8286 | 18879803.5461 | 18879803.5461 | 14716656.7318 | 7745494.8509 | 0 | 34101060.0916 | 75443015.2204 | 100000 | 1.9507 | 17481.1054 | 38674.085 | 356.376 | 788.4235
1 | 4500 | 707 | 0.02 | 15 | 15 | 7 | 1.3335e-10 | 5spot_SharedNeighbor | CO2 | Porous | Wet | R600a | MinimizeLCOE_Brownfield | IgnoreSilica | 2019 | 88.9218 | 6.5158 | 0.51074 | 4 | 16812.9676 | 37049.0961 | 342.7551 | 755.2959 | 52.6807 | 6.6538 | 77.1712 | 1982208.589 | 0 | 1809996.3884 | 0 | 0 | 0 | 891670.5198 | 1826711.4439 | 4752728.467 | 3243834.8376 | 14507150.2457 | 961560.8286 | 18879803.5461 | 18879803.5461 | 14716656.7318 | 7745494.8509 | 0 | 34348514.6205 | 75690469.7493 | 133352.1432 | 2.043 | 16812.9676 | 37049.0961 | 342.7551 | 755.2959
1 | 4500 | 707 | 0.02 | 15 | 15 | 7 | 1.7783e-10 | 5spot_SharedNeighbor | CO2 | Porous | Wet | R600a | MinimizeLCOE_Brownfield | IgnoreSilica | 2019 | 91.1487 | 6.6928 | 0.52904 | 4 | 16319.0419 | 35855.3363 | 332.6857 | 730.9595 | 52.6026 | 6.6231 | 63.1495 | 2012235.7448 | 0 | 1847213.2524 | 0 | 0 | 0 | 884226.0297 | 1850033.2605 | 4813407.0498 | 3285249.2171 | 14692364.5543 | 961560.8286 | 18879803.5461 | 18879803.5461 | 14716656.7318 | 7745494.8509 | 0 | 34533728.929 | 75875684.0578 | 177827.941 | 2.1162 | 16319.0419 | 35855.3363 | 332.6857 | 730.9595
1 | 4500 | 707 | 0.02 | 15 | 15 | 7 | 2.3714e-10 | 5spot_SharedNeighbor | CO2 | Porous | Wet | R600a | MinimizeLCOE_Brownfield | IgnoreSilica | 2019 | 92.8466 | 6.8282 | 0.54331 | 4 | 15952.7679 | 34975.9574 | 325.2188 | 713.0322 | 52.5409 | 6.5992 | 64.6317 | 2034722.1289 | 0 | 1875482.9971 | 0 | 0 | 0 | 877206.5321 | 1867090.5467 | 4857786.6095 | 3315539.1785 | 14827827.9929 | 961560.8286 | 18879803.5461 | 18879803.5461 | 14716656.7318 | 7745494.8509 | 0 | 34669192.3676 | 76011147.4964 | 237137.3706 | 2.1732 | 15952.7679 | 34975.9574 | 325.2188 | 713.0322
1 | 4500 | 707 | 0.02 | 15 | 15 | 7 | 3.1623e-10 | 5spot_SharedNeighbor | CO2 | Porous | Wet | R600a | MinimizeLCOE_Brownfield | IgnoreSilica | 2019 | 94.1519 | 6.9324 | 0.55436 | 4 | 15680.4657 | 34324.3268 | 319.6675 | 699.7478 | 52.4923 | 6.5804 | 65.149 | 2051769.5829 | 0 | 1897155.5865 | 0 | 0 | 0 | 871277.3579 | 1879878.9856 | 4891059.5044 | 3338248.613 | 14929389.6302 | 961560.8286 | 18879803.5461 | 18879803.5461 | 14716656.7318 | 7745494.8509 | 0 | 34770754.0049 | 76112709.1337 | 316227.766 | 2.2175 | 15680.4657 | 34324.3268 | 319.6675 | 699.7478
1 | 4500 | 707 | 0.02 | 15 | 15 | 7 | 4.217e-10 | 5spot_SharedNeighbor | CO2 | Porous | Wet | R600a | MinimizeLCOE_Brownfield | IgnoreSilica | 2019 | 95.1434 | 7.0117 | 0.56285 | 4 | 15477.6171 | 33840.5142 | 315.5322 | 689.8847 | 52.4546 | 6.566 | 81.0345 | 2064578.584 | 0 | 1913582.2882 | 0 | 0 | 0 | 866361.4138 | 1889363.6915 | 4915736.7635 | 3355091.3494 | 15004714.0904 | 961560.8286 | 18879803.5461 | 18879803.5461 | 14716656.7318 | 7745494.8509 | 0 | 34846078.4651 | 76188033.5939 | 421696.5034 | 2.2514 | 15477.6171 | 33840.5142 | 315.5322 | 689.8847
1 | 4500 | 707 | 0.02 | 15 | 15 | 7 | 5.6234e-10 | 5spot_SharedNeighbor | CO2 | Porous | Wet | R600a | MinimizeLCOE_Brownfield | IgnoreSilica | 2019 | 95.9035 | 7.0725 | 0.56934 | 4 | 15326.2689 | 33479.8103 | 312.4467 | 682.5312 | 52.4253 | 6.5548 | 60.0838 | 2074317.8781 | 0 | 1926156.8221 | 0 | 0 | 0 | 862512.1408 | 1896564.868 | 4934472.7476 | 3367879.0435 | 15061903.5 | 961560.8286 | 18879803.5461 | 18879803.5461 | 14716656.7318 | 7745494.8509 | 0 | 34903267.8748 | 76245223.0035 | 562341.3252 | 2.2773 | 15326.2689 | 33479.8103 | 312.4467 | 682.5312
1 | 4500 | 707 | 0.02 | 15 | 15 | 7 | 7.4989e-10 | 5spot_SharedNeighbor | CO2 | Porous | Wet | R600a | MinimizeLCOE_Brownfield | IgnoreSilica | 2019 | 96.4734 | 7.1181 | 0.57426 | 4 | 15213.2081 | 33211.1522 | 310.1418 | 677.0543 | 52.4031 | 6.5463 | 74.0133 | 2081573.1998 | 0 | 1935572.9778 | 0 | 0 | 0 | 859415.2376 | 1901858.9519 | 4948246.868 | 3377280.1637 | 15103947.3989 | 961560.8286 | 18879803.5461 | 18879803.5461 | 14716656.7318 | 7745494.8509 | 0 | 34945311.7737 | 76287266.9025 | 749894.2093 | 2.297 | 15213.2081 | 33211.1522 | 310.1418 | 677.0543
1 | 4500 | 707 | 0.02 | 15 | 15 | 7 | 1e-09 | 5spot_SharedNeighbor | CO2 | Porous | Wet | R600a | MinimizeLCOE_Brownfield | IgnoreSilica | 2019 | 96.895 | 7.152 | 0.57797 | 4 | 15128.67 | 33011.0841 | 308.4184 | 672.9756 | 52.3865 | 6.54 | 75.3166 | 2086914.212 | 0 | 1942531.8105 | 0 | 0 | 0 | 856905.9028 | 1905677.2509 | 4958181.2987 | 3384060.6168 | 15134271.0917 | 961560.8286 | 18879803.5461 | 18879803.5461 | 14716656.7318 | 7745494.8509 | 0 | 34975635.4664 | 76317590.5952 | 1000000 | 2.3119 | 15128.67 | 33011.0841 | 308.4184 | 672.9756
1 | 4500 | 707 | 0.02 | 15 | 15 | 7 | 1.3335e-09 | 5spot_SharedNeighbor | CO2 | Porous | Wet | R600a | MinimizeLCOE_Brownfield | IgnoreSilica | 2019 | 97.2071 | 7.1771 | 0.58076 | 4 | 15065.4142 | 32861.8802 | 307.1288 | 669.9339 | 52.3741 | 6.5354 | 63.0965 | 2090854.3507 | 0 | 1947680.3985 | 0 | 0 | 0 | 854910.2259 | 1908443.5403 | 4965378.6163 | 3388972.934 | 15156240.0657 | 961560.8286 | 18879803.5461 | 18879803.5461 | 14716656.7318 | 7745494.8509 | 0 | 34997604.4405 | 76339559.5692 | 1333521.4322 | 2.323 | 15065.4142 | 32861.8802 | 307.1288 | 669.9339
1 | 4500 | 707 | 0.02 | 15 | 15 | 7 | 1.7783e-09 | 5spot_SharedNeighbor | CO2 | Porous | Wet | R600a | MinimizeLCOE_Brownfield | IgnoreSilica | 2019 | 97.4675 | 7.1978 | 0.58292 | 4 | 15018.0571 | 32748.6268 | 306.1634 | 667.6251 | 52.3638 | 6.5314 | 78.0326 | 2094133.0823 | 0 | 1951974.3804 | 0 | 0 | 0 | 853681.364 | 1910917.6424 | 4971815.7224 | 3393366.3911 | 15175888.5825 | 961560.8286 | 18879803.5461 | 18879803.5461 | 14716656.7318 | 7745494.8509 | 0 | 35017252.9573 | 76359208.0861 | 1778279.41 | 2.3317 | 15018.0571 | 32748.6268 | 306.1634 | 667.6251
1 | 4500 | 707 | 0.02 | 15 | 15 | 7 | 2.3714e-09 | 5spot_SharedNeighbor | CO2 | Porous | Wet | R600a | MinimizeLCOE_Brownfield | IgnoreSilica | 2019 | 97.6332 | 7.2113 | 0.58448 | 4 | 14982.5883 | 32665.7625 | 305.4403 | 665.9358 | 52.3572 | 6.5289 | 73.3524 | 2096215.6691 | 0 | 1954706.6086 | 0 | 0 | 0 | 852396.1233 | 1912294.1764 | 4975397.1815 | 3395810.8105 | 15186820.5694 | 961560.8286 | 18879803.5461 | 18879803.5461 | 14716656.7318 | 7745494.8509 | 0 | 35028184.9441 | 76370140.0729 | 2371373.7057 | 2.3379 | 14982.5883 | 32665.7625 | 305.4403 | 665.9358
1 | 4500 | 707 | 0.02 | 15 | 15 | 7 | 3.1623e-09 | 5spot_SharedNeighbor | CO2 | Porous | Wet | R600a | MinimizeLCOE_Brownfield | IgnoreSilica | 2019 | 97.777 | 7.2228 | 0.5857 | 4 | 14956.0153 | 32602.4907 | 304.8986 | 664.6459 | 52.3515 | 6.5268 | 77.9928 | 2098018.7112 | 0 | 1957074.9309 | 0 | 0 | 0 | 851644.4974 | 1913627.8744 | 4978867.1902 | 3398179.1628 | 15197412.367 | 961560.8286 | 18879803.5461 | 18879803.5461 | 14716656.7318 | 7745494.8509 | 0 | 35038776.7417 | 76380731.8705 | 3162277.6602 | 2.3428 | 14956.0153 | 32602.4907 | 304.8986 | 664.6459
1 | 4500 | 707 | 0.02 | 15 | 15 | 7 | 4.217e-09 | 5spot_SharedNeighbor | CO2 | Porous | Wet | R600a | MinimizeLCOE_Brownfield | IgnoreSilica | 2019 | 97.887 | 7.2315 | 0.58662 | 4 | 14936.1024 | 32554.961 | 304.4927 | 663.6769 | 52.3471 | 6.5251 | 78.2558 | 2099397.3784 | 0 | 1958887.6673 | 0 | 0 | 0 | 851099.6529 | 1914660.0325 | 4981552.6537 | 3400012.0468 | 15205609.4315 | 961560.8286 | 18879803.5461 | 18879803.5461 | 14716656.7318 | 7745494.8509 | 0 | 35046973.8062 | 76388928.935 | 4216965.0343 | 2.3465 | 14936.1024 | 32554.961 | 304.4927 | 663.6769
1 | 4500 | 707 | 0.02 | 15 | 15 | 7 | 5.6234e-09 | 5spot_SharedNeighbor | CO2 | Porous | Wet | R600a | MinimizeLCOE_Brownfield | IgnoreSilica | 2019 | 97.9498 | 7.2367 | 0.58726 | 4 | 14921.1777 | 32520.594 | 304.1884 | 662.9763 | 52.3445 | 6.5242 | 62.9522 | 2100183.4287 | 0 | 1959922.0076 | 0 | 0 | 0 | 850460.1911 | 1915120.5947 | 4982750.9421 | 3400829.9032 | 15209267.0673 | 961560.8286 | 18879803.5461 | 18879803.5461 | 14716656.7318 | 7745494.8509 | 0 | 35050631.442 | 76392586.5708 | 5623413.2519 | 2.3491 | 14921.1777 | 32520.594 | 304.1884 | 662.9763
1 | 4500 | 707 | 0.02 | 15 | 15 | 7 | 7.4989e-09 | 5spot_SharedNeighbor | CO2 | Porous | Wet | R600a | MinimizeLCOE_Brownfield | IgnoreSilica | 2019 | 98.0157 | 7.2419 | 0.58779 | 4 | 14909.99 | 32493.6533 | 303.9603 | 662.4271 | 52.3419 | 6.5232 | 71.1522 | 2101008.34 | 0 | 1961007.9397 | 0 | 0 | 0 | 850195.2369 | 1915762.4915 | 4984421.0259 | 3401969.7698 | 15214364.8036 | 961560.8286 | 18879803.5461 | 18879803.5461 | 14716656.7318 | 7745494.8509 | 0 | 35055729.1784 | 76397684.3072 | 7498942.0933 | 2.3512 | 14909.99 | 32493.6533 | 303.9603 | 662.4271
1 | 4500 | 707 | 0.02 | 15 | 15 | 7 | 1e-08 | 5spot_SharedNeighbor | CO2 | Porous | Wet | R600a | MinimizeLCOE_Brownfield | IgnoreSilica | 2019 | 98.0593 | 7.2454 | 0.58817 | 4 | 14901.603 | 32473.8335 | 303.7893 | 662.023 | 52.3401 | 6.5225 | 76.3056 | 2101552.6059 | 0 | 1961724.7643 | 0 | 0 | 0 | 849927.2556 | 1916149.8041 | 4985428.7338 | 3402657.5511 | 15217440.7147 | 961560.8286 | 18879803.5461 | 18879803.5461 | 14716656.7318 | 7745494.8509 | 0 | 35058805.0895 | 76400760.2182 | 10000000 | 2.3527 | 14901.603 | 32473.8335 | 303.7893 | 662.023
1 | 4600 | 707 | 0.02 | 15 | 15 | 7 | 1e-13 | 5spot_SharedNeighbor | CO2 | Porous | Wet | R600a | MinimizeLCOE_Brownfield | IgnoreSilica | 2019 | 0 | 0 | 0 | 0 |  |  |  |  | 15 |  | 17.2618 | [19 empty] | 100 | 0
1 | 4600 | 707 | 0.02 | 15 | 15 | 7 | 1.3335e-13 | 5spot_SharedNeighbor | CO2 | Porous | Wet | R600a | MinimizeLCOE_Brownfield | IgnoreSilica | 2019 | 0 | 0 | 0 | 0 |  |  |  |  | 15 |  | 19.5226 | [19 empty] | 133.3521 | 0
1 | 4600 | 707 | 0.02 | 15 | 15 | 7 | 1.7783e-13 | 5spot_SharedNeighbor | CO2 | Porous | Wet | R600a | MinimizeLCOE_Brownfield | IgnoreSilica | 2019 | 0 | 0 | 0 | 0 |  |  |  |  | 15 |  | 20.1578 | [19 empty] | 177.8279 | 0
1 | 4600 | 707 | 0.02 | 15 | 15 | 7 | 2.3714e-13 | 5spot_SharedNeighbor | CO2 | Porous | Wet | R600a | MinimizeLCOE_Brownfield | IgnoreSilica | 2019 | 0 | 0 | 0 | 0 |  |  |  |  | 15 |  | 20.2314 | [19 empty] | 237.1374 | 0
1 | 4600 | 707 | 0.02 | 15 | 15 | 7 | 3.1623e-13 | 5spot_SharedNeighbor | CO2 | Porous | Wet | R600a | MinimizeLCOE_Brownfield | IgnoreSilica | 2019 | 1.6 | -0.039477 | 0.00025833 | 4 | 20387274.6842 | 61440733.4835 | 415622.1703 | 1252552.4568 | 40.9487 | 5.9587 | 20.4701 | 90774.644 | 0 | 37008.3323 | 0 | 0 | 0 | 94460.2165 | 86674.8452 | 225510.1677 | 153915.3232 | 688343.5288 | 961560.8286 | 19417065.0479 | 19417065.0479 | 15071655.511 | 7933426.2906 | 0 | 21066969.4054 | 63489116.2548 | 316.2278 | 0.0010333 | 20387274.6842 | 61440733.4835 | 415622.1703 | 1252552.4568
1 | 4600 | 707 | 0.02 | 15 | 15 | 7 | 4.217e-13 | 5spot_SharedNeighbor | CO2 | Porous | Wet | R600a | MinimizeLCOE_Brownfield | IgnoreSilica | 2019 | 1.6 | -0.032476 | 0.0019233 | 4 | 2733752.3099 | 8248041.2713 | 55731.2385 | 168147.4776 | 40.9488 | 5.9588 | 20.2321 | 90775.4715 | 0 | 37008.0125 | 0 | 0 | 0 | 82883.3196 | 82160.0534 | 213763.6056 | 145898.0532 | 652488.5159 | 961560.8286 | 19417065.0479 | 19417065.0479 | 15071655.511 | 7933426.2906 | 0 | 21031114.3924 | 63453261.2419 | 421.6965 | 0.0076931 | 2733752.3099 | 8248041.2713 | 55731.2385 | 168147.4776
1 | 4600 | 707 | 0.02 | 15 | 15 | 7 | 5.6234e-13 | 5spot_SharedNeighbor | CO2 | Porous | Wet | R600a | MinimizeLCOE_Brownfield | IgnoreSilica | 2019 | 1.6 | -0.027189 | 0.0031631 | 4 | 1660019.1684 | 5012955.0534 | 33841.7361 | 102195.8693 | 40.9489 | 5.9589 | 19.6639 | 90775.9659 | 0 | 37007.8215 | 0 | 0 | 0 | 73792.7716 | 78614.858 | 204539.7344 | 139602.5716 | 624333.7229 | 961560.8286 | 19417065.0479 | 19417065.0479 | 15071655.511 | 7933426.2906 | 0 | 21002959.5995 | 63425106.4489 | 562.3413 | 0.012652 | 1660019.1684 | 5012955.0534 | 33841.7361 | 102195.8693
1 | 4600 | 707 | 0.02 | 15 | 15 | 7 | 7.4989e-13 | 5spot_SharedNeighbor | CO2 | Porous | Wet | R600a | MinimizeLCOE_Brownfield | IgnoreSilica | 2019 | 3.2493 | 0.052377 | 0.0069538 | 4 | 778313.1661 | 2303456.0448 | 15866.9666 | 46959.0671 | 47.1927 | 6.6757 | 40.7969 | 173201.0105 | 0 | 94299.3501 | 0 | 0 | 0 | 142639.3682 | 159954.4942 | 416168.7828 | 284043.7457 | 1270306.7516 | 961560.8286 | 19417065.0479 | 19417065.0479 | 15071655.511 | 7933426.2906 | 0 | 21648932.6282 | 64071079.4776 | 749.8942 | 0.027815 | 778313.1661 | 2303456.0448 | 15866.9666 | 46959.0671
1 | 4600 | 707 | 0.02 | 15 | 15 | 7 | 1e-12 | 5spot_SharedNeighbor | CO2 | Porous | Wet | R600a | MinimizeLCOE_Brownfield | IgnoreSilica | 2019 | 4.3749 | 0.12518 | 0.011268 | 4 | 488510.5331 | 1429685.749 | 9958.948 | 29146.0778 | 49.1192 | 6.8893 | 35.1813 | 223099.884 | 0 | 130439.8369 | 0 | 0 | 0 | 176057.903 | 206543.0733 | 537382.709 | 366774.741 | 1640298.1472 | 961560.8286 | 19417065.0479 | 19417065.0479 | 15071655.511 | 7933426.2906 | 0 | 22018924.0237 | 64441070.8732 | 1000 | 0.045074 | 488510.5331 | 1429685.749 | 9958.948 | 29146.0778
1 | 4600 | 707 | 0.02 | 15 | 15 | 7 | 1.3335e-12 | 5spot_SharedNeighbor | CO2 | Porous | Wet | R600a | MinimizeLCOE_Brownfield | IgnoreSilica | 2019 | 5.846 | 0.22647 | 0.017259 | 4 | 325412.196 | 939914.0309 | 6633.9678 | 19161.4188 | 50.6347 | 7.054 | 52.0206 | 283002.4231 | 0 | 174985.7667 | 0 | 0 | 0 | 215580.0946 | 262691.6309 | 683469.7382 | 466482.1403 | 2086211.7939 | 961560.8286 | 19417065.0479 | 19417065.0479 | 15071655.511 | 7933426.2906 | 0 | 22464837.6705 | 64886984.5199 | 1333.5214 | 0.069035 | 325412.196 | 939914.0309 | 6633.9678 | 19161.4188
1 | 4600 | 707 | 0.02 | 15 | 15 | 7 | 1.7783e-12 | 5spot_SharedNeighbor | CO2 | Porous | Wet | R600a | MinimizeLCOE_Brownfield | IgnoreSilica | 2019 | 7.7387 | 0.36189 | 0.025412 | 4 | 226200.2857 | 643549.8457 | 4611.3988 | 13119.6341 | 51.8035 | 7.1782 | 56.9581 | 353740.4507 | 0 | 228993.491 | 0 | 0 | 0 | 261192.723 | 329131.3992 | 856332.3867 | 584464.4498 | 2613854.9005 | 961560.8286 | 19417065.0479 | 19417065.0479 | 15071655.511 | 7933426.2906 | 0 | 22992480.777 | 65414627.6265 | 1778.2794 | 0.10165 | 226200.2857 | 643549.8457 | 4611.3988 | 13119.6341
1 | 4600 | 707 | 0.02 | 15 | 15 | 7 | 2.3714e-12 | 5spot_SharedNeighbor | CO2 | Porous | Wet | R600a | MinimizeLCOE_Brownfield | IgnoreSilica | 2019 | 10.1749 | 0.54018 | 0.03636 | 4 | 162394.0132 | 454079.1395 | 3310.6216 | 9257.0174 | 52.7039 | 7.2714 | 41.6444 | 437382.5444 | 0 | 294550.3997 | 0 | 0 | 0 | 314045.3134 | 407931.5204 | 1061354.1379 | 724396.0078 | 3239659.9237 | 961560.8286 | 19417065.0479 | 19417065.0479 | 15071655.511 | 7933426.2906 | 0 | 23618285.8002 | 66040432.6497 | 2371.3737 | 0.14544 | 162394.0132 | 454079.1395 | 3310.6216 | 9257.0174
1 | 4600 | 707 | 0.02 | 15 | 15 | 7 | 3.1623e-12 | 5spot_SharedNeighbor | CO2 | Porous | Wet | R600a | MinimizeLCOE_Brownfield | IgnoreSilica | 2019 | 13.3271 | 0.77391 | 0.050914 | 4 | 119646.6591 | 327950.1196 | 2439.159 | 6685.7068 | 53.3971 | 7.34 | 40.2328 | 536893.3498 | 0 | 374631.9687 | 0 | 0 | 0 | 376091.2822 | 502170.4743 | 1306544.5648 | 891743.5122 | 3988075.152 | 961560.8286 | 19417065.0479 | 19417065.0479 | 15071655.511 | 7933426.2906 | 0 | 24366701.0286 | 66788847.878 | 3162.2777 | 0.20366 | 119646.6591 | 327950.1196 | 2439.159 | 6685.7068
1 | 4600 | 707 | 0.02 | 15 | 15 | 7 | 4.217e-12 | 5spot_SharedNeighbor | CO2 | Porous | Wet | R600a | MinimizeLCOE_Brownfield | IgnoreSilica | 2019 | 17.2977 | 1.0713 | 0.069999 | 4 | 90129.566 | 241640.2147 | 1837.4131 | 4926.1626 | 53.9126 | 7.3867 | 54.1818 | 652319.8079 | 0 | 470034.6596 | 0 | 0 | 0 | 445859.3847 | 611603.4023 | 1591266.5958 | 1086072.1489 | 4857155.9992 | 961560.8286 | 19417065.0479 | 19417065.0479 | 15071655.511 | 7933426.2906 | 0 | 25235781.8758 | 67657928.7252 | 4216.965 | 0.27999 | 90129.566 | 241640.2147 | 1837.4131 | 4926.1626
1 | 4600 | 707 | 0.02 | 15 | 15 | 7 | 5.6234e-12 | 5spot_SharedNeighbor | CO2 | Porous | Wet | R600a | MinimizeLCOE_Brownfield | IgnoreSilica | 2019 | 22.2601 | 1.4455 | 0.094669 | 4 | 69293.5835 | 181321.5997 | 1412.6434 | 3696.4861 | 54.287 | 7.4142 | 53.6575 | 785413.5382 | 0 | 583080.4192 | 0 | 0 | 0 | 523854.6102 | 738015.9413 | 1920166.0915 | 1310552.8129 | 5861083.4133 | 961560.8286 | 19417065.0479 | 19417065.0479 | 15071655.511 | 7933426.2906 | 0 | 26239709.2898 | 68661856.1393 | 5623.4133 | 0.37867 | 69293.5835 | 181321.5997 | 1412.6434 | 3696.4861
1 | 4600 | 707 | 0.02 | 15 | 15 | 7 | 7.4989e-12 | 5spot_SharedNeighbor | CO2 | Porous | Wet | R600a | MinimizeLCOE_Brownfield | IgnoreSilica | 2019 | 28.277 | 1.9021 | 0.12585 | 4 | 54357.7969 | 138628.937 | 1108.1572 | 2826.1384 | 54.54 | 7.4226 | 58.943 | 934582.0698 | 0 | 713430.4404 | 0 | 0 | 0 | 607251.466 | 879552.9507 | 2288416.3567 | 1561891.1857 | 6985124.4694 | 961560.8286 | 19417065.0479 | 19417065.0479 | 15071655.511 | 7933426.2906 | 0 | 27363750.346 | 69785897.1954 | 7498.9421 | 0.5034 | 54357.7969 | 138628.937 | 1108.1572 | 2826.1384
1 | 4600 | 707 | 0.02 | 15 | 15 | 7 | 1e-11 | 5spot_SharedNeighbor | CO2 | Porous | Wet | R600a | MinimizeLCOE_Brownfield | IgnoreSilica | 2019 | 35.3487 | 2.4419 | 0.1641 | 4 | 43548.2385 | 108177.8074 | 887.7897 | 2205.3509 | 54.688 | 7.4118 | 52.589 | 1096974.9189 | 0 | 859685.1658 | 0 | 0 | 0 | 692772.5518 | 1033278.7282 | 2688379.2963 | 1834874.1104 | 8205964.7714 | 961560.8286 | 19417065.0479 | 19417065.0479 | 15071655.511 | 7933426.2906 | 0 | 28584590.6479 | 71006737.4974 | 10000 | 0.65639 | 43548.2385 | 108177.8074 | 887.7897 | 2205.3509
1 | 4600 | 707 | 0.02 | 15 | 15 | 7 | 1.3335e-11 | 5spot_SharedNeighbor | CO2 | Porous | Wet | R600a | MinimizeLCOE_Brownfield | IgnoreSilica | 2019 | 43.2292 | 3.0477 | 0.20903 | 4 | 35688.8178 | 86426.9024 | 727.5648 | 1761.9293 | 54.7422 | 7.3816 | 55.8047 | 1265010.8759 | 0 | 1016023.9806 | 0 | 0 | 0 | 773548.3463 | 1191287.4491 | 3099485.5759 | 2115462.5936 | 9460818.8214 | 961560.8286 | 19417065.0479 | 19417065.0479 | 15071655.511 | 7933426.2906 | 0 | 29839444.698 | 72261591.5474 | 13335.2143 | 0.8361 | 35688.8178 | 86426.9024 | 727.5648 | 1761.9293
1 | 4600 | 707 | 0.02 | 15 | 15 | 7 | 1.7783e-11 | 5spot_SharedNeighbor | CO2 | Porous | Wet | R600a | MinimizeLCOE_Brownfield | IgnoreSilica | 2019 | 51.5165 | 3.6897 | 0.25906 | 4 | 29970.0582 | 70909.0904 | 610.9802 | 1445.5777 | 54.7165 | 7.3336 | 67.0513 | 1429607.558 | 0 | 1174613.9677 | 0 | 0 | 0 | 843080.8403 | 1344447.9228 | 3497977.7108 | 2387441.6639 | 10677169.6635 | 961560.8286 | 19417065.0479 | 19417065.0479 | 15071655.511 | 7933426.2906 | 0 | 31055795.5401 | 73477942.3895 | 17782.7941 | 1.0362 | 29970.0582 | 70909.0904 | 610.9802 | 1445.5777
1 | 4600 | 707 | 0.02 | 15 | 15 | 7 | 2.3714e-11 | 5spot_SharedNeighbor | CO2 | Porous | Wet | R600a | MinimizeLCOE_Brownfield | IgnoreSilica | 2019 | 59.6601 | 4.3261 | 0.31141 | 4 | 25814.2115 | 59870.1771 | 526.2576 | 1220.5345 | 54.6289 | 7.2723 | 71.8346 | 1580861.4199 | 0 | 1325826.6137 | 0 | 0 | 0 | 895744.9981 | 1482948.8824 | 3858328.7974 | 2633388.6849 | 11777099.3965 | 961560.8286 | 19417065.0479 | 19417065.0479 | 15071655.511 | 7933426.2906 | 0 | 32155725.2731 | 74577872.1226 | 23713.7371 | 1.2457 | 25814.2115 | 59870.1771 | 526.2576 | 1220.5345
1 | 4600 | 707 | 0.02 | 15 | 15 | 7 | 3.1623e-11 | 5spot_SharedNeighbor | CO2 | Porous | Wet | R600a | MinimizeLCOE_Brownfield | IgnoreSilica | 2019 | 67.1586 | 4.9171 | 0.36284 | 4 | 22797.4349 | 52026.689 | 464.7565 | 1060.6344 | 54.5018 | 7.2042 | 57.1937 | 1711780.402 | 0 | 1461706.6448 | 0 | 0 | 0 | 929709.6851 | 1600246.7255 | 4163513.724 | 2841683.6683 | 12708640.8497 | 961560.8286 | 19417065.0479 | 19417065.0479 | 15071655.511 | 7933426.2906 | 0 | 33087266.7263 | 75509413.5757 | 31622.7766 | 1.4514 | 22797.4349 | 52026.689 | 464.7565 | 1060.6344
1 | 4600 | 707 | 0.02 | 15 | 15 | 7 | 4.217e-11 | 5spot_SharedNeighbor | CO2 | Porous | Wet | R600a | MinimizeLCOE_Brownfield | IgnoreSilica | 2019 | 73.748 | 5.4406 | 0.4106 | 4 | 20606.26 | 46435.7664 | 420.0865 | 946.6559 | 54.3567 | 7.1356 | 70.4312 | 1820596.6491 | 0 | 1578833.2182 | 0 | 0 | 0 | 947940.4768 | 1695474.4342 | 4411276.6882 | 3010786.9824 | 13464908.4489 | 961560.8286 | 19417065.0479 | 19417065.0479 | 15071655.511 | 7933426.2906 | 0 | 33843534.3255 | 76265681.1749 | 42169.6503 | 1.6424 | 20606.26 | 46435.7664 | 420.0865 | 946.6559
1 | 4600 | 707 | 0.02 | 15 | 15 | 7 | 5.6234e-11 | 5spot_SharedNeighbor | CO2 | Porous | Wet | R600a | MinimizeLCOE_Brownfield | IgnoreSilica | 2019 | 79.2728 | 5.8827 | 0.45278 | 4 | 19010.8407 | 42433.977 | 387.5617 | 865.074 | 54.2121 | 7.0718 | 68.4379 | 1907495.802 | 0 | 1675581.8604 | 0 | 0 | 0 | 953947.4851 | 1769439.8075 | 4603719.4171 | 3142133.0991 | 14052317.4712 | 961560.8286 | 19417065.0479 | 19417065.0479 | 15071655.511 | 7933426.2906 | 0 | 34430943.3477 | 76853090.1972 | 56234.1325 | 1.8111 | 19010.8407 | 42433.977 | 387.5617 | 865.074
1 | 4600 | 707 | 0.02 | 15 | 15 | 7 | 7.4989e-11 | 5spot_SharedNeighbor | CO2 | Porous | Wet | R600a | MinimizeLCOE_Brownfield | IgnoreSilica | 2019 | 83.8017 | 6.2472 | 0.48868 | 4 | 17844.8905 | 39547.3342 | 363.7922 | 806.2259 | 54.0784 | 7.0153 | 65.6161 | 1975839.7618 | 0 | 1753993.4524 | 0 | 0 | 0 | 952732.6975 | 1826200.7056 | 4751399.6306 | 3242927.8794 | 14503094.1272 | 961560.8286 | 19417065.0479 | 19417065.0479 | 15071655.511 | 7933426.2906 | 0 | 34881720.0038 | 77303866.8532 | 74989.4209 | 1.9547 | 17844.8905 | 39547.3342 | 363.7922 | 806.2259
1 | 4600 | 707 | 0.02 | 15 | 15 | 7 | 1e-10 | 5spot_SharedNeighbor | CO2 | Porous | Wet | R600a | MinimizeLCOE_Brownfield | IgnoreSilica | 2019 | 87.3897 | 6.5376 | 0.51822 | 4 | 16989.2404 | 37454.3934 | 346.3486 | 763.5585 | 53.9628 | 6.9679 | 70.7334 | 2028153.6005 | 0 | 1815580.2776 | 0 | 0 | 0 | 947063.1268 | 1868410.8319 | 4861221.7209 | 3317883.7127 | 14838313.2705 | 961560.8286 | 19417065.0479 | 19417065.0479 | 15071655.511 | 7933426.2906 | 0 | 35216939.147 | 77639085.9965 | 100000 | 2.0729 | 16989.2404 | 37454.3934 | 346.3486 | 763.5585
1 | 4600 | 707 | 0.02 | 15 | 15 | 7 | 1.3335e-10 | 5spot_SharedNeighbor | CO2 | Porous | Wet | R600a | MinimizeLCOE_Brownfield | IgnoreSilica | 2019 | 90.2083 | 6.7665 | 0.54202 | 4 | 16358.7587 | 35925.3424 | 333.4954 | 732.3867 | 53.8661 | 6.929 | 70.5934 | 2068122.5328 | 0 | 1863650.941 | 0 | 0 | 0 | 939852.9499 | 1899934.3052 | 4943239.3321 | 3373862.4176 | 15088662.4787 | 961560.8286 | 19417065.0479 | 19417065.0479 | 15071655.511 | 7933426.2906 | 0 | 35467288.3553 | 77889435.2047 | 133352.1432 | 2.1681 | 16358.7587 | 35925.3424 | 333.4954 | 732.3867
1 | 4600 | 707 | 0.02 | 15 | 15 | 7 | 1.7783e-10 | 5spot_SharedNeighbor | CO2 | Porous | Wet | R600a | MinimizeLCOE_Brownfield | IgnoreSilica | 2019 | 92.3861 | 6.944 | 0.56083 | 4 | 15892.5107 | 34802.8073 | 323.9903 | 709.5023 | 53.7879 | 6.898 | 63.358 | 2098325.7355 | 0 | 1900612.6675 | 0 | 0 | 0 | 932402.5685 | 1923222.9789 | 5003831.6837 | 3415217.9426 | 15273613.5767 | 961560.8286 | 19417065.0479 | 19417065.0479 | 15071655.511 | 7933426.2906 | 0 | 35652239.4532 | 78074386.3027 | 177827.941 | 2.2433 | 15892.5107 | 34802.8073 | 323.9903 | 709.5023
1 | 4600 | 707 | 0.02 | 15 | 15 | 7 | 2.3714e-10 | 5spot_SharedNeighbor | CO2 | Porous | Wet | R600a | MinimizeLCOE_Brownfield | IgnoreSilica | 2019 | 94.0593 | 7.0808 | 0.57552 | 4 | 15546.6637 | 33974.5381 | 316.9398 | 692.6169 | 53.7258 | 6.8735 | 69.7289 | 2121129.2184 | 0 | 1928907.2058 | 0 | 0 | 0 | 925594.0058 | 1940495.8677 | 5048772.1972 | 3445890.7665 | 15410789.2614 | 961560.8286 | 19417065.0479 | 19417065.0479 | 15071655.511 | 7933426.2906 | 0 | 35789415.1379 | 78211561.9874 | 237137.3706 | 2.3021 | 15546.6637 | 33974.5381 | 316.9398 | 692.6169
1 | 4600 | 707 | 0.02 | 15 | 15 | 7 | 3.1623e-10 | 5spot_SharedNeighbor | CO2 | Porous | Wet | R600a | MinimizeLCOE_Brownfield | IgnoreSilica | 2019 | 95.346 | 7.186 | 0.58688 | 4 | 15289.4895 | 33360.5018 | 311.6969 | 680.099 | 53.6767 | 6.8544 | 78.8196 | 2138428.7425 | 0 | 1950607.5009 | 0 | 0 | 0 | 919861.9385 | 1953470.2909 | 5082528.9852 | 3468930.4679 | 15513827.926 | 961560.8286 | 19417065.0479 | 19417065.0479 | 15071655.511 | 7933426.2906 | 0 | 35892453.8025 | 78314600.652 | 316227.766 | 2.3475 | 15289.4895 | 33360.5018 | 311.6969 | 680.099
1 | 4600 | 707 | 0.02 | 15 | 15 | 7 | 4.217e-10 | 5spot_SharedNeighbor | CO2 | Porous | Wet | R600a | MinimizeLCOE_Brownfield | IgnoreSilica | 2019 | 96.3102 | 7.2651 | 0.59557 | 4 | 15097.8767 | 32905.3095 | 307.7906 | 670.8192 | 53.6393 | 6.8399 | 70.562 | 2151257.679 | 0 | 1966836.5069 | 0 | 0 | 0 | 914952.4292 | 1962888.1799 | 5107032.4004 | 3485654.5523 | 15588621.7477 | 961560.8286 | 19417065.0479 | 19417065.0479 | 15071655.511 | 7933426.2906 | 0 | 35967247.6243 | 78389394.4737 | 421696.5034 | 2.3823 | 15097.8767 | 32905.3095 | 307.7906 | 670.8192
1 | 4600 | 707 | 0.02 | 15 | 15 | 7 | 5.6234e-10 | 5spot_SharedNeighbor | CO2 | Porous | Wet | R600a | MinimizeLCOE_Brownfield | IgnoreSilica | 2019 | 97.0607 | 7.3266 | 0.60224 | 4 | 14954.8921 | 32565.1347 | 304.8757 | 663.8843 | 53.6097 | 6.8285 | 72.2103 | 2161162.7569 | 0 | 1979448.7705 | 0 | 0 | 0 | 911258.1648 | 1970229.18 | 5126132.1767 | 3498690.5421 | 15646921.5909 | 961560.8286 | 19417065.0479 | 19417065.0479 | 15071655.511 | 7933426.2906 | 0 | 36025547.4675 | 78447694.3169 | 562341.3252 | 2.4089 | 14954.8921 | 32565.1347 | 304.8757 | 663.8843
1 | 4600 | 707 | 0.02 | 15 | 15 | 7 | 7.4989e-10 | 5spot_SharedNeighbor | CO2 | Porous | Wet | R600a | MinimizeLCOE_Brownfield | IgnoreSilica | 2019 | 97.6092 | 7.3717 | 0.60726 | 4 | 14848.0678 | 32312.6204 | 302.6979 | 658.7365 | 53.5878 | 6.8201 | 72.1189 | 2168356.4229 | 0 | 1988654.593 | 0 | 0 | 0 | 908111.0187 | 1975397.5935 | 5139579.3285 | 3507868.4995 | 15687967.456 | 961560.8286 | 19417065.0479 | 19417065.0479 | 15071655.511 | 7933426.2906 | 0 | 36066593.3325 | 78488740.182 | 749894.2093 | 2.429 | 14848.0678 | 32312.6204 | 302.6979 | 658.7365
1 | 4600 | 707 | 0.02 | 15 | 15 | 7 | 1e-09 | 5spot_SharedNeighbor | CO2 | Porous | Wet | R600a | MinimizeLCOE_Brownfield | IgnoreSilica | 2019 | 98.0204 | 7.4056 | 0.61106 | 4 | 14768.1867 | 32124.1894 | 301.0695 | 654.8951 | 53.5713 | 6.8137 | 71.2371 | 2173725.3609 | 0 | 1995550.9738 | 0 | 0 | 0 | 905636.1624 | 1979215.8739 | 5149513.7108 | 3514648.9196 | 15718291.0014 | 961560.8286 | 19417065.0479 | 19417065.0479 | 15071655.511 | 7933426.2906 | 0 | 36096916.8779 | 78519063.7274 | 1000000 | 2.4442 | 14768.1867 | 32124.1894 | 301.0695 | 654.8951
1 | 4600 | 707 | 0.02 | 15 | 15 | 7 | 1.3335e-09 | 5spot_SharedNeighbor | CO2 | Porous | Wet | R600a | MinimizeLCOE_Brownfield | IgnoreSilica | 2019 | 98.3519 | 7.4327 | 0.61398 | 4 | 14708.4117 | 31981.9693 | 299.8509 | 651.9957 | 53.558 | 6.8086 | 60.5239 | 2178039.2191 | 0 | 2001108.1309 | 0 | 0 | 0 | 903993.7214 | 1982425.0179 | 5157863.2452 | 3520347.6483 | 15743776.9828 | 961560.8286 | 19417065.0479 | 19417065.0479 | 15071655.511 | 7933426.2906 | 0 | 36122402.8594 | 78544549.7088 | 1333521.4322 | 2.4559 | 14708.4117 | 31981.9693 | 299.8509 | 651.9957
1 | 4600 | 707 | 0.02 | 15 | 15 | 7 | 1.7783e-09 | 5spot_SharedNeighbor | CO2 | Porous | Wet | R600a | MinimizeLCOE_Brownfield | IgnoreSilica | 2019 | 98.5734 | 7.4511 | 0.61611 | 4 | 14663.6586 | 31877.2911 | 298.9385 | 649.8617 | 53.549 | 6.8052 | 73.6112 | 2180913.5456 | 0 | 2004819.051 | 0 | 0 | 0 | 902399.7342 | 1984371.609 | 5162927.876 | 3523804.3629 | 15759236.1787 | 961560.8286 | 19417065.0479 | 19417065.0479 | 15071655.511 | 7933426.2906 | 0 | 36137862.0553 | 78560008.9047 | 1778279.41 | 2.4645 | 14663.6586 | 31877.2911 | 298.9385 | 649.8617
1 | 4600 | 707 | 0.02 | 15 | 15 | 7 | 2.3714e-09 | 5spot_SharedNeighbor | CO2 | Porous | Wet | R600a | MinimizeLCOE_Brownfield | IgnoreSilica | 2019 | 98.7586 | 7.4663 | 0.61776 | 4 | 14630.1389 | 31797.7822 | 298.2552 | 648.2408 | 53.5414 | 6.8023 | 69.9999 | 2183312.4243 | 0 | 2007921.0223 | 0 | 0 | 0 | 901412.0415 | 1986131.7403 | 5167507.3767 | 3526929.9662 | 15773214.5713 | 961560.8286 | 19417065.0479 | 19417065.0479 | 15071655.511 | 7933426.2906 | 0 | 36151840.4478 | 78573987.2973 | 2371373.7057 | 2.4711 | 14630.1389 | 31797.7822 | 298.2552 | 648.2408
1 | 4600 | 707 | 0.02 | 15 | 15 | 7 | 3.1623e-09 | 5spot_SharedNeighbor | CO2 | Porous | Wet | R600a | MinimizeLCOE_Brownfield | IgnoreSilica | 2019 | 98.8977 | 7.4777 | 0.619 | 4 | 14605.0256 | 31738.2429 | 297.7432 | 647.027 | 53.5358 | 6.8001 | 74.3286 | 2185111.0566 | 0 | 2010249.8063 | 0 | 0 | 0 | 900661.5478 | 1987448.7402 | 5170933.9401 | 3529268.6662 | 15783673.7571 | 961560.8286 | 19417065.0479 | 19417065.0479 | 15071655.511 | 7933426.2906 | 0 | 36162299.6336 | 78584446.4831 | 3162277.6602 | 2.476 | 14605.0256 | 31738.2429 | 297.7432 | 647.027
1 | 4600 | 707 | 0.02 | 15 | 15 | 7 | 4.217e-09 | 5spot_SharedNeighbor | CO2 | Porous | Wet | R600a | MinimizeLCOE_Brownfield | IgnoreSilica | 2019 | 98.995 | 7.4857 | 0.61992 | 4 | 14586.206 | 31694.0785 | 297.3595 | 646.1267 | 53.5318 | 6.7986 | 75.5989 | 2186367.0011 | 0 | 2011877.5021 | 0 | 0 | 0 | 900007.9029 | 1988318.4384 | 5173196.7164 | 3530813.0575 | 15790580.6184 | 961560.8286 | 19417065.0479 | 19417065.0479 | 15071655.511 | 7933426.2906 | 0 | 36169206.495 | 78591353.3444 | 4216965.0343 | 2.4797 | 14586.206 | 31694.0785 | 297.3595 | 646.1267
1 | 4600 | 707 | 0.02 | 15 | 15 | 7 | 5.6234e-09 | 5spot_SharedNeighbor | CO2 | Porous | Wet | R600a | MinimizeLCOE_Brownfield | IgnoreSilica | 2019 | 99.0681 | 7.4917 | 0.62061 | 4 | 14572.1006 | 31660.9741 | 297.072 | 645.4518 | 53.5288 | 6.7974 | 72.6486 | 2187311.1742 | 0 | 2013101.972 | 0 | 0 | 0 | 899516.8876 | 1988972.7132 | 5174899.0053 | 3531974.9046 | 15795776.6569 | 961560.8286 | 19417065.0479 | 19417065.0479 | 15071655.511 | 7933426.2906 | 0 | 36174402.5334 | 78596549.3829 | 5623413.2519 | 2.4824 | 14572.1006 | 31660.9741 | 297.072 | 645.4518
1 | 4600 | 707 | 0.02 | 15 | 15 | 7 | 7.4989e-09 | 5spot_SharedNeighbor | CO2 | Porous | Wet | R600a | MinimizeLCOE_Brownfield | IgnoreSilica | 2019 | 99.1265 | 7.4965 | 0.62114 | 4 | 14561.527 | 31635.9544 | 296.8564 | 644.9417 | 53.5264 | 6.7965 | 74.0837 | 2188063.6795 | 0 | 2014078.3669 | 0 | 0 | 0 | 899187.8875 | 1989518.6743 | 5176319.484 | 3532944.4106 | 15800112.5028 | 961560.8286 | 19417065.0479 | 19417065.0479 | 15071655.511 | 7933426.2906 | 0 | 36178738.3794 | 78600885.2288 | 7498942.0933 | 2.4845 | 14561.527 | 31635.9544 | 296.8564 | 644.9417
1 | 4600 | 707 | 0.02 | 15 | 15 | 7 | 1e-08 | 5spot_SharedNeighbor | CO2 | Porous | Wet | R600a | MinimizeLCOE_Brownfield | IgnoreSilica | 2019 | 99.1607 | 7.4994 | 0.62151 | 4 | 14553.6004 | 31617.777 | 296.6948 | 644.5711 | 53.525 | 6.796 | 71.2495 | 2188505.3366 | 0 | 2014651.6847 | 0 | 0 | 0 | 898827.4214 | 1989773.9326 | 5176983.6139 | 3533397.6929 | 15802139.6821 | 961560.8286 | 19417065.0479 | 19417065.0479 | 15071655.511 | 7933426.2906 | 0 | 36180765.5586 | 78602912.4081 | 10000000 | 2.486 | 14553.6004 | 31617.777 | 296.6948 | 644.5711
1 | 4700 | 707 | 0.02 | 15 | 15 | 7 | 1e-13 | 5spot_SharedNeighbor | CO2 | Porous | Wet | R600a | MinimizeLCOE_Brownfield | IgnoreSilica | 2019 | 0 | 0 | 0 | 0 |  |  |  |  | 15 |  | 17.1495 | [19 empty] | 100 | 0
1 | 4700 | 707 | 0.02 | 15 | 15 | 7 | 1.3335e-13 | 5spot_SharedNeighbor | CO2 | Porous | Wet | R600a | MinimizeLCOE_Brownfield | IgnoreSilica | 2019 | 0 | 0 | 0 | 0 |  |  |  |  | 15 |  | 19.196 | [19 empty] | 133.3521 | 0
1 | 4700 | 707 | 0.02 | 15 | 15 | 7 | 1.7783e-13 | 5spot_SharedNeighbor | CO2 | Porous | Wet | R600a | MinimizeLCOE_Brownfield | IgnoreSilica | 2019 | 0 | 0 | 0 | 0 |  |  |  |  | 15 |  | 21.1021 | [19 empty] | 177.8279 | 0
1 | 4700 | 707 | 0.02 | 15 | 15 | 7 | 2.3714e-13 | 5spot_SharedNeighbor | CO2 | Porous | Wet | R600a | MinimizeLCOE_Brownfield | IgnoreSilica | 2019 | 0 | 0 | 0 | 0 |  |  |  |  | 15 |  | 19.6256 | [19 empty] | 237.1374 | 0
1 | 4700 | 707 | 0.02 | 15 | 15 | 7 | 3.1623e-13 | 5spot_SharedNeighbor | CO2 | Porous | Wet | R600a | MinimizeLCOE_Brownfield | IgnoreSilica | 2019 | 1.6 | -0.041073 | 0.00040793 | 4 | 13251014.7724 | 39920155.0945 | 270139.8595 | 813826.3576 | 41.3675 | 6.1823 | 22.8152 | 92935.0268 | 0 | 36995.2497 | 0 | 0 | 0 | 96066.6727 | 88138.8102 | 229319.1044 | 156515.0008 | 699969.8645 | 961560.8286 | 19960186.6406 | 19960186.6406 | 15432221.3765 | 8123701.7665 | 0 | 21621717.3338 | 65137827.1174 | 316.2278 | 0.0016317 | 13251014.7724 | 39920155.0945 | 270139.8595 | 813826.3576
1 | 4700 | 707 | 0.02 | 15 | 15 | 7 | 4.217e-13 | 5spot_SharedNeighbor | CO2 | Porous | Wet | R600a | MinimizeLCOE_Brownfield | IgnoreSilica | 2019 | 1.6 | -0.03409 | 0.0020674 | 4 | 2610330.5428 | 7872538.9706 | 53215.1188 | 160492.3553 | 41.3676 | 6.1824 | 20.8276 | 92935.8795 | 0 | 36994.921 | 0 | 0 | 0 | 84620.0699 | 83674.8395 | 217704.7682 | 148587.9777 | 664518.4557 | 961560.8286 | 19960186.6406 | 19960186.6406 | 15432221.3765 | 8123701.7665 | 0 | 21586265.9249 | 65102375.7086 | 421.6965 | 0.0082696 | 2610330.5428 | 7872538.9706 | 53215.1188 | 160492.3553
1 | 4700 | 707 | 0.02 | 15 | 15 | 7 | 5.6234e-13 | 5spot_SharedNeighbor | CO2 | Porous | Wet | R600a | MinimizeLCOE_Brownfield | IgnoreSilica | 2019 | 1.6 | -0.028819 | 0.0033031 | 4 | 1631688.8633 | 4925277.6163 | 33264.1845 | 100408.4461 | 41.3676 | 6.1825 | 21.7039 | 92936.3931 | 0 | 36994.723 | 0 | 0 | 0 | 75647.0801 | 80175.4966 | 208600.1958 | 142373.9199 | 636727.8085 | 961560.8286 | 19960186.6406 | 19960186.6406 | 15432221.3765 | 8123701.7665 | 0 | 21558475.2778 | 65074585.0614 | 562.3413 | 0.013212 | 1631688.8633 | 4925277.6163 | 33264.1845 | 100408.4461
1 | 4700 | 707 | 0.02 | 15 | 15 | 7 | 7.4989e-13 | 5spot_SharedNeighbor | CO2 | Porous | Wet | R600a | MinimizeLCOE_Brownfield | IgnoreSilica | 2019 | 3.3855 | 0.058931 | 0.0075858 | 4 | 734019.1563 | 2168141.6442 | 14963.9733 | 44200.5 | 48.2241 | 6.9671 | 42.2124 | 184209.643 | 0 | 99718.9823 | 0 | 0 | 0 | 152221.5291 | 170098.5602 | 442561.5617 | 302057.3596 | 1350867.6359 | 961560.8286 | 19960186.6406 | 19960186.6406 | 15432221.3765 | 8123701.7665 | 0 | 22272615.1051 | 65788724.8888 | 749.8942 | 0.030343 | 734019.1563 | 2168141.6442 | 14963.9733 | 44200.5
1 | 4700 | 707 | 0.02 | 15 | 15 | 7 | 1e-12 | 5spot_SharedNeighbor | CO2 | Porous | Wet | R600a | MinimizeLCOE_Brownfield | IgnoreSilica | 2019 | 4.5723 | 0.13759 | 0.012293 | 4 | 461052.6648 | 1346054.235 | 9399.1822 | 27441.1363 | 50.2225 | 7.1869 | 45.6142 | 237809.138 | 0 | 138155.8816 | 0 | 0 | 0 | 188572.4016 | 220169.5943 | 572836.1214 | 390972.4235 | 1748515.5605 | 961560.8286 | 19960186.6406 | 19960186.6406 | 15432221.3765 | 8123701.7665 | 0 | 22670263.0298 | 66186372.8134 | 1000 | 0.049171 | 461052.6648 | 1346054.235 | 9399.1822 | 27441.1363
1 | 4700 | 707 | 0.02 | 15 | 15 | 7 | 1.3335e-12 | 5spot_SharedNeighbor | CO2 | Porous | Wet | R600a | MinimizeLCOE_Brownfield | IgnoreSilica | 2019 | 6.0844 | 0.2445 | 0.018814 | 4 | 307414.2513 | 885644.844 | 6267.0553 | 18055.0681 | 51.7562 | 7.352 | 56.1036 | 300540.1242 | 0 | 184338.45 | 0 | 0 | 0 | 229766.9821 | 278711.767 | 725150.846 | 494930.3528 | 2213438.5221 | 961560.8286 | 19960186.6406 | 19960186.6406 | 15432221.3765 | 8123701.7665 | 0 | 23135185.9913 | 66651295.775 | 1333.5214 | 0.075257 | 307414.2513 | 885644.844 | 6267.0553 | 18055.0681
1 | 4700 | 707 | 0.02 | 15 | 15 | 7 | 1.7783e-12 | 5spot_SharedNeighbor | CO2 | Porous | Wet | R600a | MinimizeLCOE_Brownfield | IgnoreSilica | 2019 | 8.0601 | 0.38918 | 0.027693 | 4 | 213915.304 | 606758.7982 | 4360.9528 | 12369.5988 | 52.961 | 7.4787 | 52.1447 | 375808.9772 | 0 | 241220.6538 | 0 | 0 | 0 | 278636.7577 | 349309.8916 | 908832.6847 | 620296.9819 | 2774105.947 | 961560.8286 | 19960186.6406 | 19960186.6406 | 15432221.3765 | 8123701.7665 | 0 | 23695853.4162 | 67211963.1998 | 1778.2794 | 0.11077 | 213915.304 | 606758.7982 | 4360.9528 | 12369.5988
1 | 4700 | 707 | 0.02 | 15 | 15 | 7 | 2.3714e-12 | 5spot_SharedNeighbor | CO2 | Porous | Wet | R600a | MinimizeLCOE_Brownfield | IgnoreSilica | 2019 | 10.6035 | 0.57963 | 0.039611 | 4 | 153751.9299 | 428401.2944 | 3134.4411 | 8733.5398 | 53.888 | 7.5735 | 29.739 | 464809.2538 | 0 | 310270.8264 | 0 | 0 | 0 | 335284.3662 | 433042.1341 | 1126686.8038 | 768986.8947 | 3439080.2792 | 961560.8286 | 19960186.6406 | 19960186.6406 | 15432221.3765 | 8123701.7665 | 0 | 24360827.7484 | 67876937.532 | 2371.3737 | 0.15844 | 153751.9299 | 428401.2944 | 3134.4411 | 8733.5398
1 | 4700 | 707 | 0.02 | 15 | 15 | 7 | 3.1623e-12 | 5spot_SharedNeighbor | CO2 | Porous | Wet | R600a | MinimizeLCOE_Brownfield | IgnoreSilica | 2019 | 13.8607 | 0.82692 | 0.055426 | 4 | 113424.6382 | 309706.5005 | 2312.3147 | 6313.7859 | 54.5948 | 7.6423 | 39.5212 | 569637.132 | 0 | 393772.4271 | 0 | 0 | 0 | 400617.6063 | 531970.5945 | 1384078.3647 | 944661.9239 | 4224738.0485 | 961560.8286 | 19960186.6406 | 19960186.6406 | 15432221.3765 | 8123701.7665 | 0 | 25146485.5177 | 68662595.3013 | 3162.2777 | 0.2217 | 113424.6382 | 309706.5005 | 2312.3147 | 6313.7859
1 | 4700 | 707 | 0.02 | 15 | 15 | 7 | 4.217e-12 | 5spot_SharedNeighbor | CO2 | Porous | Wet | R600a | MinimizeLCOE_Brownfield | IgnoreSilica | 2019 | 17.9823 | 1.1428 | 0.076152 | 4 | 85566.1993 | 228424.9153 | 1744.3827 | 4656.7509 | 55.1234 | 7.6891 | 46.5656 | 691827.7421 | 0 | 493733.4193 | 0 | 0 | 0 | 474787.9829 | 647536.1663 | 1684756.2767 | 1149880.7771 | 5142522.3642 | 961560.8286 | 19960186.6406 | 19960186.6406 | 15432221.3765 | 8123701.7665 | 0 | 26064269.8335 | 69580379.6171 | 4216.965 | 0.30461 | 85566.1993 | 228424.9153 | 1744.3827 | 4656.7509
1 | 4700 | 707 | 0.02 | 15 | 15 | 7 | 5.6234e-12 | 5spot_SharedNeighbor | CO2 | Porous | Wet | R600a | MinimizeLCOE_Brownfield | IgnoreSilica | 2019 | 23.1102 | 1.5385 | 0.10289 | 4 | 65894.5429 | 171630.6679 | 1343.3494 | 3498.9233 | 55.5053 | 7.7157 | 38.79 | 832119.2748 | 0 | 611681.6197 | 0 | 0 | 0 | 557134.9129 | 780364.9649 | 2030349.5638 | 1385755.2968 | 6197405.6328 | 961560.8286 | 19960186.6406 | 19960186.6406 | 15432221.3765 | 8123701.7665 | 0 | 27119153.1021 | 70635262.8857 | 5623.4133 | 0.41155 | 65894.5429 | 171630.6679 | 1343.3494 | 3498.9233
1 | 4700 | 707 | 0.02 | 15 | 15 | 7 | 7.4989e-12 | 5spot_SharedNeighbor | CO2 | Porous | Wet | R600a | MinimizeLCOE_Brownfield | IgnoreSilica | 2019 | 29.3124 | 2.0202 | 0.13659 | 4 | 51791.0262 | 131435.8074 | 1055.8301 | 2679.4967 | 55.762 | 7.7225 | 45.534 | 989004.7517 | 0 | 747396.3143 | 0 | 0 | 0 | 644966.6172 | 928733.3964 | 2416373.7881 | 1649224.7619 | 7375699.6297 | 961560.8286 | 19960186.6406 | 19960186.6406 | 15432221.3765 | 8123701.7665 | 0 | 28297447.0989 | 71813556.8826 | 7498.9421 | 0.54638 | 51791.0262 | 131435.8074 | 1055.8301 | 2679.4967
1 | 4700 | 707 | 0.02 | 15 | 15 | 7 | 1e-11 | 5spot_SharedNeighbor | CO2 | Porous | Wet | R600a | MinimizeLCOE_Brownfield | IgnoreSilica | 2019 | 36.5667 | 2.5871 | 0.17778 | 4 | 41584.1338 | 102778.8354 | 847.7488 | 2095.2856 | 55.9097 | 7.7091 | 45.9815 | 1159026.9946 | 0 | 899010.3289 | 0 | 0 | 0 | 734471.7747 | 1089078.5483 | 2833558.9819 | 1933962.229 | 8649108.8574 | 961560.8286 | 19960186.6406 | 19960186.6406 | 15432221.3765 | 8123701.7665 | 0 | 29570856.3267 | 73086966.1103 | 10000 | 0.71111 | 41584.1338 | 102778.8354 | 847.7488 | 2095.2856
1 | 4700 | 707 | 0.02 | 15 | 15 | 7 | 1.3335e-11 | 5spot_SharedNeighbor | CO2 | Porous | Wet | R600a | MinimizeLCOE_Brownfield | IgnoreSilica | 2019 | 44.5982 | 3.2194 | 0.2259 | 4 | 34164.6018 | 82323.5561 | 696.4916 | 1678.277 | 55.9606 | 7.6755 | 49.0582 | 1333881.13 | 0 | 1060121.2029 | 0 | 0 | 0 | 818249.5848 | 1252778.2479 | 3259472.021 | 2224656.6298 | 9949158.8165 | 961560.8286 | 19960186.6406 | 19960186.6406 | 15432221.3765 | 8123701.7665 | 0 | 30870906.2857 | 74387016.0693 | 13335.2143 | 0.90359 | 34164.6018 | 82323.5561 | 696.4916 | 1678.277
1 | 4700 | 707 | 0.02 | 15 | 15 | 7 | 1.7783e-11 | 5spot_SharedNeighbor | CO2 | Porous | Wet | R600a | MinimizeLCOE_Brownfield | IgnoreSilica | 2019 | 52.9781 | 3.8844 | 0.27914 | 4 | 28767.8641 | 67741.5379 | 586.4718 | 1381.0029 | 55.9298 | 7.6238 | 60.5522 | 1503902.6406 | 0 | 1222383.2609 | 0 | 0 | 0 | 889514.6439 | 1410162.2127 | 3668952.8134 | 2504135.6846 | 11199051.256 | 961560.8286 | 19960186.6406 | 19960186.6406 | 15432221.3765 | 8123701.7665 | 0 | 32120798.7252 | 75636908.5089 | 17782.7941 | 1.1166 | 28767.8641 | 67741.5379 | 586.4718 | 1381.0029
1 | 4700 | 707 | 0.02 | 15 | 15 | 7 | 2.3714e-11 | 5spot_SharedNeighbor | CO2 | Porous | Wet | R600a | MinimizeLCOE_Brownfield | IgnoreSilica | 2019 | 61.1681 | 4.5399 | 0.3345 | 4 | 24847.3191 | 57370.838 | 506.5462 | 1169.5821 | 55.8363 | 7.5587 | 62.5014 | 1659388.8953 | 0 | 1376363.8537 | 0 | 0 | 0 | 943156.7026 | 1551774.6861 | 4037399.4205 | 2755608.0648 | 12323691.623 | 961560.8286 | 19960186.6406 | 19960186.6406 | 15432221.3765 | 8123701.7665 | 0 | 33245439.0922 | 76761548.8759 | 23713.7371 | 1.338 | 24847.3191 | 57370.838 | 506.5462 | 1169.5821
1 | 4700 | 707 | 0.02 | 15 | 15 | 7 | 3.1623e-11 | 5spot_SharedNeighbor | CO2 | Porous | Wet | R600a | MinimizeLCOE_Brownfield | IgnoreSilica | 2019 | 68.666 | 5.1454 | 0.38852 | 4 | 22001.7253 | 50002.697 | 448.5349 | 1019.3726 | 55.7038 | 7.4874 | 64.4547 | 1793282.5221 | 0 | 1514016.119 | 0 | 0 | 0 | 977457.4899 | 1671054.8911 | 4347742.0461 | 2967423.2836 | 13270976.3518 | 961560.8286 | 19960186.6406 | 19960186.6406 | 15432221.3765 | 8123701.7665 | 0 | 34192723.8211 | 77708833.6047 | 31622.7766 | 1.5541 | 22001.7253 | 50002.697 | 448.5349 | 1019.3726
1 | 4700 | 707 | 0.02 | 15 | 15 | 7 | 4.217e-11 | 5spot_SharedNeighbor | CO2 | Porous | Wet | R600a | MinimizeLCOE_Brownfield | IgnoreSilica | 2019 | 75.2218 | 5.679 | 0.43841 | 4 | 19934.6429 | 44749.2922 | 406.3947 | 912.2749 | 55.5543 | 7.416 | 69.4239 | 1904095.8721 | 0 | 1632137.4198 | 0 | 0 | 0 | 995703.921 | 1767455.513 | 4598556.6898 | 3138609.4317 | 14036558.8473 | 961560.8286 | 19960186.6406 | 19960186.6406 | 15432221.3765 | 8123701.7665 | 0 | 34958306.3166 | 78474416.1002 | 42169.6503 | 1.7536 | 19934.6429 | 44749.2922 | 406.3947 | 912.2749
1 | 4700 | 707 | 0.02 | 15 | 15 | 7 | 5.6234e-11 | 5spot_SharedNeighbor | CO2 | Porous | Wet | R600a | MinimizeLCOE_Brownfield | IgnoreSilica | 2019 | 80.7077 | 6.1288 | 0.48229 | 4 | 18429.1131 | 40986.1421 | 375.7024 | 835.5579 | 55.4062 | 7.35 | 64.7522 | 1992485.0345 | 0 | 1729559.5169 | 0 | 0 | 0 | 1001802.878 | 1842300.4975 | 4793287.9867 | 3271517.5431 | 14630953.4567 | 961560.8286 | 19960186.6406 | 19960186.6406 | 15432221.3765 | 8123701.7665 | 0 | 35552700.926 | 79068810.7096 | 56234.1325 | 1.9292 | 18429.1131 | 40986.1421 | 375.7024 | 835.5579
1 | 4700 | 707 | 0.02 | 15 | 15 | 7 | 7.4989e-11 | 5spot_SharedNeighbor | CO2 | Porous | Wet | R600a | MinimizeLCOE_Brownfield | IgnoreSilica | 2019 | 85.1628 | 6.4963 | 0.51943 | 4 | 17328.4116 | 38272.4946 | 353.2631 | 780.2366 | 55.2709 | 7.2923 | 83.7613 | 2061411.1038 | 0 | 1807809.6334 | 0 | 0 | 0 | 1000248.1684 | 1899092.8732 | 4941050.0986 | 3372368.2207 | 15081980.0981 | 961560.8286 | 19960186.6406 | 19960186.6406 | 15432221.3765 | 8123701.7665 | 0 | 36003727.5674 | 79519837.351 | 74989.4209 | 2.0777 | 17328.4116 | 38272.4946 | 353.2631 | 780.2366
1 | 4700 | 707 | 0.02 | 15 | 15 | 7 | 1e-10 | 5spot_SharedNeighbor | CO2 | Porous | Wet | R600a | MinimizeLCOE_Brownfield | IgnoreSilica | 2019 | 88.7003 | 6.7896 | 0.54994 | 4 | 16520.3073 | 36302.3631 | 336.7888 | 740.0728 | 55.154 | 7.2438 | 66.5707 | 2114335.4644 | 0 | 1869428.2485 | 0 | 0 | 0 | 994596.2464 | 1941560.3841 | 5051541.8507 | 3447781.1119 | 15419243.3061 | 961560.8286 | 19960186.6406 | 19960186.6406 | 15432221.3765 | 8123701.7665 | 0 | 36340990.7754 | 79857100.559 | 100000 | 2.1998 | 16520.3073 | 36302.3631 | 336.7888 | 740.0728
1 | 4700 | 707 | 0.02 | 15 | 15 | 7 | 1.3335e-10 | 5spot_SharedNeighbor | CO2 | Porous | Wet | R600a | MinimizeLCOE_Brownfield | IgnoreSilica | 2019 | 91.4628 | 7.0196 | 0.57444 | 4 | 15924.6301 | 34863.0854 | 324.6451 | 710.7312 | 55.0569 | 7.2043 | 78.2929 | 2154560.1998 | 0 | 1917249.1216 | 0 | 0 | 0 | 987286.1492 | 1973047.2335 | 5133464.174 | 3503694.7809 | 15669301.659 | 961560.8286 | 19960186.6406 | 19960186.6406 | 15432221.3765 | 8123701.7665 | 0 | 36591049.1282 | 80107158.9118 | 133352.1432 | 2.2978 | 15924.6301 | 34863.0854 | 324.6451 | 710.7312
1 | 4700 | 707 | 0.02 | 15 | 15 | 7 | 1.7783e-10 | 5spot_SharedNeighbor | CO2 | Porous | Wet | R600a | MinimizeLCOE_Brownfield | IgnoreSilica | 2019 | 93.6159 | 7.1994 | 0.59382 | 4 | 15483.9742 | 33804.4363 | 315.6618 | 689.1492 | 54.9778 | 7.1725 | 84.9433 | 2185240.3178 | 0 | 1954346.3138 | 0 | 0 | 0 | 980086.9136 | 1996672.6826 | 5194932.7463 | 3545648.3446 | 15856927.3187 | 961560.8286 | 19960186.6406 | 19960186.6406 | 15432221.3765 | 8123701.7665 | 0 | 36778674.788 | 80294784.5716 | 177827.941 | 2.3753 | 15483.9742 | 33804.4363 | 315.6618 | 689.1492
1 | 4700 | 707 | 0.02 | 15 | 15 | 7 | 2.3714e-10 | 5spot_SharedNeighbor | CO2 | Porous | Wet | R600a | MinimizeLCOE_Brownfield | IgnoreSilica | 2019 | 95.2554 | 7.3367 | 0.60889 | 4 | 15157.0217 | 33023.8989 | 308.9964 | 673.2368 | 54.9155 | 7.1478 | 80.7003 | 2208209.5487 | 0 | 1982497.0995 | 0 | 0 | 0 | 973322.4417 | 2013971.345 | 5239940.3175 | 3576366.9367 | 15994307.6891 | 961560.8286 | 19960186.6406 | 19960186.6406 | 15432221.3765 | 8123701.7665 | 0 | 36916055.1583 | 80432164.942 | 237137.3706 | 2.4356 | 15157.0217 | 33023.8989 | 308.9964 | 673.2368
1 | 4700 | 707 | 0.02 | 15 | 15 | 7 | 3.1623e-10 | 5spot_SharedNeighbor | CO2 | Porous | Wet | R600a | MinimizeLCOE_Brownfield | IgnoreSilica | 2019 | 96.5271 | 7.4432 | 0.62058 | 4 | 14913.8448 | 32444.3074 | 304.0389 | 661.4211 | 54.866 | 7.1283 | 73.7565 | 2225791.484 | 0 | 2004275.1327 | 0 | 0 | 0 | 967795.1022 | 2027166.0704 | 5274270.2862 | 3599797.8457 | 16099095.9212 | 961560.8286 | 19960186.6406 | 19960186.6406 | 15432221.3765 | 8123701.7665 | 0 | 37020843.3904 | 80536953.1741 | 316227.766 | 2.4823 | 14913.8448 | 32444.3074 | 304.0389 | 661.4211
1 | 4700 | 707 | 0.02 | 15 | 15 | 7 | 4.217e-10 | 5spot_SharedNeighbor | CO2 | Porous | Wet | R600a | MinimizeLCOE_Brownfield | IgnoreSilica | 2019 | 97.4823 | 7.5234 | 0.62951 | 4 | 14732.6301 | 32014.3987 | 300.3446 | 652.6568 | 54.8281 | 7.1134 | 73.4889 | 2238862.275 | 0 | 2020599.9535 | 0 | 0 | 0 | 963080.9554 | 2036791.8417 | 5299314.5687 | 3616891.0832 | 16175540.6775 | 961560.8286 | 19960186.6406 | 19960186.6406 | 15432221.3765 | 8123701.7665 | 0 | 37097288.1467 | 80613397.9304 | 421696.5034 | 2.518 | 14732.6301 | 32014.3987 | 300.3446 | 652.6568
1 | 4700 | 707 | 0.02 | 15 | 15 | 7 | 5.6234e-10 | 5spot_SharedNeighbor | CO2 | Porous | Wet | R600a | MinimizeLCOE_Brownfield | IgnoreSilica | 2019 | 98.201 | 7.5839 | 0.63631 | 4 | 14597.3869 | 31694.5619 | 297.5875 | 646.1365 | 54.7991 | 7.1021 | 73.4383 | 2248620.4439 | 0 | 2032864.6368 | 0 | 0 | 0 | 959237.1798 | 2043881.6816 | 5317760.8777 | 3629481.0681 | 16231845.8879 | 961560.8286 | 19960186.6406 | 19960186.6406 | 15432221.3765 | 8123701.7665 | 0 | 37153593.3572 | 80669703.1408 | 562341.3252 | 2.5452 | 14597.3869 | 31694.5619 | 297.5875 | 646.1365
1 | 4700 | 707 | 0.02 | 15 | 15 | 7 | 7.4989e-10 | 5spot_SharedNeighbor | CO2 | Porous | Wet | R600a | MinimizeLCOE_Brownfield | IgnoreSilica | 2019 | 98.7392 | 7.6292 | 0.64145 | 4 | 14496.3362 | 31456.272 | 295.5274 | 641.2787 | 54.7773 | 7.0936 | 71.0963 | 2255885.9896 | 0 | 2042040.3159 | 0 | 0 | 0 | 956152.2687 | 2049090.6439 | 5331313.5292 | 3638731.0312 | 16273213.7786 | 961560.8286 | 19960186.6406 | 19960186.6406 | 15432221.3765 | 8123701.7665 | 0 | 37194961.2478 | 80711071.0314 | 749894.2093 | 2.5658 | 14496.3362 | 31456.272 | 295.5274 | 641.2787
1 | 4700 | 707 | 0.02 | 15 | 15 | 7 | 1e-09 | 5spot_SharedNeighbor | CO2 | Porous | Wet | R600a | MinimizeLCOE_Brownfield | IgnoreSilica | 2019 | 99.1607 | 7.6647 | 0.64539 | 4 | 14420.7665 | 31277.349 | 293.9868 | 637.6311 | 54.76 | 7.0869 | 70.0012 | 2261550.9269 | 0 | 2049220.9546 | 0 | 0 | 0 | 953950.9321 | 2053241.8973 | 5342114.239 | 3646102.7376 | 16306181.6875 | 961560.8286 | 19960186.6406 | 19960186.6406 | 15432221.3765 | 8123701.7665 | 0 | 37227929.1568 | 80744038.9404 | 1000000 | 2.5815 | 14420.7665 | 31277.349 | 293.9868 | 637.6311
1 | 4700 | 707 | 0.02 | 15 | 15 | 7 | 1.3335e-09 | 5spot_SharedNeighbor | CO2 | Porous | Wet | R600a | MinimizeLCOE_Brownfield | IgnoreSilica | 2019 | 99.4554 | 7.6896 | 0.6483 | 4 | 14364.2145 | 31144.9446 | 292.8339 | 634.9318 | 54.7479 | 7.0822 | 79.1563 | 2265497.2774 | 0 | 2054237.1699 | 0 | 0 | 0 | 951970.8208 | 2055965.0546 | 5349199.3355 | 3650938.4616 | 16327808.1197 | 961560.8286 | 19960186.6406 | 19960186.6406 | 15432221.3765 | 8123701.7665 | 0 | 37249555.589 | 80765665.3726 | 1333521.4322 | 2.5932 | 14364.2145 | 31144.9446 | 292.8339 | 634.9318
1 | 4700 | 707 | 0.02 | 15 | 15 | 7 | 1.7783e-09 | 5spot_SharedNeighbor | CO2 | Porous | Wet | R600a | MinimizeLCOE_Brownfield | IgnoreSilica | 2019 | 99.6944 | 7.7097 | 0.65054 | 4 | 14321.8725 | 31044.8513 | 291.9707 | 632.8913 | 54.738 | 7.0783 | 70.0923 | 2268689.2247 | 0 | 2058302.7995 | 0 | 0 | 0 | 950672.2061 | 2058289.0498 | 5355245.8944 | 3655065.3622 | 16346264.5366 | 961560.8286 | 19960186.6406 | 19960186.6406 | 15432221.3765 | 8123701.7665 | 0 | 37268012.0058 | 80784121.7895 | 1778279.41 | 2.6022 | 14321.8725 | 31044.8513 | 291.9707 | 632.8913
1 | 4700 | 707 | 0.02 | 15 | 15 | 7 | 2.3714e-09 | 5spot_SharedNeighbor | CO2 | Porous | Wet | R600a | MinimizeLCOE_Brownfield | IgnoreSilica | 2019 | 99.8723 | 7.7247 | 0.65223 | 4 | 14290.1578 | 30970.0173 | 291.3242 | 631.3657 | 54.7306 | 7.0755 | 77.405 | 2271062.2664 | 0 | 2061330.305 | 0 | 0 | 0 | 949663.0936 | 2060001.7093 | 5359701.8832 | 3658106.6662 | 16359865.9237 | 961560.8286 | 19960186.6406 | 19960186.6406 | 15432221.3765 | 8123701.7665 | 0 | 37281613.3929 | 80797723.1766 | 2371373.7057 | 2.6089 | 14290.1578 | 30970.0173 | 291.3242 | 631.3657
1 | 4700 | 707 | 0.02 | 15 | 15 | 7 | 3.1623e-09 | 5spot_SharedNeighbor | CO2 | Porous | Wet | R600a | MinimizeLCOE_Brownfield | IgnoreSilica | 2019 | 100 | 7.7355 | 0.65348 | 4 | 14266.3961 | 30914.3287 | 290.8398 | 630.2304 | 54.7253 | 7.0734 | 80.3537 | 2272761.7743 | 0 | 2063501.1459 | 0 | 0 | 0 | 948823.3983 | 2061183.6642 | 5362777.0874 | 3660205.5562 | 16369252.6264 | 961560.8286 | 19960186.6406 | 19960186.6406 | 15432221.3765 | 8123701.7665 | 0 | 37291000.0956 | 80807109.8793 | 3162277.6602 | 2.6139 | 14266.3961 | 30914.3287 | 290.8398 | 630.2304
1 | 4700 | 707 | 0.02 | 15 | 15 | 7 | 4.217e-09 | 5spot_SharedNeighbor | CO2 | Porous | Wet | R600a | MinimizeLCOE_Brownfield | IgnoreSilica | 2019 | 100.1035 | 7.7442 | 0.65443 | 4 | 14248.5891 | 30872.1581 | 290.4768 | 629.3707 | 54.721 | 7.0717 | 55.6631 | 2274138.4025 | 0 | 2065261.1162 | 0 | 0 | 0 | 948282.7024 | 2062196.0662 | 5365411.1498 | 3662003.3579 | 16377292.795 | 961560.8286 | 19960186.6406 | 19960186.6406 | 15432221.3765 | 8123701.7665 | 0 | 37299040.2642 | 80815150.0479 | 4216965.0343 | 2.6177 | 14248.5891 | 30872.1581 | 290.4768 | 629.3707
1 | 4700 | 707 | 0.02 | 15 | 15 | 7 | 5.6234e-09 | 5spot_SharedNeighbor | CO2 | Porous | Wet | R600a | MinimizeLCOE_Brownfield | IgnoreSilica | 2019 | 100.1741 | 7.7501 | 0.65514 | 4 | 14235.2424 | 30840.9769 | 290.2047 | 628.735 | 54.718 | 7.0706 | 64.5222 | 2275075.9238 | 0 | 2066460.5577 | 0 | 0 | 0 | 947786.9581 | 2062836.1414 | 5367076.4941 | 3663139.9896 | 16382376.0647 | 961560.8286 | 19960186.6406 | 19960186.6406 | 15432221.3765 | 8123701.7665 | 0 | 37304123.534 | 80820233.3176 | 5623413.2519 | 2.6205 | 14235.2424 | 30840.9769 | 290.2047 | 628.735
1 | 4700 | 707 | 0.02 | 15 | 15 | 7 | 7.4989e-09 | 5spot_SharedNeighbor | CO2 | Porous | Wet | R600a | MinimizeLCOE_Brownfield | IgnoreSilica | 2019 | 100.2324 | 7.755 | 0.65568 | 4 | 14225.2375 | 30817.291 | 290.0007 | 628.2522 | 54.7156 | 7.0697 | 73.6714 | 2275850.72 | 0 | 2067452.2865 | 0 | 0 | 0 | 947479.6495 | 2063405.2358 | 5368557.1611 | 3664150.5752 | 16386895.6282 | 961560.8286 | 19960186.6406 | 19960186.6406 | 15432221.3765 | 8123701.7665 | 0 | 37308643.0974 | 80824752.8811 | 7498942.0933 | 2.6227 | 14225.2375 | 30817.291 | 290.0007 | 628.2522
1 | 4700 | 707 | 0.02 | 15 | 15 | 7 | 1e-08 | 5spot_SharedNeighbor | CO2 | Porous | Wet | R600a | MinimizeLCOE_Brownfield | IgnoreSilica | 2019 | 100.2667 | 7.758 | 0.65606 | 4 | 14217.7371 | 30800.0931 | 289.8478 | 627.9016 | 54.7141 | 7.0691 | 67.3301 | 2276305.4616 | 0 | 2068034.6079 | 0 | 0 | 0 | 947131.9953 | 2063674.1052 | 5369256.704 | 3664628.0277 | 16389030.9016 | 961560.8286 | 19960186.6406 | 19960186.6406 | 15432221.3765 | 8123701.7665 | 0 | 37310778.3709 | 80826888.1545 | 10000000 | 2.6242 | 14217.7371 | 30800.0931 | 289.8478 | 627.9016
1 | 4800 | 707 | 0.02 | 15 | 15 | 7 | 1e-13 | 5spot_SharedNeighbor | CO2 | Porous | Wet | R600a | MinimizeLCOE_Brownfield | IgnoreSilica | 2019 | 0 | 0 | 0 | 0 |  |  |  |  | 15 |  | 18.5491 | [19 empty] | 100 | 0
1 | 4800 | 707 | 0.02 | 15 | 15 | 7 | 1.3335e-13 | 5spot_SharedNeighbor | CO2 | Porous | Wet | R600a | MinimizeLCOE_Brownfield | IgnoreSilica | 2019 | 0 | 0 | 0 | 0 |  |  |  |  | 15 |  | 18.6986 | [19 empty] | 133.3521 | 0
1 | 4800 | 707 | 0.02 | 15 | 15 | 7 | 1.7783e-13 | 5spot_SharedNeighbor | CO2 | Porous | Wet | R600a | MinimizeLCOE_Brownfield | IgnoreSilica | 2019 | 0 | 0 | 0 | 0 |  |  |  |  | 15 |  | 20.859 | [19 empty] | 177.8279 | 0
1 | 4800 | 707 | 0.02 | 15 | 15 | 7 | 2.3714e-13 | 5spot_SharedNeighbor | CO2 | Porous | Wet | R600a | MinimizeLCOE_Brownfield | IgnoreSilica | 2019 | 0 | 0 | 0 | 0 |  |  |  |  | 15 |  | 21.0833 | [19 empty] | 237.1374 | 0
1 | 4800 | 707 | 0.02 | 15 | 15 | 7 | 3.1623e-13 | 5spot_SharedNeighbor | CO2 | Porous | Wet | R600a | MinimizeLCOE_Brownfield | IgnoreSilica | 2019 | 1.6 | -0.042656 | 0.0005547 | 4 | 9997254.3117 | 30108799.4949 | 203807.5514 | 613808.6029 | 41.7733 | 6.4046 | 22.1176 | 95048.9404 | 0 | 36968.9904 | 0 | 0 | 0 | 97653.7508 | 89571.9558 | 233047.8553 | 159059.9499 | 711351.4426 | 961560.8286 | 20509168.3242 | 20509168.3242 | 15798354.3283 | 8316321.2789 | 0 | 22182080.5954 | 66805924.5267 | 316.2278 | 0.0022188 | 9997254.3117 | 30108799.4949 | 203807.5514 | 613808.6029
1 | 4800 | 707 | 0.02 | 15 | 15 | 7 | 4.217e-13 | 5spot_SharedNeighbor | CO2 | Porous | Wet | R600a | MinimizeLCOE_Brownfield | IgnoreSilica | 2019 | 1.6 | -0.035694 | 0.0022087 | 4 | 2506757.7322 | 7557603.0182 | 51103.647 | 154071.9599 | 41.7734 | 6.4047 | 22.1303 | 95049.8179 | 0 | 36968.653 | 0 | 0 | 0 | 86332.945 | 85157.0522 | 221561.1817 | 151220.0592 | 676289.709 | 961560.8286 | 20509168.3242 | 20509168.3242 | 15798354.3283 | 8316321.2789 | 0 | 22147018.8618 | 66770862.7932 | 421.6965 | 0.0088349 | 2506757.7322 | 7557603.0182 | 51103.647 | 154071.9599
1 | 4800 | 707 | 0.02 | 15 | 15 | 7 | 5.6234e-13 | 5spot_SharedNeighbor | CO2 | Porous | Wet | R600a | MinimizeLCOE_Brownfield | IgnoreSilica | 2019 | 1.6 | -0.03044 | 0.0034404 | 4 | 1607339.2828 | 4849971.6425 | 32767.7854 | 98873.232 | 41.7734 | 6.4048 | 21.0396 | 95050.3504 | 0 | 36968.4483 | 0 | 0 | 0 | 77472.6673 | 81701.6717 | 212570.9906 | 145084.069 | 648848.1973 | 961560.8286 | 20509168.3242 | 20509168.3242 | 15798354.3283 | 8316321.2789 | 0 | 22119577.35 | 66743421.2814 | 562.3413 | 0.013762 | 1607339.2828 | 4849971.6425 | 32767.7854 | 98873.232
1 | 4800 | 707 | 0.02 | 15 | 15 | 7 | 7.4989e-13 | 5spot_SharedNeighbor | CO2 | Porous | Wet | R600a | MinimizeLCOE_Brownfield | IgnoreSilica | 2019 | 3.5272 | 0.06609 | 0.0082669 | 4 | 692695.7389 | 2042163.7812 | 14121.5396 | 41632.2709 | 49.2692 | 7.2599 | 36.3181 | 195723.4099 | 0 | 105411.4281 | 0 | 0 | 0 | 162226.0027 | 180710.7279 | 470172.2451 | 320902.2183 | 1435146.0319 | 961560.8286 | 20509168.3242 | 20509168.3242 | 15798354.3283 | 8316321.2789 | 0 | 22905875.1847 | 67529719.1161 | 749.8942 | 0.033068 | 692695.7389 | 2042163.7812 | 14121.5396 | 41632.2709
1 | 4800 | 707 | 0.02 | 15 | 15 | 7 | 1e-12 | 5spot_SharedNeighbor | CO2 | Porous | Wet | R600a | MinimizeLCOE_Brownfield | IgnoreSilica | 2019 | 4.7498 | 0.14932 | 0.013387 | 4 | 435520.5026 | 1268849.1871 | 8878.6745 | 25867.2069 | 51.302 | 7.4818 | 32.0659 | 251968.4228 | 0 | 145358.2141 | 0 | 0 | 0 | 200273.6593 | 233064.1155 | 606385.0205 | 413870.2365 | 1850919.6687 | 961560.8286 | 20509168.3242 | 20509168.3242 | 15798354.3283 | 8316321.2789 | 0 | 23321648.8215 | 67945492.7528 | 1000 | 0.053549 | 435520.5026 | 1268849.1871 | 8878.6745 | 25867.2069
1 | 4800 | 707 | 0.02 | 15 | 15 | 7 | 1.3335e-12 | 5spot_SharedNeighbor | CO2 | Porous | Wet | R600a | MinimizeLCOE_Brownfield | IgnoreSilica | 2019 | 6.3427 | 0.26447 | 0.020486 | 4 | 290702.9816 | 835281.1871 | 5926.3735 | 17028.3368 | 52.8966 | 7.652 | 50.6487 | 319275.5407 | 0 | 194434.2594 | 0 | 0 | 0 | 245047.3882 | 295915.3034 | 769910.919 | 525480.0223 | 2350063.4329 | 961560.8286 | 20509168.3242 | 20509168.3242 | 15798354.3283 | 8316321.2789 | 0 | 23820792.5857 | 68444636.5171 | 1333.5214 | 0.081942 | 290702.9816 | 835281.1871 | 5926.3735 | 17028.3368
1 | 4800 | 707 | 0.02 | 15 | 15 | 7 | 1.7783e-12 | 5spot_SharedNeighbor | CO2 | Porous | Wet | R600a | MinimizeLCOE_Brownfield | IgnoreSilica | 2019 | 8.389 | 0.41792 | 0.030134 | 4 | 202516.8618 | 572731.1429 | 4128.5802 | 11675.899 | 54.1258 | 7.78 | 55.6695 | 398653.3881 | 0 | 253848.7774 | 0 | 0 | 0 | 296621.4869 | 370158.2244 | 963075.7701 | 657319.0023 | 2939676.6492 | 961560.8286 | 20509168.3242 | 20509168.3242 | 15798354.3283 | 8316321.2789 | 0 | 24410405.8019 | 69034249.7333 | 1778.2794 | 0.12054 | 202516.8618 | 572731.1429 | 4128.5802 | 11675.899
1 | 4800 | 707 | 0.02 | 15 | 15 | 7 | 2.3714e-12 | 5spot_SharedNeighbor | CO2 | Porous | Wet | R600a | MinimizeLCOE_Brownfield | IgnoreSilica | 2019 | 11.0297 | 0.62023 | 0.043078 | 4 | 145734.4289 | 404703.5151 | 2970.9935 | 8250.4286 | 55.0755 | 7.8759 | 42.7504 | 492773.6763 | 0 | 326166.3104 | 0 | 0 | 0 | 356703.4577 | 458500.9433 | 1192925.403 | 814196.0997 | 3641265.8905 | 961560.8286 | 20509168.3242 | 20509168.3242 | 15798354.3283 | 8316321.2789 | 0 | 25111995.0433 | 69735838.9747 | 2371.3737 | 0.17231 | 145734.4289 | 404703.5151 | 2970.9935 | 8250.4286
1 | 4800 | 707 | 0.02 | 15 | 15 | 7 | 3.1623e-12 | 5spot_SharedNeighbor | CO2 | Porous | Wet | R600a | MinimizeLCOE_Brownfield | IgnoreSilica | 2019 | 14.3944 | 0.88163 | 0.060232 | 4 | 107650.5924 | 292865.9682 | 2194.6029 | 5970.4689 | 55.7971 | 7.945 | 40.8044 | 603112.9299 | 0 | 413202.2382 | 0 | 0 | 0 | 425436.9569 | 562283.3288 | 1462945.8813 | 998490.6245 | 4465471.9597 | 961560.8286 | 20509168.3242 | 20509168.3242 | 15798354.3283 | 8316321.2789 | 0 | 25936201.1124 | 70560045.0438 | 3162.2777 | 0.24093 | 107650.5924 | 292865.9682 | 2194.6029 | 5970.4689
1 | 4800 | 707 | 0.02 | 15 | 15 | 7 | 4.217e-12 | 5spot_SharedNeighbor | CO2 | Porous | Wet | R600a | MinimizeLCOE_Brownfield | IgnoreSilica | 2019 | 18.6667 | 1.2165 | 0.0827 | 4 | 81328.8135 | 216226.0711 | 1657.9979 | 4408.0609 | 56.339 | 7.9918 | 42.296 | 732213.0512 | 0 | 517785.4623 | 0 | 0 | 0 | 504052.4167 | 684079.8628 | 1779835.4789 | 1214774.2863 | 5432740.5582 | 961560.8286 | 20509168.3242 | 20509168.3242 | 15798354.3283 | 8316321.2789 | 0 | 26903469.711 | 71527313.6423 | 4216.965 | 0.3308 | 81328.8135 | 216226.0711 | 1657.9979 | 4408.0609
1 | 4800 | 707 | 0.02 | 15 | 15 | 7 | 5.6234e-12 | 5spot_SharedNeighbor | CO2 | Porous | Wet | R600a | MinimizeLCOE_Brownfield | IgnoreSilica | 2019 | 23.9682 | 1.635 | 0.11163 | 4 | 62735.5613 | 162674.7873 | 1278.9493 | 3316.3456 | 56.7289 | 8.0175 | 43.2192 | 880063.7582 | 0 | 640887.6821 | 0 | 0 | 0 | 591020.8799 | 823669.2049 | 2143018.3133 | 1462654.0335 | 6541313.8719 | 961560.8286 | 20509168.3242 | 20509168.3242 | 15798354.3283 | 8316321.2789 | 0 | 28012043.0247 | 72635886.956 | 5623.4133 | 0.44651 | 62735.5613 | 162674.7873 | 1278.9493 | 3316.3456
1 | 4800 | 707 | 0.02 | 15 | 15 | 7 | 7.4989e-12 | 5spot_SharedNeighbor | CO2 | Porous | Wet | R600a | MinimizeLCOE_Brownfield | IgnoreSilica | 2019 | 30.3575 | 2.1426 | 0.148 | 4 | 49402.771 | 124782.7631 | 1007.1423 | 2543.8654 | 56.989 | 8.0226 | 55.9348 | 1044849.6843 | 0 | 782079.9424 | 0 | 0 | 0 | 683353.302 | 979010.3422 | 2547184.0878 | 1738505.4793 | 7774982.8381 | 961560.8286 | 20509168.3242 | 20509168.3242 | 15798354.3283 | 8316321.2789 | 0 | 29245711.9909 | 73869555.9222 | 7498.9421 | 0.59199 | 49402.771 | 124782.7631 | 1007.1423 | 2543.8654
1 | 4800 | 707 | 0.02 | 15 | 15 | 7 | 1e-11 | 5spot_SharedNeighbor | CO2 | Porous | Wet | R600a | MinimizeLCOE_Brownfield | IgnoreSilica | 2019 | 37.7823 | 2.7364 | 0.19224 | 4 | 39753.9056 | 97784.4886 | 810.4371 | 1993.4691 | 57.1361 | 8.0064 | 65.4741 | 1222328.0328 | 0 | 938865.0255 | 0 | 0 | 0 | 776531.2491 | 1145712.4799 | 2980908.8547 | 2034531.5449 | 9098877.1869 | 961560.8286 | 20509168.3242 | 20509168.3242 | 15798354.3283 | 8316321.2789 | 0 | 30569606.3397 | 75193450.2711 | 10000 | 0.76897 | 39753.9056 | 97784.4886 | 810.4371 | 1993.4691
1 | 4800 | 707 | 0.02 | 15 | 15 | 7 | 1.3335e-11 | 5spot_SharedNeighbor | CO2 | Porous | Wet | R600a | MinimizeLCOE_Brownfield | IgnoreSilica | 2019 | 45.9749 | 3.3964 | 0.24371 | 4 | 32741.6071 | 78517.9571 | 667.4819 | 1600.6948 | 57.1836 | 7.9693 | 51.7535 | 1404301.8003 | 0 | 1105009.4737 | 0 | 0 | 0 | 863530.4226 | 1315408.2617 | 3422422.4696 | 2335873.6592 | 10446546.0872 | 961560.8286 | 20509168.3242 | 20509168.3242 | 15798354.3283 | 8316321.2789 | 0 | 31917275.24 | 76541119.1714 | 13335.2143 | 0.97482 | 32741.6071 | 78517.9571 | 667.4819 | 1600.6948
1 | 4800 | 707 | 0.02 | 15 | 15 | 7 | 1.7783e-11 | 5spot_SharedNeighbor | CO2 | Porous | Wet | R600a | MinimizeLCOE_Brownfield | IgnoreSilica | 2019 | 54.4519 | 4.0851 | 0.30027 | 4 | 27642.8703 | 64795.8341 | 563.5373 | 1320.9507 | 57.1473 | 7.9137 | 62.0033 | 1579843.2853 | 0 | 1271052.7842 | 0 | 0 | 0 | 936552.9799 | 1477105.1293 | 3843124.5504 | 2623011.474 | 11730690.2031 | 961560.8286 | 20509168.3242 | 20509168.3242 | 15798354.3283 | 8316321.2789 | 0 | 33201419.3559 | 77825263.2872 | 17782.7941 | 1.2011 | 27642.8703 | 64795.8341 | 563.5373 | 1320.9507
1 | 4800 | 707 | 0.02 | 15 | 15 | 7 | 2.3714e-11 | 5spot_SharedNeighbor | CO2 | Porous | Wet | R600a | MinimizeLCOE_Brownfield | IgnoreSilica | 2019 | 62.6614 | 4.7581 | 0.35866 | 4 | 23939.948 | 55044.1396 | 488.0482 | 1122.1492 | 57.048 | 7.845 | 66.7968 | 1739014.3618 | 0 | 1427292.6346 | 0 | 0 | 0 | 990563.7793 | 1621179.6025 | 4217976.776 | 2878855.8204 | 12874882.9745 | 961560.8286 | 20509168.3242 | 20509168.3242 | 15798354.3283 | 8316321.2789 | 0 | 34345612.1273 | 78969456.0587 | 23713.7371 | 1.4347 | 23939.948 | 55044.1396 | 488.0482 | 1122.1492
1 | 4800 | 707 | 0.02 | 15 | 15 | 7 | 3.1623e-11 | 5spot_SharedNeighbor | CO2 | Porous | Wet | R600a | MinimizeLCOE_Brownfield | IgnoreSilica | 2019 | 70.1593 | 5.3781 | 0.41534 | 4 | 21252.5897 | 48112.2908 | 433.2628 | 980.8341 | 56.91 | 7.7702 | 72.5297 | 1875851.5697 | 0 | 1566718.3287 | 0 | 0 | 0 | 1025143.0675 | 1742408.0567 | 4533388.3465 | 3094130.6983 | 13837640.0673 | 961560.8286 | 20509168.3242 | 20509168.3242 | 15798354.3283 | 8316321.2789 | 0 | 35308369.2201 | 79932213.1515 | 31622.7766 | 1.6614 | 21252.5897 | 48112.2908 | 433.2628 | 980.8341
1 | 4800 | 707 | 0.02 | 15 | 15 | 7 | 4.217e-11 | 5spot_SharedNeighbor | CO2 | Porous | Wet | R600a | MinimizeLCOE_Brownfield | IgnoreSilica | 2019 | 76.6781 | 5.9215 | 0.46738 | 4 | 19300.185 | 43169.2561 | 393.4604 | 880.0637 | 56.7562 | 7.6962 | 71.1056 | 1988542.7674 | 0 | 1685746.9164 | 0 | 0 | 0 | 1043265.3687 | 1839846.4705 | 4786903.1118 | 3267159.7348 | 14611464.3697 | 961560.8286 | 20509168.3242 | 20509168.3242 | 15798354.3283 | 8316321.2789 | 0 | 36082193.5225 | 80706037.4539 | 42169.6503 | 1.8695 | 19300.185 | 43169.2561 | 393.4604 | 880.0637
1 | 4800 | 707 | 0.02 | 15 | 15 | 7 | 5.6234e-11 | 5spot_SharedNeighbor | CO2 | Porous | Wet | R600a | MinimizeLCOE_Brownfield | IgnoreSilica | 2019 | 82.1085 | 6.3775 | 0.51294 | 4 | 17877.7317 | 39626.9679 | 364.4617 | 807.8493 | 56.6052 | 7.6282 | 75.9717 | 2078097.1772 | 0 | 1783517.6906 | 0 | 0 | 0 | 1049117.1275 | 1915185.4781 | 4982919.7556 | 3400945.1219 | 15209782.3509 | 961560.8286 | 20509168.3242 | 20509168.3242 | 15798354.3283 | 8316321.2789 | 0 | 36680511.5036 | 81304355.435 | 56234.1325 | 2.0517 | 17877.7317 | 39626.9679 | 364.4617 | 807.8493
1 | 4800 | 707 | 0.02 | 15 | 15 | 7 | 7.4989e-11 | 5spot_SharedNeighbor | CO2 | Porous | Wet | R600a | MinimizeLCOE_Brownfield | IgnoreSilica | 2019 | 86.5077 | 6.7492 | 0.55136 | 4 | 16837.3535 | 37070.8371 | 343.2522 | 755.7392 | 56.468 | 7.569 | 68.0075 | 2147816.6009 | 0 | 1861882.2907 | 0 | 0 | 0 | 1047405.6314 | 1972270.7639 | 5131443.9594 | 3502315.9429 | 15663135.1892 | 961560.8286 | 20509168.3242 | 20509168.3242 | 15798354.3283 | 8316321.2789 | 0 | 37133864.3419 | 81757708.2733 | 74989.4209 | 2.2054 | 16837.3535 | 37070.8371 | 343.2522 | 755.7392
1 | 4800 | 707 | 0.02 | 15 | 15 | 7 | 1e-10 | 5spot_SharedNeighbor | CO2 | Porous | Wet | R600a | MinimizeLCOE_Brownfield | IgnoreSilica | 2019 | 90 | 7.0458 | 0.58285 | 4 | 16073.2254 | 35213.4257 | 327.6744 | 717.8733 | 56.3496 | 7.5194 | 79.3714 | 2201377.0351 | 0 | 1923594.1592 | 0 | 0 | 0 | 1041770.2046 | 2015029.1456 | 5242692.4975 | 3578245.3561 | 16002708.3982 | 961560.8286 | 20509168.3242 | 20509168.3242 | 15798354.3283 | 8316321.2789 | 0 | 37473437.551 | 82097281.4824 | 100000 | 2.3314 | 16073.2254 | 35213.4257 | 327.6744 | 717.8733
1 | 4800 | 707 | 0.02 | 15 | 15 | 7 | 1.3335e-10 | 5spot_SharedNeighbor | CO2 | Porous | Wet | R600a | MinimizeLCOE_Brownfield | IgnoreSilica | 2019 | 92.7345 | 7.2788 | 0.60811 | 4 | 15509.7539 | 33854.9718 | 316.1873 | 690.1794 | 56.2513 | 7.4789 | 69.3446 | 2242217.0118 | 0 | 1971624.5996 | 0 | 0 | 0 | 1034675.2335 | 2046921.5695 | 5325670.0425 | 3634879.2356 | 16255987.6926 | 961560.8286 | 20509168.3242 | 20509168.3242 | 15798354.3283 | 8316321.2789 | 0 | 37726716.8454 | 82350560.7767 | 133352.1432 | 2.4325 | 15509.7539 | 33854.9718 | 316.1873 | 690.1794
1 | 4800 | 707 | 0.02 | 15 | 15 | 7 | 1.7783e-10 | 5spot_SharedNeighbor | CO2 | Porous | Wet | R600a | MinimizeLCOE_Brownfield | IgnoreSilica | 2019 | 94.8292 | 7.4581 | 0.62798 | 4 | 15092.7895 | 32857.6113 | 307.6869 | 669.8468 | 56.1725 | 7.447 | 72.6987 | 2272850.1529 | 0 | 2008251.7368 | 0 | 0 | 0 | 1027206.9398 | 2070240.4435 | 5386340.9694 | 3676288.3898 | 16441178.6323 | 961560.8286 | 20509168.3242 | 20509168.3242 | 15798354.3283 | 8316321.2789 | 0 | 37911907.7851 | 82535751.7165 | 177827.941 | 2.5119 | 15092.7895 | 32857.6113 | 307.6869 | 669.8468
1 | 4800 | 707 | 0.02 | 15 | 15 | 7 | 2.3714e-10 | 5spot_SharedNeighbor | CO2 | Porous | Wet | R600a | MinimizeLCOE_Brownfield | IgnoreSilica | 2019 | 96.454 | 7.5973 | 0.64349 | 4 | 14783.3341 | 32119.9438 | 301.3783 | 654.8085 | 56.1094 | 7.4216 | 78.6455 | 2296221.7799 | 0 | 2036565.6956 | 0 | 0 | 0 | 1020687.6476 | 2087855.298 | 5432171.2074 | 3707568.469 | 16581070.0976 | 961560.8286 | 20509168.3242 | 20509168.3242 | 15798354.3283 | 8316321.2789 | 0 | 38051799.2504 | 82675643.1818 | 237137.3706 | 2.574 | 14783.3341 | 32119.9438 | 301.3783 | 654.8085
1 | 4800 | 707 | 0.02 | 15 | 15 | 7 | 3.1623e-10 | 5spot_SharedNeighbor | CO2 | Porous | Wet | R600a | MinimizeLCOE_Brownfield | IgnoreSilica | 2019 | 97.6844 | 7.703 | 0.65543 | 4 | 14553.1232 | 31573.8293 | 296.6851 | 643.6752 | 56.0605 | 7.4021 | 80.6538 | 2313694.8335 | 0 | 2057953.3401 | 0 | 0 | 0 | 1014981.1518 | 2100785.4369 | 5465812.7765 | 3730529.5312 | 16683757.0701 | 961560.8286 | 20509168.3242 | 20509168.3242 | 15798354.3283 | 8316321.2789 | 0 | 38154486.2228 | 82778330.1542 | 316227.766 | 2.6217 | 14553.1232 | 31573.8293 | 296.6851 | 643.6752
1 | 4800 | 707 | 0.02 | 15 | 15 | 7 | 4.217e-10 | 5spot_SharedNeighbor | CO2 | Porous | Wet | R600a | MinimizeLCOE_Brownfield | IgnoreSilica | 2019 | 98.6271 | 7.7841 | 0.6646 | 4 | 14381.5425 | 31167.4696 | 293.1872 | 635.391 | 56.0223 | 7.387 | 69.1524 | 2326951.6734 | 0 | 2074310.5081 | 0 | 0 | 0 | 1010396.4069 | 2110546.8495 | 5491209.9696 | 3747863.6373 | 16761279.0447 | 961560.8286 | 20509168.3242 | 20509168.3242 | 15798354.3283 | 8316321.2789 | 0 | 38232008.1975 | 82855852.1289 | 421696.5034 | 2.6584 | 14381.5425 | 31167.4696 | 293.1872 | 635.391
1 | 4800 | 707 | 0.02 | 15 | 15 | 7 | 5.6234e-10 | 5spot_SharedNeighbor | CO2 | Porous | Wet | R600a | MinimizeLCOE_Brownfield | IgnoreSilica | 2019 | 99.3387 | 7.8453 | 0.67158 | 4 | 14253.4731 | 30864.9557 | 290.5763 | 629.2239 | 55.993 | 7.3754 | 79.7527 | 2336882.0939 | 0 | 2086639.2606 | 0 | 0 | 0 | 1006687.7549 | 2117781.5527 | 5510033.1833 | 3760710.8675 | 16818734.7129 | 961560.8286 | 20509168.3242 | 20509168.3242 | 15798354.3283 | 8316321.2789 | 0 | 38289463.8657 | 82913307.7971 | 562341.3252 | 2.6863 | 14253.4731 | 30864.9557 | 290.5763 | 629.2239
1 | 4800 | 707 | 0.02 | 15 | 15 | 7 | 7.4989e-10 | 5spot_SharedNeighbor | CO2 | Porous | Wet | R600a | MinimizeLCOE_Brownfield | IgnoreSilica | 2019 | 99.8723 | 7.8913 | 0.67687 | 4 | 14157.7733 | 30639.5013 | 288.6254 | 624.6277 | 55.9709 | 7.3667 | 79.7202 | 2344285.8841 | 0 | 2095874.4951 | 0 | 0 | 0 | 1003716.9983 | 2123112.1773 | 5523902.3751 | 3770176.8758 | 16861068.8057 | 961560.8286 | 20509168.3242 | 20509168.3242 | 15798354.3283 | 8316321.2789 | 0 | 38331797.9585 | 82955641.8899 | 749894.2093 | 2.7075 | 14157.7733 | 30639.5013 | 288.6254 | 624.6277
1 | 4800 | 707 | 0.02 | 15 | 15 | 7 | 1e-09 | 5spot_SharedNeighbor | CO2 | Porous | Wet | R600a | MinimizeLCOE_Brownfield | IgnoreSilica | 2019 | 100.2667 | 7.9254 | 0.68085 | 4 | 14086.2001 | 30471.5553 | 287.1662 | 621.2039 | 55.9544 | 7.3602 | 64.9711 | 2349733.7368 | 0 | 2102694.0419 | 0 | 0 | 0 | 1001307.1982 | 2126956.641 | 5533904.8811 | 3777003.7918 | 16891600.2909 | 961560.8286 | 20509168.3242 | 20509168.3242 | 15798354.3283 | 8316321.2789 | 0 | 38362329.4437 | 82986173.3751 | 1000000 | 2.7234 | 14086.2001 | 30471.5553 | 287.1662 | 621.2039
1 | 4800 | 707 | 0.02 | 15 | 15 | 7 | 1.3335e-09 | 5spot_SharedNeighbor | CO2 | Porous | Wet | R600a | MinimizeLCOE_Brownfield | IgnoreSilica | 2019 | 100.5808 | 7.9524 | 0.6839 | 4 | 14032.6356 | 30344.988 | 286.0743 | 618.6236 | 55.9412 | 7.355 | 76.4125 | 2354059.2157 | 0 | 2108123.2398 | 0 | 0 | 0 | 999673.545 | 2130123.8402 | 5542145.2837 | 3782628.0358 | 16916753.1603 | 961560.8286 | 20509168.3242 | 20509168.3242 | 15798354.3283 | 8316321.2789 | 0 | 38387482.313 | 83011326.2444 | 1333521.4322 | 2.7356 | 14032.6356 | 30344.988 | 286.0743 | 618.6236
1 | 4800 | 707 | 0.02 | 15 | 15 | 7 | 1.7783e-09 | 5spot_SharedNeighbor | CO2 | Porous | Wet | R600a | MinimizeLCOE_Brownfield | IgnoreSilica | 2019 | 100.8003 | 7.9715 | 0.68615 | 4 | 13992.5289 | 30251.2517 | 285.2566 | 616.7127 | 55.9319 | 7.3514 | 64.9723 | 2357073.8071 | 0 | 2111914.9133 | 0 | 0 | 0 | 998208.9822 | 2132207.104 | 5547565.5088 | 3786327.4508 | 16933297.7662 | 961560.8286 | 20509168.3242 | 20509168.3242 | 15798354.3283 | 8316321.2789 | 0 | 38404026.919 | 83027870.8503 | 1778279.41 | 2.7446 | 13992.5289 | 30251.2517 | 285.2566 | 616.7127
1 | 4800 | 707 | 0.02 | 15 | 15 | 7 | 2.3714e-09 | 5spot_SharedNeighbor | CO2 | Porous | Wet | R600a | MinimizeLCOE_Brownfield | IgnoreSilica | 2019 | 100.9855 | 7.9873 | 0.6879 | 4 | 13962.4874 | 30179.9184 | 284.6442 | 615.2585 | 55.9241 | 7.3483 | 62.2832 | 2359613.1713 | 0 | 2115113.7453 | 0 | 0 | 0 | 997352.4614 | 2134110.9574 | 5552518.9448 | 3789708.2727 | 16948417.553 | 961560.8286 | 20509168.3242 | 20509168.3242 | 15798354.3283 | 8316321.2789 | 0 | 38419146.7057 | 83042990.6371 | 2371373.7057 | 2.7516 | 13962.4874 | 30179.9184 | 284.6442 | 615.2585
1 | 4800 | 707 | 0.02 | 15 | 15 | 7 | 3.1623e-09 | 5spot_SharedNeighbor | CO2 | Porous | Wet | R600a | MinimizeLCOE_Brownfield | IgnoreSilica | 2019 | 101.1144 | 7.9985 | 0.68919 | 4 | 13939.9789 | 30127.0773 | 284.1853 | 614.1812 | 55.9186 | 7.3462 | 75.9707 | 2361377.7357 | 0 | 2117339.3172 | 0 | 0 | 0 | 996572.2403 | 2135362.8243 | 5555776.0458 | 3791931.311 | 16958359.4743 | 961560.8286 | 20509168.3242 | 20509168.3242 | 15798354.3283 | 8316321.2789 | 0 | 38429088.6271 | 83052932.5585 | 3162277.6602 | 2.7568 | 13939.9789 | 30127.0773 | 284.1853 | 614.1812
1 | 4800 | 707 | 0.02 | 15 | 15 | 7 | 4.217e-09 | 5spot_SharedNeighbor | CO2 | Porous | Wet | R600a | MinimizeLCOE_Brownfield | IgnoreSilica | 2019 | 101.205 | 8.0063 | 0.69014 | 4 | 13923.1106 | 30087.8414 | 283.8414 | 613.3813 | 55.9148 | 7.3447 | 72.7087 | 2362616.3498 | 0 | 2118902.8932 | 0 | 0 | 0 | 995904.0787 | 2136195.0954 | 5557941.4445 | 3793409.2401 | 16964969.1017 | 961560.8286 | 20509168.3242 | 20509168.3242 | 15798354.3283 | 8316321.2789 | 0 | 38435698.2544 | 83059542.1858 | 4216965.0343 | 2.7606 | 13923.1106 | 30087.8414 | 283.8414 | 613.3813
1 | 4800 | 707 | 0.02 | 15 | 15 | 7 | 5.6234e-09 | 5spot_SharedNeighbor | CO2 | Porous | Wet | R600a | MinimizeLCOE_Brownfield | IgnoreSilica | 2019 | 101.2756 | 8.0124 | 0.69086 | 4 | 13910.4674 | 30058.2934 | 283.5837 | 612.779 | 55.9118 | 7.3435 | 71.1592 | 2363580.4884 | 0 | 2120120.7305 | 0 | 0 | 0 | 995432.8013 | 2136862.2679 | 5559677.2903 | 3794593.9906 | 16970267.569 | 961560.8286 | 20509168.3242 | 20509168.3242 | 15798354.3283 | 8316321.2789 | 0 | 38440996.7218 | 83064840.6532 | 5623413.2519 | 2.7635 | 13910.4674 | 30058.2934 | 283.5837 | 612.779
1 | 4800 | 707 | 0.02 | 15 | 15 | 7 | 7.4989e-09 | 5spot_SharedNeighbor | CO2 | Porous | Wet | R600a | MinimizeLCOE_Brownfield | IgnoreSilica | 2019 | 101.3339 | 8.0175 | 0.69142 | 4 | 13900.9898 | 30035.8419 | 283.3905 | 612.3213 | 55.9093 | 7.3425 | 66.7275 | 2364377.2885 | 0 | 2121127.6721 | 0 | 0 | 0 | 995145.8504 | 2137453.8163 | 5561216.3779 | 3795644.4495 | 16974965.4547 | 961560.8286 | 20509168.3242 | 20509168.3242 | 15798354.3283 | 8316321.2789 | 0 | 38445694.6074 | 83069538.5388 | 7498942.0933 | 2.7657 | 13900.9898 | 30035.8419 | 283.3905 | 612.3213
1 | 4800 | 707 | 0.02 | 15 | 15 | 7 | 1e-08 | 5spot_SharedNeighbor | CO2 | Porous | Wet | R600a | MinimizeLCOE_Brownfield | IgnoreSilica | 2019 | 101.3728 | 8.0208 | 0.69183 | 4 | 13893.8845 | 30019.2883 | 283.2456 | 611.9838 | 55.9076 | 7.3419 | 70.2849 | 2364908.1936 | 0 | 2121798.8719 | 0 | 0 | 0 | 994868.3494 | 2137814.4118 | 5562154.5735 | 3796284.7872 | 16977829.1874 | 961560.8286 | 20509168.3242 | 20509168.3242 | 15798354.3283 | 8316321.2789 | 0 | 38448558.3402 | 83072402.2715 | 10000000 | 2.7673 | 13893.8845 | 30019.2883 | 283.2456 | 611.9838
1 | 4900 | 707 | 0.02 | 15 | 15 | 7 | 1e-13 | 5spot_SharedNeighbor | CO2 | Porous | Wet | R600a | MinimizeLCOE_Brownfield | IgnoreSilica | 2019 | 0 | 0 | 0 | 0 |  |  |  |  | 15 |  | 17.8609 | [19 empty] | 100 | 0
1 | 4900 | 707 | 0.02 | 15 | 15 | 7 | 1.3335e-13 | 5spot_SharedNeighbor | CO2 | Porous | Wet | R600a | MinimizeLCOE_Brownfield | IgnoreSilica | 2019 | 0 | 0 | 0 | 0 |  |  |  |  | 15 |  | 17.0764 | [19 empty] | 133.3521 | 0
1 | 4900 | 707 | 0.02 | 15 | 15 | 7 | 1.7783e-13 | 5spot_SharedNeighbor | CO2 | Porous | Wet | R600a | MinimizeLCOE_Brownfield | IgnoreSilica | 2019 | 0 | 0 | 0 | 0 |  |  |  |  | 15 |  | 20.3353 | [19 empty] | 177.8279 | 0
1 | 4900 | 707 | 0.02 | 15 | 15 | 7 | 2.3714e-13 | 5spot_SharedNeighbor | CO2 | Porous | Wet | R600a | MinimizeLCOE_Brownfield | IgnoreSilica | 2019 | 0 | 0 | 0 | 0 |  |  |  |  | 15 |  | 20.4821 | [19 empty] | 237.1374 | 0
1 | 4900 | 707 | 0.02 | 15 | 15 | 7 | 3.1623e-13 | 5spot_SharedNeighbor | CO2 | Porous | Wet | R600a | MinimizeLCOE_Brownfield | IgnoreSilica | 2019 | 1.6 | -0.044228 | 0.0006986 | 4 | 8140614.8364 | 24511026.0122 | 165957.4444 | 499690.4189 | 42.1664 | 6.6256 | 22.3087 | 97118.2812 | 0 | 36930.1705 | 0 | 0 | 0 | 99222.6214 | 90975.7185 | 236700.1578 | 161552.7214 | 722499.6708 | 961560.8286 | 21064010.0986 | 21064010.0986 | 16170054.3665 | 8511284.8276 | 0 | 22748070.598 | 68493419.8906 | 316.2278 | 0.0027944 | 8140614.8364 | 24511026.0122 | 165957.4444 | 499690.4189
1 | 4900 | 707 | 0.02 | 15 | 15 | 7 | 4.217e-13 | 5spot_SharedNeighbor | CO2 | Porous | Wet | R600a | MinimizeLCOE_Brownfield | IgnoreSilica | 2019 | 1.6 | -0.037288 | 0.0023472 | 4 | 2419156.5296 | 7291400.7161 | 49317.778 | 148645.0659 | 42.1665 | 6.6257 | 22.8476 | 97119.1829 | 0 | 36929.8248 | 0 | 0 | 0 | 88023.4018 | 86608.2397 | 225336.8739 | 153797.0466 | 687814.5696 | 961560.8286 | 21064010.0986 | 21064010.0986 | 16170054.3665 | 8511284.8276 | 0 | 22713385.4968 | 68458734.7894 | 421.6965 | 0.009389 | 2419156.5296 | 7291400.7161 | 49317.778 | 148645.0659
1 | 4900 | 707 | 0.02 | 15 | 15 | 7 | 5.6234e-13 | 5spot_SharedNeighbor | CO2 | Porous | Wet | R600a | MinimizeLCOE_Brownfield | IgnoreSilica | 2019 | 1.6 | -0.03205 | 0.0035749 | 4 | 1586487.6845 | 4785532.9094 | 32342.6973 | 97559.5613 | 42.1666 | 6.6258 | 20.4593 | 97119.734 | 0 | 36929.6135 | 0 | 0 | 0 | 79271.3551 | 83195.074 | 216456.517 | 147736.0206 | 660708.3142 | 961560.8286 | 21064010.0986 | 21064010.0986 | 16170054.3665 | 8511284.8276 | 0 | 22686279.2414 | 68431628.534 | 562.3413 | 0.0143 | 1586487.6845 | 4785532.9094 | 32342.6973 | 97559.5613
1 | 4900 | 707 | 0.02 | 15 | 15 | 7 | 7.4989e-13 | 5spot_SharedNeighbor | CO2 | Porous | Wet | R600a | MinimizeLCOE_Brownfield | IgnoreSilica | 2019 | 3.6755 | 0.073941 | 0.0089998 | 4 | 654162.9561 | 1924899.4794 | 13335.9967 | 39241.6795 | 50.3298 | 7.5545 | 41.5086 | 207807.9862 | 0 | 111417.8359 | 0 | 0 | 0 | 172724.6856 | 191860.698 | 499182.1801 | 340702.0951 | 1523695.4808 | 961560.8286 | 21064010.0986 | 21064010.0986 | 16170054.3665 | 8511284.8276 | 0 | 23549266.408 | 69294615.7007 | 749.8942 | 0.035999 | 654162.9561 | 1924899.4794 | 13335.9967 | 39241.6795
1 | 4900 | 707 | 0.02 | 15 | 15 | 7 | 1e-12 | 5spot_SharedNeighbor | CO2 | Porous | Wet | R600a | MinimizeLCOE_Brownfield | IgnoreSilica | 2019 | 4.9519 | 0.16299 | 0.014565 | 4 | 411773.6913 | 1196954.9556 | 8394.5637 | 24401.5458 | 52.4157 | 7.7805 | 40.9326 | 267530.8591 | 0 | 153457.399 | 0 | 0 | 0 | 213356.1728 | 247394.3281 | 643669.2941 | 439317.5193 | 1964725.5724 | 961560.8286 | 21064010.0986 | 21064010.0986 | 16170054.3665 | 8511284.8276 | 0 | 23990296.4996 | 69735645.7922 | 1000 | 0.058261 | 411773.6913 | 1196954.9556 | 8394.5637 | 24401.5458
1 | 4900 | 707 | 0.02 | 15 | 15 | 7 | 1.3335e-12 | 5spot_SharedNeighbor | CO2 | Porous | Wet | R600a | MinimizeLCOE_Brownfield | IgnoreSilica | 2019 | 6.601 | 0.28513 | 0.022271 | 4 | 275181.2697 | 788682.6562 | 5609.9424 | 16078.3627 | 54.0398 | 7.9523 | 45.7927 | 338415.1056 | 0 | 204676.8028 | 0 | 0 | 0 | 260521.4708 | 313409.2179 | 815426.4958 | 556545.3388 | 2488994.4316 | 961560.8286 | 21064010.0986 | 21064010.0986 | 16170054.3665 | 8511284.8276 | 0 | 24514565.3588 | 70259914.6515 | 1333.5214 | 0.089085 | 275181.2697 | 788682.6562 | 5609.9424 | 16078.3627
1 | 4900 | 707 | 0.02 | 15 | 15 | 7 | 1.7783e-12 | 5spot_SharedNeighbor | CO2 | Porous | Wet | R600a | MinimizeLCOE_Brownfield | IgnoreSilica | 2019 | 8.725 | 0.44811 | 0.03274 | 4 | 191933.8819 | 541236.5544 | 3912.8318 | 11033.8392 | 55.2975 | 8.082 | 45.4508 | 422264.571 | 0 | 266866.0459 | 0 | 0 | 0 | 315133.0042 | 391662.8122 | 1019026.2963 | 695506.3861 | 3110459.1157 | 961560.8286 | 21064010.0986 | 21064010.0986 | 16170054.3665 | 8511284.8276 | 0 | 25136030.0429 | 70881379.3355 | 1778.2794 | 0.13096 | 191933.8819 | 541236.5544 | 3912.8318 | 11033.8392
1 | 4900 | 707 | 0.02 | 15 | 15 | 7 | 2.3714e-12 | 5spot_SharedNeighbor | CO2 | Porous | Wet | R600a | MinimizeLCOE_Brownfield | IgnoreSilica | 2019 | 11.4707 | 0.66319 | 0.04678 | 4 | 138290.2551 | 382758.8141 | 2819.2339 | 7803.0561 | 56.2712 | 8.179 | 45.5781 | 521866.7166 | 0 | 342695.4917 | 0 | 0 | 0 | 378966.459 | 484976.1803 | 1261808.5387 | 861210.2553 | 3851523.6415 | 961560.8286 | 21064010.0986 | 21064010.0986 | 16170054.3665 | 8511284.8276 | 0 | 25877094.5687 | 71622443.8614 | 2371.3737 | 0.18712 | 138290.2551 | 382758.8141 | 2819.2339 | 7803.0561
1 | 4900 | 707 | 0.02 | 15 | 15 | 7 | 3.1623e-12 | 5spot_SharedNeighbor | CO2 | Porous | Wet | R600a | MinimizeLCOE_Brownfield | IgnoreSilica | 2019 | 14.964 | 0.94064 | 0.06537 | 4 | 102287.3135 | 277234.1909 | 2085.2652 | 5651.794 | 57.0098 | 8.2487 | 52.8298 | 638471.0112 | 0 | 433833.1837 | 0 | 0 | 0 | 451838.3577 | 594415.5955 | 1546547.4481 | 1055550.4117 | 4720656.0079 | 961560.8286 | 21064010.0986 | 21064010.0986 | 16170054.3665 | 8511284.8276 | 0 | 26746226.935 | 72491576.2277 | 3162.2777 | 0.26148 | 102287.3135 | 277234.1909 | 2085.2652 | 5651.794
1 | 4900 | 707 | 0.02 | 15 | 15 | 7 | 4.217e-12 | 5spot_SharedNeighbor | CO2 | Porous | Wet | R600a | MinimizeLCOE_Brownfield | IgnoreSilica | 2019 | 19.3707 | 1.2939 | 0.089671 | 4 | 77390.3198 | 204927.1981 | 1577.7063 | 4177.7181 | 57.5612 | 8.295 | 46.4873 | 774053.8377 | 0 | 542662.5536 | 0 | 0 | 0 | 534292.8147 | 721893.5903 | 1878219.0413 | 1281923.0892 | 5733044.9268 | 961560.8286 | 21064010.0986 | 21064010.0986 | 16170054.3665 | 8511284.8276 | 0 | 27758615.8539 | 73503965.1466 | 4216.965 | 0.35868 | 77390.3198 | 204927.1981 | 1577.7063 | 4177.7181
1 | 4900 | 707 | 0.02 | 15 | 15 | 7 | 5.6234e-12 | 5spot_SharedNeighbor | CO2 | Porous | Wet | R600a | MinimizeLCOE_Brownfield | IgnoreSilica | 2019 | 24.8345 | 1.7349 | 0.1209 | 4 | 59796.7381 | 154387.3198 | 1219.0374 | 3147.3943 | 57.9578 | 8.3197 | 53.9146 | 929268.4154 | 0 | 670713.3957 | 0 | 0 | 0 | 625532.1888 | 867950.4599 | 2258229.0556 | 1541287.7324 | 6892981.2477 | 961560.8286 | 21064010.0986 | 21064010.0986 | 16170054.3665 | 8511284.8276 | 0 | 28918552.1749 | 74663901.4676 | 5623.4133 | 0.48361 | 59796.7381 | 154387.3198 | 1219.0374 | 3147.3943
1 | 4900 | 707 | 0.02 | 15 | 15 | 7 | 7.4989e-12 | 5spot_SharedNeighbor | CO2 | Porous | Wet | R600a | MinimizeLCOE_Brownfield | IgnoreSilica | 2019 | 31.4124 | 2.2693 | 0.16008 | 4 | 47178.3565 | 118621.4295 | 961.7946 | 2418.2583 | 58.2211 | 8.3228 | 39.8925 | 1102117.4896 | 0 | 817478.1816 | 0 | 0 | 0 | 722410.0021 | 1030382.2126 | 2680843.1568 | 1829730.5403 | 8182961.5831 | 961560.8286 | 21064010.0986 | 21064010.0986 | 16170054.3665 | 8511284.8276 | 0 | 30208532.5103 | 75953881.8029 | 7498.9421 | 0.6403 | 47178.3565 | 118621.4295 | 961.7946 | 2418.2583
1 | 4900 | 707 | 0.02 | 15 | 15 | 7 | 1e-11 | 5spot_SharedNeighbor | CO2 | Porous | Wet | R600a | MinimizeLCOE_Brownfield | IgnoreSilica | 2019 | 39.0151 | 2.8912 | 0.20754 | 4 | 38046.7071 | 93150.7737 | 775.6336 | 1899.0045 | 58.3675 | 8.3038 | 50.0307 | 1287325.6581 | 0 | 979651.1255 | 0 | 0 | 0 | 819432.4521 | 1203699.6019 | 3131779.4515 | 2137503.8273 | 9559392.1165 | 961560.8286 | 21064010.0986 | 21064010.0986 | 16170054.3665 | 8511284.8276 | 0 | 31584963.0437 | 77330312.3363 | 10000 | 0.83016 | 38046.7071 | 93150.7737 | 775.6336 | 1899.0045
1 | 4900 | 707 | 0.02 | 15 | 15 | 7 | 1.3335e-11 | 5spot_SharedNeighbor | CO2 | Porous | Wet | R600a | MinimizeLCOE_Brownfield | IgnoreSilica | 2019 | 47.3413 | 3.5775 | 0.26244 | 4 | 31411.7985 | 74988.6955 | 640.372 | 1528.746 | 58.4111 | 8.2631 | 64.2303 | 1475874.9724 | 0 | 1150320.6071 | 0 | 0 | 0 | 908977.0414 | 1378717.3222 | 3587139.6584 | 2448296.5252 | 10949326.1268 | 961560.8286 | 21064010.0986 | 21064010.0986 | 16170054.3665 | 8511284.8276 | 0 | 32974897.054 | 78720246.3466 | 13335.2143 | 1.0498 | 31411.7985 | 74988.6955 | 640.372 | 1528.746
1 | 4900 | 707 | 0.02 | 15 | 15 | 7 | 1.7783e-11 | 5spot_SharedNeighbor | CO2 | Porous | Wet | R600a | MinimizeLCOE_Brownfield | IgnoreSilica | 2019 | 55.9017 | 4.2893 | 0.32241 | 4 | 26589.1225 | 62060.0373 | 542.0552 | 1265.1778 | 58.3693 | 8.2035 | 54.0124 | 1656695.5795 | 0 | 1319917.072 | 0 | 0 | 0 | 983445.352 | 1544422.6214 | 4018270.8562 | 2742552.4265 | 12265303.9076 | 961560.8286 | 21064010.0986 | 21064010.0986 | 16170054.3665 | 8511284.8276 | 0 | 34290874.8347 | 80036224.1274 | 17782.7941 | 1.2897 | 26589.1225 | 62060.0373 | 542.0552 | 1265.1778
1 | 4900 | 707 | 0.02 | 15 | 15 | 7 | 2.3714e-11 | 5spot_SharedNeighbor | CO2 | Porous | Wet | R600a | MinimizeLCOE_Brownfield | IgnoreSilica | 2019 | 64.1501 | 4.9813 | 0.38395 | 4 | 23087.6868 | 52873.8194 | 470.6737 | 1077.9043 | 58.264 | 8.1309 | 60.4856 | 1819909.2869 | 0 | 1478790.846 | 0 | 0 | 0 | 1038157.8044 | 1691374.5956 | 4400609.7491 | 3003506.5772 | 13432348.8592 | 961560.8286 | 21064010.0986 | 21064010.0986 | 16170054.3665 | 8511284.8276 | 0 | 35457919.7864 | 81203269.0791 | 23713.7371 | 1.5358 | 23087.6868 | 52873.8194 | 470.6737 | 1077.9043
1 | 4900 | 707 | 0.02 | 15 | 15 | 7 | 3.1623e-11 | 5spot_SharedNeighbor | CO2 | Porous | Wet | R600a | MinimizeLCOE_Brownfield | IgnoreSilica | 2019 | 71.646 | 5.6158 | 0.44332 | 4 | 20546.7557 | 46343.6277 | 418.8734 | 944.7775 | 58.1205 | 8.0527 | 68.125 | 1959602.7183 | 0 | 1619937.8429 | 0 | 0 | 0 | 1072902.7665 | 1814452.8978 | 4720834.2446 | 3222066.3754 | 14409796.8455 | 961560.8286 | 21064010.0986 | 21064010.0986 | 16170054.3665 | 8511284.8276 | 0 | 36435367.7727 | 82180717.0653 | 31622.7766 | 1.7733 | 20546.7557 | 46343.6277 | 418.8734 | 944.7775
1 | 4900 | 707 | 0.02 | 15 | 15 | 7 | 4.217e-11 | 5spot_SharedNeighbor | CO2 | Porous | Wet | R600a | MinimizeLCOE_Brownfield | IgnoreSilica | 2019 | 78.1083 | 6.1673 | 0.4975 | 4 | 18700.4479 | 41688.2 | 381.2339 | 849.8703 | 57.9629 | 7.9762 | 66.0323 | 2073765.5892 | 0 | 1739484.6429 | 0 | 0 | 0 | 1090479.5124 | 1912454.6004 | 4975814.5718 | 3396095.688 | 15188094.6047 | 961560.8286 | 21064010.0986 | 21064010.0986 | 16170054.3665 | 8511284.8276 | 0 | 37213665.5319 | 82959014.8245 | 42169.6503 | 1.99 | 18700.4479 | 41688.2 | 381.2339 | 849.8703
1 | 4900 | 707 | 0.02 | 15 | 15 | 7 | 5.6234e-11 | 5spot_SharedNeighbor | CO2 | Porous | Wet | R600a | MinimizeLCOE_Brownfield | IgnoreSilica | 2019 | 83.4922 | 6.6301 | 0.54476 | 4 | 17354.8646 | 38348.296 | 353.8024 | 781.7819 | 57.8088 | 7.9061 | 67.5931 | 2164573.074 | 0 | 1837733.743 | 0 | 0 | 0 | 1096154.2028 | 1988399.7977 | 5173408.3968 | 3530957.5337 | 15791226.748 | 961560.8286 | 21064010.0986 | 21064010.0986 | 16170054.3665 | 8511284.8276 | 0 | 37816797.6752 | 83562146.9678 | 56234.1325 | 2.179 | 17354.8646 | 38348.296 | 353.8024 | 781.7819
1 | 4900 | 707 | 0.02 | 15 | 15 | 7 | 7.4989e-11 | 5spot_SharedNeighbor | CO2 | Porous | Wet | R600a | MinimizeLCOE_Brownfield | IgnoreSilica | 2019 | 87.8307 | 7.0054 | 0.58446 | 4 | 16370.3221 | 35937.6801 | 333.7312 | 732.6382 | 57.6698 | 7.8456 | 74.5084 | 2234947.1089 | 0 | 1916090.5684 | 0 | 0 | 0 | 1094131.9766 | 2045616.165 | 5322273.6478 | 3632561.1264 | 16245620.5932 | 961560.8286 | 21064010.0986 | 21064010.0986 | 16170054.3665 | 8511284.8276 | 0 | 38271191.5204 | 84016540.8131 | 74989.4209 | 2.3378 | 16370.3221 | 35937.6801 | 333.7312 | 732.6382
1 | 4900 | 707 | 0.02 | 15 | 15 | 7 | 1e-10 | 5spot_SharedNeighbor | CO2 | Porous | Wet | R600a | MinimizeLCOE_Brownfield | IgnoreSilica | 2019 | 91.2802 | 7.3052 | 0.61694 | 4 | 15646.9164 | 34184.0337 | 318.9836 | 696.8878 | 57.5501 | 7.7948 | 68.3026 | 2289134.0937 | 0 | 1977909.9796 | 0 | 0 | 0 | 1088483.2251 | 2088655.6464 | 5434253.5497 | 3708989.7104 | 16587426.205 | 961560.8286 | 21064010.0986 | 21064010.0986 | 16170054.3665 | 8511284.8276 | 0 | 38612997.1321 | 84358346.4248 | 100000 | 2.4678 | 15646.9164 | 34184.0337 | 318.9836 | 696.8878
1 | 4900 | 707 | 0.02 | 15 | 15 | 7 | 1.3335e-10 | 5spot_SharedNeighbor | CO2 | Porous | Wet | R600a | MinimizeLCOE_Brownfield | IgnoreSilica | 2019 | 93.9667 | 7.5397 | 0.64292 | 4 | 15113.2813 | 32901.5228 | 308.1047 | 670.742 | 57.4512 | 7.7537 | 72.2578 | 2330255.2176 | 0 | 2025775.2652 | 0 | 0 | 0 | 1081265.3895 | 2120545.3902 | 5517224.1216 | 3765618.8306 | 16840684.2147 | 961560.8286 | 21064010.0986 | 21064010.0986 | 16170054.3665 | 8511284.8276 | 0 | 38866255.1419 | 84611604.4345 | 133352.1432 | 2.5717 | 15113.2813 | 32901.5228 | 308.1047 | 670.742
1 | 4900 | 707 | 0.02 | 15 | 15 | 7 | 1.7783e-10 | 5spot_SharedNeighbor | CO2 | Porous | Wet | R600a | MinimizeLCOE_Brownfield | IgnoreSilica | 2019 | 96.0519 | 7.7221 | 0.66339 | 4 | 14718.2741 | 31957.5965 | 300.0519 | 651.4988 | 57.371 | 7.7208 | 76.5204 | 2361521.8426 | 0 | 2062765.2144 | 0 | 0 | 0 | 1074151.6147 | 2144391.082 | 5579265.7202 | 3807963.4965 | 17030058.9704 | 961560.8286 | 21064010.0986 | 21064010.0986 | 16170054.3665 | 8511284.8276 | 0 | 39055629.8976 | 84800979.1902 | 177827.941 | 2.6535 | 14718.2741 | 31957.5965 | 300.0519 | 651.4988
1 | 4900 | 707 | 0.02 | 15 | 15 | 7 | 2.3714e-10 | 5spot_SharedNeighbor | CO2 | Porous | Wet | R600a | MinimizeLCOE_Brownfield | IgnoreSilica | 2019 | 97.6332 | 7.861 | 0.67927 | 4 | 14425.041 | 31261.3701 | 294.074 | 637.3053 | 57.3083 | 7.6954 | 75.7004 | 2384855.1691 | 0 | 2090726.6783 | 0 | 0 | 0 | 1067444.8059 | 2161780.3948 | 5624509.1451 | 3838843.0637 | 17168159.2569 | 961560.8286 | 21064010.0986 | 21064010.0986 | 16170054.3665 | 8511284.8276 | 0 | 39193730.1841 | 84939079.4768 | 237137.3706 | 2.7171 | 14425.041 | 31261.3701 | 294.074 | 637.3053
1 | 4900 | 707 | 0.02 | 15 | 15 | 7 | 3.1623e-10 | 5spot_SharedNeighbor | CO2 | Porous | Wet | R600a | MinimizeLCOE_Brownfield | IgnoreSilica | 2019 | 98.8512 | 7.968 | 0.69153 | 4 | 14206.8543 | 30744.4936 | 289.6259 | 626.7681 | 57.2588 | 7.6754 | 70.0153 | 2402604.1659 | 0 | 2112210.7363 | 0 | 0 | 0 | 1061903.5808 | 2174920.2084 | 5658696.2447 | 3862176.4616 | 17272511.3978 | 961560.8286 | 21064010.0986 | 21064010.0986 | 16170054.3665 | 8511284.8276 | 0 | 39298082.325 | 85043431.6176 | 316227.766 | 2.7661 | 14206.8543 | 30744.4936 | 289.6259 | 626.7681
1 | 4900 | 707 | 0.02 | 15 | 15 | 7 | 4.217e-10 | 5spot_SharedNeighbor | CO2 | Porous | Wet | R600a | MinimizeLCOE_Brownfield | IgnoreSilica | 2019 | 99.7649 | 8.0485 | 0.7009 | 4 | 14044.2102 | 30360.9302 | 286.3102 | 618.9486 | 57.221 | 7.6603 | 77.104 | 2415790.9362 | 0 | 2128297.2752 | 0 | 0 | 0 | 1057196.3025 | 2184500.9604 | 5683623.3962 | 3879189.7547 | 17348598.6251 | 961560.8286 | 21064010.0986 | 21064010.0986 | 16170054.3665 | 8511284.8276 | 0 | 39374169.5523 | 85119518.8449 | 421696.5034 | 2.8036 | 14044.2102 | 30360.9302 | 286.3102 | 618.9486
1 | 4900 | 707 | 0.02 | 15 | 15 | 7 | 5.6234e-10 | 5spot_SharedNeighbor | CO2 | Porous | Wet | R600a | MinimizeLCOE_Brownfield | IgnoreSilica | 2019 | 100.4714 | 8.1107 | 0.70806 | 4 | 13922.7964 | 30074.347 | 283.835 | 613.1062 | 57.1914 | 7.6484 | 60.7502 | 2425912.2393 | 0 | 2140718.4581 | 0 | 0 | 0 | 1053629.9715 | 2191901.6608 | 5702878.5007 | 3892331.7591 | 17407372.5895 | 961560.8286 | 21064010.0986 | 21064010.0986 | 16170054.3665 | 8511284.8276 | 0 | 39432943.5167 | 85178292.8093 | 562341.3252 | 2.8323 | 13922.7964 | 30074.347 | 283.835 | 613.1062
1 | 4900 | 707 | 0.02 | 15 | 15 | 7 | 7.4989e-10 | 5spot_SharedNeighbor | CO2 | Porous | Wet | R600a | MinimizeLCOE_Brownfield | IgnoreSilica | 2019 | 100.9977 | 8.1571 | 0.71348 | 4 | 13832.0615 | 29860.9281 | 281.9853 | 608.7554 | 57.1691 | 7.6396 | 77.8542 | 2433411.2577 | 0 | 2149964.0692 | 0 | 0 | 0 | 1050725.4516 | 2197299.3037 | 5716922.0601 | 3901916.777 | 17450238.9193 | 961560.8286 | 21064010.0986 | 21064010.0986 | 16170054.3665 | 8511284.8276 | 0 | 39475809.8465 | 85221159.1391 | 749894.2093 | 2.8539 | 13832.0615 | 29860.9281 | 281.9853 | 608.7554
1 | 4900 | 707 | 0.02 | 15 | 15 | 7 | 1e-09 | 5spot_SharedNeighbor | CO2 | Porous | Wet | R600a | MinimizeLCOE_Brownfield | IgnoreSilica | 2019 | 101.3922 | 8.192 | 0.71758 | 4 | 13764.1967 | 29701.6218 | 280.6018 | 605.5077 | 57.1523 | 7.6329 | 70.8105 | 2439007.9696 | 0 | 2156888.3272 | 0 | 0 | 0 | 1048439.4068 | 2201290.9244 | 5727307.4385 | 3909005.0112 | 17481939.0778 | 961560.8286 | 21064010.0986 | 21064010.0986 | 16170054.3665 | 8511284.8276 | 0 | 39507510.005 | 85252859.2976 | 1000000 | 2.8703 | 13764.1967 | 29701.6218 | 280.6018 | 605.5077
1 | 4900 | 707 | 0.02 | 15 | 15 | 7 | 1.3335e-09 | 5spot_SharedNeighbor | CO2 | Porous | Wet | R600a | MinimizeLCOE_Brownfield | IgnoreSilica | 2019 | 101.6823 | 8.2177 | 0.72065 | 4 | 13713.4049 | 29582.8878 | 279.5663 | 603.0872 | 57.1398 | 7.6279 | 69.8581 | 2443109.5428 | 0 | 2161976.0323 | 0 | 0 | 0 | 1046589.5469 | 2204153.2976 | 5734754.7463 | 3914087.9518 | 17504671.1178 | 961560.8286 | 21064010.0986 | 21064010.0986 | 16170054.3665 | 8511284.8276 | 0 | 39530242.045 | 85275591.3376 | 1333521.4322 | 2.8826 | 13713.4049 | 29582.8878 | 279.5663 | 603.0872
1 | 4900 | 707 | 0.02 | 15 | 15 | 7 | 1.7783e-09 | 5spot_SharedNeighbor | CO2 | Porous | Wet | R600a | MinimizeLCOE_Brownfield | IgnoreSilica | 2019 | 101.9038 | 8.2373 | 0.72297 | 4 | 13675.3727 | 29493.8527 | 278.791 | 601.2721 | 57.1303 | 7.6242 | 83.2006 | 2446234.6309 | 0 | 2165860.0256 | 0 | 0 | 0 | 1045221.2438 | 2206353.2011 | 5740478.4441 | 3917994.4931 | 17522142.0386 | 961560.8286 | 21064010.0986 | 21064010.0986 | 16170054.3665 | 8511284.8276 | 0 | 39547712.9658 | 85293062.2584 | 1778279.41 | 2.8919 | 13675.3727 | 29493.8527 | 278.791 | 601.2721
1 | 4900 | 707 | 0.02 | 15 | 15 | 7 | 2.3714e-09 | 5spot_SharedNeighbor | CO2 | Porous | Wet | R600a | MinimizeLCOE_Brownfield | IgnoreSilica | 2019 | 102.087 | 8.2533 | 0.72476 | 4 | 13646.8843 | 29426.2717 | 278.2102 | 599.8944 | 57.1224 | 7.621 | 79.5075 | 2448814.4135 | 0 | 2169071.1651 | 0 | 0 | 0 | 1044398.3479 | 2208290.7313 | 5745519.5002 | 3921435.1175 | 17537529.2755 | 961560.8286 | 21064010.0986 | 21064010.0986 | 16170054.3665 | 8511284.8276 | 0 | 39563100.2027 | 85308449.4953 | 2371373.7057 | 2.8991 | 13646.8843 | 29426.2717 | 278.2102 | 599.8944
1 | 4900 | 707 | 0.02 | 15 | 15 | 7 | 3.1623e-09 | 5spot_SharedNeighbor | CO2 | Porous | Wet | R600a | MinimizeLCOE_Brownfield | IgnoreSilica | 2019 | 102.2009 | 8.2635 | 0.72605 | 4 | 13625.5387 | 29376.9596 | 277.775 | 598.8891 | 57.1175 | 7.6191 | 68.0797 | 2450416.108 | 0 | 2171067.237 | 0 | 0 | 0 | 1043465.0136 | 2209329.8599 | 5748223.0996 | 3923280.3796 | 17545781.6978 | 961560.8286 | 21064010.0986 | 21064010.0986 | 16170054.3665 | 8511284.8276 | 0 | 39571352.6249 | 85316701.9176 | 3162277.6602 | 2.9042 | 13625.5387 | 29376.9596 | 277.775 | 598.8891
1 | 4900 | 707 | 0.02 | 15 | 15 | 7 | 4.217e-09 | 5spot_SharedNeighbor | CO2 | Porous | Wet | R600a | MinimizeLCOE_Brownfield | IgnoreSilica | 2019 | 102.3077 | 8.2728 | 0.72707 | 4 | 13609.5419 | 29338.8478 | 277.4489 | 598.1121 | 57.1128 | 7.6173 | 72.9302 | 2451916.1386 | 0 | 2172938.0694 | 0 | 0 | 0 | 1043036.3941 | 2210477.3348 | 5751208.594 | 3925318.0409 | 17554894.5718 | 961560.8286 | 21064010.0986 | 21064010.0986 | 16170054.3665 | 8511284.8276 | 0 | 39580465.499 | 85325814.7916 | 4216965.0343 | 2.9083 | 13609.5419 | 29338.8478 | 277.4489 | 598.1121
1 | 4900 | 707 | 0.02 | 15 | 15 | 7 | 5.6234e-09 | 5spot_SharedNeighbor | CO2 | Porous | Wet | R600a | MinimizeLCOE_Brownfield | IgnoreSilica | 2019 | 102.366 | 8.2781 | 0.72778 | 4 | 13597.5517 | 29311.4823 | 277.2045 | 597.5542 | 57.1103 | 7.6163 | 82.0132 | 2452734.9527 | 0 | 2173960.047 | 0 | 0 | 0 | 1042429.6188 | 2210958.6012 | 5752460.7503 | 3926172.6634 | 17558716.6333 | 961560.8286 | 21064010.0986 | 21064010.0986 | 16170054.3665 | 8511284.8276 | 0 | 39584287.5605 | 85329636.8531 | 5623413.2519 | 2.9111 | 13597.5517 | 29311.4823 | 277.2045 | 597.5542
1 | 4900 | 707 | 0.02 | 15 | 15 | 7 | 7.4989e-09 | 5spot_SharedNeighbor | CO2 | Porous | Wet | R600a | MinimizeLCOE_Brownfield | IgnoreSilica | 2019 | 102.4197 | 8.2829 | 0.72834 | 4 | 13588.5634 | 29290.4276 | 277.0212 | 597.125 | 57.108 | 7.6153 | 73.0163 | 2453488.5317 | 0 | 2174900.9425 | 0 | 0 | 0 | 1042101.9249 | 2211491.6456 | 5753847.6226 | 3927119.2322 | 17562949.8995 | 961560.8286 | 21064010.0986 | 21064010.0986 | 16170054.3665 | 8511284.8276 | 0 | 39588520.8267 | 85333870.1193 | 7498942.0933 | 2.9134 | 13588.5634 | 29290.4276 | 277.0212 | 597.125
1 | 4900 | 707 | 0.02 | 15 | 15 | 7 | 1e-08 | 5spot_SharedNeighbor | CO2 | Porous | Wet | R600a | MinimizeLCOE_Brownfield | IgnoreSilica | 2019 | 102.4586 | 8.2863 | 0.72876 | 4 | 13581.825 | 29274.7218 | 276.8839 | 596.8048 | 57.1063 | 7.6147 | 79.3498 | 2454033.9744 | 0 | 2175582.2164 | 0 | 0 | 0 | 1041837.1744 | 2211866.8124 | 5754823.7296 | 3927785.4453 | 17565929.3524 | 961560.8286 | 21064010.0986 | 21064010.0986 | 16170054.3665 | 8511284.8276 | 0 | 39591500.2796 | 85336849.5723 | 10000000 | 2.915 | 13581.825 | 29274.7218 | 276.8839 | 596.8048
1 | 5000 | 707 | 0.02 | 15 | 15 | 7 | 1e-13 | 5spot_SharedNeighbor | CO2 | Porous | Wet | R600a | MinimizeLCOE_Brownfield | IgnoreSilica | 2019 | 0 | 0 | 0 | 0 |  |  |  |  | 15 |  | 17.9196 | [19 empty] | 100 | 0
1 | 5000 | 707 | 0.02 | 15 | 15 | 7 | 1.3335e-13 | 5spot_SharedNeighbor | CO2 | Porous | Wet | R600a | MinimizeLCOE_Brownfield | IgnoreSilica | 2019 | 0 | 0 | 0 | 0 |  |  |  |  | 15 |  | 17.9124 | [19 empty] | 133.3521 | 0
1 | 5000 | 707 | 0.02 | 15 | 15 | 7 | 1.7783e-13 | 5spot_SharedNeighbor | CO2 | Porous | Wet | R600a | MinimizeLCOE_Brownfield | IgnoreSilica | 2019 | 0 | 0 | 0 | 0 |  |  |  |  | 15 |  | 20.4661 | [19 empty] | 177.8279 | 0
1 | 5000 | 707 | 0.02 | 15 | 15 | 7 | 2.3714e-13 | 5spot_SharedNeighbor | CO2 | Porous | Wet | R600a | MinimizeLCOE_Brownfield | IgnoreSilica | 2019 | 0 | 0 | 0 | 0 |  |  |  |  | 15 |  | 21.3903 | [19 empty] | 237.1374 | 0
1 | 5000 | 707 | 0.02 | 15 | 15 | 7 | 3.1623e-13 | 5spot_SharedNeighbor | CO2 | Porous | Wet | R600a | MinimizeLCOE_Brownfield | IgnoreSilica | 2019 | 1.6 | -0.045786 | 0.00083955 | 4 | 6944140.8615 | 20904255.9903 | 141565.7041 | 426161.5335 | 42.5473 | 6.8454 | 22.6502 | 99144.8308 | 0 | 36879.3857 | 0 | 0 | 0 | 100774.368 | 92351.4479 | 240279.5236 | 163995.7121 | 733425.2682 | 961560.8286 | 21624711.9638 | 21624711.9638 | 16547321.491 | 8708592.4126 | 0 | 23319698.0606 | 70200323.928 | 316.2278 | 0.0033582 | 6944140.8615 | 20904255.9903 | 141565.7041 | 426161.5335
1 | 5000 | 707 | 0.02 | 15 | 15 | 7 | 4.217e-13 | 5spot_SharedNeighbor | CO2 | Porous | Wet | R600a | MinimizeLCOE_Brownfield | IgnoreSilica | 2019 | 1.6 | -0.038869 | 0.0024829 | 4 | 2344611.0761 | 7065034.2423 | 47798.0681 | 144030.2792 | 42.5474 | 6.8455 | 22.5213 | 99145.7563 | 0 | 36879.032 | 0 | 0 | 0 | 89692.7811 | 88029.8521 | 229035.6177 | 156321.5153 | 699104.5544 | 961560.8286 | 21624711.9638 | 21624711.9638 | 16547321.491 | 8708592.4126 | 0 | 23285377.3468 | 70166003.2142 | 421.6965 | 0.0099314 | 2344611.0761 | 7065034.2423 | 47798.0681 | 144030.2792
1 | 5000 | 707 | 0.02 | 15 | 15 | 7 | 5.6234e-13 | 5spot_SharedNeighbor | CO2 | Porous | Wet | R600a | MinimizeLCOE_Brownfield | IgnoreSilica | 2019 | 2.7935 | 0.015674 | 0.005546 | 4 | 1073164.3461 | 3186416.048 | 21877.9068 | 64959.4011 | 48.6463 | 7.546 | 38.7861 | 166900.2033 | 0 | 81322.9604 | 0 | 0 | 0 | 145975.1276 | 153737.3336 | 399993.0061 | 273003.4457 | 1220932.0766 | 961560.8286 | 21624711.9638 | 21624711.9638 | 16547321.491 | 8708592.4126 | 0 | 23807204.869 | 70687830.7365 | 562.3413 | 0.022184 | 1073164.3461 | 3186416.048 | 21877.9068 | 64959.4011
1 | 5000 | 707 | 0.02 | 15 | 15 | 7 | 7.4989e-13 | 5spot_SharedNeighbor | CO2 | Porous | Wet | R600a | MinimizeLCOE_Brownfield | IgnoreSilica | 2019 | 3.8265 | 0.082286 | 0.0097862 | 4 | 618245.7833 | 1815864.9891 | 12603.7765 | 37018.8639 | 51.397 | 7.8498 | 47.3476 | 220275.8992 | 0 | 117603.917 | 0 | 0 | 0 | 183506.7876 | 203340.7755 | 529050.9868 | 361088.1694 | 1614866.5355 | 961560.8286 | 21624711.9638 | 21624711.9638 | 16547321.491 | 8708592.4126 | 0 | 24201139.3279 | 71081765.1953 | 749.8942 | 0.039145 | 618245.7833 | 1815864.9891 | 12603.7765 | 37018.8639
1 | 5000 | 707 | 0.02 | 15 | 15 | 7 | 1e-12 | 5spot_SharedNeighbor | CO2 | Porous | Wet | R600a | MinimizeLCOE_Brownfield | IgnoreSilica | 2019 | 5.1519 | 0.17707 | 0.015824 | 4 | 389686.8892 | 1130334.4955 | 7944.2943 | 23043.3976 | 53.5288 | 8.079 | 30.5017 | 283333.263 | 0 | 161611.4011 | 0 | 0 | 0 | 226508.7791 | 261866.8429 | 681323.8089 | 465017.4994 | 2079661.5944 | 961560.8286 | 21624711.9638 | 21624711.9638 | 16547321.491 | 8708592.4126 | 0 | 24665934.3868 | 71546560.2542 | 1000 | 0.063297 | 389686.8892 | 1130334.4955 | 7944.2943 | 23043.3976
1 | 5000 | 707 | 0.02 | 15 | 15 | 7 | 1.3335e-12 | 5spot_SharedNeighbor | CO2 | Porous | Wet | R600a | MinimizeLCOE_Brownfield | IgnoreSilica | 2019 | 6.8614 | 0.30667 | 0.024177 | 4 | 260755.9652 | 745517.6955 | 5315.8631 | 15198.3866 | 55.1877 | 8.253 | 51.8077 | 358054.5544 | 0 | 215136.5259 | 0 | 0 | 0 | 276293.8499 | 331299.1228 | 861972.3588 | 588313.8466 | 2631070.2585 | 961560.8286 | 21624711.9638 | 21624711.9638 | 16547321.491 | 8708592.4126 | 0 | 25217343.051 | 72097968.9184 | 1333.5214 | 0.096709 | 260755.9652 | 745517.6955 | 5315.8631 | 15198.3866
1 | 5000 | 707 | 0.02 | 15 | 15 | 7 | 1.7783e-12 | 5spot_SharedNeighbor | CO2 | Porous | Wet | R600a | MinimizeLCOE_Brownfield | IgnoreSilica | 2019 | 9.0734 | 0.48016 | 0.035522 | 4 | 182100.8156 | 512038.0353 | 3712.3714 | 10438.5879 | 56.4785 | 8.3848 | 50.3916 | 446857.6386 | 0 | 280428.2101 | 0 | 0 | 0 | 334411.9344 | 414062.1354 | 1077304.7405 | 735282.6218 | 3288347.2808 | 961560.8286 | 21624711.9638 | 21624711.9638 | 16547321.491 | 8708592.4126 | 0 | 25874620.0732 | 72755245.9406 | 1778.2794 | 0.14209 | 182100.8156 | 512038.0353 | 3712.3714 | 10438.5879
1 | 5000 | 707 | 0.02 | 15 | 15 | 7 | 2.3714e-12 | 5spot_SharedNeighbor | CO2 | Porous | Wet | R600a | MinimizeLCOE_Brownfield | IgnoreSilica | 2019 | 11.8922 | 0.7061 | 0.050706 | 4 | 131372.1349 | 362511.8908 | 2678.1987 | 7390.2952 | 57.4657 | 8.4821 | 46.2813 | 550895.7093 | 0 | 358937.2913 | 0 | 0 | 0 | 400719.2687 | 511115.3851 | 1329817.3877 | 907627.6921 | 4059112.7343 | 961560.8286 | 21624711.9638 | 21624711.9638 | 16547321.491 | 8708592.4126 | 0 | 26645385.5268 | 73526011.3942 | 2371.3737 | 0.20282 | 131372.1349 | 362511.8908 | 2678.1987 | 7390.2952
1 | 5000 | 707 | 0.02 | 15 | 15 | 7 | 3.1623e-12 | 5spot_SharedNeighbor | CO2 | Porous | Wet | R600a | MinimizeLCOE_Brownfield | IgnoreSilica | 2019 | 15.5191 | 1.0004 | 0.070817 | 4 | 97300.7775 | 262800.6181 | 1983.608 | 5357.5461 | 58.2245 | 8.5525 | 54.2851 | 674114.8686 | 0 | 454389.2032 | 0 | 0 | 0 | 478021.2372 | 626544.8705 | 1630141.231 | 1112604.8862 | 4975816.2967 | 961560.8286 | 21624711.9638 | 21624711.9638 | 16547321.491 | 8708592.4126 | 0 | 27562089.0891 | 74442714.9565 | 3162.2777 | 0.28327 | 97300.7775 | 262800.6181 | 1983.608 | 5357.5461
1 | 5000 | 707 | 0.02 | 15 | 15 | 7 | 4.217e-12 | 5spot_SharedNeighbor | CO2 | Porous | Wet | R600a | MinimizeLCOE_Brownfield | IgnoreSilica | 2019 | 20.0823 | 1.3741 | 0.097071 | 4 | 73725.9243 | 194463.9055 | 1503.0027 | 3964.4097 | 58.7888 | 8.5986 | 45.6125 | 817011.7317 | 0 | 568080.6497 | 0 | 0 | 0 | 565126.9125 | 760585.5246 | 1978887.5175 | 1350631.3927 | 6040323.7287 | 961560.8286 | 21624711.9638 | 21624711.9638 | 16547321.491 | 8708592.4126 | 0 | 28626596.5211 | 75507222.3885 | 4216.965 | 0.38828 | 73725.9243 | 194463.9055 | 1503.0027 | 3964.4097
1 | 5000 | 707 | 0.02 | 15 | 15 | 7 | 5.6234e-12 | 5spot_SharedNeighbor | CO2 | Porous | Wet | R600a | MinimizeLCOE_Brownfield | IgnoreSilica | 2019 | 25.7165 | 1.839 | 0.13074 | 4 | 57059.8956 | 146703.2301 | 1163.2432 | 2990.7438 | 59.1923 | 8.6222 | 55.6766 | 979938.2949 | 0 | 701325.2646 | 0 | 0 | 0 | 660890.8233 | 913440.2093 | 2376584.0523 | 1622067.4496 | 7254246.094 | 961560.8286 | 21624711.9638 | 21624711.9638 | 16547321.491 | 8708592.4126 | 0 | 29840518.8864 | 76721144.7539 | 5623.4133 | 0.52297 | 57059.8956 | 146703.2301 | 1163.2432 | 2990.7438
1 | 5000 | 707 | 0.02 | 15 | 15 | 7 | 7.4989e-12 | 5spot_SharedNeighbor | CO2 | Porous | Wet | R600a | MinimizeLCOE_Brownfield | IgnoreSilica | 2019 | 32.4723 | 2.4 | 0.17285 | 4 | 45104.3742 | 112910.3782 | 919.5137 | 2301.8308 | 59.4582 | 8.6232 | 55.8376 | 1160695.8774 | 0 | 853491.5574 | 0 | 0 | 0 | 762012.5009 | 1082717.975 | 2817010.0748 | 1922667.2598 | 8598595.2454 | 961560.8286 | 21624711.9638 | 21624711.9638 | 16547321.491 | 8708592.4126 | 0 | 31184868.0379 | 78065493.9053 | 7498.9421 | 0.69139 | 45104.3742 | 112910.3782 | 919.5137 | 2301.8308
1 | 5000 | 707 | 0.02 | 15 | 15 | 7 | 1e-11 | 5spot_SharedNeighbor | CO2 | Porous | Wet | R600a | MinimizeLCOE_Brownfield | IgnoreSilica | 2019 | 40.2332 | 3.0491 | 0.22365 | 4 | 36452.6115 | 88857.3695 | 743.1358 | 1811.4777 | 59.6033 | 8.6012 | 49.1457 | 1353269.0504 | 0 | 1020699.127 | 0 | 0 | 0 | 862372.2019 | 1262172.7479 | 3283914.5828 | 2241339.1805 | 10023766.8904 | 961560.8286 | 21624711.9638 | 21624711.9638 | 16547321.491 | 8708592.4126 | 0 | 32610039.6829 | 79490665.5503 | 10000 | 0.89459 | 36452.6115 | 88857.3695 | 743.1358 | 1811.4777
1 | 5000 | 707 | 0.02 | 15 | 15 | 7 | 1.3335e-11 | 5spot_SharedNeighbor | CO2 | Porous | Wet | R600a | MinimizeLCOE_Brownfield | IgnoreSilica | 2019 | 48.7009 | 3.7629 | 0.28212 | 4 | 30167.8125 | 71710.271 | 615.0117 | 1461.9109 | 59.6432 | 8.5567 | 50.5136 | 1548658.6682 | 0 | 1196114.8927 | 0 | 0 | 0 | 954657.2924 | 1442778.0328 | 3753812.4868 | 2562054.1554 | 11458075.5281 | 961560.8286 | 21624711.9638 | 21624711.9638 | 16547321.491 | 8708592.4126 | 0 | 34044348.3206 | 80924974.188 | 13335.2143 | 1.1285 | 30167.8125 | 71710.271 | 615.0117 | 1461.9109
1 | 5000 | 707 | 0.02 | 15 | 15 | 7 | 1.7783e-11 | 5spot_SharedNeighbor | CO2 | Porous | Wet | R600a | MinimizeLCOE_Brownfield | IgnoreSilica | 2019 | 57.3561 | 4.499 | 0.34563 | 4 | 25601.1475 | 59510.4701 | 521.914 | 1213.2014 | 59.5956 | 8.493 | 56.8259 | 1735010.163 | 0 | 1369511.1302 | 0 | 0 | 0 | 1030774.2864 | 1612765.2761 | 4196084.4246 | 2863913.8407 | 12808059.121 | 961560.8286 | 21624711.9638 | 21624711.9638 | 16547321.491 | 8708592.4126 | 0 | 35394331.9135 | 82274957.7809 | 17782.7941 | 1.3825 | 25601.1475 | 59510.4701 | 521.914 | 1213.2014
1 | 5000 | 707 | 0.02 | 15 | 15 | 7 | 2.3714e-11 | 5spot_SharedNeighbor | CO2 | Porous | Wet | R600a | MinimizeLCOE_Brownfield | IgnoreSilica | 2019 | 65.6239 | 5.2087 | 0.41034 | 4 | 22286.4586 | 50848.3149 | 454.3396 | 1036.6117 | 59.4844 | 8.4166 | 66.8887 | 1901852.9728 | 0 | 1530644.0482 | 0 | 0 | 0 | 1085729.0983 | 1762108.1865 | 4584644.0432 | 3129113.7645 | 13994092.1136 | 961560.8286 | 21624711.9638 | 21624711.9638 | 16547321.491 | 8708592.4126 | 0 | 36580364.906 | 83460990.7734 | 23713.7371 | 1.6414 | 22286.4586 | 50848.3149 | 454.3396 | 1036.6117
1 | 5000 | 707 | 0.02 | 15 | 15 | 7 | 3.1623e-11 | 5spot_SharedNeighbor | CO2 | Porous | Wet | R600a | MinimizeLCOE_Brownfield | IgnoreSilica | 2019 | 73.1024 | 5.8564 | 0.47243 | 4 | 19881.1783 | 44689.6501 | 405.3047 | 911.059 | 59.3356 | 8.335 | 69.0259 | 2044079.2841 | 0 | 1673210.7403 | 0 | 0 | 0 | 1120297.4006 | 1886659.0958 | 4908699.9602 | 3350288.5865 | 14983235.0675 | 961560.8286 | 21624711.9638 | 21624711.9638 | 16547321.491 | 8708592.4126 | 0 | 37569507.8599 | 84450133.7273 | 31622.7766 | 1.8897 | 19881.1783 | 44689.6501 | 405.3047 | 911.059
1 | 5000 | 707 | 0.02 | 15 | 15 | 7 | 4.217e-11 | 5spot_SharedNeighbor | CO2 | Porous | Wet | R600a | MinimizeLCOE_Brownfield | IgnoreSilica | 2019 | 79.5286 | 6.4176 | 0.5288 | 4 | 18133.1431 | 40296.8649 | 369.6686 | 821.5061 | 59.1738 | 8.2558 | 72.5586 | 2160011.9906 | 0 | 1793622.2319 | 0 | 0 | 0 | 1137614.1462 | 1985586.8638 | 5166089.7197 | 3525962.3862 | 15768887.3384 | 961560.8286 | 21624711.9638 | 21624711.9638 | 16547321.491 | 8708592.4126 | 0 | 38355160.1309 | 85235785.9983 | 42169.6503 | 2.1152 | 18133.1431 | 40296.8649 | 369.6686 | 821.5061
1 | 5000 | 707 | 0.02 | 15 | 15 | 7 | 5.6234e-11 | 5spot_SharedNeighbor | CO2 | Porous | Wet | R600a | MinimizeLCOE_Brownfield | IgnoreSilica | 2019 | 84.8487 | 6.8856 | 0.57774 | 4 | 16858.7709 | 37145.0624 | 343.6888 | 757.2523 | 59.0171 | 8.1839 | 70.7029 | 2251716.8979 | 0 | 1891998.7493 | 0 | 0 | 0 | 1142748.7464 | 2061721.1135 | 5364175.4201 | 3661159.947 | 16373520.8741 | 961560.8286 | 21624711.9638 | 21624711.9638 | 16547321.491 | 8708592.4126 | 0 | 38959793.6666 | 85840419.534 | 56234.1325 | 2.311 | 16858.7709 | 37145.0624 | 343.6888 | 757.2523
1 | 5000 | 707 | 0.02 | 15 | 15 | 7 | 7.4989e-11 | 5spot_SharedNeighbor | CO2 | Porous | Wet | R600a | MinimizeLCOE_Brownfield | IgnoreSilica | 2019 | 89.1607 | 7.2671 | 0.6188 | 4 | 15925.9716 | 34866.0507 | 324.6725 | 710.7916 | 58.8754 | 8.1215 | 70.1312 | 2323249.5136 | 0 | 1970939.7013 | 0 | 0 | 0 | 1140887.7542 | 2119680.018 | 5514972.6007 | 3764082.1213 | 16833811.7092 | 961560.8286 | 21624711.9638 | 21624711.9638 | 16547321.491 | 8708592.4126 | 0 | 39420084.5016 | 86300710.369 | 74989.4209 | 2.4752 | 15925.9716 | 34866.0507 | 324.6725 | 710.7916
1 | 5000 | 707 | 0.02 | 15 | 15 | 7 | 1e-10 | 5spot_SharedNeighbor | CO2 | Porous | Wet | R600a | MinimizeLCOE_Brownfield | IgnoreSilica | 2019 | 92.5519 | 7.5688 | 0.65224 | 4 | 15240.3203 | 33209.4625 | 310.6945 | 677.0198 | 58.7549 | 8.0699 | 58.1976 | 2377760.9001 | 0 | 2032555.4774 | 0 | 0 | 0 | 1134915.143 | 2162640.293 | 5626746.4238 | 3840370.0523 | 17174988.2897 | 961560.8286 | 21624711.9638 | 21624711.9638 | 16547321.491 | 8708592.4126 | 0 | 39761261.0821 | 86641886.9495 | 100000 | 2.609 | 15240.3203 | 33209.4625 | 310.6945 | 677.0198
1 | 5000 | 707 | 0.02 | 15 | 15 | 7 | 1.3335e-10 | 5spot_SharedNeighbor | CO2 | Porous | Wet | R600a | MinimizeLCOE_Brownfield | IgnoreSilica | 2019 | 95.1971 | 7.805 | 0.67894 | 4 | 14734.3592 | 31996.7601 | 300.3798 | 652.2972 | 58.6553 | 8.0281 | 77.9322 | 2419218.8845 | 0 | 2080347.2154 | 0 | 0 | 0 | 1127608.2118 | 2194597.9815 | 5709893.774 | 3897119.8274 | 17428785.8946 | 961560.8286 | 21624711.9638 | 21624711.9638 | 16547321.491 | 8708592.4126 | 0 | 40015058.687 | 86895684.5544 | 133352.1432 | 2.7158 | 14734.3592 | 31996.7601 | 300.3798 | 652.2972
1 | 5000 | 707 | 0.02 | 15 | 15 | 7 | 1.7783e-10 | 5spot_SharedNeighbor | CO2 | Porous | Wet | R600a | MinimizeLCOE_Brownfield | IgnoreSilica | 2019 | 97.2434 | 7.9883 | 0.69995 | 4 | 14359.7262 | 31104.1136 | 292.7424 | 634.0994 | 58.5749 | 7.9947 | 79.4191 | 2450653.2307 | 0 | 2117163.1983 | 0 | 0 | 0 | 1120391.5131 | 2218401.0974 | 5771824.5989 | 3939388.8879 | 17617822.5264 | 961560.8286 | 21624711.9638 | 21624711.9638 | 16547321.491 | 8708592.4126 | 0 | 40204095.3188 | 87084721.1862 | 177827.941 | 2.7998 | 14359.7262 | 31104.1136 | 292.7424 | 634.0994
1 | 5000 | 707 | 0.02 | 15 | 15 | 7 | 2.3714e-10 | 5spot_SharedNeighbor | CO2 | Porous | Wet | R600a | MinimizeLCOE_Brownfield | IgnoreSilica | 2019 | 98.8124 | 8.1291 | 0.71627 | 4 | 14081.5505 | 30444.3854 | 287.0715 | 620.65 | 58.5113 | 7.9687 | 69.212 | 2474379.2297 | 0 | 2145303.021 | 0 | 0 | 0 | 1113887.4734 | 2236092.1924 | 5817853.1991 | 3970804.3533 | 17758319.469 | 961560.8286 | 21624711.9638 | 21624711.9638 | 16547321.491 | 8708592.4126 | 0 | 40344592.2615 | 87225218.1289 | 237137.3706 | 2.8651 | 14081.5505 | 30444.3854 | 287.0715 | 620.65
1 | 5000 | 707 | 0.02 | 15 | 15 | 7 | 3.1623e-10 | 5spot_SharedNeighbor | CO2 | Porous | Wet | R600a | MinimizeLCOE_Brownfield | IgnoreSilica | 2019 | 100.0085 | 8.2367 | 0.72884 | 4 | 13874.528 | 29955.1568 | 282.851 | 610.6764 | 58.4617 | 7.9484 | 79.4582 | 2492247.3862 | 0 | 2166704.94 | 0 | 0 | 0 | 1108351.3751 | 2249248.4435 | 5852083.0657 | 3994166.9406 | 17862802.1511 | 961560.8286 | 21624711.9638 | 21624711.9638 | 16547321.491 | 8708592.4126 | 0 | 40449074.9435 | 87329700.8109 | 316227.766 | 2.9153 | 13874.528 | 29955.1568 | 282.851 | 610.6764
1 | 5000 | 707 | 0.02 | 15 | 15 | 7 | 4.217e-10 | 5spot_SharedNeighbor | CO2 | Porous | Wet | R600a | MinimizeLCOE_Brownfield | IgnoreSilica | 2019 | 100.9124 | 8.3181 | 0.73844 | 4 | 13720.1828 | 29591.6372 | 279.7045 | 603.2655 | 58.4236 | 7.933 | 66.1833 | 2505623.8312 | 0 | 2182849.246 | 0 | 0 | 0 | 1103752.6058 | 2258968.0164 | 5877371.4006 | 4011426.7488 | 17939991.8488 | 961560.8286 | 21624711.9638 | 21624711.9638 | 16547321.491 | 8708592.4126 | 0 | 40526264.6412 | 87406890.5086 | 421696.5034 | 2.9538 | 13720.1828 | 29591.6372 | 279.7045 | 603.2655
1 | 5000 | 707 | 0.02 | 15 | 15 | 7 | 5.6234e-10 | 5spot_SharedNeighbor | CO2 | Porous | Wet | R600a | MinimizeLCOE_Brownfield | IgnoreSilica | 2019 | 101.5897 | 8.3793 | 0.74574 | 4 | 13604.9509 | 29321.1643 | 277.3553 | 597.7516 | 58.3946 | 7.9213 | 66.957 | 2515576.4948 | 0 | 2194931.3201 | 0 | 0 | 0 | 1099985.0092 | 2266092.2014 | 5895907.0686 | 4024077.7231 | 17996569.8171 | 961560.8286 | 21624711.9638 | 21624711.9638 | 16547321.491 | 8708592.4126 | 0 | 40582842.6095 | 87463468.4769 | 562341.3252 | 2.9829 | 13604.9509 | 29321.1643 | 277.3553 | 597.7516
1 | 5000 | 707 | 0.02 | 15 | 15 | 7 | 7.4989e-10 | 5spot_SharedNeighbor | CO2 | Porous | Wet | R600a | MinimizeLCOE_Brownfield | IgnoreSilica | 2019 | 102.1085 | 8.4261 | 0.75129 | 4 | 13518.8282 | 29118.9208 | 275.5996 | 593.6286 | 58.3722 | 7.9123 | 78.8121 | 2523158.4772 | 0 | 2204176.4027 | 0 | 0 | 0 | 1097128.6005 | 2271540.7574 | 5910083.0935 | 4033753.1514 | 18039840.4827 | 961560.8286 | 21624711.9638 | 21624711.9638 | 16547321.491 | 8708592.4126 | 0 | 40626113.2751 | 87506739.1425 | 749894.2093 | 3.0052 | 13518.8282 | 29118.9208 | 275.5996 | 593.6286
1 | 5000 | 707 | 0.02 | 15 | 15 | 7 | 1e-09 | 5spot_SharedNeighbor | CO2 | Porous | Wet | R600a | MinimizeLCOE_Brownfield | IgnoreSilica | 2019 | 102.4929 | 8.4608 | 0.75547 | 4 | 13454.4087 | 28968.1784 | 274.2863 | 590.5555 | 58.3555 | 7.9056 | 72.1709 | 2528753.6243 | 0 | 2211021.9571 | 0 | 0 | 0 | 1094821.7249 | 2275492.9495 | 5920365.8868 | 4040771.3691 | 18071227.5117 | 961560.8286 | 21624711.9638 | 21624711.9638 | 16547321.491 | 8708592.4126 | 0 | 40657500.3041 | 87538126.1715 | 1000000 | 3.0219 | 13454.4087 | 28968.1784 | 274.2863 | 590.5555
1 | 5000 | 707 | 0.02 | 15 | 15 | 7 | 1.3335e-09 | 5spot_SharedNeighbor | CO2 | Porous | Wet | R600a | MinimizeLCOE_Brownfield | IgnoreSilica | 2019 | 102.7876 | 8.4874 | 0.75864 | 4 | 13406.1929 | 28855.1657 | 273.3034 | 588.2516 | 58.3426 | 7.9004 | 82.5511 | 2533029.2573 | 0 | 2216266.4627 | 0 | 0 | 0 | 1093119.8847 | 2278542.0858 | 5928299.1141 | 4046185.9597 | 18095442.7644 | 961560.8286 | 21624711.9638 | 21624711.9638 | 16547321.491 | 8708592.4126 | 0 | 40681715.5569 | 87562341.4243 | 1333521.4322 | 3.0345 | 13406.1929 | 28855.1657 | 273.3034 | 588.2516
1 | 5000 | 707 | 0.02 | 15 | 15 | 7 | 1.7783e-09 | 5spot_SharedNeighbor | CO2 | Porous | Wet | R600a | MinimizeLCOE_Brownfield | IgnoreSilica | 2019 | 103.0117 | 8.5077 | 0.76103 | 4 | 13370.0882 | 28770.4622 | 272.5673 | 586.5248 | 58.3328 | 7.8965 | 79.9637 | 2536273.3997 | 0 | 2220253.5319 | 0 | 0 | 0 | 1091852.5893 | 2280868.0131 | 5934350.6998 | 4050316.2914 | 18113914.5252 | 961560.8286 | 21624711.9638 | 21624711.9638 | 16547321.491 | 8708592.4126 | 0 | 40700187.3177 | 87580813.1851 | 1778279.41 | 3.0441 | 13370.0882 | 28770.4622 | 272.5673 | 586.5248
1 | 5000 | 707 | 0.02 | 15 | 15 | 7 | 2.3714e-09 | 5spot_SharedNeighbor | CO2 | Porous | Wet | R600a | MinimizeLCOE_Brownfield | IgnoreSilica | 2019 | 103.1749 | 8.5224 | 0.76282 | 4 | 13343.0428 | 28707.3246 | 272.016 | 585.2376 | 58.3256 | 7.8936 | 89.8827 | 2538631.0668 | 0 | 2223155.4044 | 0 | 0 | 0 | 1090817.9385 | 2282515.7198 | 5938637.6945 | 4053242.2533 | 18127000.0774 | 961560.8286 | 21624711.9638 | 21624711.9638 | 16547321.491 | 8708592.4126 | 0 | 40713272.8698 | 87593898.7372 | 2371373.7057 | 3.0513 | 13343.0428 | 28707.3246 | 272.016 | 585.2376
1 | 5000 | 707 | 0.02 | 15 | 15 | 7 | 3.1623e-09 | 5spot_SharedNeighbor | CO2 | Porous | Wet | R600a | MinimizeLCOE_Brownfield | IgnoreSilica | 2019 | 103.3017 | 8.5339 | 0.76417 | 4 | 13322.7781 | 28659.8043 | 271.6029 | 584.2689 | 58.32 | 7.8914 | 74.1747 | 2540461.9213 | 0 | 2225411.3241 | 0 | 0 | 0 | 1090091.8447 | 2283826.3851 | 5942047.7769 | 4055569.7046 | 18137408.9568 | 961560.8286 | 21624711.9638 | 21624711.9638 | 16547321.491 | 8708592.4126 | 0 | 40723681.7492 | 87604307.6166 | 3162277.6602 | 3.0567 | 13322.7781 | 28659.8043 | 271.6029 | 584.2689
1 | 5000 | 707 | 0.02 | 15 | 15 | 7 | 4.217e-09 | 5spot_SharedNeighbor | CO2 | Porous | Wet | R600a | MinimizeLCOE_Brownfield | IgnoreSilica | 2019 | 103.3944 | 8.5423 | 0.76519 | 4 | 13307.591 | 28624.3416 | 271.2932 | 583.5459 | 58.3159 | 7.8897 | 78.1222 | 2541796.9282 | 0 | 2227057.6666 | 0 | 0 | 0 | 1089507.5396 | 2284761.2324 | 5944480.0578 | 4057229.7863 | 18144833.2108 | 961560.8286 | 21624711.9638 | 21624711.9638 | 16547321.491 | 8708592.4126 | 0 | 40731106.0033 | 87611731.8707 | 4216965.0343 | 3.0607 | 13307.591 | 28624.3416 | 271.2932 | 583.5459
1 | 5000 | 707 | 0.02 | 15 | 15 | 7 | 5.6234e-09 | 5spot_SharedNeighbor | CO2 | Porous | Wet | R600a | MinimizeLCOE_Brownfield | IgnoreSilica | 2019 | 103.4675 | 8.5488 | 0.76595 | 4 | 13296.2075 | 28597.5728 | 271.0612 | 583.0002 | 58.3127 | 7.8884 | 74.7023 | 2542850.8238 | 0 | 2228358.1407 | 0 | 0 | 0 | 1089115.4962 | 2285526.5397 | 5946471.2303 | 4058588.8024 | 18150911.0331 | 961560.8286 | 21624711.9638 | 21624711.9638 | 16547321.491 | 8708592.4126 | 0 | 40737183.8255 | 87617809.6929 | 5623413.2519 | 3.0638 | 13296.2075 | 28597.5728 | 271.0612 | 583.0002
1 | 5000 | 707 | 0.02 | 15 | 15 | 7 | 7.4989e-09 | 5spot_SharedNeighbor | CO2 | Porous | Wet | R600a | MinimizeLCOE_Brownfield | IgnoreSilica | 2019 | 103.5233 | 8.5539 | 0.76653 | 4 | 13287.6741 | 28577.4648 | 270.8872 | 582.5903 | 58.3102 | 7.8874 | 93.8068 | 2543653.3246 | 0 | 2229348.8843 | 0 | 0 | 0 | 1088831.2583 | 2286115.0522 | 5948002.4191 | 4059633.8703 | 18155584.8088 | 961560.8286 | 21624711.9638 | 21624711.9638 | 16547321.491 | 8708592.4126 | 0 | 40741857.6013 | 87622483.4687 | 7498942.0933 | 3.0661 | 13287.6741 | 28577.4648 | 270.8872 | 582.5903
1 | 5000 | 707 | 0.02 | 15 | 15 | 7 | 1e-08 | 5spot_SharedNeighbor | CO2 | Porous | Wet | R600a | MinimizeLCOE_Brownfield | IgnoreSilica | 2019 | 103.5575 | 8.557 | 0.76695 | 4 | 13281.2764 | 28562.7908 | 270.7568 | 582.2911 | 58.3087 | 7.8868 | 83.0537 | 2544146.3391 | 0 | 2229957.7959 | 0 | 0 | 0 | 1088516.7507 | 2286422.1455 | 5948801.4128 | 4060179.1999 | 18158023.644 | 961560.8286 | 21624711.9638 | 21624711.9638 | 16547321.491 | 8708592.4126 | 0 | 40744296.4364 | 87624922.3038 | 10000000 | 3.0678 | 13281.2764 | 28562.7908 | 270.7568 | 582.2911
1 | 5100 | 707 | 0.02 | 15 | 15 | 7 | 1e-13 | 5spot_SharedNeighbor | CO2 | Porous | Wet | R600a | MinimizeLCOE_Brownfield | IgnoreSilica | 2019 | 0 | 0 | 0 | 0 |  |  |  |  | 15 |  | 18.4371 | [19 empty] | 100 | 0
1 | 5100 | 707 | 0.02 | 15 | 15 | 7 | 1.3335e-13 | 5spot_SharedNeighbor | CO2 | Porous | Wet | R600a | MinimizeLCOE_Brownfield | IgnoreSilica | 2019 | 0 | 0 | 0 | 0 |  |  |  |  | 15 |  | 17.5877 | [19 empty] | 133.3521 | 0
1 | 5100 | 707 | 0.02 | 15 | 15 | 7 | 1.7783e-13 | 5spot_SharedNeighbor | CO2 | Porous | Wet | R600a | MinimizeLCOE_Brownfield | IgnoreSilica | 2019 | 0 | 0 | 0 | 0 |  |  |  |  | 15 |  | 19.8536 | [19 empty] | 177.8279 | 0
1 | 5100 | 707 | 0.02 | 15 | 15 | 7 | 2.3714e-13 | 5spot_SharedNeighbor | CO2 | Porous | Wet | R600a | MinimizeLCOE_Brownfield | IgnoreSilica | 2019 | 0 | 0 | 0 | 0 |  |  |  |  | 15 |  | 18.8103 | [19 empty] | 237.1374 | 0
1 | 5100 | 707 | 0.02 | 15 | 15 | 7 | 3.1623e-13 | 5spot_SharedNeighbor | CO2 | Porous | Wet | R600a | MinimizeLCOE_Brownfield | IgnoreSilica | 2019 | 1.6 | -0.047332 | 0.0009775 | 4 | 6111774.7731 | 18395612.8536 | 124596.7955 | 375019.4499 | 42.9162 | 7.0638 | 21.3916 | 101130.2677 | 0 | 36817.2111 | 0 | 0 | 0 | 102309.9937 | 93700.4143 | 243789.2574 | 166391.1775 | 744138.3217 | 961560.8286 | 22191273.92 | 22191273.92 | 16930155.7018 | 8908244.0339 | 0 | 23896973.0702 | 71926646.726 | 316.2278 | 0.00391 | 6111774.7731 | 18395612.8536 | 124596.7955 | 375019.4499
1 | 5100 | 707 | 0.02 | 15 | 15 | 7 | 4.217e-13 | 5spot_SharedNeighbor | CO2 | Porous | Wet | R600a | MinimizeLCOE_Brownfield | IgnoreSilica | 2019 | 1.6 | -0.040439 | 0.0026155 | 4 | 2280886.6655 | 6871684.898 | 46498.9598 | 140088.5913 | 42.9163 | 7.064 | 20.951 | 101131.2165 | 0 | 36816.8496 | 0 | 0 | 0 | 91342.3192 | 89423.2503 | 232660.954 | 158795.8818 | 710170.4713 | 961560.8286 | 22191273.92 | 22191273.92 | 16930155.7018 | 8908244.0339 | 0 | 23863005.2199 | 71892678.8756 | 421.6965 | 0.010462 | 2280886.6655 | 6871684.898 | 46498.9598 | 140088.5913
1 | 5100 | 707 | 0.02 | 15 | 15 | 7 | 5.6234e-13 | 5spot_SharedNeighbor | CO2 | Porous | Wet | R600a | MinimizeLCOE_Brownfield | IgnoreSilica | 2019 | 2.9056 | 0.020009 | 0.0060304 | 4 | 1013439.3715 | 3004597.6669 | 20660.3324 | 61252.7875 | 49.655 | 7.8366 | 39.8283 | 176707.1895 | 0 | 85928.2158 | 0 | 0 | 0 | 154772.135 | 162788.9407 | 423543.4311 | 289077.0947 | 1292817.0069 | 961560.8286 | 22191273.92 | 22191273.92 | 16930155.7018 | 8908244.0339 | 0 | 24445651.7555 | 72475325.4112 | 562.3413 | 0.024121 | 1013439.3715 | 3004597.6669 | 20660.3324 | 61252.7875
1 | 5100 | 707 | 0.02 | 15 | 15 | 7 | 7.4989e-13 | 5spot_SharedNeighbor | CO2 | Porous | Wet | R600a | MinimizeLCOE_Brownfield | IgnoreSilica | 2019 | 3.9728 | 0.09072 | 0.010627 | 4 | 584772.7093 | 1714632.4114 | 11921.3826 | 34955.1009 | 52.4561 | 8.1442 | 37.6635 | 232765.8708 | 0 | 123721.3537 | 0 | 0 | 0 | 194165.2469 | 214754.4639 | 558747.0628 | 381356.3514 | 1705510.3495 | 961560.8286 | 22191273.92 | 22191273.92 | 16930155.7018 | 8908244.0339 | 0 | 24858345.0981 | 72888018.7538 | 749.8942 | 0.042509 | 584772.7093 | 1714632.4114 | 11921.3826 | 34955.1009
1 | 5100 | 707 | 0.02 | 15 | 15 | 7 | 1e-12 | 5spot_SharedNeighbor | CO2 | Porous | Wet | R600a | MinimizeLCOE_Brownfield | IgnoreSilica | 2019 | 5.354 | 0.19179 | 0.017169 | 4 | 369135.4535 | 1068518.2931 | 7525.3255 | 21783.1907 | 54.6467 | 8.3781 | 38.2925 | 299556.481 | 0 | 169949.3251 | 0 | 0 | 0 | 239931.9953 | 276680.7425 | 719866.537 | 491323.7033 | 2197308.7842 | 961560.8286 | 22191273.92 | 22191273.92 | 16930155.7018 | 8908244.0339 | 0 | 25350143.5328 | 73379817.1885 | 1000 | 0.068674 | 369135.4535 | 1068518.2931 | 7525.3255 | 21783.1907
1 | 5100 | 707 | 0.02 | 15 | 15 | 7 | 1.3335e-12 | 5spot_SharedNeighbor | CO2 | Porous | Wet | R600a | MinimizeLCOE_Brownfield | IgnoreSilica | 2019 | 7.1197 | 0.32879 | 0.026206 | 4 | 247341.5501 | 705531.5705 | 5042.3921 | 14383.2154 | 56.3371 | 8.5539 | 43.6747 | 378014.5411 | 0 | 225683.4496 | 0 | 0 | 0 | 292157.561 | 349383.6651 | 909024.6282 | 620427.9874 | 2774691.8324 | 961560.8286 | 22191273.92 | 22191273.92 | 16930155.7018 | 8908244.0339 | 0 | 25927526.581 | 73957200.2367 | 1333.5214 | 0.10482 | 247341.5501 | 705531.5705 | 5042.3921 | 14383.2154
1 | 5100 | 707 | 0.02 | 15 | 15 | 7 | 1.7783e-12 | 5spot_SharedNeighbor | CO2 | Porous | Wet | R600a | MinimizeLCOE_Brownfield | IgnoreSilica | 2019 | 9.4218 | 0.51323 | 0.038481 | 4 | 172956.9158 | 484994.551 | 3525.9607 | 9887.2699 | 57.663 | 8.688 | 49.7524 | 471966.8781 | 0 | 294183.2581 | 0 | 0 | 0 | 353925.9826 | 436829.6863 | 1136541.2378 | 775712.7484 | 3469159.7913 | 961560.8286 | 22191273.92 | 22191273.92 | 16930155.7018 | 8908244.0339 | 0 | 26621994.5399 | 74651668.1956 | 1778.2794 | 0.15392 | 172956.9158 | 484994.551 | 3525.9607 | 9887.2699
1 | 5100 | 707 | 0.02 | 15 | 15 | 7 | 2.3714e-12 | 5spot_SharedNeighbor | CO2 | Porous | Wet | R600a | MinimizeLCOE_Brownfield | IgnoreSilica | 2019 | 12.3527 | 0.75318 | 0.054898 | 4 | 124936.9881 | 343657.7204 | 2547.0095 | 7005.9275 | 58.6748 | 8.7865 | 46.1528 | 581923.8385 | 0 | 376469.5387 | 0 | 0 | 0 | 424292.4358 | 539247.4671 | 1403011.2945 | 957584.0375 | 4282528.6122 | 961560.8286 | 22191273.92 | 22191273.92 | 16930155.7018 | 8908244.0339 | 0 | 27435363.3608 | 75465037.0165 | 2371.3737 | 0.21959 | 124936.9881 | 343657.7204 | 2547.0095 | 7005.9275
1 | 5100 | 707 | 0.02 | 15 | 15 | 7 | 3.1623e-12 | 5spot_SharedNeighbor | CO2 | Porous | Wet | R600a | MinimizeLCOE_Brownfield | IgnoreSilica | 2019 | 16.0844 | 1.0627 | 0.0766 | 4 | 92659.9679 | 249415.2957 | 1888.9988 | 5084.6682 | 59.4453 | 8.8568 | 58.9433 | 710835.7425 | 0 | 475496.5585 | 0 | 0 | 0 | 504871.0163 | 659569.2938 | 1716064.0061 | 1171248.9457 | 5238085.5629 | 961560.8286 | 22191273.92 | 22191273.92 | 16930155.7018 | 8908244.0339 | 0 | 28390920.3115 | 76420593.9672 | 3162.2777 | 0.3064 | 92659.9679 | 249415.2957 | 1888.9988 | 5084.6682
1 | 5100 | 707 | 0.02 | 15 | 15 | 7 | 4.217e-12 | 5spot_SharedNeighbor | CO2 | Porous | Wet | R600a | MinimizeLCOE_Brownfield | IgnoreSilica | 2019 | 20.8009 | 1.4573 | 0.10491 | 4 | 70313.0091 | 184763.082 | 1433.4258 | 3766.6453 | 60.0217 | 8.9026 | 42.6122 | 861075.4445 | 0 | 594027.276 | 0 | 0 | 0 | 596537.4555 | 800139.6687 | 2081799.2866 | 1420870.7898 | 6354449.9212 | 961560.8286 | 22191273.92 | 22191273.92 | 16930155.7018 | 8908244.0339 | 0 | 29507284.6698 | 77536958.3255 | 4216.965 | 0.41966 | 70313.0091 | 184763.082 | 1433.4258 | 3766.6453
1 | 5100 | 707 | 0.02 | 15 | 15 | 7 | 5.6234e-12 | 5spot_SharedNeighbor | CO2 | Porous | Wet | R600a | MinimizeLCOE_Brownfield | IgnoreSilica | 2019 | 26.6009 | 1.9462 | 0.14115 | 4 | 54508.4456 | 139579.2043 | 1111.2284 | 2845.5109 | 60.4317 | 8.9249 | 49.5277 | 1031713.8235 | 0 | 732419.9496 | 0 | 0 | 0 | 696696.5519 | 959723.8267 | 2497004.5307 | 1704256.9005 | 7621815.5829 | 961560.8286 | 22191273.92 | 22191273.92 | 16930155.7018 | 8908244.0339 | 0 | 30774650.3315 | 78804323.9872 | 5623.4133 | 0.56458 | 54508.4456 | 139579.2043 | 1111.2284 | 2845.5109
1 | 5100 | 707 | 0.02 | 15 | 15 | 7 | 7.4989e-12 | 5spot_SharedNeighbor | CO2 | Porous | Wet | R600a | MinimizeLCOE_Brownfield | IgnoreSilica | 2019 | 33.5387 | 2.5349 | 0.18633 | 4 | 43168.589 | 107609.124 | 880.0501 | 2193.7575 | 60.7002 | 8.9237 | 63.2999 | 1220615.1275 | 0 | 890144.6809 | 0 | 0 | 0 | 802191.908 | 1136051.1694 | 2955772.1066 | 2017375.1978 | 9022150.1903 | 961560.8286 | 22191273.92 | 22191273.92 | 16930155.7018 | 8908244.0339 | 0 | 32174984.9388 | 80204658.5945 | 7498.9421 | 0.74533 | 43168.589 | 107609.124 | 880.0501 | 2193.7575
1 | 5100 | 707 | 0.02 | 15 | 15 | 7 | 1e-11 | 5spot_SharedNeighbor | CO2 | Porous | Wet | R600a | MinimizeLCOE_Brownfield | IgnoreSilica | 2019 | 41.4707 | 3.2129 | 0.24063 | 4 | 34962.5553 | 84862.5078 | 712.759 | 1730.037 | 60.8441 | 8.8985 | 48.2699 | 1420954.6923 | 0 | 1062715.6781 | 0 | 0 | 0 | 906205.0805 | 1322051.4259 | 3439706.6201 | 2347670.4471 | 10499303.9439 | 961560.8286 | 22191273.92 | 22191273.92 | 16930155.7018 | 8908244.0339 | 0 | 33652138.6925 | 81681812.3482 | 10000 | 0.96252 | 34962.5553 | 84862.5078 | 712.759 | 1730.037
1 | 5100 | 707 | 0.02 | 15 | 15 | 7 | 1.3335e-11 | 5spot_SharedNeighbor | CO2 | Porous | Wet | R600a | MinimizeLCOE_Brownfield | IgnoreSilica | 2019 | 50.0675 | 3.9537 | 0.3028 | 4 | 29002.9079 | 68657.5581 | 591.2635 | 1399.6772 | 60.8797 | 8.8501 | 60.7832 | 1622939.7597 | 0 | 1242657.5842 | 0 | 0 | 0 | 1000879.4027 | 1507925.9312 | 3923313.9547 | 2677742.3901 | 11975459.0225 | 961560.8286 | 22191273.92 | 22191273.92 | 16930155.7018 | 8908244.0339 | 0 | 35128293.7711 | 83157967.4268 | 13335.2143 | 1.2112 | 29002.9079 | 68657.5581 | 591.2635 | 1399.6772
1 | 5100 | 707 | 0.02 | 15 | 15 | 7 | 1.7783e-11 | 5spot_SharedNeighbor | CO2 | Porous | Wet | R600a | MinimizeLCOE_Brownfield | IgnoreSilica | 2019 | 58.7936 | 4.7125 | 0.3699 | 4 | 24673.9152 | 57135.0974 | 503.0111 | 1164.7762 | 60.8263 | 8.7823 | 49.0824 | 1814329.8789 | 0 | 1419404.4691 | 0 | 0 | 0 | 1078076.7831 | 1681606.3412 | 4375194.7548 | 2986160.3214 | 13354772.5486 | 961560.8286 | 22191273.92 | 22191273.92 | 16930155.7018 | 8908244.0339 | 0 | 36507607.2972 | 84537280.9529 | 17782.7941 | 1.4796 | 24673.9152 | 57135.0974 | 503.0111 | 1164.7762
1 | 5100 | 707 | 0.02 | 15 | 15 | 7 | 2.3714e-11 | 5spot_SharedNeighbor | CO2 | Porous | Wet | R600a | MinimizeLCOE_Brownfield | IgnoreSilica | 2019 | 67.1003 | 5.4416 | 0.4379 | 4 | 21532.5021 | 48953.1816 | 438.9692 | 997.9768 | 60.7088 | 8.7017 | 52.088 | 1985169.7703 | 0 | 1583176.612 | 0 | 0 | 0 | 1133622.7585 | 1833767.9649 | 4771088.0872 | 3256365.6556 | 14563190.8485 | 961560.8286 | 22191273.92 | 22191273.92 | 16930155.7018 | 8908244.0339 | 0 | 37716025.5971 | 85745699.2528 | 23713.7371 | 1.7516 | 21532.5021 | 48953.1816 | 438.9692 | 997.9768
1 | 5100 | 707 | 0.02 | 15 | 15 | 7 | 3.1623e-11 | 5spot_SharedNeighbor | CO2 | Porous | Wet | R600a | MinimizeLCOE_Brownfield | IgnoreSilica | 2019 | 74.5593 | 6.1023 | 0.50273 | 4 | 19253.0325 | 43137.6786 | 392.4991 | 879.4199 | 60.5547 | 8.6168 | 52.9206 | 2129823.7035 | 0 | 1727099.7631 | 0 | 0 | 0 | 1167889.4036 | 1959677.0194 | 5098677.6194 | 3479952.2426 | 15563119.7516 | 961560.8286 | 22191273.92 | 22191273.92 | 16930155.7018 | 8908244.0339 | 0 | 38715954.5001 | 86745628.1559 | 31622.7766 | 2.0109 | 19253.0325 | 43137.6786 | 392.4991 | 879.4199
1 | 5100 | 707 | 0.02 | 15 | 15 | 7 | 4.217e-11 | 5spot_SharedNeighbor | CO2 | Porous | Wet | R600a | MinimizeLCOE_Brownfield | IgnoreSilica | 2019 | 80.9318 | 6.6717 | 0.56128 | 4 | 17596.1285 | 38989.052 | 358.7209 | 794.8446 | 60.3891 | 8.5351 | 58.0586 | 2247139.9897 | 0 | 1848013.5051 | 0 | 0 | 0 | 1184549.6677 | 2059084.2334 | 5357314.799 | 3656477.4321 | 16352579.627 | 961560.8286 | 22191273.92 | 22191273.92 | 16930155.7018 | 8908244.0339 | 0 | 39505414.3756 | 87535088.0313 | 42169.6503 | 2.2451 | 17596.1285 | 38989.052 | 358.7209 | 794.8446
1 | 5100 | 707 | 0.02 | 15 | 15 | 7 | 5.6234e-11 | 5spot_SharedNeighbor | CO2 | Porous | Wet | R600a | MinimizeLCOE_Brownfield | IgnoreSilica | 2019 | 86.2176 | 7.1472 | 0.61198 | 4 | 16387.8033 | 36008.5237 | 334.0875 | 734.0825 | 60.2291 | 8.461 | 69.2559 | 2340183.1149 | 0 | 1947029.1071 | 0 | 0 | 0 | 1189563.2198 | 2135942.4223 | 5557284.0409 | 3792960.5487 | 16962962.4538 | 961560.8286 | 22191273.92 | 22191273.92 | 16930155.7018 | 8908244.0339 | 0 | 40115797.2023 | 88145470.858 | 56234.1325 | 2.4479 | 16387.8033 | 36008.5237 | 334.0875 | 734.0825
1 | 5100 | 707 | 0.02 | 15 | 15 | 7 | 7.4989e-11 | 5spot_SharedNeighbor | CO2 | Porous | Wet | R600a | MinimizeLCOE_Brownfield | IgnoreSilica | 2019 | 90.4519 | 7.5305 | 0.65428 | 4 | 15503.0127 | 33855.066 | 316.0499 | 690.1813 | 60.0865 | 8.3976 | 58.2143 | 2411964.3127 | 0 | 2025579.9824 | 0 | 0 | 0 | 1186965.9832 | 2193559.0085 | 5707190.5793 | 3895274.8414 | 17420534.7075 | 961560.8286 | 22191273.92 | 22191273.92 | 16930155.7018 | 8908244.0339 | 0 | 40573369.4561 | 88603043.1118 | 74989.4209 | 2.6171 | 15503.0127 | 33855.066 | 316.0499 | 690.1813
1 | 5100 | 707 | 0.02 | 15 | 15 | 7 | 1e-10 | 5spot_SharedNeighbor | CO2 | Porous | Wet | R600a | MinimizeLCOE_Brownfield | IgnoreSilica | 2019 | 93.8157 | 7.8364 | 0.68875 | 4 | 14852.4059 | 32286.0685 | 302.7864 | 658.1952 | 59.964 | 8.3446 | 78.5647 | 2467258.1004 | 0 | 2087529.9404 | 0 | 0 | 0 | 1181095.6633 | 2236994.6446 | 5820201.1946 | 3972406.9085 | 17765486.4517 | 961560.8286 | 22191273.92 | 22191273.92 | 16930155.7018 | 8908244.0339 | 0 | 40918321.2003 | 88947994.856 | 100000 | 2.755 | 14852.4059 | 32286.0685 | 302.7864 | 658.1952
1 | 5100 | 707 | 0.02 | 15 | 15 | 7 | 1.3335e-10 | 5spot_SharedNeighbor | CO2 | Porous | Wet | R600a | MinimizeLCOE_Brownfield | IgnoreSilica | 2019 | 96.4151 | 8.0739 | 0.71617 | 4 | 14372.1438 | 31138.3031 | 292.9956 | 634.7964 | 59.864 | 8.3021 | 68.7336 | 2508939.1844 | 0 | 2135140.2505 | 0 | 0 | 0 | 1173575.2081 | 2268885.3108 | 5903174.1663 | 4029037.6666 | 18018751.7867 | 961560.8286 | 22191273.92 | 22191273.92 | 16930155.7018 | 8908244.0339 | 0 | 41171586.5353 | 89201260.191 | 133352.1432 | 2.8647 | 14372.1438 | 31138.3031 | 292.9956 | 634.7964
1 | 5100 | 707 | 0.02 | 15 | 15 | 7 | 1.7783e-10 | 5spot_SharedNeighbor | CO2 | Porous | Wet | R600a | MinimizeLCOE_Brownfield | IgnoreSilica | 2019 | 98.4445 | 8.2597 | 0.73776 | 4 | 14016.4381 | 30291.8691 | 285.744 | 617.5407 | 59.7825 | 8.268 | 59.8513 | 2540848.9598 | 0 | 2172160.8749 | 0 | 0 | 0 | 1166531.0047 | 2293020.9274 | 5965970.0897 | 4071897.1747 | 18210429.0312 | 961560.8286 | 22191273.92 | 22191273.92 | 16930155.7018 | 8908244.0339 | 0 | 41363263.7798 | 89392937.4355 | 177827.941 | 2.9511 | 14016.4381 | 30291.8691 | 285.744 | 617.5407
1 | 5100 | 707 | 0.02 | 15 | 15 | 7 | 2.3714e-10 | 5spot_SharedNeighbor | CO2 | Porous | Wet | R600a | MinimizeLCOE_Brownfield | IgnoreSilica | 2019 | 99.9696 | 8.3999 | 0.75444 | 4 | 13752.2553 | 29667.8226 | 280.3583 | 604.8187 | 59.7194 | 8.2419 | 75.5223 | 2564462.8621 | 0 | 2199896.022 | 0 | 0 | 0 | 1159741.1017 | 2310398.9944 | 6011184.2555 | 4102756.7719 | 18348440.0076 | 961560.8286 | 22191273.92 | 22191273.92 | 16930155.7018 | 8908244.0339 | 0 | 41501274.7562 | 89530948.4119 | 237137.3706 | 3.0178 | 13752.2553 | 29667.8226 | 280.3583 | 604.8187
1 | 5100 | 707 | 0.02 | 15 | 15 | 7 | 3.1623e-10 | 5spot_SharedNeighbor | CO2 | Porous | Wet | R600a | MinimizeLCOE_Brownfield | IgnoreSilica | 2019 | 101.1487 | 8.5083 | 0.76733 | 4 | 13555.6103 | 29203.9539 | 276.3495 | 595.3621 | 59.6696 | 8.2213 | 66.0484 | 2582505.3757 | 0 | 2221291.044 | 0 | 0 | 0 | 1154251.022 | 2323638.5022 | 6045630.739 | 4126267.2047 | 18453583.8875 | 961560.8286 | 22191273.92 | 22191273.92 | 16930155.7018 | 8908244.0339 | 0 | 41606418.6361 | 89636092.2918 | 316227.766 | 3.0693 | 13555.6103 | 29203.9539 | 276.3495 | 595.3621
1 | 5100 | 707 | 0.02 | 15 | 15 | 7 | 4.217e-10 | 5spot_SharedNeighbor | CO2 | Porous | Wet | R600a | MinimizeLCOE_Brownfield | IgnoreSilica | 2019 | 102.0307 | 8.5896 | 0.77714 | 4 | 13408.981 | 28859.6818 | 273.3602 | 588.3436 | 59.6316 | 8.2058 | 67.8176 | 2595879.0322 | 0 | 2237267.8022 | 0 | 0 | 0 | 1149572.2648 | 2333260.4487 | 6070665.07 | 4143353.6499 | 18529998.2678 | 961560.8286 | 22191273.92 | 22191273.92 | 16930155.7018 | 8908244.0339 | 0 | 41682833.0164 | 89712506.6721 | 421696.5034 | 3.1086 | 13408.981 | 28859.6818 | 273.3602 | 588.3436
1 | 5100 | 707 | 0.02 | 15 | 15 | 7 | 5.6234e-10 | 5spot_SharedNeighbor | CO2 | Porous | Wet | R600a | MinimizeLCOE_Brownfield | IgnoreSilica | 2019 | 102.7144 | 8.6526 | 0.78466 | 4 | 13299.4975 | 28602.2522 | 271.1282 | 583.0956 | 59.6018 | 8.1936 | 82.4862 | 2606174.4705 | 0 | 2249637.516 | 0 | 0 | 0 | 1146072.1821 | 2340734.8258 | 6090111.8659 | 4156626.4878 | 18589357.3481 | 961560.8286 | 22191273.92 | 22191273.92 | 16930155.7018 | 8908244.0339 | 0 | 41742192.0966 | 89771865.7524 | 562341.3252 | 3.1386 | 13299.4975 | 28602.2522 | 271.1282 | 583.0956
1 | 5100 | 707 | 0.02 | 15 | 15 | 7 | 7.4989e-10 | 5spot_SharedNeighbor | CO2 | Porous | Wet | R600a | MinimizeLCOE_Brownfield | IgnoreSilica | 2019 | 103.2091 | 8.6984 | 0.79029 | 4 | 13217.6642 | 28411.2662 | 269.46 | 579.2021 | 59.58 | 8.1848 | 80.879 | 2613584.1452 | 0 | 2258578.8896 | 0 | 0 | 0 | 1143020.3612 | 2345921.5245 | 6103606.592 | 4165836.9156 | 18630548.4282 | 961560.8286 | 22191273.92 | 22191273.92 | 16930155.7018 | 8908244.0339 | 0 | 41783383.1768 | 89813056.8325 | 749894.2093 | 3.1612 | 13217.6642 | 28411.2662 | 269.46 | 579.2021
1 | 5100 | 707 | 0.02 | 15 | 15 | 7 | 1e-09 | 5spot_SharedNeighbor | CO2 | Porous | Wet | R600a | MinimizeLCOE_Brownfield | IgnoreSilica | 2019 | 103.5964 | 8.7341 | 0.7946 | 4 | 13156.449 | 28267.7984 | 268.212 | 576.2773 | 59.5629 | 8.1778 | 87.7519 | 2619361.9552 | 0 | 2265573.8405 | 0 | 0 | 0 | 1140858.9098 | 2350059.9351 | 6114373.8877 | 4173185.8161 | 18663414.3444 | 961560.8286 | 22191273.92 | 22191273.92 | 16930155.7018 | 8908244.0339 | 0 | 41816249.093 | 89845922.7487 | 1000000 | 3.1784 | 13156.449 | 28267.7984 | 268.212 | 576.2773
1 | 5100 | 707 | 0.02 | 15 | 15 | 7 | 1.3335e-09 | 5spot_SharedNeighbor | CO2 | Porous | Wet | R600a | MinimizeLCOE_Brownfield | IgnoreSilica | 2019 | 103.8935 | 8.7615 | 0.79786 | 4 | 13110.6295 | 28160.2152 | 267.2779 | 574.0841 | 59.5496 | 8.1724 | 76.6584 | 2623780.7201 | 0 | 2270937.1017 | 0 | 0 | 0 | 1139272.9035 | 2353256.3829 | 6122690.3889 | 4178861.9991 | 18688799.4962 | 961560.8286 | 22191273.92 | 22191273.92 | 16930155.7018 | 8908244.0339 | 0 | 41841634.2447 | 89871307.9005 | 1333521.4322 | 3.1914 | 13110.6295 | 28160.2152 | 267.2779 | 574.0841
1 | 5100 | 707 | 0.02 | 15 | 15 | 7 | 1.7783e-09 | 5spot_SharedNeighbor | CO2 | Porous | Wet | R600a | MinimizeLCOE_Brownfield | IgnoreSilica | 2019 | 104.0982 | 8.7805 | 0.80026 | 4 | 13076.3178 | 28080.6768 | 266.5784 | 572.4626 | 59.5405 | 8.1687 | 72.0842 | 2626817.5452 | 0 | 2274630.0822 | 0 | 0 | 0 | 1137801.539 | 2355307.1749 | 6128026.1292 | 4182503.7515 | 18705086.222 | 961560.8286 | 22191273.92 | 22191273.92 | 16930155.7018 | 8908244.0339 | 0 | 41857920.9706 | 89887594.6263 | 1778279.41 | 3.201 | 13076.3178 | 28080.6768 | 266.5784 | 572.4626
1 | 5100 | 707 | 0.02 | 15 | 15 | 7 | 2.3714e-09 | 5spot_SharedNeighbor | CO2 | Porous | Wet | R600a | MinimizeLCOE_Brownfield | IgnoreSilica | 2019 | 104.2614 | 8.7956 | 0.8021 | 4 | 13050.6147 | 28020.6375 | 266.0544 | 571.2386 | 59.5332 | 8.1658 | 80.2347 | 2629234.7089 | 0 | 2277573.5247 | 0 | 0 | 0 | 1136813.4563 | 2357012.459 | 6132462.9287 | 4185531.9584 | 18718629.036 | 961560.8286 | 22191273.92 | 22191273.92 | 16930155.7018 | 8908244.0339 | 0 | 41871463.7845 | 89901137.4402 | 2371373.7057 | 3.2084 | 13050.6147 | 28020.6375 | 266.0544 | 571.2386
1 | 5100 | 707 | 0.02 | 15 | 15 | 7 | 3.1623e-09 | 5spot_SharedNeighbor | CO2 | Porous | Wet | R600a | MinimizeLCOE_Brownfield | IgnoreSilica | 2019 | 104.3929 | 8.8077 | 0.8035 | 4 | 13031.3555 | 27975.206 | 265.6618 | 570.3124 | 59.5273 | 8.1634 | 82.0772 | 2631180.3154 | 0 | 2279945.3201 | 0 | 0 | 0 | 1136187.4581 | 2358452.1065 | 6136208.5961 | 4188088.4533 | 18730062.2495 | 961560.8286 | 22191273.92 | 22191273.92 | 16930155.7018 | 8908244.0339 | 0 | 41882896.9981 | 89912570.6538 | 3162277.6602 | 3.214 | 13031.3555 | 27975.206 | 265.6618 | 570.3124
1 | 5100 | 707 | 0.02 | 15 | 15 | 7 | 4.217e-09 | 5spot_SharedNeighbor | CO2 | Porous | Wet | R600a | MinimizeLCOE_Brownfield | IgnoreSilica | 2019 | 104.4855 | 8.8162 | 0.80454 | 4 | 13016.9217 | 27941.4819 | 265.3676 | 569.6249 | 59.5231 | 8.1617 | 81.7062 | 2632548.9858 | 0 | 2281615.247 | 0 | 0 | 0 | 1135629.7827 | 2359419.6661 | 6138725.9876 | 4189806.6247 | 18737746.2939 | 961560.8286 | 22191273.92 | 22191273.92 | 16930155.7018 | 8908244.0339 | 0 | 41890581.0425 | 89920254.6982 | 4216965.0343 | 3.2182 | 13016.9217 | 27941.4819 | 265.3676 | 569.6249
1 | 5100 | 707 | 0.02 | 15 | 15 | 7 | 5.6234e-09 | 5spot_SharedNeighbor | CO2 | Porous | Wet | R600a | MinimizeLCOE_Brownfield | IgnoreSilica | 2019 | 104.5392 | 8.8213 | 0.80528 | 4 | 13006.1026 | 27917.0183 | 265.147 | 569.1262 | 59.5207 | 8.1607 | 75.019 | 2633342.0766 | 0 | 2282583.5337 | 0 | 0 | 0 | 1134993.202 | 2359858.3368 | 6139867.3189 | 4190585.6068 | 18741230.0748 | 961560.8286 | 22191273.92 | 22191273.92 | 16930155.7018 | 8908244.0339 | 0 | 41894064.8234 | 89923738.4791 | 5623413.2519 | 3.2211 | 13006.1026 | 27917.0183 | 265.147 | 569.1262
1 | 5100 | 707 | 0.02 | 15 | 15 | 7 | 7.4989e-09 | 5spot_SharedNeighbor | CO2 | Porous | Wet | R600a | MinimizeLCOE_Brownfield | IgnoreSilica | 2019 | 104.5929 | 8.8263 | 0.80587 | 4 | 12997.9922 | 27897.9949 | 264.9817 | 568.7384 | 59.5182 | 8.1597 | 69.7521 | 2634135.0058 | 0 | 2283551.9138 | 0 | 0 | 0 | 1134697.7476 | 2360430.0202 | 6141354.7218 | 4191600.7898 | 18745770.1989 | 961560.8286 | 22191273.92 | 22191273.92 | 16930155.7018 | 8908244.0339 | 0 | 41898604.9475 | 89928278.6032 | 7498942.0933 | 3.2235 | 12997.9922 | 27897.9949 | 264.9817 | 568.7384
1 | 5100 | 707 | 0.02 | 15 | 15 | 7 | 1e-08 | 5spot_SharedNeighbor | CO2 | Porous | Wet | R600a | MinimizeLCOE_Brownfield | IgnoreSilica | 2019 | 104.6318 | 8.8299 | 0.80631 | 4 | 12991.9118 | 27883.8065 | 264.8577 | 568.4491 | 59.5165 | 8.159 | 74.0851 | 2634708.9349 | 0 | 2284253.0898 | 0 | 0 | 0 | 1134456.2337 | 2360833.1208 | 6142403.5068 | 4192316.6072 | 18748971.4933 | 961560.8286 | 22191273.92 | 22191273.92 | 16930155.7018 | 8908244.0339 | 0 | 41901806.2418 | 89931479.8976 | 10000000 | 3.2252 | 12991.9118 | 27883.8065 | 264.8577 | 568.4491
1 | 5200 | 707 | 0.02 | 15 | 15 | 7 | 1e-13 | 5spot_SharedNeighbor | CO2 | Porous | Wet | R600a | MinimizeLCOE_Brownfield | IgnoreSilica | 2019 | 0 | 0 | 0 | 0 |  |  |  |  | 15 |  | 18.146 | [19 empty] | 100 | 0
1 | 5200 | 707 | 0.02 | 15 | 15 | 7 | 1.3335e-13 | 5spot_SharedNeighbor | CO2 | Porous | Wet | R600a | MinimizeLCOE_Brownfield | IgnoreSilica | 2019 | 0 | 0 | 0 | 0 |  |  |  |  | 15 |  | 20.3772 | [19 empty] | 133.3521 | 0
1 | 5200 | 707 | 0.02 | 15 | 15 | 7 | 1.7783e-13 | 5spot_SharedNeighbor | CO2 | Porous | Wet | R600a | MinimizeLCOE_Brownfield | IgnoreSilica | 2019 | 0 | 0 | 0 | 0 |  |  |  |  | 15 |  | 20.1949 | [19 empty] | 177.8279 | 0
1 | 5200 | 707 | 0.02 | 15 | 15 | 7 | 2.3714e-13 | 5spot_SharedNeighbor | CO2 | Porous | Wet | R600a | MinimizeLCOE_Brownfield | IgnoreSilica | 2019 | 0 | 0 | 0 | 0 |  |  |  |  | 15 |  | 18.8727 | [19 empty] | 237.1374 | 0
1 | 5200 | 707 | 0.02 | 15 | 15 | 7 | 3.1623e-13 | 5spot_SharedNeighbor | CO2 | Porous | Wet | R600a | MinimizeLCOE_Brownfield | IgnoreSilica | 2019 | 1.6 | -0.048865 | 0.0011124 | 4 | 5501538.197 | 16556906.9128 | 112156.2975 | 337534.9423 | 43.2735 | 7.2811 | 20.9813 | 103076.1766 | 0 | 36744.2012 | 0 | 0 | 0 | 103830.4283 | 95023.8144 | 247232.473 | 168741.2429 | 754648.3364 | 961560.8286 | 22763695.9669 | 22763695.9669 | 17318556.9989 | 9110239.6917 | 0 | 24479905.132 | 73672397.7895 | 316.2278 | 0.0044496 | 5501538.197 | 16556906.9128 | 112156.2975 | 337534.9423
1 | 5200 | 707 | 0.02 | 15 | 15 | 7 | 4.217e-13 | 5spot_SharedNeighbor | CO2 | Porous | Wet | R600a | MinimizeLCOE_Brownfield | IgnoreSilica | 2019 | 1.6 | -0.041997 | 0.0027452 | 4 | 2226242.0921 | 6706040.2871 | 45384.9563 | 136711.7018 | 43.2736 | 7.2812 | 22.504 | 103077.1483 | 0 | 36743.8322 | 0 | 0 | 0 | 92973.1567 | 90789.7135 | 236216.211 | 161222.4178 | 721022.4796 | 961560.8286 | 22763695.9669 | 22763695.9669 | 17318556.9989 | 9110239.6917 | 0 | 24446279.2752 | 73638771.9327 | 421.6965 | 0.010981 | 2226242.0921 | 6706040.2871 | 45384.9563 | 136711.7018
1 | 5200 | 707 | 0.02 | 15 | 15 | 7 | 5.6234e-13 | 5spot_SharedNeighbor | CO2 | Porous | Wet | R600a | MinimizeLCOE_Brownfield | IgnoreSilica | 2019 | 3.0176 | 0.024579 | 0.0065505 | 4 | 957606.6598 | 2835046.8461 | 19522.107 | 57796.2646 | 50.6638 | 8.1273 | 39.3765 | 186707.77 | 0 | 90601.4521 | 0 | 0 | 0 | 163679.3336 | 171985.5367 | 447471.0874 | 305408.2118 | 1365853.3916 | 961560.8286 | 22763695.9669 | 22763695.9669 | 17318556.9989 | 9110239.6917 | 0 | 25091110.1872 | 74283602.8447 | 562.3413 | 0.026202 | 957606.6598 | 2835046.8461 | 19522.107 | 57796.2646
1 | 5200 | 707 | 0.02 | 15 | 15 | 7 | 7.4989e-13 | 5spot_SharedNeighbor | CO2 | Porous | Wet | R600a | MinimizeLCOE_Brownfield | IgnoreSilica | 2019 | 4.1313 | 0.10022 | 0.011529 | 4 | 553574.2122 | 1620301.5705 | 11285.3591 | 33032.0391 | 53.5413 | 8.4414 | 43.3863 | 246128.6457 | 0 | 130350.8571 | 0 | 0 | 0 | 205650.7733 | 227030.8077 | 590687.5911 | 403156.4184 | 1803005.0932 | 961560.8286 | 22763695.9669 | 22763695.9669 | 17318556.9989 | 9110239.6917 | 0 | 25528261.8888 | 74720754.5463 | 749.8942 | 0.046115 | 553574.2122 | 1620301.5705 | 11285.3591 | 33032.0391
1 | 5200 | 707 | 0.02 | 15 | 15 | 7 | 1e-12 | 5spot_SharedNeighbor | CO2 | Porous | Wet | R600a | MinimizeLCOE_Brownfield | IgnoreSilica | 2019 | 5.5534 | 0.20687 | 0.0186 | 4 | 350004.6573 | 1011177.9677 | 7135.3184 | 20614.2306 | 55.7635 | 8.677 | 49.5694 | 315979.9664 | 0 | 178316.8097 | 0 | 0 | 0 | 253373.3819 | 291591.3616 | 758660.9093 | 517801.6596 | 2315724.0886 | 961560.8286 | 22763695.9669 | 22763695.9669 | 17318556.9989 | 9110239.6917 | 0 | 26040980.8841 | 75233473.5417 | 1000 | 0.074402 | 350004.6573 | 1011177.9677 | 7135.3184 | 20614.2306
1 | 5200 | 707 | 0.02 | 15 | 15 | 7 | 1.3335e-12 | 5spot_SharedNeighbor | CO2 | Porous | Wet | R600a | MinimizeLCOE_Brownfield | IgnoreSilica | 2019 | 7.395 | 0.35281 | 0.028371 | 4 | 234857.5132 | 668337.6398 | 4787.8881 | 13624.9668 | 57.5019 | 8.8564 | 49.8244 | 399105.5222 | 0 | 236898.0404 | 0 | 0 | 0 | 309029.3415 | 368562.8326 | 958924.8878 | 654485.9398 | 2927006.5643 | 961560.8286 | 22763695.9669 | 22763695.9669 | 17318556.9989 | 9110239.6917 | 0 | 26652263.3599 | 75844756.0174 | 1333.5214 | 0.11348 | 234857.5132 | 668337.6398 | 4787.8881 | 13624.9668
1 | 5200 | 707 | 0.02 | 15 | 15 | 7 | 1.7783e-12 | 5spot_SharedNeighbor | CO2 | Porous | Wet | R600a | MinimizeLCOE_Brownfield | IgnoreSilica | 2019 | 9.7682 | 0.5472 | 0.041621 | 4 | 164446.3881 | 459928.4672 | 3352.4621 | 9376.2639 | 58.8501 | 8.9914 | 42.7458 | 497507.4635 | 0 | 308069.8147 | 0 | 0 | 0 | 373574.444 | 459869.1717 | 1196485.2525 | 816625.7702 | 3652131.9166 | 961560.8286 | 22763695.9669 | 22763695.9669 | 17318556.9989 | 9110239.6917 | 0 | 27377388.7121 | 76569881.3697 | 1778.2794 | 0.16648 | 164446.3881 | 459928.4672 | 3352.4621 | 9376.2639
1 | 5200 | 707 | 0.02 | 15 | 15 | 7 | 2.3714e-12 | 5spot_SharedNeighbor | CO2 | Porous | Wet | R600a | MinimizeLCOE_Brownfield | IgnoreSilica | 2019 | 12.8083 | 0.80133 | 0.059341 | 4 | 118945.4896 | 326191.6455 | 2424.8647 | 6649.8579 | 59.8867 | 9.0911 | 42.4146 | 613414.4908 | 0 | 394111.9562 | 0 | 0 | 0 | 447942.8293 | 567633.0178 | 1476864.6747 | 1007990.487 | 4507957.4559 | 961560.8286 | 22763695.9669 | 22763695.9669 | 17318556.9989 | 9110239.6917 | 0 | 28233214.2515 | 77425706.909 | 2371.3737 | 0.23736 | 118945.4896 | 326191.6455 | 2424.8647 | 6649.8579
1 | 5200 | 707 | 0.02 | 15 | 15 | 7 | 3.1623e-12 | 5spot_SharedNeighbor | CO2 | Porous | Wet | R600a | MinimizeLCOE_Brownfield | IgnoreSilica | 2019 | 16.6787 | 1.1291 | 0.082748 | 4 | 88336.4271 | 236958.4885 | 1800.8576 | 4830.7193 | 60.6752 | 9.1618 | 42.5221 | 749283.5815 | 0 | 497651.353 | 0 | 0 | 0 | 533113.9208 | 694219.0536 | 1806215.5736 | 1232779.243 | 5513262.7256 | 961560.8286 | 22763695.9669 | 22763695.9669 | 17318556.9989 | 9110239.6917 | 0 | 29238519.5211 | 78431012.1787 | 3162.2777 | 0.33099 | 88336.4271 | 236958.4885 | 1800.8576 | 4830.7193
1 | 5200 | 707 | 0.02 | 15 | 15 | 7 | 4.217e-12 | 5spot_SharedNeighbor | CO2 | Porous | Wet | R600a | MinimizeLCOE_Brownfield | IgnoreSilica | 2019 | 21.5218 | 1.543 | 0.11321 | 4 | 67130.9644 | 175762.9394 | 1368.5555 | 3583.1653 | 61.2594 | 9.2068 | 55.4353 | 906097.8545 | 0 | 620382.6261 | 0 | 0 | 0 | 628356.0452 | 840386.2451 | 2186512.6227 | 1492339.7933 | 6674075.1869 | 961560.8286 | 22763695.9669 | 22763695.9669 | 17318556.9989 | 9110239.6917 | 0 | 30399331.9825 | 79591824.64 | 4216.965 | 0.45284 | 67130.9644 | 175762.9394 | 1368.5555 | 3583.1653
1 | 5200 | 707 | 0.02 | 15 | 15 | 7 | 5.6234e-12 | 5spot_SharedNeighbor | CO2 | Porous | Wet | R600a | MinimizeLCOE_Brownfield | IgnoreSilica | 2019 | 27.505 | 2.0579 | 0.15215 | 4 | 52127.2728 | 132954.403 | 1062.685 | 2710.4553 | 61.6769 | 9.2278 | 54.9878 | 1085085.7062 | 0 | 764397.7853 | 0 | 0 | 0 | 733486.0136 | 1007358.107 | 2620939.1569 | 1788844.8295 | 8000111.5985 | 961560.8286 | 22763695.9669 | 22763695.9669 | 17318556.9989 | 9110239.6917 | 0 | 31725368.394 | 80917861.0516 | 5623.4133 | 0.60861 | 52127.2728 | 132954.403 | 1062.685 | 2710.4553
1 | 5200 | 707 | 0.02 | 15 | 15 | 7 | 7.4989e-12 | 5spot_SharedNeighbor | CO2 | Porous | Wet | R600a | MinimizeLCOE_Brownfield | IgnoreSilica | 2019 | 34.6176 | 2.6744 | 0.20056 | 4 | 41359.8458 | 102679.093 | 843.1764 | 2093.2522 | 61.9474 | 9.2242 | 53.7068 | 1282037.9413 | 0 | 927572.6526 | 0 | 0 | 0 | 843123.1043 | 1190566.1423 | 3097608.8836 | 2114181.7126 | 9455090.4367 | 961560.8286 | 22763695.9669 | 22763695.9669 | 17318556.9989 | 9110239.6917 | 0 | 33180347.2323 | 82372839.8899 | 7498.9421 | 0.80224 | 41359.8458 | 102679.093 | 843.1764 | 2093.2522
1 | 5200 | 707 | 0.02 | 15 | 15 | 7 | 1e-11 | 5spot_SharedNeighbor | CO2 | Porous | Wet | R600a | MinimizeLCOE_Brownfield | IgnoreSilica | 2019 | 42.7151 | 3.3815 | 0.25849 | 4 | 33568.2605 | 81144.5653 | 684.3344 | 1654.2417 | 62.0896 | 9.1957 | 54.8906 | 1490091.363 | 0 | 1105440.2051 | 0 | 0 | 0 | 950620.496 | 1382999.305 | 3598280.4994 | 2455900.3781 | 10983332.2467 | 961560.8286 | 22763695.9669 | 22763695.9669 | 17318556.9989 | 9110239.6917 | 0 | 34708589.0422 | 83901081.6998 | 10000 | 1.034 | 33568.2605 | 81144.5653 | 684.3344 | 1654.2417
1 | 5200 | 707 | 0.02 | 15 | 15 | 7 | 1.3335e-11 | 5spot_SharedNeighbor | CO2 | Porous | Wet | R600a | MinimizeLCOE_Brownfield | IgnoreSilica | 2019 | 51.4239 | 4.1485 | 0.32445 | 4 | 27910.9162 | 65815.0571 | 569.0018 | 1341.729 | 62.1207 | 9.1434 | 65.6632 | 1698325.2179 | 0 | 1289593.6693 | 0 | 0 | 0 | 1047235.7725 | 1573710.3173 | 4094471.4332 | 2794560.8861 | 12497897.2962 | 961560.8286 | 22763695.9669 | 22763695.9669 | 17318556.9989 | 9110239.6917 | 0 | 36223154.0918 | 85415646.7494 | 13335.2143 | 1.2978 | 27910.9162 | 65815.0571 | 569.0018 | 1341.729
1 | 5200 | 707 | 0.02 | 15 | 15 | 7 | 1.7783e-11 | 5spot_SharedNeighbor | CO2 | Porous | Wet | R600a | MinimizeLCOE_Brownfield | IgnoreSilica | 2019 | 60.2324 | 4.9313 | 0.39527 | 4 | 23802.8127 | 54916.0731 | 485.2525 | 1119.5384 | 62.0613 | 9.0711 | 63.3499 | 1895018.2126 | 0 | 1469945.6334 | 0 | 0 | 0 | 1125739.634 | 1751374.3572 | 4556716.8212 | 3110052.8616 | 13908847.52 | 961560.8286 | 22763695.9669 | 22763695.9669 | 17318556.9989 | 9110239.6917 | 0 | 37634104.3156 | 86826596.9731 | 17782.7941 | 1.5811 | 23802.8127 | 54916.0731 | 485.2525 | 1119.5384
1 | 5200 | 707 | 0.02 | 15 | 15 | 7 | 2.3714e-11 | 5spot_SharedNeighbor | CO2 | Porous | Wet | R600a | MinimizeLCOE_Brownfield | IgnoreSilica | 2019 | 68.554 | 5.678 | 0.46657 | 4 | 20822.3537 | 47181.0789 | 424.4918 | 961.8501 | 61.9378 | 8.9867 | 64.8784 | 2069339.4691 | 0 | 1635883.6947 | 0 | 0 | 0 | 1181323.1312 | 1905753.0551 | 4958378.5256 | 3384195.2282 | 15134873.104 | 961560.8286 | 22763695.9669 | 22763695.9669 | 17318556.9989 | 9110239.6917 | 0 | 38860129.8995 | 88052622.5571 | 23713.7371 | 1.8663 | 20822.3537 | 47181.0789 | 424.4918 | 961.8501
1 | 5200 | 707 | 0.02 | 15 | 15 | 7 | 3.1623e-11 | 5spot_SharedNeighbor | CO2 | Porous | Wet | R600a | MinimizeLCOE_Brownfield | IgnoreSilica | 2019 | 75.9935 | 6.3517 | 0.53418 | 4 | 18659.701 | 41682.1506 | 380.4032 | 849.747 | 61.7784 | 8.8984 | 68.1871 | 2216381.8919 | 0 | 1781147.6143 | 0 | 0 | 0 | 1215240.3688 | 2032980.2513 | 5289397.5922 | 3610122.5429 | 16145270.2614 | 961560.8286 | 22763695.9669 | 22763695.9669 | 17318556.9989 | 9110239.6917 | 0 | 39870527.0569 | 89063019.7145 | 31622.7766 | 2.1367 | 18659.701 | 41682.1506 | 380.4032 | 849.747
1 | 5200 | 707 | 0.02 | 15 | 15 | 7 | 4.217e-11 | 5spot_SharedNeighbor | CO2 | Porous | Wet | R600a | MinimizeLCOE_Brownfield | IgnoreSilica | 2019 | 82.3324 | 6.9307 | 0.59498 | 4 | 17087.4049 | 37757.1596 | 348.3499 | 769.7308 | 61.6086 | 8.8139 | 69.4097 | 2335390.282 | 0 | 1902914.8063 | 0 | 0 | 0 | 1231543.2893 | 2133240.8673 | 5550255.1488 | 3788163.1854 | 16941507.579 | 961560.8286 | 22763695.9669 | 22763695.9669 | 17318556.9989 | 9110239.6917 | 0 | 40666764.3746 | 89859257.0321 | 42169.6503 | 2.3799 | 17087.4049 | 37757.1596 | 348.3499 | 769.7308
1 | 5200 | 707 | 0.02 | 15 | 15 | 7 | 5.6234e-11 | 5spot_SharedNeighbor | CO2 | Porous | Wet | R600a | MinimizeLCOE_Brownfield | IgnoreSilica | 2019 | 87.5601 | 7.4115 | 0.64739 | 4 | 15940.4109 | 34936.9648 | 324.9668 | 712.2373 | 61.446 | 8.7379 | 78.4265 | 2429295.1513 | 0 | 2002091.3717 | 0 | 0 | 0 | 1235958.9288 | 2210264.7262 | 5750655.43 | 3924940.4951 | 17553206.1032 | 961560.8286 | 22763695.9669 | 22763695.9669 | 17318556.9989 | 9110239.6917 | 0 | 41278462.8987 | 90470955.5563 | 56234.1325 | 2.5895 | 15940.4109 | 34936.9648 | 324.9668 | 712.2373
1 | 5200 | 707 | 0.02 | 15 | 15 | 7 | 7.4989e-11 | 5spot_SharedNeighbor | CO2 | Porous | Wet | R600a | MinimizeLCOE_Brownfield | IgnoreSilica | 2019 | 91.7601 | 7.8002 | 0.69105 | 4 | 15100.2169 | 32896.6003 | 307.8383 | 670.6417 | 61.3009 | 8.6728 | 74.6665 | 2502000.2302 | 0 | 2081024.4424 | 0 | 0 | 0 | 1233267.9948 | 2268354.1403 | 5901792.1696 | 4028094.4254 | 18014533.4026 | 961560.8286 | 22763695.9669 | 22763695.9669 | 17318556.9989 | 9110239.6917 | 0 | 41739790.1982 | 90932282.8558 | 74989.4209 | 2.7642 | 15100.2169 | 32896.6003 | 307.8383 | 670.6417
1 | 5200 | 707 | 0.02 | 15 | 15 | 7 | 1e-10 | 5spot_SharedNeighbor | CO2 | Porous | Wet | R600a | MinimizeLCOE_Brownfield | IgnoreSilica | 2019 | 95.0682 | 8.1079 | 0.72647 | 4 | 14482.1784 | 31410.7231 | 295.2388 | 640.3501 | 61.1777 | 8.619 | 73.6448 | 2557559.092 | 0 | 2142757.5197 | 0 | 0 | 0 | 1226987.5105 | 2311648.6077 | 6014435.4928 | 4104975.8081 | 18358364.0307 | 961560.8286 | 22763695.9669 | 22763695.9669 | 17318556.9989 | 9110239.6917 | 0 | 42083620.8263 | 91276113.4839 | 100000 | 2.9059 | 14482.1784 | 31410.7231 | 295.2388 | 640.3501
1 | 5200 | 707 | 0.02 | 15 | 15 | 7 | 1.3335e-10 | 5spot_SharedNeighbor | CO2 | Porous | Wet | R600a | MinimizeLCOE_Brownfield | IgnoreSilica | 2019 | 97.6332 | 8.3475 | 0.75464 | 4 | 14025.8092 | 30322.4786 | 285.9351 | 618.1647 | 61.0768 | 8.5757 | 75.3868 | 2599607.6432 | 0 | 2190373.4323 | 0 | 0 | 0 | 1219376.8568 | 2343649.5936 | 6097695.4939 | 4161802.4697 | 18612505.4894 | 961560.8286 | 22763695.9669 | 22763695.9669 | 17318556.9989 | 9110239.6917 | 0 | 42337762.2849 | 91530254.9425 | 133352.1432 | 3.0186 | 14025.8092 | 30322.4786 | 285.9351 | 618.1647
1 | 5200 | 707 | 0.02 | 15 | 15 | 7 | 1.7783e-10 | 5spot_SharedNeighbor | CO2 | Porous | Wet | R600a | MinimizeLCOE_Brownfield | IgnoreSilica | 2019 | 99.6166 | 8.5332 | 0.77674 | 4 | 13687.7075 | 29520.6266 | 279.0424 | 601.8179 | 60.9955 | 8.5413 | 73.8016 | 2631502.714 | 0 | 2227045.3536 | 0 | 0 | 0 | 1212028.6672 | 2367524.9266 | 6159814.2129 | 4204199.7718 | 18802115.6462 | 961560.8286 | 22763695.9669 | 22763695.9669 | 17318556.9989 | 9110239.6917 | 0 | 42527372.4418 | 91719865.0993 | 177827.941 | 3.107 | 13687.7075 | 29520.6266 | 279.0424 | 601.8179
1 | 5200 | 707 | 0.02 | 15 | 15 | 7 | 2.3714e-10 | 5spot_SharedNeighbor | CO2 | Porous | Wet | R600a | MinimizeLCOE_Brownfield | IgnoreSilica | 2019 | 101.1339 | 8.6757 | 0.79388 | 4 | 13436.5434 | 28927.6819 | 273.9221 | 589.7299 | 60.9315 | 8.5145 | 75.1591 | 2655540.5924 | 0 | 2255018.2416 | 0 | 0 | 0 | 1205446.1331 | 2385241.9372 | 6205910.2402 | 4235661.2576 | 18942818.4021 | 961560.8286 | 22763695.9669 | 22763695.9669 | 17318556.9989 | 9110239.6917 | 0 | 42668075.1977 | 91860567.8552 | 237137.3706 | 3.1755 | 13436.5434 | 28927.6819 | 273.9221 | 589.7299
1 | 5200 | 707 | 0.02 | 15 | 15 | 7 | 3.1623e-10 | 5spot_SharedNeighbor | CO2 | Porous | Wet | R600a | MinimizeLCOE_Brownfield | IgnoreSilica | 2019 | 102.2734 | 8.783 | 0.80701 | 4 | 13249.5561 | 28488.6027 | 270.1101 | 580.7787 | 60.8823 | 8.494 | 80.3315 | 2673386.7684 | 0 | 2275980.8487 | 0 | 0 | 0 | 1199644.3353 | 2398114.6614 | 6239402.4281 | 4258520.3641 | 19045049.406 | 961560.8286 | 22763695.9669 | 22763695.9669 | 17318556.9989 | 9110239.6917 | 0 | 42770306.2016 | 91962798.8592 | 316227.766 | 3.2281 | 13249.5561 | 28488.6027 | 270.1101 | 580.7787
1 | 5200 | 707 | 0.02 | 15 | 15 | 7 | 4.217e-10 | 5spot_SharedNeighbor | CO2 | Porous | Wet | R600a | MinimizeLCOE_Brownfield | IgnoreSilica | 2019 | 103.1554 | 8.866 | 0.8171 | 4 | 13110.1087 | 28161.0614 | 267.2673 | 574.1013 | 60.8436 | 8.478 | 83.9663 | 2687077.8112 | 0 | 2292179.2953 | 0 | 0 | 0 | 1195176.4662 | 2408029.0934 | 6265197.7463 | 4276126.1988 | 19123786.6112 | 961560.8286 | 22763695.9669 | 22763695.9669 | 17318556.9989 | 9110239.6917 | 0 | 42849043.4067 | 92041536.0643 | 421696.5034 | 3.2684 | 13110.1087 | 28161.0614 | 267.2673 | 574.1013
1 | 5200 | 707 | 0.02 | 15 | 15 | 7 | 5.6234e-10 | 5spot_SharedNeighbor | CO2 | Porous | Wet | R600a | MinimizeLCOE_Brownfield | IgnoreSilica | 2019 | 103.8157 | 8.9283 | 0.82475 | 4 | 13005.9767 | 27917.3056 | 265.1444 | 569.132 | 60.8143 | 8.4659 | 77.3276 | 2697257.9081 | 0 | 2304291.2937 | 0 | 0 | 0 | 1191510.4638 | 2415293.2696 | 6284097.6427 | 4289025.7664 | 19181476.3443 | 961560.8286 | 22763695.9669 | 22763695.9669 | 17318556.9989 | 9110239.6917 | 0 | 42906733.1398 | 92099225.7974 | 562341.3252 | 3.299 | 13005.9767 | 27917.3056 | 265.1444 | 569.132
1 | 5200 | 707 | 0.02 | 15 | 15 | 7 | 7.4989e-10 | 5spot_SharedNeighbor | CO2 | Porous | Wet | R600a | MinimizeLCOE_Brownfield | IgnoreSilica | 2019 | 104.3151 | 8.9754 | 0.83055 | 4 | 12928.137 | 27735.3128 | 263.5576 | 565.4219 | 60.7919 | 8.4567 | 74.6343 | 2704916.7527 | 0 | 2313442.2978 | 0 | 0 | 0 | 1188650.0344 | 2420733.5431 | 6298252.1184 | 4298686.487 | 19224681.2334 | 961560.8286 | 22763695.9669 | 22763695.9669 | 17318556.9989 | 9110239.6917 | 0 | 42949938.0289 | 92142430.6865 | 749894.2093 | 3.3222 | 12928.137 | 27735.3128 | 263.5576 | 565.4219
1 | 5200 | 707 | 0.02 | 15 | 15 | 7 | 1e-09 | 5spot_SharedNeighbor | CO2 | Porous | Wet | R600a | MinimizeLCOE_Brownfield | IgnoreSilica | 2019 | 104.6977 | 9.0114 | 0.83495 | 4 | 12869.9057 | 27598.9924 | 262.3704 | 562.6428 | 60.7746 | 8.4496 | 78.3779 | 2710762.8403 | 0 | 2320450.0668 | 0 | 0 | 0 | 1186523.6915 | 2424917.2734 | 6309137.3266 | 4306115.8652 | 19257907.0637 | 961560.8286 | 22763695.9669 | 22763695.9669 | 17318556.9989 | 9110239.6917 | 0 | 42983163.8593 | 92175656.5168 | 1000000 | 3.3398 | 12869.9057 | 27598.9924 | 262.3704 | 562.6428
1 | 5200 | 707 | 0.02 | 15 | 15 | 7 | 1.3335e-09 | 5spot_SharedNeighbor | CO2 | Porous | Wet | R600a | MinimizeLCOE_Brownfield | IgnoreSilica | 2019 | 104.9756 | 9.0377 | 0.83825 | 4 | 12826.3175 | 27497.5505 | 261.4818 | 560.5748 | 60.762 | 8.4445 | 75.817 | 2714994.7401 | 0 | 2325535.3801 | 0 | 0 | 0 | 1184744.2339 | 2427856.9981 | 6316785.8872 | 4311336.165 | 19281253.4044 | 961560.8286 | 22763695.9669 | 22763695.9669 | 17318556.9989 | 9110239.6917 | 0 | 43006510.2 | 92199002.8575 | 1333521.4322 | 3.353 | 12826.3175 | 27497.5505 | 261.4818 | 560.5748
1 | 5200 | 707 | 0.02 | 15 | 15 | 7 | 1.7783e-09 | 5spot_SharedNeighbor | CO2 | Porous | Wet | R600a | MinimizeLCOE_Brownfield | IgnoreSilica | 2019 | 105.1776 | 9.0569 | 0.84071 | 4 | 12793.6757 | 27421.9731 | 260.8164 | 559.034 | 60.7528 | 8.4407 | 75.2012 | 2718065.8719 | 0 | 2329232.481 | 0 | 0 | 0 | 1183290.2593 | 2429929.5587 | 6322178.2647 | 4315016.5735 | 19297713.0091 | 961560.8286 | 22763695.9669 | 22763695.9669 | 17318556.9989 | 9110239.6917 | 0 | 43022969.8046 | 92215462.4622 | 1778279.41 | 3.3628 | 12793.6757 | 27421.9731 | 260.8164 | 559.034
1 | 5200 | 707 | 0.02 | 15 | 15 | 7 | 2.3714e-09 | 5spot_SharedNeighbor | CO2 | Porous | Wet | R600a | MinimizeLCOE_Brownfield | IgnoreSilica | 2019 | 105.346 | 9.0728 | 0.84261 | 4 | 12769.2228 | 27364.5547 | 260.3179 | 557.8635 | 60.7451 | 8.4376 | 84.4934 | 2720620.8937 | 0 | 2332312.4257 | 0 | 0 | 0 | 1182419.5886 | 2431787.6341 | 6327012.5957 | 4318316.1036 | 19312469.2413 | 961560.8286 | 22763695.9669 | 22763695.9669 | 17318556.9989 | 9110239.6917 | 0 | 43037726.0369 | 92230218.6944 | 2371373.7057 | 3.3704 | 12769.2228 | 27364.5547 | 260.3179 | 557.8635
1 | 5200 | 707 | 0.02 | 15 | 15 | 7 | 3.1623e-09 | 5spot_SharedNeighbor | CO2 | Porous | Wet | R600a | MinimizeLCOE_Brownfield | IgnoreSilica | 2019 | 105.4555 | 9.0832 | 0.84399 | 4 | 12750.9 | 27322.3935 | 259.9443 | 557.0039 | 60.7401 | 8.4355 | 72.7804 | 2722279.5522 | 0 | 2334314.0307 | 0 | 0 | 0 | 1181520.2899 | 2432864.4104 | 6329814.1467 | 4320228.2198 | 19321020.6498 | 961560.8286 | 22763695.9669 | 22763695.9669 | 17318556.9989 | 9110239.6917 | 0 | 43046277.4454 | 92238770.1029 | 3162277.6602 | 3.3759 | 12750.9 | 27322.3935 | 259.9443 | 557.0039
1 | 5200 | 707 | 0.02 | 15 | 15 | 7 | 4.217e-09 | 5spot_SharedNeighbor | CO2 | Porous | Wet | R600a | MinimizeLCOE_Brownfield | IgnoreSilica | 2019 | 105.5527 | 9.0923 | 0.84506 | 4 | 12737.1676 | 27290.0536 | 259.6644 | 556.3447 | 60.7356 | 8.4337 | 80.3054 | 2723751.9521 | 0 | 2336092.1401 | 0 | 0 | 0 | 1181053.1935 | 2433949.9414 | 6332638.4758 | 4322155.8824 | 19329641.5852 | 961560.8286 | 22763695.9669 | 22763695.9669 | 17318556.9989 | 9110239.6917 | 0 | 43054898.3808 | 92247391.0384 | 4216965.0343 | 3.3803 | 12737.1676 | 27290.0536 | 259.6644 | 556.3447
1 | 5200 | 707 | 0.02 | 15 | 15 | 7 | 5.6234e-09 | 5spot_SharedNeighbor | CO2 | Porous | Wet | R600a | MinimizeLCOE_Brownfield | IgnoreSilica | 2019 | 105.6233 | 9.099 | 0.84587 | 4 | 12726.8744 | 27265.9383 | 259.4545 | 555.853 | 60.7324 | 8.4324 | 89.2834 | 2724819.5182 | 0 | 2337382.1875 | 0 | 0 | 0 | 1180666.4985 | 2434718.5996 | 6334638.3668 | 4323520.8491 | 19335746.0197 | 961560.8286 | 22763695.9669 | 22763695.9669 | 17318556.9989 | 9110239.6917 | 0 | 43061002.8152 | 92253495.4728 | 5623413.2519 | 3.3835 | 12726.8744 | 27265.9383 | 259.4545 | 555.853
1 | 5200 | 707 | 0.02 | 15 | 15 | 7 | 7.4989e-09 | 5spot_SharedNeighbor | CO2 | Porous | Wet | R600a | MinimizeLCOE_Brownfield | IgnoreSilica | 2019 | 105.6723 | 9.1036 | 0.84646 | 4 | 12719.158 | 27248.0547 | 259.2972 | 555.4885 | 60.7302 | 8.4314 | 90.322 | 2725561.6897 | 0 | 2338279.4544 | 0 | 0 | 0 | 1180321.0316 | 2435223.2486 | 6335951.3598 | 4324416.9938 | 19339753.778 | 961560.8286 | 22763695.9669 | 22763695.9669 | 17318556.9989 | 9110239.6917 | 0 | 43065010.5735 | 92257503.2311 | 7498942.0933 | 3.3858 | 12719.158 | 27248.0547 | 259.2972 | 555.4885
1 | 5200 | 707 | 0.02 | 15 | 15 | 7 | 1e-08 | 5spot_SharedNeighbor | CO2 | Porous | Wet | R600a | MinimizeLCOE_Brownfield | IgnoreSilica | 2019 | 105.7159 | 9.1077 | 0.84692 | 4 | 12713.373 | 27234.3168 | 259.1793 | 555.2084 | 60.7282 | 8.4306 | 87.9762 | 2726219.6632 | 0 | 2339075.1613 | 0 | 0 | 0 | 1180155.0546 | 2435725.4528 | 6337257.9923 | 4325308.7973 | 19343742.1215 | 961560.8286 | 22763695.9669 | 22763695.9669 | 17318556.9989 | 9110239.6917 | 0 | 43068998.917 | 92261491.5746 | 10000000 | 3.3877 | 12713.373 | 27234.3168 | 259.1793 | 555.2084
1 | 5300 | 707 | 0.02 | 15 | 15 | 7 | 1e-13 | 5spot_SharedNeighbor | CO2 | Porous | Wet | R600a | MinimizeLCOE_Brownfield | IgnoreSilica | 2019 | 0 | 0 | 0 | 0 |  |  |  |  | 15 |  | 18.1743 | [19 empty] | 100 | 0
1 | 5300 | 707 | 0.02 | 15 | 15 | 7 | 1.3335e-13 | 5spot_SharedNeighbor | CO2 | Porous | Wet | R600a | MinimizeLCOE_Brownfield | IgnoreSilica | 2019 | 0 | 0 | 0 | 0 |  |  |  |  | 15 |  | 18.7353 | [19 empty] | 133.3521 | 0
1 | 5300 | 707 | 0.02 | 15 | 15 | 7 | 1.7783e-13 | 5spot_SharedNeighbor | CO2 | Porous | Wet | R600a | MinimizeLCOE_Brownfield | IgnoreSilica | 2019 | 0 | 0 | 0 | 0 |  |  |  |  | 15 |  | 22.1972 | [19 empty] | 177.8279 | 0
1 | 5300 | 707 | 0.02 | 15 | 15 | 7 | 2.3714e-13 | 5spot_SharedNeighbor | CO2 | Porous | Wet | R600a | MinimizeLCOE_Brownfield | IgnoreSilica | 2019 | 0 | 0 | 0 | 0 |  |  |  |  | 15 |  | 20.6721 | [19 empty] | 237.1374 | 0
1 | 5300 | 707 | 0.02 | 15 | 15 | 7 | 3.1623e-13 | 5spot_SharedNeighbor | CO2 | Porous | Wet | R600a | MinimizeLCOE_Brownfield | IgnoreSilica | 2019 | 1.6 | -0.050384 | 0.0012443 | 4 | 5036838.0582 | 15157143.6628 | 102682.7566 | 308998.8751 | 43.6195 | 7.497 | 23.0016 | 104984.0569 | 0 | 36660.8903 | 0 | 0 | 0 | 105336.5335 | 96322.7775 | 250612.1085 | 171047.9136 | 764964.2803 | 961560.8286 | 23341978.1048 | 23341978.1048 | 17712525.3824 | 9314579.3857 | 0 | 25068503.2137 | 75437586.0866 | 316.2278 | 0.004977 | 5036838.0582 | 15157143.6628 | 102682.7566 | 308998.8751
1 | 5300 | 707 | 0.02 | 15 | 15 | 7 | 4.217e-13 | 5spot_SharedNeighbor | CO2 | Porous | Wet | R600a | MinimizeLCOE_Brownfield | IgnoreSilica | 2019 | 1.6 | -0.043542 | 0.0028719 | 4 | 2179300.804 | 6563901.0072 | 44427.9946 | 133814.0004 | 43.6196 | 7.4971 | 20.903 | 104985.0509 | 0 | 36660.5141 | 0 | 0 | 0 | 94586.3476 | 92130.4459 | 239704.5217 | 163603.2615 | 731670.1417 | 961560.8286 | 23341978.1048 | 23341978.1048 | 17712525.3824 | 9314579.3857 | 0 | 25035209.0752 | 75404291.9481 | 421.6965 | 0.011488 | 2179300.804 | 6563901.0072 | 44427.9946 | 133814.0004
1 | 5300 | 707 | 0.02 | 15 | 15 | 7 | 5.6234e-13 | 5spot_SharedNeighbor | CO2 | Porous | Wet | R600a | MinimizeLCOE_Brownfield | IgnoreSilica | 2019 | 3.1445 | 0.030139 | 0.0071099 | 4 | 905448.0619 | 2676528.0764 | 18458.7835 | 54564.6451 | 51.7215 | 8.4234 | 31.6377 | 197736.5373 | 0 | 95889.7549 | 0 | 0 | 0 | 173620.7922 | 182226.3629 | 474115.6166 | 323593.6504 | 1447182.7143 | 961560.8286 | 23341978.1048 | 23341978.1048 | 17712525.3824 | 9314579.3857 | 0 | 25750721.6477 | 76119804.5206 | 562.3413 | 0.02844 | 905448.0619 | 2676528.0764 | 18458.7835 | 54564.6451
1 | 5300 | 707 | 0.02 | 15 | 15 | 7 | 7.4989e-13 | 5spot_SharedNeighbor | CO2 | Porous | Wet | R600a | MinimizeLCOE_Brownfield | IgnoreSilica | 2019 | 4.2823 | 0.10964 | 0.012489 | 4 | 524497.9544 | 1532753.6763 | 10692.6002 | 31247.2569 | 54.6126 | 8.7371 | 40.1254 | 259359.7586 | 0 | 136807.7608 | 0 | 0 | 0 | 216834.9896 | 239070.9785 | 622013.646 | 424537.0945 | 1898624.2281 | 961560.8286 | 23341978.1048 | 23341978.1048 | 17712525.3824 | 9314579.3857 | 0 | 26202163.1615 | 76571246.0344 | 749.8942 | 0.049957 | 524497.9544 | 1532753.6763 | 10692.6002 | 31247.2569
1 | 5300 | 707 | 0.02 | 15 | 15 | 7 | 1e-12 | 5spot_SharedNeighbor | CO2 | Porous | Wet | R600a | MinimizeLCOE_Brownfield | IgnoreSilica | 2019 | 5.7749 | 0.22394 | 0.020131 | 4 | 332185.604 | 957705.6264 | 6772.0529 | 19524.1246 | 56.9092 | 8.9789 | 59.7965 | 333783.4611 | 0 | 187530.572 | 0 | 0 | 0 | 268166.0053 | 307897.215 | 801085.3951 | 546757.2428 | 2445219.8914 | 961560.8286 | 23341978.1048 | 23341978.1048 | 17712525.3824 | 9314579.3857 | 0 | 26748758.8248 | 77117841.6977 | 1000 | 0.080524 | 332185.604 | 957705.6264 | 6772.0529 | 19524.1246
1 | 5300 | 707 | 0.02 | 15 | 15 | 7 | 1.3335e-12 | 5spot_SharedNeighbor | CO2 | Porous | Wet | R600a | MinimizeLCOE_Brownfield | IgnoreSilica | 2019 | 7.6728 | 0.37779 | 0.03067 | 4 | 223231.2424 | 633800.3376 | 4550.8708 | 12920.8772 | 58.6715 | 9.1593 | 45.8131 | 420731.6441 | 0 | 248346.8265 | 0 | 0 | 0 | 326230.2121 | 388170.3862 | 1009939.7203 | 689304.6113 | 3082723.4005 | 961560.8286 | 23341978.1048 | 23341978.1048 | 17712525.3824 | 9314579.3857 | 0 | 27386262.3339 | 77755345.2068 | 1333.5214 | 0.12268 | 223231.2424 | 633800.3376 | 4550.8708 | 12920.8772
1 | 5300 | 707 | 0.02 | 15 | 15 | 7 | 1.7783e-12 | 5spot_SharedNeighbor | CO2 | Porous | Wet | R600a | MinimizeLCOE_Brownfield | IgnoreSilica | 2019 | 10.1212 | 0.58269 | 0.044953 | 4 | 156518.573 | 436640.1151 | 3190.8428 | 8901.4993 | 60.0438 | 9.2954 | 47.9179 | 523822.968 | 0 | 322339.5885 | 0 | 0 | 0 | 393743.9965 | 483563.5557 | 1258133.1793 | 858701.7469 | 3840305.0349 | 961560.8286 | 23341978.1048 | 23341978.1048 | 17712525.3824 | 9314579.3857 | 0 | 28143843.9684 | 78512926.8413 | 1778.2794 | 0.17981 | 156518.573 | 436640.1151 | 3190.8428 | 8901.4993
1 | 5300 | 707 | 0.02 | 15 | 15 | 7 | 2.3714e-12 | 5spot_SharedNeighbor | CO2 | Porous | Wet | R600a | MinimizeLCOE_Brownfield | IgnoreSilica | 2019 | 13.2734 | 0.85161 | 0.064051 | 4 | 113361.5084 | 309959.9528 | 2311.0277 | 6318.9529 | 61.1051 | 9.3963 | 48.1265 | 645884.3101 | 0 | 412253.822 | 0 | 0 | 0 | 472251.0039 | 596851.763 | 1552885.8563 | 1059876.5055 | 4740003.2608 | 961560.8286 | 23341978.1048 | 23341978.1048 | 17712525.3824 | 9314579.3857 | 0 | 29043542.1942 | 79412625.0671 | 2371.3737 | 0.2562 | 113361.5084 | 309959.9528 | 2311.0277 | 6318.9529
1 | 5300 | 707 | 0.02 | 15 | 15 | 7 | 3.1623e-12 | 5spot_SharedNeighbor | CO2 | Porous | Wet | R600a | MinimizeLCOE_Brownfield | IgnoreSilica | 2019 | 17.2512 | 1.1956 | 0.089229 | 4 | 84304.3273 | 225427.4978 | 1718.6577 | 4595.6445 | 61.906 | 9.4668 | 50.8335 | 787751.9621 | 0 | 519529.6875 | 0 | 0 | 0 | 560826.1704 | 728562.0498 | 1895569.005 | 1293764.7959 | 5786003.6707 | 961560.8286 | 23341978.1048 | 23341978.1048 | 17712525.3824 | 9314579.3857 | 0 | 30089542.6041 | 80458625.477 | 3162.2777 | 0.35692 | 84304.3273 | 225427.4978 | 1718.6577 | 4595.6445
1 | 5300 | 707 | 0.02 | 15 | 15 | 7 | 4.217e-12 | 5spot_SharedNeighbor | CO2 | Porous | Wet | R600a | MinimizeLCOE_Brownfield | IgnoreSilica | 2019 | 22.2749 | 1.6337 | 0.122 | 4 | 64160.9708 | 167374.0552 | 1308.0082 | 3412.1465 | 62.5049 | 9.5116 | 43.2463 | 953026.4333 | 0 | 647892.089 | 0 | 0 | 0 | 661633.4236 | 882395.2589 | 2295811.4595 | 1566938.4953 | 7007697.1597 | 961560.8286 | 23341978.1048 | 23341978.1048 | 17712525.3824 | 9314579.3857 | 0 | 31311236.0931 | 81680318.966 | 4216.965 | 0.48801 | 64160.9708 | 167374.0552 | 1308.0082 | 3412.1465
1 | 5300 | 707 | 0.02 | 15 | 15 | 7 | 5.6234e-12 | 5spot_SharedNeighbor | CO2 | Porous | Wet | R600a | MinimizeLCOE_Brownfield | IgnoreSilica | 2019 | 28.4085 | 2.1727 | 0.16376 | 4 | 49902.6029 | 126798.952 | 1017.3321 | 2584.9681 | 62.9269 | 9.5309 | 61.4778 | 1139483.0521 | 0 | 796787.1091 | 0 | 0 | 0 | 770627.0524 | 1055689.9133 | 2746688.6026 | 1874671.4101 | 8383947.1395 | 961560.8286 | 23341978.1048 | 23341978.1048 | 17712525.3824 | 9314579.3857 | 0 | 32687486.0729 | 83056568.9458 | 5623.4133 | 0.65503 | 49902.6029 | 126798.952 | 1017.3321 | 2584.9681
1 | 5300 | 707 | 0.02 | 15 | 15 | 7 | 7.4989e-12 | 5spot_SharedNeighbor | CO2 | Porous | Wet | R600a | MinimizeLCOE_Brownfield | IgnoreSilica | 2019 | 35.6971 | 2.8177 | 0.21553 | 4 | 39667.9705 | 98093.479 | 808.6852 | 1999.7683 | 63.1993 | 9.5248 | 56.1596 | 1344646.9202 | 0 | 965505.6933 | 0 | 0 | 0 | 884459.9747 | 1245898.9094 | 3241573.3932 | 2212440.4485 | 9894525.3393 | 961560.8286 | 23341978.1048 | 23341978.1048 | 17712525.3824 | 9314579.3857 | 0 | 34198064.2727 | 84567147.1456 | 7498.9421 | 0.86211 | 39667.9705 | 98093.479 | 808.6852 | 1999.7683
1 | 5300 | 707 | 0.02 | 15 | 15 | 7 | 1e-11 | 5spot_SharedNeighbor | CO2 | Porous | Wet | R600a | MinimizeLCOE_Brownfield | IgnoreSilica | 2019 | 43.9527 | 3.5539 | 0.27723 | 4 | 32262.1712 | 77683.8115 | 657.708 | 1583.6896 | 63.3397 | 9.4928 | 62.0263 | 1560333.0262 | 0 | 1148572.6685 | 0 | 0 | 0 | 995250.6368 | 1444620.9693 | 3758607.4295 | 2565326.8023 | 11472711.5326 | 961560.8286 | 23341978.1048 | 23341978.1048 | 17712525.3824 | 9314579.3857 | 0 | 35776250.466 | 86145333.3389 | 10000 | 1.1089 | 32262.1712 | 77683.8115 | 657.708 | 1583.6896
1 | 5300 | 707 | 0.02 | 15 | 15 | 7 | 1.3335e-11 | 5spot_SharedNeighbor | CO2 | Porous | Wet | R600a | MinimizeLCOE_Brownfield | IgnoreSilica | 2019 | 52.7929 | 4.3491 | 0.34714 | 4 | 26886.1962 | 63160.0305 | 548.1115 | 1287.6027 | 63.3662 | 9.4362 | 66.2176 | 1775323.5756 | 0 | 1337384.0531 | 0 | 0 | 0 | 1094266.9626 | 1640720.0906 | 4268817.1178 | 2913555.3983 | 13030067.198 | 961560.8286 | 23341978.1048 | 23341978.1048 | 17712525.3824 | 9314579.3857 | 0 | 37333606.1314 | 87702689.0043 | 13335.2143 | 1.3886 | 26886.1962 | 63160.0305 | 548.1115 | 1287.6027
1 | 5300 | 707 | 0.02 | 15 | 15 | 7 | 1.7783e-11 | 5spot_SharedNeighbor | CO2 | Porous | Wet | R600a | MinimizeLCOE_Brownfield | IgnoreSilica | 2019 | 61.6675 | 5.155 | 0.42174 | 4 | 22983.6102 | 52841.2749 | 468.552 | 1077.2409 | 63.3007 | 9.3597 | 71.2135 | 1976953.0299 | 0 | 1521022.3595 | 0 | 0 | 0 | 1173646.4121 | 1821932.5026 | 4740294.642 | 3235348.4965 | 14469197.4425 | 961560.8286 | 23341978.1048 | 23341978.1048 | 17712525.3824 | 9314579.3857 | 0 | 38772736.3759 | 89141819.2488 | 17782.7941 | 1.687 | 22983.6102 | 52841.2749 | 468.552 | 1077.2409
1 | 5300 | 707 | 0.02 | 15 | 15 | 7 | 2.3714e-11 | 5spot_SharedNeighbor | CO2 | Porous | Wet | R600a | MinimizeLCOE_Brownfield | IgnoreSilica | 2019 | 70 | 5.9191 | 0.4964 | 4 | 20152.8258 | 45520.0989 | 410.8426 | 927.9888 | 63.171 | 9.2712 | 75.1992 | 2154639.3224 | 0 | 1689042.6804 | 0 | 0 | 0 | 1229126.1061 | 1978395.1625 | 5147378.3881 | 3513191.5179 | 15711773.1774 | 961560.8286 | 23341978.1048 | 23341978.1048 | 17712525.3824 | 9314579.3857 | 0 | 40015312.1108 | 90384394.9837 | 23713.7371 | 1.9856 | 20152.8258 | 45520.0989 | 410.8426 | 927.9888
1 | 5300 | 707 | 0.02 | 15 | 15 | 7 | 3.1623e-11 | 5spot_SharedNeighbor | CO2 | Porous | Wet | R600a | MinimizeLCOE_Brownfield | IgnoreSilica | 2019 | 77.4091 | 6.6048 | 0.5668 | 4 | 18098.7629 | 40315.0612 | 368.9678 | 821.8771 | 63.0066 | 9.1796 | 75.9701 | 2303802.0318 | 0 | 1835411.6241 | 0 | 0 | 0 | 1262415.0335 | 2106635.1889 | 5481032.6311 | 3740917.3947 | 16730213.9041 | 961560.8286 | 23341978.1048 | 23341978.1048 | 17712525.3824 | 9314579.3857 | 0 | 41033752.8375 | 91402835.7104 | 31622.7766 | 2.2672 | 18098.7629 | 40315.0612 | 368.9678 | 821.8771
1 | 5300 | 707 | 0.02 | 15 | 15 | 7 | 4.217e-11 | 5spot_SharedNeighbor | CO2 | Porous | Wet | R600a | MinimizeLCOE_Brownfield | IgnoreSilica | 2019 | 83.7091 | 7.1928 | 0.62986 | 4 | 16605.1112 | 36597.3398 | 338.5177 | 746.0863 | 62.8328 | 9.0924 | 66.5932 | 2424356.8526 | 0 | 1957906.5908 | 0 | 0 | 0 | 1278212.1516 | 2207585.4821 | 5743684.5863 | 3920182.7511 | 17531928.4145 | 961560.8286 | 23341978.1048 | 23341978.1048 | 17712525.3824 | 9314579.3857 | 0 | 41835467.3479 | 92204550.2208 | 42169.6503 | 2.5194 | 16605.1112 | 36597.3398 | 338.5177 | 746.0863
1 | 5300 | 707 | 0.02 | 15 | 15 | 7 | 5.6234e-11 | 5spot_SharedNeighbor | CO2 | Porous | Wet | R600a | MinimizeLCOE_Brownfield | IgnoreSilica | 2019 | 88.8855 | 7.6795 | 0.684 | 4 | 15515.1368 | 33924.9879 | 316.297 | 691.6068 | 62.6675 | 9.0145 | 58.9376 | 2519191.6236 | 0 | 2057342.0904 | 0 | 0 | 0 | 1282091.4949 | 2284863.8315 | 5944746.9994 | 4057411.9794 | 18145648.0192 | 961560.8286 | 23341978.1048 | 23341978.1048 | 17712525.3824 | 9314579.3857 | 0 | 42449186.9526 | 92818269.8255 | 56234.1325 | 2.736 | 15515.1368 | 33924.9879 | 316.297 | 691.6068
1 | 5300 | 707 | 0.02 | 15 | 15 | 7 | 7.4989e-11 | 5spot_SharedNeighbor | CO2 | Porous | Wet | R600a | MinimizeLCOE_Brownfield | IgnoreSilica | 2019 | 93.0318 | 8.0717 | 0.72896 | 4 | 14716.4197 | 31990.7109 | 300.0141 | 652.1739 | 62.5208 | 8.948 | 66.2459 | 2592443.9072 | 0 | 2136265.9316 | 0 | 0 | 0 | 1278934.4267 | 2342981.2636 | 6095956.6362 | 4160615.6636 | 18607197.829 | 961560.8286 | 23341978.1048 | 23341978.1048 | 17712525.3824 | 9314579.3857 | 0 | 42910736.7624 | 93279819.6353 | 74989.4209 | 2.9158 | 14716.4197 | 31990.7109 | 300.0141 | 652.1739
1 | 5300 | 707 | 0.02 | 15 | 15 | 7 | 1e-10 | 5spot_SharedNeighbor | CO2 | Porous | Wet | R600a | MinimizeLCOE_Brownfield | IgnoreSilica | 2019 | 96.2908 | 8.3815 | 0.76536 | 4 | 14128.684 | 30581.4135 | 288.0323 | 623.4435 | 62.3967 | 8.8933 | 66.7857 | 2648339.2666 | 0 | 2197877.7841 | 0 | 0 | 0 | 1272304.3724 | 2386223.355 | 6208463.6881 | 4237404.0383 | 18950612.5046 | 961560.8286 | 23341978.1048 | 23341978.1048 | 17712525.3824 | 9314579.3857 | 0 | 43254151.438 | 93623234.3109 | 100000 | 3.0614 | 14128.684 | 30581.4135 | 288.0323 | 623.4435
1 | 5300 | 707 | 0.02 | 15 | 15 | 7 | 1.3335e-10 | 5spot_SharedNeighbor | CO2 | Porous | Wet | R600a | MinimizeLCOE_Brownfield | IgnoreSilica | 2019 | 98.8318 | 8.6239 | 0.7943 | 4 | 13694.5551 | 29547.781 | 279.182 | 602.3715 | 62.2946 | 8.849 | 71.6264 | 2690896.7249 | 0 | 2245670.951 | 0 | 0 | 0 | 1264728.2792 | 2418505.4225 | 6292455.0057 | 4294729.8384 | 19206986.2217 | 961560.8286 | 23341978.1048 | 23341978.1048 | 17712525.3824 | 9314579.3857 | 0 | 43510525.1551 | 93879608.028 | 133352.1432 | 3.1772 | 13694.5551 | 29547.781 | 279.182 | 602.3715
1 | 5300 | 707 | 0.02 | 15 | 15 | 7 | 1.7783e-10 | 5spot_SharedNeighbor | CO2 | Porous | Wet | R600a | MinimizeLCOE_Brownfield | IgnoreSilica | 2019 | 100.7855 | 8.8109 | 0.81696 | 4 | 13372.8457 | 28786.4216 | 272.6235 | 586.8501 | 62.2129 | 8.8141 | 76.6185 | 2723008.4051 | 0 | 2282277.1762 | 0 | 0 | 0 | 1257284.0015 | 2442402.1373 | 6354629.3556 | 4337165.1098 | 19396766.1855 | 961560.8286 | 23341978.1048 | 23341978.1048 | 17712525.3824 | 9314579.3857 | 0 | 43700305.1189 | 94069387.9918 | 177827.941 | 3.2678 | 13372.8457 | 28786.4216 | 272.6235 | 586.8501
1 | 5300 | 707 | 0.02 | 15 | 15 | 7 | 2.3714e-10 | 5spot_SharedNeighbor | CO2 | Porous | Wet | R600a | MinimizeLCOE_Brownfield | IgnoreSilica | 2019 | 102.2734 | 8.9537 | 0.83449 | 4 | 13133.8079 | 28223.5515 | 267.7504 | 575.3753 | 62.1489 | 8.787 | 85.5105 | 2747109.8631 | 0 | 2310077.6728 | 0 | 0 | 0 | 1250559.7623 | 2460021.4463 | 6400471.1835 | 4368453.0993 | 19536693.0274 | 961560.8286 | 23341978.1048 | 23341978.1048 | 17712525.3824 | 9314579.3857 | 0 | 43840231.9608 | 94209314.8337 | 237137.3706 | 3.338 | 13133.8079 | 28223.5515 | 267.7504 | 575.3753
1 | 5300 | 707 | 0.02 | 15 | 15 | 7 | 3.1623e-10 | 5spot_SharedNeighbor | CO2 | Porous | Wet | R600a | MinimizeLCOE_Brownfield | IgnoreSilica | 2019 | 103.4092 | 9.0629 | 0.84797 | 4 | 12955.8183 | 27805.6577 | 264.1219 | 566.8559 | 62.0989 | 8.766 | 79.8343 | 2765299.9797 | 0 | 2331252.9472 | 0 | 0 | 0 | 1244944.2246 | 2473183.8891 | 6434717.1596 | 4391826.6817 | 19641224.8819 | 961560.8286 | 23341978.1048 | 23341978.1048 | 17712525.3824 | 9314579.3857 | 0 | 43944763.8153 | 94313846.6882 | 316227.766 | 3.3919 | 12955.8183 | 27805.6577 | 264.1219 | 566.8559
1 | 5300 | 707 | 0.02 | 15 | 15 | 7 | 4.217e-10 | 5spot_SharedNeighbor | CO2 | Porous | Wet | R600a | MinimizeLCOE_Brownfield | IgnoreSilica | 2019 | 104.2614 | 9.145 | 0.85824 | 4 | 12823.0637 | 27495.2157 | 261.4155 | 560.5272 | 62.0608 | 8.7501 | 79.973 | 2778830.9633 | 0 | 2347116.2329 | 0 | 0 | 0 | 1240233.6239 | 2482810.5198 | 6459763.6781 | 4408921.4452 | 19717676.4631 | 961560.8286 | 23341978.1048 | 23341978.1048 | 17712525.3824 | 9314579.3857 | 0 | 44021215.3966 | 94390298.2695 | 421696.5034 | 3.433 | 12823.0637 | 27495.2157 | 261.4155 | 560.5272
1 | 5300 | 707 | 0.02 | 15 | 15 | 7 | 5.6234e-10 | 5spot_SharedNeighbor | CO2 | Porous | Wet | R600a | MinimizeLCOE_Brownfield | IgnoreSilica | 2019 | 104.9265 | 9.2089 | 0.86611 | 4 | 12723.9195 | 27262.7684 | 259.3943 | 555.7884 | 62.0307 | 8.7376 | 83.7589 | 2789321.8528 | 0 | 2359482.6457 | 0 | 0 | 0 | 1236793.2883 | 2490383.1368 | 6479466.0742 | 4422368.7354 | 19777815.7331 | 961560.8286 | 23341978.1048 | 23341978.1048 | 17712525.3824 | 9314579.3857 | 0 | 44081354.6666 | 94450437.5395 | 562341.3252 | 3.4644 | 12723.9195 | 27262.7684 | 259.3943 | 555.7884
1 | 5300 | 707 | 0.02 | 15 | 15 | 7 | 7.4989e-10 | 5spot_SharedNeighbor | CO2 | Porous | Wet | R600a | MinimizeLCOE_Brownfield | IgnoreSilica | 2019 | 105.4017 | 9.2549 | 0.87199 | 4 | 12649.8023 | 27090.5742 | 257.8833 | 552.278 | 62.009 | 8.7285 | 77.0527 | 2796780.245 | 0 | 2368311.0849 | 0 | 0 | 0 | 1233701.1176 | 2495529.0545 | 6492854.6964 | 4431506.7451 | 19818682.9434 | 961560.8286 | 23341978.1048 | 23341978.1048 | 17712525.3824 | 9314579.3857 | 0 | 44122221.8768 | 94491304.7497 | 749894.2093 | 3.488 | 12649.8023 | 27090.5742 | 257.8833 | 552.278
1 | 5300 | 707 | 0.02 | 15 | 15 | 7 | 1e-09 | 5spot_SharedNeighbor | CO2 | Porous | Wet | R600a | MinimizeLCOE_Brownfield | IgnoreSilica | 2019 | 105.7696 | 9.2904 | 0.87647 | 4 | 12594.3526 | 26961.4027 | 256.7529 | 549.6447 | 61.992 | 8.7215 | 80.8452 | 2802531.3687 | 0 | 2375139.6241 | 0 | 0 | 0 | 1231454.8277 | 2499559.07 | 6503339.9701 | 4438663.1599 | 19850688.0206 | 961560.8286 | 23341978.1048 | 23341978.1048 | 17712525.3824 | 9314579.3857 | 0 | 44154226.9541 | 94523309.827 | 1000000 | 3.5059 | 12594.3526 | 26961.4027 | 256.7529 | 549.6447
1 | 5300 | 707 | 0.02 | 15 | 15 | 7 | 1.3335e-09 | 5spot_SharedNeighbor | CO2 | Porous | Wet | R600a | MinimizeLCOE_Brownfield | IgnoreSilica | 2019 | 106.0519 | 9.3176 | 0.87986 | 4 | 12552.8446 | 26864.5197 | 255.9067 | 547.6696 | 61.979 | 8.7161 | 77.9432 | 2806932.2269 | 0 | 2380377.4207 | 0 | 0 | 0 | 1229809.6054 | 2502676.5087 | 6511450.906 | 4444199.0403 | 19875445.7079 | 961560.8286 | 23341978.1048 | 23341978.1048 | 17712525.3824 | 9314579.3857 | 0 | 44178984.6413 | 94548067.5142 | 1333521.4322 | 3.5194 | 12552.8446 | 26864.5197 | 255.9067 | 547.6696
1 | 5300 | 707 | 0.02 | 15 | 15 | 7 | 1.7783e-09 | 5spot_SharedNeighbor | CO2 | Porous | Wet | R600a | MinimizeLCOE_Brownfield | IgnoreSilica | 2019 | 106.2714 | 9.3387 | 0.88244 | 4 | 12521.7596 | 26791.6583 | 255.273 | 546.1842 | 61.9688 | 8.7119 | 66.7501 | 2810346.4758 | 0 | 2384448.4741 | 0 | 0 | 0 | 1228657.4954 | 2505146.4537 | 6517877.1962 | 4448585.1154 | 19895061.2105 | 961560.8286 | 23341978.1048 | 23341978.1048 | 17712525.3824 | 9314579.3857 | 0 | 44198600.1439 | 94567683.0168 | 1778279.41 | 3.5297 | 12521.7596 | 26791.6583 | 255.273 | 546.1842
1 | 5300 | 707 | 0.02 | 15 | 15 | 7 | 2.3714e-09 | 5spot_SharedNeighbor | CO2 | Porous | Wet | R600a | MinimizeLCOE_Brownfield | IgnoreSilica | 2019 | 106.4151 | 9.3527 | 0.88431 | 4 | 12498.4723 | 26738.1265 | 254.7983 | 545.0929 | 61.9621 | 8.7092 | 76.4686 | 2812578.2467 | 0 | 2387113.2892 | 0 | 0 | 0 | 1227474.9639 | 2506594.935 | 6521645.8474 | 4451157.2973 | 19906564.5796 | 961560.8286 | 23341978.1048 | 23341978.1048 | 17712525.3824 | 9314579.3857 | 0 | 44210103.513 | 94579186.3859 | 2371373.7057 | 3.5372 | 12498.4723 | 26738.1265 | 254.7983 | 545.0929
1 | 5300 | 707 | 0.02 | 15 | 15 | 7 | 3.1623e-09 | 5spot_SharedNeighbor | CO2 | Porous | Wet | R600a | MinimizeLCOE_Brownfield | IgnoreSilica | 2019 | 106.542 | 9.3649 | 0.88578 | 4 | 12481.0225 | 26697.112 | 254.4425 | 544.2567 | 61.9562 | 8.7067 | 73.7643 | 2814546.3401 | 0 | 2389465.494 | 0 | 0 | 0 | 1226853.654 | 2508037.5403 | 6525399.2107 | 4453719.0449 | 19918021.284 | 961560.8286 | 23341978.1048 | 23341978.1048 | 17712525.3824 | 9314579.3857 | 0 | 44221560.2175 | 94590643.0904 | 3162277.6602 | 3.5431 | 12481.0225 | 26697.112 | 254.4425 | 544.2567
1 | 5300 | 707 | 0.02 | 15 | 15 | 7 | 4.217e-09 | 5spot_SharedNeighbor | CO2 | Porous | Wet | R600a | MinimizeLCOE_Brownfield | IgnoreSilica | 2019 | 106.6197 | 9.3725 | 0.88682 | 4 | 12467.9444 | 26667.2221 | 254.1759 | 543.6474 | 61.9526 | 8.7052 | 72.057 | 2815751.7091 | 0 | 2390907.3178 | 0 | 0 | 0 | 1226132.5946 | 2508788.7324 | 6527353.6583 | 4455052.9955 | 19923987.0077 | 961560.8286 | 23341978.1048 | 23341978.1048 | 17712525.3824 | 9314579.3857 | 0 | 44227525.9412 | 94596608.8141 | 4216965.0343 | 3.5473 | 12467.9444 | 26667.2221 | 254.1759 | 543.6474
1 | 5300 | 707 | 0.02 | 15 | 15 | 7 | 5.6234e-09 | 5spot_SharedNeighbor | CO2 | Porous | Wet | R600a | MinimizeLCOE_Brownfield | IgnoreSilica | 2019 | 106.6929 | 9.3795 | 0.88766 | 4 | 12458.1413 | 26644.1104 | 253.9761 | 543.1762 | 61.9492 | 8.7038 | 67.6663 | 2816884.8104 | 0 | 2392263.3499 | 0 | 0 | 0 | 1225801.8707 | 2509630.5121 | 6529543.7964 | 4456547.8097 | 19930672.149 | 961560.8286 | 23341978.1048 | 23341978.1048 | 17712525.3824 | 9314579.3857 | 0 | 44234211.0824 | 94603293.9554 | 5623413.2519 | 3.5506 | 12458.1413 | 26644.1104 | 253.9761 | 543.1762
1 | 5300 | 707 | 0.02 | 15 | 15 | 7 | 7.4989e-09 | 5spot_SharedNeighbor | CO2 | Porous | Wet | R600a | MinimizeLCOE_Brownfield | IgnoreSilica | 2019 | 106.7512 | 9.3851 | 0.88829 | 4 | 12450.7925 | 26626.6223 | 253.8262 | 542.8197 | 61.9464 | 8.7027 | 71.0841 | 2817787.9364 | 0 | 2393344.6699 | 0 | 0 | 0 | 1225601.9573 | 2510326.4798 | 6531354.5617 | 4457783.6943 | 19936199.2994 | 961560.8286 | 23341978.1048 | 23341978.1048 | 17712525.3824 | 9314579.3857 | 0 | 44239738.2328 | 94608821.1057 | 7498942.0933 | 3.5532 | 12450.7925 | 26626.6223 | 253.8262 | 542.8197
1 | 5300 | 707 | 0.02 | 15 | 15 | 7 | 1e-08 | 5spot_SharedNeighbor | CO2 | Porous | Wet | R600a | MinimizeLCOE_Brownfield | IgnoreSilica | 2019 | 106.7855 | 9.3884 | 0.88874 | 4 | 12445.2829 | 26613.9689 | 253.7139 | 542.5618 | 61.9448 | 8.702 | 67.236 | 2818318.0028 | 0 | 2393979.5958 | 0 | 0 | 0 | 1225314.8718 | 2510668.8634 | 6532245.3736 | 4458391.6917 | 19938918.399 | 961560.8286 | 23341978.1048 | 23341978.1048 | 17712525.3824 | 9314579.3857 | 0 | 44242457.3325 | 94611540.2054 | 10000000 | 3.555 | 12445.2829 | 26613.9689 | 253.7139 | 542.5618
1 | 5400 | 707 | 0.02 | 15 | 15 | 7 | 1e-13 | 5spot_SharedNeighbor | CO2 | Porous | Wet | R600a | MinimizeLCOE_Brownfield | IgnoreSilica | 2019 | 0 | 0 | 0 | 0 |  |  |  |  | 15 |  | 19.1631 | [19 empty] | 100 | 0
1 | 5400 | 707 | 0.02 | 15 | 15 | 7 | 1.3335e-13 | 5spot_SharedNeighbor | CO2 | Porous | Wet | R600a | MinimizeLCOE_Brownfield | IgnoreSilica | 2019 | 0 | 0 | 0 | 0 |  |  |  |  | 15 |  | 18.2298 | [19 empty] | 133.3521 | 0
1 | 5400 | 707 | 0.02 | 15 | 15 | 7 | 1.7783e-13 | 5spot_SharedNeighbor | CO2 | Porous | Wet | R600a | MinimizeLCOE_Brownfield | IgnoreSilica | 2019 | 0 | 0 | 0 | 0 |  |  |  |  | 15 |  | 20.397 | [19 empty] | 177.8279 | 0
1 | 5400 | 707 | 0.02 | 15 | 15 | 7 | 2.3714e-13 | 5spot_SharedNeighbor | CO2 | Porous | Wet | R600a | MinimizeLCOE_Brownfield | IgnoreSilica | 2019 | 0 | 0 | 0 | 0 |  |  |  |  | 15 |  | 20.2007 | [19 empty] | 237.1374 | 0
1 | 5400 | 707 | 0.02 | 15 | 15 | 7 | 3.1623e-13 | 5spot_SharedNeighbor | CO2 | Porous | Wet | R600a | MinimizeLCOE_Brownfield | IgnoreSilica | 2019 | 1.6 | -0.051889 | 0.001373 | 4 | 4672714.1644 | 14060730.0094 | 95259.5986 | 286646.9998 | 43.9546 | 7.7117 | 21.2882 | 106855.3297 | 0 | 36567.7925 | 0 | 0 | 0 | 106829.1086 | 97598.37 | 253930.9386 | 173313.0834 | 775094.6229 | 961560.8286 | 23926120.3335 | 23926120.3335 | 18112060.8521 | 9521263.1161 | 0 | 25662775.785 | 77222220.0868 | 316.2278 | 0.005492 | 4672714.1644 | 14060730.0094 | 95259.5986 | 286646.9998
1 | 5400 | 707 | 0.02 | 15 | 15 | 7 | 4.217e-13 | 5spot_SharedNeighbor | CO2 | Porous | Wet | R600a | MinimizeLCOE_Brownfield | IgnoreSilica | 2019 | 1.6 | -0.045073 | 0.0029956 | 4 | 2138960.4235 | 6441904.4647 | 43605.6014 | 131326.9358 | 43.9547 | 7.7119 | 20.5419 | 106856.3456 | 0 | 36567.4094 | 0 | 0 | 0 | 96182.8662 | 93446.5823 | 243128.8386 | 165940.4282 | 742122.4704 | 961560.8286 | 23926120.3335 | 23926120.3335 | 18112060.8521 | 9521263.1161 | 0 | 25629803.6325 | 77189247.9343 | 421.6965 | 0.011982 | 2138960.4235 | 6441904.4647 | 43605.6014 | 131326.9358
1 | 5400 | 707 | 0.02 | 15 | 15 | 7 | 5.6234e-13 | 5spot_SharedNeighbor | CO2 | Porous | Wet | R600a | MinimizeLCOE_Brownfield | IgnoreSilica | 2019 | 3.254 | 0.035063 | 0.0077064 | 4 | 856725.8056 | 2529351.2857 | 17465.5144 | 51564.2472 | 52.7224 | 8.7132 | 45.1497 | 207982.6518 | 0 | 100604.0084 | 0 | 0 | 0 | 182584.9556 | 191556.9302 | 498391.8386 | 340162.6708 | 1521283.0554 | 961560.8286 | 23926120.3335 | 23926120.3335 | 18112060.8521 | 9521263.1161 | 0 | 26408964.2176 | 77968408.5194 | 562.3413 | 0.030825 | 856725.8056 | 2529351.2857 | 17465.5144 | 51564.2472
1 | 5400 | 707 | 0.02 | 15 | 15 | 7 | 7.4989e-13 | 5spot_SharedNeighbor | CO2 | Porous | Wet | R600a | MinimizeLCOE_Brownfield | IgnoreSilica | 2019 | 4.4527 | 0.12062 | 0.013517 | 4 | 497381.5406 | 1450991.7788 | 10139.7955 | 29580.43 | 55.7234 | 9.0369 | 45.3067 | 273868.0899 | 0 | 144038.8842 | 0 | 0 | 0 | 229298.4427 | 252410.1126 | 656719.3365 | 448224.4414 | 2004559.3073 | 961560.8286 | 23926120.3335 | 23926120.3335 | 18112060.8521 | 9521263.1161 | 0 | 26892240.4694 | 78451684.7712 | 749.8942 | 0.054068 | 497381.5406 | 1450991.7788 | 10139.7955 | 29580.43
1 | 5400 | 707 | 0.02 | 15 | 15 | 7 | 1e-12 | 5spot_SharedNeighbor | CO2 | Porous | Wet | R600a | MinimizeLCOE_Brownfield | IgnoreSilica | 2019 | 5.9749 | 0.24014 | 0.02175 | 4 | 315578.7062 | 908216.5874 | 6433.4988 | 18515.2236 | 58.0314 | 9.2783 | 47.9851 | 350893.1189 | 0 | 196154.0787 | 0 | 0 | 0 | 281957.8691 | 323311.976 | 841191.4412 | 574130.4434 | 2567638.9273 | 961560.8286 | 23926120.3335 | 23926120.3335 | 18112060.8521 | 9521263.1161 | 0 | 27455320.0895 | 79014764.3913 | 1000 | 0.087 | 315578.7062 | 908216.5874 | 6433.4988 | 18515.2236
1 | 5400 | 707 | 0.02 | 15 | 15 | 7 | 1.3335e-12 | 5spot_SharedNeighbor | CO2 | Porous | Wet | R600a | MinimizeLCOE_Brownfield | IgnoreSilica | 2019 | 7.948 | 0.40337 | 0.033108 | 4 | 212394.8162 | 601727.8757 | 4329.9556 | 12267.0366 | 59.8422 | 9.4622 | 54.8935 | 442662.591 | 0 | 259866.623 | 0 | 0 | 0 | 343494.6041 | 407949.289 | 1061400.3682 | 724427.5609 | 3239801.0361 | 961560.8286 | 23926120.3335 | 23926120.3335 | 18112060.8521 | 9521263.1161 | 0 | 28127482.1982 | 79686926.5 | 1333.5214 | 0.13243 | 212394.8162 | 601727.8757 | 4329.9556 | 12267.0366
1 | 5400 | 707 | 0.02 | 15 | 15 | 7 | 1.7783e-12 | 5spot_SharedNeighbor | CO2 | Porous | Wet | R600a | MinimizeLCOE_Brownfield | IgnoreSilica | 2019 | 10.487 | 0.6202 | 0.048488 | 4 | 149126.6162 | 414960.5456 | 3040.1478 | 8459.532 | 61.2467 | 9.6003 | 53.9909 | 551173.6969 | 0 | 337176.4958 | 0 | 0 | 0 | 414727.1699 | 508200.1714 | 1322232.5998 | 902450.9185 | 4035961.0522 | 961560.8286 | 23926120.3335 | 23926120.3335 | 18112060.8521 | 9521263.1161 | 0 | 28923642.2144 | 80483086.5162 | 1778.2794 | 0.19395 | 149126.6162 | 414960.5456 | 3040.1478 | 8459.532
1 | 5400 | 707 | 0.02 | 15 | 15 | 7 | 2.3714e-12 | 5spot_SharedNeighbor | CO2 | Porous | Wet | R600a | MinimizeLCOE_Brownfield | IgnoreSilica | 2019 | 13.7339 | 0.90299 | 0.069027 | 4 | 108151.9734 | 294888.0539 | 2204.8243 | 6011.6918 | 62.3263 | 9.7016 | 50.9134 | 678813.7253 | 0 | 430505.1474 | 0 | 0 | 0 | 496624.0765 | 626317.7502 | 1629550.3105 | 1112201.5708 | 4974012.5807 | 961560.8286 | 23926120.3335 | 23926120.3335 | 18112060.8521 | 9521263.1161 | 0 | 29861693.7429 | 81421138.0447 | 2371.3737 | 0.27611 | 108151.9734 | 294888.0539 | 2204.8243 | 6011.6918
1 | 5400 | 707 | 0.02 | 15 | 15 | 7 | 3.1623e-12 | 5spot_SharedNeighbor | CO2 | Porous | Wet | R600a | MinimizeLCOE_Brownfield | IgnoreSilica | 2019 | 17.8554 | 1.2665 | 0.096102 | 4 | 80540.0231 | 214666.5342 | 1641.9173 | 4376.2677 | 63.1463 | 9.7726 | 55.8399 | 828064.6055 | 0 | 542531.7282 | 0 | 0 | 0 | 590054.3467 | 764653.7654 | 1989472.2454 | 1357855.6871 | 6072632.3783 | 961560.8286 | 23926120.3335 | 23926120.3335 | 18112060.8521 | 9521263.1161 | 0 | 30960313.5405 | 82519757.8422 | 3162.2777 | 0.38441 | 80540.0231 | 214666.5342 | 1641.9173 | 4376.2677
1 | 5400 | 707 | 0.02 | 15 | 15 | 7 | 4.217e-12 | 5spot_SharedNeighbor | CO2 | Porous | Wet | R600a | MinimizeLCOE_Brownfield | IgnoreSilica | 2019 | 23.0176 | 1.726 | 0.13126 | 4 | 61385.9323 | 159583.999 | 1251.4353 | 3253.3357 | 63.754 | 9.8164 | 44.164 | 1000533.6459 | 0 | 675501.4929 | 0 | 0 | 0 | 694886.6502 | 924659.4977 | 2405774.3393 | 1641990.4203 | 7343346.0462 | 961560.8286 | 23926120.3335 | 23926120.3335 | 18112060.8521 | 9521263.1161 | 0 | 32231027.2084 | 83790471.5101 | 4216.965 | 0.52506 | 61385.9323 | 159583.999 | 1251.4353 | 3253.3357
1 | 5400 | 707 | 0.02 | 15 | 15 | 7 | 5.6234e-12 | 5spot_SharedNeighbor | CO2 | Porous | Wet | R600a | MinimizeLCOE_Brownfield | IgnoreSilica | 2019 | 29.3272 | 2.2917 | 0.17599 | 4 | 47821.8941 | 121062.9357 | 974.914 | 2468.0317 | 64.1824 | 9.8342 | 46.6181 | 1195366.9546 | 0 | 829960.0445 | 0 | 0 | 0 | 808623.6596 | 1105240.7569 | 2875609.7334 | 1962662.7309 | 8777463.8798 | 961560.8286 | 23926120.3335 | 23926120.3335 | 18112060.8521 | 9521263.1161 | 0 | 33665145.042 | 85224589.3437 | 5623.4133 | 0.70397 | 47821.8941 | 121062.9357 | 974.914 | 2468.0317
1 | 5400 | 707 | 0.02 | 15 | 15 | 7 | 7.4989e-12 | 5spot_SharedNeighbor | CO2 | Porous | Wet | R600a | MinimizeLCOE_Brownfield | IgnoreSilica | 2019 | 36.7862 | 2.9655 | 0.23127 | 4 | 38083.6976 | 93819.0256 | 776.3877 | 1912.6277 | 64.4563 | 9.8254 | 46.8293 | 1408685.7516 | 0 | 1004146.9569 | 0 | 0 | 0 | 926465.6827 | 1302326.3726 | 3388386.0775 | 2312643.1223 | 10342653.9636 | 961560.8286 | 23926120.3335 | 23926120.3335 | 18112060.8521 | 9521263.1161 | 0 | 35230335.1258 | 86789779.4275 | 7498.9421 | 0.92508 | 38083.6976 | 93819.0256 | 776.3877 | 1912.6277
1 | 5400 | 707 | 0.02 | 15 | 15 | 7 | 1e-11 | 5spot_SharedNeighbor | CO2 | Porous | Wet | R600a | MinimizeLCOE_Brownfield | IgnoreSilica | 2019 | 45.1977 | 3.7313 | 0.29689 | 4 | 31037.3958 | 74454.2733 | 632.7393 | 1517.8511 | 64.5946 | 9.7898 | 61.1795 | 1632024.3915 | 0 | 1192413.1929 | 0 | 0 | 0 | 1040465.8795 | 1507312.3509 | 3921717.5448 | 2676652.8076 | 11970586.1673 | 961560.8286 | 23926120.3335 | 23926120.3335 | 18112060.8521 | 9521263.1161 | 0 | 36858267.3294 | 88417711.6312 | 10000 | 1.1875 | 31037.3958 | 74454.2733 | 632.7393 | 1517.8511
1 | 5400 | 707 | 0.02 | 15 | 15 | 7 | 1.3335e-11 | 5spot_SharedNeighbor | CO2 | Porous | Wet | R600a | MinimizeLCOE_Brownfield | IgnoreSilica | 2019 | 54.1501 | 4.5537 | 0.37084 | 4 | 25923.5937 | 60681.767 | 528.4875 | 1237.0799 | 64.6163 | 9.7289 | 64.6861 | 1853361.5284 | 0 | 1385516.0423 | 0 | 0 | 0 | 1141376.8002 | 1708299.2046 | 4444644.1101 | 3033560.9335 | 13566758.6191 | 961560.8286 | 23926120.3335 | 23926120.3335 | 18112060.8521 | 9521263.1161 | 0 | 38454439.7813 | 90013884.0831 | 13335.2143 | 1.4834 | 25923.5937 | 60681.767 | 528.4875 | 1237.0799
1 | 5400 | 707 | 0.02 | 15 | 15 | 7 | 1.7783e-11 | 5spot_SharedNeighbor | CO2 | Porous | Wet | R600a | MinimizeLCOE_Brownfield | IgnoreSilica | 2019 | 63.0855 | 5.3823 | 0.44931 | 4 | 22212.4304 | 50900.8121 | 452.8304 | 1037.6819 | 64.5445 | 9.6479 | 52.2489 | 2059824.6114 | 0 | 1572352.1474 | 0 | 0 | 0 | 1221487.4212 | 1892929.0302 | 4925013.0434 | 3361422.601 | 15033028.8547 | 961560.8286 | 23926120.3335 | 23926120.3335 | 18112060.8521 | 9521263.1161 | 0 | 39920710.0168 | 91480154.3186 | 17782.7941 | 1.7972 | 22212.4304 | 50900.8121 | 452.8304 | 1037.6819
1 | 5400 | 707 | 0.02 | 15 | 15 | 7 | 2.3714e-11 | 5spot_SharedNeighbor | CO2 | Porous | Wet | R600a | MinimizeLCOE_Brownfield | IgnoreSilica | 2019 | 71.4239 | 6.1634 | 0.52736 | 4 | 19520.9866 | 43963.0432 | 397.9617 | 896.2461 | 64.4088 | 9.5554 | 70.5167 | 2240747.725 | 0 | 1742349.5465 | 0 | 0 | 0 | 1276718.119 | 2051328.0023 | 5337134.6767 | 3642704.084 | 16290982.1533 | 961560.8286 | 23926120.3335 | 23926120.3335 | 18112060.8521 | 9521263.1161 | 0 | 41178663.3154 | 92738107.6172 | 23713.7371 | 2.1095 | 19520.9866 | 43963.0432 | 397.9617 | 896.2461
1 | 5400 | 707 | 0.02 | 15 | 15 | 7 | 3.1623e-11 | 5spot_SharedNeighbor | CO2 | Porous | Wet | R600a | MinimizeLCOE_Brownfield | IgnoreSilica | 2019 | 78.8124 | 6.862 | 0.60062 | 4 | 17567.9818 | 39028.9682 | 358.1471 | 795.6583 | 64.2392 | 9.4604 | 64.8436 | 2392181.4335 | 0 | 1889995.7759 | 0 | 0 | 0 | 1309526.3035 | 2180764.37 | 5673901.5545 | 3872554.398 | 17318923.8354 | 961560.8286 | 23926120.3335 | 23926120.3335 | 18112060.8521 | 9521263.1161 | 0 | 42206604.9975 | 93766049.2993 | 31622.7766 | 2.4025 | 17567.9818 | 39028.9682 | 358.1471 | 795.6583
1 | 5400 | 707 | 0.02 | 15 | 15 | 7 | 4.217e-11 | 5spot_SharedNeighbor | CO2 | Porous | Wet | R600a | MinimizeLCOE_Brownfield | IgnoreSilica | 2019 | 85.0682 | 7.4585 | 0.66593 | 4 | 16147.5164 | 35503.7133 | 329.189 | 723.7912 | 64.0616 | 9.3706 | 75.0716 | 2514127.7099 | 0 | 2013087.8117 | 0 | 0 | 0 | 1324660.5704 | 2282231.6759 | 5937898.6706 | 4052737.8543 | 18124744.2928 | 961560.8286 | 23926120.3335 | 23926120.3335 | 18112060.8521 | 9521263.1161 | 0 | 43012425.4549 | 94571869.7567 | 42169.6503 | 2.6637 | 16147.5164 | 35503.7133 | 329.189 | 723.7912
1 | 5400 | 707 | 0.02 | 15 | 15 | 7 | 5.6234e-11 | 5spot_SharedNeighbor | CO2 | Porous | Wet | R600a | MinimizeLCOE_Brownfield | IgnoreSilica | 2019 | 90.1935 | 7.9508 | 0.72181 | 4 | 15110.6162 | 32968.3911 | 308.0504 | 672.1052 | 63.8937 | 9.2908 | 70.1348 | 2609843.8354 | 0 | 2112756.0379 | 0 | 0 | 0 | 1327951.9246 | 2359715.2012 | 6139494.9094 | 4190331.4296 | 18740093.3381 | 961560.8286 | 23926120.3335 | 23926120.3335 | 18112060.8521 | 9521263.1161 | 0 | 43627774.5003 | 95187218.802 | 56234.1325 | 2.8872 | 15110.6162 | 32968.3911 | 308.0504 | 672.1052
1 | 5400 | 707 | 0.02 | 15 | 15 | 7 | 7.4989e-11 | 5spot_SharedNeighbor | CO2 | Porous | Wet | R600a | MinimizeLCOE_Brownfield | IgnoreSilica | 2019 | 94.3003 | 8.3476 | 0.76812 | 4 | 14350.5203 | 31131.6462 | 292.5548 | 634.6607 | 63.745 | 9.2227 | 84.7915 | 2683843.8267 | 0 | 2191911.1133 | 0 | 0 | 0 | 1324515.2521 | 2418105.3749 | 6291414.1639 | 4294019.4425 | 19203809.1734 | 961560.8286 | 23926120.3335 | 23926120.3335 | 18112060.8521 | 9521263.1161 | 0 | 44091490.3355 | 95650934.6373 | 74989.4209 | 3.0725 | 14350.5203 | 31131.6462 | 292.5548 | 634.6607
1 | 5400 | 707 | 0.02 | 15 | 15 | 7 | 1e-10 | 5spot_SharedNeighbor | CO2 | Porous | Wet | R600a | MinimizeLCOE_Brownfield | IgnoreSilica | 2019 | 97.5166 | 8.6599 | 0.80551 | 4 | 13791.0128 | 29793.1571 | 281.1484 | 607.3738 | 63.6198 | 9.167 | 81.4111 | 2740135.7104 | 0 | 2253493.7371 | 0 | 0 | 0 | 1317582.2849 | 2461372.5756 | 6403986.5449 | 4370852.4056 | 19547423.2586 | 961560.8286 | 23926120.3335 | 23926120.3335 | 18112060.8521 | 9521263.1161 | 0 | 44435104.4207 | 95994548.7225 | 100000 | 3.222 | 13791.0128 | 29793.1571 | 281.1484 | 607.3738
1 | 5400 | 707 | 0.02 | 15 | 15 | 7 | 1.3335e-10 | 5spot_SharedNeighbor | CO2 | Porous | Wet | R600a | MinimizeLCOE_Brownfield | IgnoreSilica | 2019 | 100.0233 | 8.9043 | 0.8352 | 4 | 13377.6101 | 28810.9168 | 272.7207 | 587.3495 | 63.5169 | 9.122 | 70.0545 | 2782998.583 | 0 | 2301253.3311 | 0 | 0 | 0 | 1309835.8226 | 2493694.2173 | 6488080.8263 | 4428248.4807 | 19804111.2609 | 961560.8286 | 23926120.3335 | 23926120.3335 | 18112060.8521 | 9521263.1161 | 0 | 44691792.4231 | 96251236.7249 | 133352.1432 | 3.3408 | 13377.6101 | 28810.9168 | 272.7207 | 587.3495
1 | 5400 | 707 | 0.02 | 15 | 15 | 7 | 1.7783e-10 | 5spot_SharedNeighbor | CO2 | Porous | Wet | R600a | MinimizeLCOE_Brownfield | IgnoreSilica | 2019 | 101.9381 | 9.0916 | 0.85838 | 4 | 13071.1822 | 28087.7319 | 266.4737 | 572.6064 | 63.4352 | 9.0867 | 76.6063 | 2815143.8918 | 0 | 2337600.2455 | 0 | 0 | 0 | 1302112.635 | 2517394.1412 | 6549743.167 | 4470334.2952 | 19992328.3758 | 961560.8286 | 23926120.3335 | 23926120.3335 | 18112060.8521 | 9521263.1161 | 0 | 44880009.538 | 96439453.8398 | 177827.941 | 3.4335 | 13071.1822 | 28087.7319 | 266.4737 | 572.6064
1 | 5400 | 707 | 0.02 | 15 | 15 | 7 | 2.3714e-10 | 5spot_SharedNeighbor | CO2 | Porous | Wet | R600a | MinimizeLCOE_Brownfield | IgnoreSilica | 2019 | 103.4092 | 9.2357 | 0.87634 | 4 | 12843.4526 | 27552.2029 | 261.8312 | 561.6889 | 63.3707 | 9.0591 | 81.8099 | 2839490.4226 | 0 | 2365448.448 | 0 | 0 | 0 | 1295409.0282 | 2535135.6806 | 6595903.013 | 4501839.3386 | 20133225.931 | 961560.8286 | 23926120.3335 | 23926120.3335 | 18112060.8521 | 9521263.1161 | 0 | 45020907.0931 | 96580351.3949 | 237137.3706 | 3.5054 | 12843.4526 | 27552.2029 | 261.8312 | 561.6889
1 | 5400 | 707 | 0.02 | 15 | 15 | 7 | 3.1623e-10 | 5spot_SharedNeighbor | CO2 | Porous | Wet | R600a | MinimizeLCOE_Brownfield | IgnoreSilica | 2019 | 104.5197 | 9.3449 | 0.89011 | 4 | 12673.8557 | 27155.1152 | 258.3737 | 553.5938 | 63.3209 | 9.038 | 68.6446 | 2857668.5268 | 0 | 2386428.6883 | 0 | 0 | 0 | 1289638.6252 | 2548156.9777 | 6629781.7572 | 4524962.2777 | 20236636.853 | 961560.8286 | 23926120.3335 | 23926120.3335 | 18112060.8521 | 9521263.1161 | 0 | 45124318.0151 | 96683762.3169 | 316227.766 | 3.5604 | 12673.8557 | 27155.1152 | 258.3737 | 553.5938
1 | 5400 | 707 | 0.02 | 15 | 15 | 7 | 4.217e-10 | 5spot_SharedNeighbor | CO2 | Porous | Wet | R600a | MinimizeLCOE_Brownfield | IgnoreSilica | 2019 | 105.3628 | 9.4278 | 0.90062 | 4 | 12547.345 | 26859.5706 | 255.7946 | 547.5687 | 63.2825 | 9.0218 | 73.5536 | 2871352.7541 | 0 | 2402331.7786 | 0 | 0 | 0 | 1284972.3098 | 2557876.1686 | 6655069.098 | 4542221.4074 | 20313823.5164 | 961560.8286 | 23926120.3335 | 23926120.3335 | 18112060.8521 | 9521263.1161 | 0 | 45201504.6786 | 96760948.9803 | 421696.5034 | 3.6025 | 12547.345 | 26859.5706 | 255.7946 | 547.5687
1 | 5400 | 707 | 0.02 | 15 | 15 | 7 | 5.6234e-10 | 5spot_SharedNeighbor | CO2 | Porous | Wet | R600a | MinimizeLCOE_Brownfield | IgnoreSilica | 2019 | 106.0083 | 9.4913 | 0.90863 | 4 | 12452.8545 | 26638.844 | 253.8683 | 543.0689 | 63.2527 | 9.0093 | 73.445 | 2881762.0967 | 0 | 2414493.5373 | 0 | 0 | 0 | 1281386.829 | 2565280.5606 | 6674333.8073 | 4555369.9673 | 20372626.7982 | 961560.8286 | 23926120.3335 | 23926120.3335 | 18112060.8521 | 9521263.1161 | 0 | 45260307.9603 | 96819752.2621 | 562341.3252 | 3.6345 | 12452.8545 | 26638.844 | 253.8683 | 543.0689
1 | 5400 | 707 | 0.02 | 15 | 15 | 7 | 7.4989e-10 | 5spot_SharedNeighbor | CO2 | Porous | Wet | R600a | MinimizeLCOE_Brownfield | IgnoreSilica | 2019 | 106.4929 | 9.539 | 0.9147 | 4 | 12382.2112 | 26474.1768 | 252.4281 | 539.7119 | 63.2302 | 8.9998 | 79.7981 | 2889537.0688 | 0 | 2423614.5984 | 0 | 0 | 0 | 1278540.6408 | 2570760.0002 | 6688590.185 | 4565100.2381 | 20416142.7313 | 961560.8286 | 23926120.3335 | 23926120.3335 | 18112060.8521 | 9521263.1161 | 0 | 45303823.8934 | 96863268.1952 | 749894.2093 | 3.6588 | 12382.2112 | 26474.1768 | 252.4281 | 539.7119
1 | 5400 | 707 | 0.02 | 15 | 15 | 7 | 1e-09 | 5spot_SharedNeighbor | CO2 | Porous | Wet | R600a | MinimizeLCOE_Brownfield | IgnoreSilica | 2019 | 106.8561 | 9.5748 | 0.91927 | 4 | 12329.3574 | 26351.1923 | 251.3506 | 537.2047 | 63.2132 | 8.9927 | 76.0512 | 2895343.5766 | 0 | 2430447.4449 | 0 | 0 | 0 | 1276310.7582 | 2574819.6941 | 6699152.6758 | 4572309.3551 | 20448383.5047 | 961560.8286 | 23926120.3335 | 23926120.3335 | 18112060.8521 | 9521263.1161 | 0 | 45336064.6668 | 96895508.9686 | 1000000 | 3.6771 | 12329.3574 | 26351.1923 | 251.3506 | 537.2047
1 | 5400 | 707 | 0.02 | 15 | 15 | 7 | 1.3335e-09 | 5spot_SharedNeighbor | CO2 | Porous | Wet | R600a | MinimizeLCOE_Brownfield | IgnoreSilica | 2019 | 107.1339 | 9.6021 | 0.92273 | 4 | 12289.791 | 26258.9847 | 250.544 | 535.3249 | 63.2001 | 8.9872 | 71.0354 | 2899772.6956 | 0 | 2435671.6446 | 0 | 0 | 0 | 1274666.5191 | 2577943.2351 | 6707279.489 | 4577856.072 | 20473189.6555 | 961560.8286 | 23926120.3335 | 23926120.3335 | 18112060.8521 | 9521263.1161 | 0 | 45360870.8176 | 96920315.1194 | 1333521.4322 | 3.6909 | 12289.791 | 26258.9847 | 250.544 | 535.3249
1 | 5400 | 707 | 0.02 | 15 | 15 | 7 | 1.7783e-09 | 5spot_SharedNeighbor | CO2 | Porous | Wet | R600a | MinimizeLCOE_Brownfield | IgnoreSilica | 2019 | 107.3313 | 9.6217 | 0.92531 | 4 | 12260.1588 | 26190.509 | 249.9399 | 533.929 | 63.1908 | 8.9833 | 81.4248 | 2902913.3982 | 0 | 2439382.6879 | 0 | 0 | 0 | 1273242.0333 | 2580059.8665 | 6712786.5297 | 4581614.7405 | 20489999.2561 | 961560.8286 | 23926120.3335 | 23926120.3335 | 18112060.8521 | 9521263.1161 | 0 | 45377680.4182 | 96937124.72 | 1778279.41 | 3.7012 | 12260.1588 | 26190.509 | 249.9399 | 533.929
1 | 5400 | 707 | 0.02 | 15 | 15 | 7 | 2.3714e-09 | 5spot_SharedNeighbor | CO2 | Porous | Wet | R600a | MinimizeLCOE_Brownfield | IgnoreSilica | 2019 | 107.4823 | 9.6366 | 0.92725 | 4 | 12237.9596 | 26139.1087 | 249.4874 | 532.8811 | 63.1836 | 8.9804 | 72.8611 | 2905311.0335 | 0 | 2442219.3455 | 0 | 0 | 0 | 1272199.973 | 2581694.8373 | 6717040.3881 | 4584518.0863 | 20502983.6637 | 961560.8286 | 23926120.3335 | 23926120.3335 | 18112060.8521 | 9521263.1161 | 0 | 45390664.8258 | 96950109.1276 | 2371373.7057 | 3.709 | 12237.9596 | 26139.1087 | 249.4874 | 532.8811
1 | 5400 | 707 | 0.02 | 15 | 15 | 7 | 3.1623e-09 | 5spot_SharedNeighbor | CO2 | Porous | Wet | R600a | MinimizeLCOE_Brownfield | IgnoreSilica | 2019 | 107.6092 | 9.649 | 0.92875 | 4 | 12221.3248 | 26099.9728 | 249.1482 | 532.0832 | 63.1776 | 8.9778 | 73.1696 | 2907323.9531 | 0 | 2444603.1935 | 0 | 0 | 0 | 1271610.4765 | 2583179.673 | 6720903.6261 | 4587154.8256 | 20514775.7477 | 961560.8286 | 23926120.3335 | 23926120.3335 | 18112060.8521 | 9521263.1161 | 0 | 45402456.9098 | 96961901.2116 | 3162277.6602 | 3.715 | 12221.3248 | 26099.9728 | 249.1482 | 532.0832
1 | 5400 | 707 | 0.02 | 15 | 15 | 7 | 4.217e-09 | 5spot_SharedNeighbor | CO2 | Porous | Wet | R600a | MinimizeLCOE_Brownfield | IgnoreSilica | 2019 | 107.6844 | 9.6566 | 0.92982 | 4 | 12208.8573 | 26071.5856 | 248.8941 | 531.5045 | 63.174 | 8.9764 | 83.8 | 2908515.5168 | 0 | 2446015.5112 | 0 | 0 | 0 | 1270869.1702 | 2583906.0773 | 6722793.5811 | 4588444.7587 | 20520544.6153 | 961560.8286 | 23926120.3335 | 23926120.3335 | 18112060.8521 | 9521263.1161 | 0 | 45408225.7775 | 96967670.0793 | 4216965.0343 | 3.7193 | 12208.8573 | 26071.5856 | 248.8941 | 531.5045
1 | 5400 | 707 | 0.02 | 15 | 15 | 7 | 5.6234e-09 | 5spot_SharedNeighbor | CO2 | Porous | Wet | R600a | MinimizeLCOE_Brownfield | IgnoreSilica | 2019 | 107.7575 | 9.6637 | 0.93067 | 4 | 12199.5118 | 26049.5304 | 248.7035 | 531.0549 | 63.1705 | 8.9749 | 82.0695 | 2909674.4686 | 0 | 2447389.7973 | 0 | 0 | 0 | 1270557.0771 | 2584772.3238 | 6725047.3768 | 4589983.0205 | 20527424.0641 | 961560.8286 | 23926120.3335 | 23926120.3335 | 18112060.8521 | 9521263.1161 | 0 | 45415105.2263 | 96974549.528 | 5623413.2519 | 3.7227 | 12199.5118 | 26049.5304 | 248.7035 | 531.0549
1 | 5400 | 707 | 0.02 | 15 | 15 | 7 | 7.4989e-09 | 5spot_SharedNeighbor | CO2 | Porous | Wet | R600a | MinimizeLCOE_Brownfield | IgnoreSilica | 2019 | 107.7964 | 9.6677 | 0.93127 | 4 | 12192.506 | 26033.7443 | 248.5607 | 530.7331 | 63.1687 | 8.9741 | 83.3256 | 2910290.0901 | 0 | 2448120.2035 | 0 | 0 | 0 | 1270086.6266 | 2585113.7989 | 6725935.8249 | 4590589.4046 | 20530135.9485 | 961560.8286 | 23926120.3335 | 23926120.3335 | 18112060.8521 | 9521263.1161 | 0 | 45417817.1106 | 96977261.4124 | 7498942.0933 | 3.7251 | 12192.506 | 26033.7443 | 248.5607 | 530.7331
1 | 5400 | 707 | 0.02 | 15 | 15 | 7 | 1e-08 | 5spot_SharedNeighbor | CO2 | Porous | Wet | R600a | MinimizeLCOE_Brownfield | IgnoreSilica | 2019 | 107.8501 | 9.6728 | 0.93178 | 4 | 12187.2536 | 26020.7689 | 248.4536 | 530.4686 | 63.1661 | 8.9731 | 80.3878 | 2911140.3666 | 0 | 2449129.1496 | 0 | 0 | 0 | 1270093.4276 | 2585841.5481 | 6727829.2791 | 4591881.726 | 20535915.4969 | 961560.8286 | 23926120.3335 | 23926120.3335 | 18112060.8521 | 9521263.1161 | 0 | 45423596.6591 | 96983040.9608 | 10000000 | 3.7271 | 12187.2536 | 26020.7689 | 248.4536 | 530.4686
1 | 5500 | 707 | 0.02 | 15 | 15 | 7 | 1e-13 | 5spot_SharedNeighbor | CO2 | Porous | Wet | R600a | MinimizeLCOE_Brownfield | IgnoreSilica | 2019 | 0 | 0 | 0 | 0 |  |  |  |  | 15 |  | 18.6426 | [19 empty] | 100 | 0
1 | 5500 | 707 | 0.02 | 15 | 15 | 7 | 1.3335e-13 | 5spot_SharedNeighbor | CO2 | Porous | Wet | R600a | MinimizeLCOE_Brownfield | IgnoreSilica | 2019 | 0 | 0 | 0 | 0 |  |  |  |  | 15 |  | 21.2842 | [19 empty] | 133.3521 | 0
1 | 5500 | 707 | 0.02 | 15 | 15 | 7 | 1.7783e-13 | 5spot_SharedNeighbor | CO2 | Porous | Wet | R600a | MinimizeLCOE_Brownfield | IgnoreSilica | 2019 | 0 | 0 | 0 | 0 |  |  |  |  | 15 |  | 21.4804 | [19 empty] | 177.8279 | 0
1 | 5500 | 707 | 0.02 | 15 | 15 | 7 | 2.3714e-13 | 5spot_SharedNeighbor | CO2 | Porous | Wet | R600a | MinimizeLCOE_Brownfield | IgnoreSilica | 2019 | 0 | 0 | 0 | 0 |  |  |  |  | 15 |  | 20.7613 | [19 empty] | 237.1374 | 0
1 | 5500 | 707 | 0.02 | 15 | 15 | 7 | 3.1623e-13 | 5spot_SharedNeighbor | CO2 | Porous | Wet | R600a | MinimizeLCOE_Brownfield | IgnoreSilica | 2019 | 1.6 | -0.05338 | 0.0014987 | 4 | 4381038.2287 | 13182836.0678 | 89313.3901 | 268749.9443 | 44.279 | 7.9252 | 22.9254 | 108691.3445 | 0 | 36465.4023 | 0 | 0 | 0 | 108308.895 | 98851.6003 | 257191.5867 | 175538.5427 | 785047.3715 | 961560.8286 | 24516122.6531 | 24516122.6531 | 18517163.4082 | 9730290.8829 | 0 | 26262730.8532 | 79026307.7974 | 316.2278 | 0.0059946 | 4381038.2287 | 13182836.0678 | 89313.3901 | 268749.9443
1 | 5500 | 707 | 0.02 | 15 | 15 | 7 | 4.217e-13 | 5spot_SharedNeighbor | CO2 | Porous | Wet | R600a | MinimizeLCOE_Brownfield | IgnoreSilica | 2019 | 1.6 | -0.046592 | 0.0031162 | 4 | 2104327.9427 | 6337327.0607 | 42899.5714 | 129194.984 | 44.2791 | 7.9254 | 22.9732 | 108692.3818 | 0 | 36465.0125 | 0 | 0 | 0 | 97763.6146 | 94739.1935 | 246491.9477 | 168235.8192 | 752387.9693 | 961560.8286 | 24516122.6531 | 24516122.6531 | 18517163.4082 | 9730290.8829 | 0 | 26230071.451 | 78993648.3952 | 421.6965 | 0.012465 | 2104327.9427 | 6337327.0607 | 42899.5714 | 129194.984
1 | 5500 | 707 | 0.02 | 15 | 15 | 7 | 5.6234e-13 | 5spot_SharedNeighbor | CO2 | Porous | Wet | R600a | MinimizeLCOE_Brownfield | IgnoreSilica | 2019 | 3.3855 | 0.041403 | 0.0083469 | 4 | 811236.3296 | 2391580.2487 | 16538.1499 | 48755.5982 | 53.7942 | 9.0107 | 46.0556 | 219694.163 | 0 | 106210.1574 | 0 | 0 | 0 | 193068.2203 | 202399.2909 | 526601.437 | 359416.3014 | 1607389.5699 | 961560.8286 | 24516122.6531 | 24516122.6531 | 18517163.4082 | 9730290.8829 | 0 | 27085073.0517 | 79848649.9959 | 562.3413 | 0.033387 | 811236.3296 | 2391580.2487 | 16538.1499 | 48755.5982
1 | 5500 | 707 | 0.02 | 15 | 15 | 7 | 7.4989e-13 | 5spot_SharedNeighbor | CO2 | Porous | Wet | R600a | MinimizeLCOE_Brownfield | IgnoreSilica | 2019 | 4.6159 | 0.13156 | 0.014609 | 4 | 472092.6936 | 1375046.309 | 9624.2481 | 28032.1789 | 56.8211 | 9.3354 | 53.521 | 288265.914 | 0 | 151110.1526 | 0 | 0 | 0 | 241479.5374 | 265533.6855 | 690864.1813 | 471528.9996 | 2108782.4704 | 961560.8286 | 24516122.6531 | 24516122.6531 | 18517163.4082 | 9730290.8829 | 0 | 27586465.9521 | 80350042.8963 | 749.8942 | 0.058434 | 472092.6936 | 1375046.309 | 9624.2481 | 28032.1789
1 | 5500 | 707 | 0.02 | 15 | 15 | 7 | 1e-12 | 5spot_SharedNeighbor | CO2 | Porous | Wet | R600a | MinimizeLCOE_Brownfield | IgnoreSilica | 2019 | 6.1964 | 0.25836 | 0.023475 | 4 | 300090.5278 | 861998.2409 | 6117.7513 | 17573.0001 | 59.1811 | 9.5806 | 60.5031 | 369377.8741 | 0 | 205610.5192 | 0 | 0 | 0 | 297091.7944 | 340111.2732 | 884899.7665 | 603962.2735 | 2701053.5009 | 961560.8286 | 24516122.6531 | 24516122.6531 | 18517163.4082 | 9730290.8829 | 0 | 28178736.9826 | 80942313.9268 | 1000 | 0.093901 | 300090.5278 | 861998.2409 | 6117.7513 | 17573.0001
1 | 5500 | 707 | 0.02 | 15 | 15 | 7 | 1.3335e-12 | 5spot_SharedNeighbor | CO2 | Porous | Wet | R600a | MinimizeLCOE_Brownfield | IgnoreSilica | 2019 | 8.2381 | 0.43083 | 0.035695 | 4 | 202286.0214 | 571825.7336 | 4123.8742 | 11657.441 | 61.0264 | 9.7665 | 53.3795 | 465679.1845 | 0 | 272004.7034 | 0 | 0 | 0 | 361708.2015 | 428762.9148 | 1115553.153 | 761387.9492 | 3405096.1063 | 961560.8286 | 24516122.6531 | 24516122.6531 | 18517163.4082 | 9730290.8829 | 0 | 28882779.588 | 81646356.5322 | 1333.5214 | 0.14278 | 202286.0214 | 571825.7336 | 4123.8742 | 11657.441
1 | 5500 | 707 | 0.02 | 15 | 15 | 7 | 1.7783e-12 | 5spot_SharedNeighbor | CO2 | Porous | Wet | R600a | MinimizeLCOE_Brownfield | IgnoreSilica | 2019 | 10.8593 | 0.65931 | 0.052231 | 4 | 142227.7459 | 394778.474 | 2899.505 | 8048.0932 | 62.4559 | 9.9056 | 34.0629 | 579316.7759 | 0 | 352398.8935 | 0 | 0 | 0 | 436244.4768 | 533504.457 | 1388069.1603 | 947385.7239 | 4236919.4873 | 961560.8286 | 24516122.6531 | 24516122.6531 | 18517163.4082 | 9730290.8829 | 0 | 29714602.969 | 82478179.9132 | 1778.2794 | 0.20892 | 142227.7459 | 394778.474 | 2899.505 | 8048.0932
1 | 5500 | 707 | 0.02 | 15 | 15 | 7 | 2.3714e-12 | 5spot_SharedNeighbor | CO2 | Porous | Wet | R600a | MinimizeLCOE_Brownfield | IgnoreSilica | 2019 | 14.2091 | 0.95698 | 0.074293 | 4 | 103286.9751 | 280838.2275 | 2105.6447 | 5725.2671 | 63.5556 | 10.0076 | 44.942 | 712936.0133 | 0 | 449408.3838 | 0 | 0 | 0 | 521888.8214 | 656850.9552 | 1708991.4468 | 1166421.7787 | 5216497.3991 | 961560.8286 | 24516122.6531 | 24516122.6531 | 18517163.4082 | 9730290.8829 | 0 | 30694180.8808 | 83457757.825 | 2371.3737 | 0.29717 | 103286.9751 | 280838.2275 | 2105.6447 | 5725.2671
1 | 5500 | 707 | 0.02 | 15 | 15 | 7 | 3.1623e-12 | 5spot_SharedNeighbor | CO2 | Porous | Wet | R600a | MinimizeLCOE_Brownfield | IgnoreSilica | 2019 | 18.4498 | 1.3386 | 0.10334 | 4 | 77022.0805 | 204666.6469 | 1570.1993 | 4172.4064 | 64.3895 | 10.0784 | 40.8542 | 868801.422 | 0 | 565567.9767 | 0 | 0 | 0 | 619197.2083 | 800890.9767 | 2083754.0362 | 1422204.9465 | 6360416.5665 | 961560.8286 | 24516122.6531 | 24516122.6531 | 18517163.4082 | 9730290.8829 | 0 | 31838100.0482 | 84601676.9924 | 3162.2777 | 0.41336 | 77022.0805 | 204666.6469 | 1570.1993 | 4172.4064
1 | 5500 | 707 | 0.02 | 15 | 15 | 7 | 4.217e-12 | 5spot_SharedNeighbor | CO2 | Porous | Wet | R600a | MinimizeLCOE_Brownfield | IgnoreSilica | 2019 | 23.7681 | 1.8214 | 0.14103 | 4 | 58790.2601 | 152325.4808 | 1198.519 | 3105.361 | 65.0085 | 10.1216 | 44.6569 | 1049189.1968 | 0 | 703659.188 | 0 | 0 | 0 | 728746.227 | 967821.8986 | 2518074.0526 | 1718637.2822 | 7686127.8452 | 961560.8286 | 24516122.6531 | 24516122.6531 | 18517163.4082 | 9730290.8829 | 0 | 33163811.3269 | 85927388.2711 | 4216.965 | 0.5641 | 58790.2601 | 152325.4808 | 1198.519 | 3105.361
1 | 5500 | 707 | 0.02 | 15 | 15 | 7 | 5.6234e-12 | 5spot_SharedNeighbor | CO2 | Porous | Wet | R600a | MinimizeLCOE_Brownfield | IgnoreSilica | 2019 | 30.2527 | 2.4145 | 0.18887 | 4 | 45873.7194 | 115715.8805 | 935.1978 | 2359.0247 | 65.4432 | 10.1376 | 52.3822 | 1252498.0567 | 0 | 863718.8426 | 0 | 0 | 0 | 847209.2768 | 1155736.2087 | 3006988.5409 | 2052331.4666 | 9178482.3924 | 961560.8286 | 24516122.6531 | 24516122.6531 | 18517163.4082 | 9730290.8829 | 0 | 34656165.8741 | 87419742.8183 | 5623.4133 | 0.75547 | 45873.7194 | 115715.8805 | 935.1978 | 2359.0247
1 | 5500 | 707 | 0.02 | 15 | 15 | 7 | 7.4989e-12 | 5spot_SharedNeighbor | CO2 | Porous | Wet | R600a | MinimizeLCOE_Brownfield | IgnoreSilica | 2019 | 37.8749 | 3.117 | 0.24779 | 4 | 36598.5768 | 89833.3258 | 746.1115 | 1831.3739 | 65.7181 | 10.126 | 58.5067 | 1473877.0413 | 0 | 1043264.7487 | 0 | 0 | 0 | 968838.607 | 1359532.3548 | 3537224.3088 | 2414228.2735 | 10796965.3341 | 961560.8286 | 24516122.6531 | 24516122.6531 | 18517163.4082 | 9730290.8829 | 0 | 36274648.8158 | 89038225.76 | 7498.9421 | 0.99115 | 36598.5768 | 89833.3258 | 746.1115 | 1831.3739
1 | 5500 | 707 | 0.02 | 15 | 15 | 7 | 1e-11 | 5spot_SharedNeighbor | CO2 | Porous | Wet | R600a | MinimizeLCOE_Brownfield | IgnoreSilica | 2019 | 46.4398 | 3.9128 | 0.31746 | 4 | 29887.6439 | 71439.3572 | 609.3 | 1456.3879 | 65.8541 | 10.0866 | 56.1107 | 1704895.5143 | 0 | 1236730.2466 | 0 | 0 | 0 | 1085980.5429 | 1570766.4585 | 4086812.1164 | 2789333.2451 | 12474518.1237 | 961560.8286 | 24516122.6531 | 24516122.6531 | 18517163.4082 | 9730290.8829 | 0 | 37952201.6054 | 90715778.5496 | 10000 | 1.2698 | 29887.6439 | 71439.3572 | 609.3 | 1456.3879
1 | 5500 | 707 | 0.02 | 15 | 15 | 7 | 1.3335e-11 | 5spot_SharedNeighbor | CO2 | Porous | Wet | R600a | MinimizeLCOE_Brownfield | IgnoreSilica | 2019 | 55.4996 | 4.7623 | 0.39557 | 4 | 25018.3958 | 58364.742 | 510.0338 | 1189.8442 | 65.8708 | 10.0213 | 58.6977 | 1932510.8377 | 0 | 1434059.4074 | 0 | 0 | 0 | 1188647.4126 | 1776534.8865 | 4622179.3572 | 3154732.3876 | 14108664.2889 | 961560.8286 | 24516122.6531 | 24516122.6531 | 18517163.4082 | 9730290.8829 | 0 | 39586347.7706 | 92349924.7148 | 13335.2143 | 1.5823 | 25018.3958 | 58364.742 | 510.0338 | 1189.8442
1 | 5500 | 707 | 0.02 | 15 | 15 | 7 | 1.7783e-11 | 5spot_SharedNeighbor | CO2 | Porous | Wet | R600a | MinimizeLCOE_Brownfield | IgnoreSilica | 2019 | 64.4861 | 5.6133 | 0.47797 | 4 | 21485.7219 | 49083.7248 | 438.0155 | 1000.6381 | 65.793 | 9.9359 | 58.505 | 2143595.2205 | 0 | 1623908.459 | 0 | 0 | 0 | 1269234.3324 | 1964327.8247 | 5110778.0607 | 3488211.0424 | 15600054.9397 | 961560.8286 | 24516122.6531 | 24516122.6531 | 18517163.4082 | 9730290.8829 | 0 | 41077738.4214 | 93841315.3656 | 17782.7941 | 1.9119 | 21485.7219 | 49083.7248 | 438.0155 | 1000.6381
1 | 5500 | 707 | 0.02 | 15 | 15 | 7 | 2.3714e-11 | 5spot_SharedNeighbor | CO2 | Porous | Wet | R600a | MinimizeLCOE_Brownfield | IgnoreSilica | 2019 | 72.8466 | 6.4129 | 0.55952 | 4 | 18924.1411 | 42499.3385 | 385.7942 | 866.4065 | 65.6509 | 9.8391 | 66.05 | 2328079.231 | 0 | 1796208.2404 | 0 | 0 | 0 | 1324532.9336 | 2125039.9579 | 5528918.0649 | 3773600.1872 | 16876378.6151 | 961560.8286 | 24516122.6531 | 24516122.6531 | 18517163.4082 | 9730290.8829 | 0 | 42354062.0968 | 95117639.041 | 23713.7371 | 2.2381 | 18924.1411 | 42499.3385 | 385.7942 | 866.4065
1 | 5500 | 707 | 0.02 | 15 | 15 | 7 | 3.1623e-11 | 5spot_SharedNeighbor | CO2 | Porous | Wet | R600a | MinimizeLCOE_Brownfield | IgnoreSilica | 2019 | 80.2083 | 7.1237 | 0.63565 | 4 | 17065.2916 | 37817.246 | 347.8991 | 770.9557 | 65.4761 | 9.7407 | 68.423 | 2481604.9688 | 0 | 1944988.7296 | 0 | 0 | 0 | 1356673.6484 | 2255474.2652 | 5868281.3767 | 4005222.6207 | 17912245.6094 | 961560.8286 | 24516122.6531 | 24516122.6531 | 18517163.4082 | 9730290.8829 | 0 | 43389929.0911 | 96153506.0353 | 31622.7766 | 2.5426 | 17065.2916 | 37817.246 | 347.8991 | 770.9557
1 | 5500 | 707 | 0.02 | 15 | 15 | 7 | 4.217e-11 | 5spot_SharedNeighbor | CO2 | Porous | Wet | R600a | MinimizeLCOE_Brownfield | IgnoreSilica | 2019 | 86.4151 | 7.7281 | 0.70321 | 4 | 15713.0128 | 34471.0014 | 320.331 | 702.738 | 65.2949 | 9.6484 | 70.8662 | 2604786.7523 | 0 | 2068550.1377 | 0 | 0 | 0 | 1370987.6749 | 2357286.5803 | 6133176.136 | 4186018.737 | 18720806.0182 | 961560.8286 | 24516122.6531 | 24516122.6531 | 18517163.4082 | 9730290.8829 | 0 | 44198489.4999 | 96962066.4441 | 42169.6503 | 2.8129 | 15713.0128 | 34471.0014 | 320.331 | 702.738
1 | 5500 | 707 | 0.02 | 15 | 15 | 7 | 5.6234e-11 | 5spot_SharedNeighbor | CO2 | Porous | Wet | R600a | MinimizeLCOE_Brownfield | IgnoreSilica | 2019 | 91.4971 | 8.2266 | 0.76086 | 4 | 14725.5725 | 32062.408 | 300.2007 | 653.6356 | 65.1242 | 9.5665 | 70.3283 | 2701472.1139 | 0 | 2168569.7728 | 0 | 0 | 0 | 1373772.7188 | 2435087.6962 | 6335598.6803 | 4324176.2828 | 19338677.2649 | 961560.8286 | 24516122.6531 | 24516122.6531 | 18517163.4082 | 9730290.8829 | 0 | 44816360.7466 | 97579937.6908 | 56234.1325 | 3.0434 | 14725.5725 | 32062.408 | 300.2007 | 653.6356
1 | 5500 | 707 | 0.02 | 15 | 15 | 7 | 7.4989e-11 | 5spot_SharedNeighbor | CO2 | Porous | Wet | R600a | MinimizeLCOE_Brownfield | IgnoreSilica | 2019 | 95.5527 | 8.6268 | 0.80848 | 4 | 14001.481 | 30317.0754 | 285.4391 | 618.0546 | 64.9739 | 9.4971 | 80.0742 | 2775963.837 | 0 | 2247705.0281 | 0 | 0 | 0 | 1369801.8239 | 2493453.5687 | 6487454.7081 | 4427821.1421 | 19802200.1079 | 961560.8286 | 24516122.6531 | 24516122.6531 | 18517163.4082 | 9730290.8829 | 0 | 45279883.5897 | 98043460.5339 | 74989.4209 | 3.2339 | 14001.481 | 30317.0754 | 285.4391 | 618.0546
1 | 5500 | 707 | 0.02 | 15 | 15 | 7 | 1e-10 | 5spot_SharedNeighbor | CO2 | Porous | Wet | R600a | MinimizeLCOE_Brownfield | IgnoreSilica | 2019 | 98.7346 | 8.9423 | 0.84689 | 4 | 13468.2999 | 29043.9662 | 274.5695 | 592.1005 | 64.8474 | 9.4402 | 72.7812 | 2832758.8421 | 0 | 2309393.0008 | 0 | 0 | 0 | 1362660.5883 | 2536876.8482 | 6600433.1739 | 4504931.2665 | 20147053.7198 | 961560.8286 | 24516122.6531 | 24516122.6531 | 18517163.4082 | 9730290.8829 | 0 | 45624737.2015 | 98388314.1457 | 100000 | 3.3876 | 13468.2999 | 29043.9662 | 274.5695 | 592.1005
1 | 5500 | 707 | 0.02 | 15 | 15 | 7 | 1.3335e-10 | 5spot_SharedNeighbor | CO2 | Porous | Wet | R600a | MinimizeLCOE_Brownfield | IgnoreSilica | 2019 | 101.1876 | 9.1866 | 0.87726 | 4 | 13074.2346 | 28110.6259 | 266.536 | 573.0731 | 64.7446 | 9.3948 | 75.0197 | 2875557.4688 | 0 | 2356723.4942 | 0 | 0 | 0 | 1354383.6118 | 2568799.1842 | 6683488.544 | 4561618.2632 | 20400570.5661 | 961560.8286 | 24516122.6531 | 24516122.6531 | 18517163.4082 | 9730290.8829 | 0 | 45878254.0478 | 98641830.992 | 133352.1432 | 3.5091 | 13074.2346 | 28110.6259 | 266.536 | 573.0731
1 | 5500 | 707 | 0.02 | 15 | 15 | 7 | 1.7783e-10 | 5spot_SharedNeighbor | CO2 | Porous | Wet | R600a | MinimizeLCOE_Brownfield | IgnoreSilica | 2019 | 103.0971 | 9.3772 | 0.90107 | 4 | 12782.0695 | 27421.2356 | 260.5798 | 559.019 | 64.6616 | 9.3587 | 81.2931 | 2908279.2202 | 0 | 2393435.4907 | 0 | 0 | 0 | 1346887.4147 | 2592954.8289 | 6746336.5768 | 4604513.337 | 20592406.8682 | 961560.8286 | 24516122.6531 | 24516122.6531 | 18517163.4082 | 9730290.8829 | 0 | 46070090.3499 | 98833667.2941 | 177827.941 | 3.6043 | 12782.0695 | 27421.2356 | 260.5798 | 559.019
1 | 5500 | 707 | 0.02 | 15 | 15 | 7 | 2.3714e-10 | 5spot_SharedNeighbor | CO2 | Porous | Wet | R600a | MinimizeLCOE_Brownfield | IgnoreSilica | 2019 | 104.5346 | 9.5212 | 0.91941 | 4 | 12564.8969 | 26912.0508 | 256.1524 | 548.6386 | 64.5973 | 9.3309 | 77.8645 | 2932569.1193 | 0 | 2420998.784 | 0 | 0 | 0 | 1339911.9741 | 2610457.1522 | 6791874.0315 | 4635593.5856 | 20731404.6466 | 961560.8286 | 24516122.6531 | 24516122.6531 | 18517163.4082 | 9730290.8829 | 0 | 46209088.1283 | 98972665.0725 | 237137.3706 | 3.6776 | 12564.8969 | 26912.0508 | 256.1524 | 548.6386
1 | 5500 | 707 | 0.02 | 15 | 15 | 7 | 3.1623e-10 | 5spot_SharedNeighbor | CO2 | Porous | Wet | R600a | MinimizeLCOE_Brownfield | IgnoreSilica | 2019 | 105.6381 | 9.6318 | 0.93352 | 4 | 12403.1371 | 26533.4835 | 252.8547 | 540.921 | 64.5468 | 9.3093 | 81.1263 | 2951015.8767 | 0 | 2442116.4602 | 0 | 0 | 0 | 1334243.2687 | 2623676.4862 | 6826268.027 | 4659068.1942 | 20836388.3129 | 961560.8286 | 24516122.6531 | 24516122.6531 | 18517163.4082 | 9730290.8829 | 0 | 46314071.7946 | 99077648.7388 | 316227.766 | 3.7341 | 12403.1371 | 26533.4835 | 252.8547 | 540.921
1 | 5500 | 707 | 0.02 | 15 | 15 | 7 | 4.217e-10 | 5spot_SharedNeighbor | CO2 | Porous | Wet | R600a | MinimizeLCOE_Brownfield | IgnoreSilica | 2019 | 106.4734 | 9.7156 | 0.94428 | 4 | 12282.4579 | 26251.7851 | 250.3945 | 535.1781 | 64.5081 | 9.2928 | 80.1307 | 2964864.2268 | 0 | 2458078.432 | 0 | 0 | 0 | 1329625.3933 | 2633501.5403 | 6851830.8025 | 4676515.3137 | 20914415.7086 | 961560.8286 | 24516122.6531 | 24516122.6531 | 18517163.4082 | 9730290.8829 | 0 | 46392099.1903 | 99155676.1345 | 421696.5034 | 3.7771 | 12282.4579 | 26251.7851 | 250.3945 | 535.1781
1 | 5500 | 707 | 0.02 | 15 | 15 | 7 | 5.6234e-10 | 5spot_SharedNeighbor | CO2 | Porous | Wet | R600a | MinimizeLCOE_Brownfield | IgnoreSilica | 2019 | 107.0996 | 9.7786 | 0.95243 | 4 | 12192.3147 | 26041.9921 | 248.5568 | 530.9012 | 64.4787 | 9.2803 | 78.5001 | 2975180.2999 | 0 | 2470031.0802 | 0 | 0 | 0 | 1325878.7493 | 2640725.1505 | 6870625.1543 | 4689342.845 | 20971783.2791 | 961560.8286 | 24516122.6531 | 24516122.6531 | 18517163.4082 | 9730290.8829 | 0 | 46449466.7608 | 99213043.705 | 562341.3252 | 3.8097 | 12192.3147 | 26041.9921 | 248.5568 | 530.9012
1 | 5500 | 707 | 0.02 | 15 | 15 | 7 | 7.4989e-10 | 5spot_SharedNeighbor | CO2 | Porous | Wet | R600a | MinimizeLCOE_Brownfield | IgnoreSilica | 2019 | 107.5749 | 9.8264 | 0.95862 | 4 | 12124.9167 | 25885.2137 | 247.1828 | 527.7051 | 64.4562 | 9.2707 | 75.4096 | 2982972.2795 | 0 | 2479094.9883 | 0 | 0 | 0 | 1322995.8095 | 2646174.6001 | 6884803.5045 | 4699019.8604 | 21015061.0424 | 961560.8286 | 24516122.6531 | 24516122.6531 | 18517163.4082 | 9730290.8829 | 0 | 46492744.5241 | 99256321.4683 | 749894.2093 | 3.8345 | 12124.9167 | 25885.2137 | 247.1828 | 527.7051
1 | 5500 | 707 | 0.02 | 15 | 15 | 7 | 1e-09 | 5spot_SharedNeighbor | CO2 | Porous | Wet | R600a | MinimizeLCOE_Brownfield | IgnoreSilica | 2019 | 107.9233 | 9.8616 | 0.96326 | 4 | 12074.4881 | 25768.4722 | 246.1548 | 525.3252 | 64.4396 | 9.2637 | 74.6512 | 2988663.4836 | 0 | 2485735.0216 | 0 | 0 | 0 | 1320620.7786 | 2650057.5206 | 6894906.0672 | 4705915.067 | 21045897.9384 | 961560.8286 | 24516122.6531 | 24516122.6531 | 18517163.4082 | 9730290.8829 | 0 | 46523581.4202 | 99287158.3644 | 1000000 | 3.853 | 12074.4881 | 25768.4722 | 246.1548 | 525.3252
1 | 5500 | 707 | 0.02 | 15 | 15 | 7 | 1.3335e-09 | 5spot_SharedNeighbor | CO2 | Porous | Wet | R600a | MinimizeLCOE_Brownfield | IgnoreSilica | 2019 | 108.201 | 9.8894 | 0.96681 | 4 | 12036.7358 | 25680.4291 | 245.3851 | 523.5303 | 64.4263 | 9.2581 | 71.5521 | 2993187.0246 | 0 | 2491024.6417 | 0 | 0 | 0 | 1319037.0921 | 2653267.0157 | 6903256.5151 | 4711614.4193 | 21071386.7084 | 961560.8286 | 24516122.6531 | 24516122.6531 | 18517163.4082 | 9730290.8829 | 0 | 46549070.1901 | 99312647.1343 | 1333521.4322 | 3.8673 | 12036.7358 | 25680.4291 | 245.3851 | 523.5303
1 | 5500 | 707 | 0.02 | 15 | 15 | 7 | 1.7783e-09 | 5spot_SharedNeighbor | CO2 | Porous | Wet | R600a | MinimizeLCOE_Brownfield | IgnoreSilica | 2019 | 108.3908 | 9.9087 | 0.96942 | 4 | 12008.4614 | 25615.3915 | 244.8087 | 522.2044 | 64.4171 | 9.2543 | 67.0858 | 2996273.4151 | 0 | 2494640.017 | 0 | 0 | 0 | 1317542.0591 | 2655297.6416 | 6908539.787 | 4715220.3609 | 21087513.2807 | 961560.8286 | 24516122.6531 | 24516122.6531 | 18517163.4082 | 9730290.8829 | 0 | 46565196.7624 | 99328773.7066 | 1778279.41 | 3.8777 | 12008.4614 | 25615.3915 | 244.8087 | 522.2044
1 | 5500 | 707 | 0.02 | 15 | 15 | 7 | 2.3714e-09 | 5spot_SharedNeighbor | CO2 | Porous | Wet | R600a | MinimizeLCOE_Brownfield | IgnoreSilica | 2019 | 108.5493 | 9.9246 | 0.97144 | 4 | 11987.2788 | 25565.9626 | 244.3769 | 521.1967 | 64.4095 | 9.251 | 72.4449 | 2998847.1094 | 0 | 2497658.5537 | 0 | 0 | 0 | 1316648.8524 | 2657130.2611 | 6913307.8869 | 4718474.6871 | 21102067.3506 | 961560.8286 | 24516122.6531 | 24516122.6531 | 18517163.4082 | 9730290.8829 | 0 | 46579750.8323 | 99343327.7765 | 2371373.7057 | 3.8858 | 11987.2788 | 25565.9626 | 244.3769 | 521.1967
1 | 5500 | 707 | 0.02 | 15 | 15 | 7 | 3.1623e-09 | 5spot_SharedNeighbor | CO2 | Porous | Wet | R600a | MinimizeLCOE_Brownfield | IgnoreSilica | 2019 | 108.664 | 9.9362 | 0.97294 | 4 | 11971.4055 | 25529.135 | 244.0533 | 520.4459 | 64.404 | 9.2487 | 73.771 | 3000706.1669 | 0 | 2499841.1511 | 0 | 0 | 0 | 1315905.7288 | 2658416.6882 | 6916654.9065 | 4720759.0967 | 21112283.7382 | 961560.8286 | 24516122.6531 | 24516122.6531 | 18517163.4082 | 9730290.8829 | 0 | 46589967.2199 | 99353544.1641 | 3162277.6602 | 3.8918 | 11971.4055 | 25529.135 | 244.0533 | 520.4459
1 | 5500 | 707 | 0.02 | 15 | 15 | 7 | 4.217e-09 | 5spot_SharedNeighbor | CO2 | Porous | Wet | R600a | MinimizeLCOE_Brownfield | IgnoreSilica | 2019 | 108.7392 | 9.9438 | 0.97404 | 4 | 11959.5086 | 25502.0328 | 243.8108 | 519.8934 | 64.4003 | 9.2472 | 76.0801 | 3001924.0819 | 0 | 2501272.101 | 0 | 0 | 0 | 1315180.751 | 2659167.0042 | 6918607.0747 | 4722091.4917 | 21118242.5044 | 961560.8286 | 24516122.6531 | 24516122.6531 | 18517163.4082 | 9730290.8829 | 0 | 46595925.9861 | 99359502.9303 | 4216965.0343 | 3.8961 | 11959.5086 | 25502.0328 | 243.8108 | 519.8934
1 | 5500 | 707 | 0.02 | 15 | 15 | 7 | 5.6234e-09 | 5spot_SharedNeighbor | CO2 | Porous | Wet | R600a | MinimizeLCOE_Brownfield | IgnoreSilica | 2019 | 108.8124 | 9.9511 | 0.97491 | 4 | 11950.5908 | 25480.9636 | 243.629 | 519.4639 | 64.3968 | 9.2457 | 68.5223 | 3003108.674 | 0 | 2502664.5229 | 0 | 0 | 0 | 1314886.5827 | 2660057.3141 | 6920923.4784 | 4723672.4848 | 21125313.0568 | 961560.8286 | 24516122.6531 | 24516122.6531 | 18517163.4082 | 9730290.8829 | 0 | 46602996.5385 | 99366573.4827 | 5623413.2519 | 3.8996 | 11950.5908 | 25480.9636 | 243.629 | 519.4639
1 | 5500 | 707 | 0.02 | 15 | 15 | 7 | 7.4989e-09 | 5spot_SharedNeighbor | CO2 | Porous | Wet | R600a | MinimizeLCOE_Brownfield | IgnoreSilica | 2019 | 108.8512 | 9.9551 | 0.97551 | 4 | 11943.9054 | 25465.8941 | 243.4927 | 519.1567 | 64.3949 | 9.2449 | 71.9486 | 3003737.9149 | 0 | 2503404.5669 | 0 | 0 | 0 | 1314424.2208 | 2660411.014 | 6921843.7332 | 4724300.5776 | 21128122.0274 | 961560.8286 | 24516122.6531 | 24516122.6531 | 18517163.4082 | 9730290.8829 | 0 | 46605805.5091 | 99369382.4533 | 7498942.0933 | 3.9021 | 11943.9054 | 25465.8941 | 243.4927 | 519.1567
1 | 5500 | 707 | 0.02 | 15 | 15 | 7 | 1e-08 | 5spot_SharedNeighbor | CO2 | Porous | Wet | R600a | MinimizeLCOE_Brownfield | IgnoreSilica | 2019 | 108.8977 | 9.9597 | 0.97602 | 4 | 11938.8932 | 25453.8161 | 243.3905 | 518.9105 | 64.3926 | 9.244 | 82.819 | 3004489.9337 | 0 | 2504289.1325 | 0 | 0 | 0 | 1314336.7197 | 2661015.1565 | 6923415.588 | 4725373.4008 | 21132919.9312 | 961560.8286 | 24516122.6531 | 24516122.6531 | 18517163.4082 | 9730290.8829 | 0 | 46610603.4129 | 99374180.3571 | 10000000 | 3.9041 | 11938.8932 | 25453.8161 | 243.3905 | 518.9105
1 | 5600 | 707 | 0.02 | 15 | 15 | 7 | 1e-13 | 5spot_SharedNeighbor | CO2 | Porous | Wet | R600a | MinimizeLCOE_Brownfield | IgnoreSilica | 2019 | 0 | 0 | 0 | 0 |  |  |  |  | 15 |  | 20.4304 | [19 empty] | 100 | 0
1 | 5600 | 707 | 0.02 | 15 | 15 | 7 | 1.3335e-13 | 5spot_SharedNeighbor | CO2 | Porous | Wet | R600a | MinimizeLCOE_Brownfield | IgnoreSilica | 2019 | 0 | 0 | 0 | 0 |  |  |  |  | 15 |  | 22.0424 | [19 empty] | 133.3521 | 0
1 | 5600 | 707 | 0.02 | 15 | 15 | 7 | 1.7783e-13 | 5spot_SharedNeighbor | CO2 | Porous | Wet | R600a | MinimizeLCOE_Brownfield | IgnoreSilica | 2019 | 0 | 0 | 0 | 0 |  |  |  |  | 15 |  | 21.9204 | [19 empty] | 177.8279 | 0
1 | 5600 | 707 | 0.02 | 15 | 15 | 7 | 2.3714e-13 | 5spot_SharedNeighbor | CO2 | Porous | Wet | R600a | MinimizeLCOE_Brownfield | IgnoreSilica | 2019 | 0 | 0 | 0 | 0 |  |  |  |  | 15 |  | 20.0795 | [19 empty] | 237.1374 | 0
1 | 5600 | 707 | 0.02 | 15 | 15 | 7 | 3.1623e-13 | 5spot_SharedNeighbor | CO2 | Porous | Wet | R600a | MinimizeLCOE_Brownfield | IgnoreSilica | 2019 | 1.6 | -0.054857 | 0.0016212 | 4 | 4143312.143 | 12467675.5113 | 84467.0223 | 254170.4291 | 44.5931 | 8.1375 | 23.6501 | 110493.384 | 0 | 36354.1946 | 0 | 0 | 0 | 109776.581 | 100083.4222 | 260396.5348 | 177725.9856 | 794830.1022 | 961560.8286 | 25111985.0635 | 25111985.0635 | 18927833.0506 | 9941662.686 | 0 | 26868375.9943 | 80849856.7945 | 316.2278 | 0.0064848 | 4143312.143 | 12467675.5113 | 84467.0223 | 254170.4291
1 | 5600 | 707 | 0.02 | 15 | 15 | 7 | 4.217e-13 | 5spot_SharedNeighbor | CO2 | Porous | Wet | R600a | MinimizeLCOE_Brownfield | IgnoreSilica | 2019 | 1.6 | -0.048097 | 0.0032338 | 4 | 2074672.4747 | 6247939.9716 | 42295.0046 | 127372.7073 | 44.5932 | 8.1377 | 22.4907 | 110494.4422 | 0 | 36353.7984 | 0 | 0 | 0 | 99329.4282 | 96009.2908 | 249796.4805 | 170491.2308 | 762474.6709 | 961560.8286 | 25111985.0635 | 25111985.0635 | 18927833.0506 | 9941662.686 | 0 | 26836020.5631 | 80817501.3632 | 421.6965 | 0.012935 | 2074672.4747 | 6247939.9716 | 42295.0046 | 127372.7073
1 | 5600 | 707 | 0.02 | 15 | 15 | 7 | 5.6234e-13 | 5spot_SharedNeighbor | CO2 | Porous | Wet | R600a | MinimizeLCOE_Brownfield | IgnoreSilica | 2019 | 3.5124 | 0.047778 | 0.0090294 | 4 | 768766.5642 | 2263368.0031 | 15672.3462 | 46141.8182 | 54.8508 | 9.3066 | 38.6444 | 231351.6107 | 0 | 111716.9866 | 0 | 0 | 0 | 203380.1077 | 213114.9949 | 554481.5009 | 378445.0179 | 1692490.2187 | 961560.8286 | 25111985.0635 | 25111985.0635 | 18927833.0506 | 9941662.686 | 0 | 27766036.1109 | 81747516.911 | 562.3413 | 0.036118 | 768766.5642 | 2263368.0031 | 15672.3462 | 46141.8182
1 | 5600 | 707 | 0.02 | 15 | 15 | 7 | 7.4989e-13 | 5spot_SharedNeighbor | CO2 | Porous | Wet | R600a | MinimizeLCOE_Brownfield | IgnoreSilica | 2019 | 4.7887 | 0.14353 | 0.015771 | 4 | 448495.9172 | 1304213.2102 | 9143.1959 | 26588.1504 | 57.9383 | 9.6358 | 36.0237 | 303452.5759 | 0 | 158619.5032 | 0 | 0 | 0 | 254389.0767 | 279419.8508 | 726993.1348 | 496187.7527 | 2219061.894 | 961560.8286 | 25111985.0635 | 25111985.0635 | 18927833.0506 | 9941662.686 | 0 | 28292607.7862 | 82274088.5863 | 749.8942 | 0.063083 | 448495.9172 | 1304213.2102 | 9143.1959 | 26588.1504
1 | 5600 | 707 | 0.02 | 15 | 15 | 7 | 1e-12 | 5spot_SharedNeighbor | CO2 | Porous | Wet | R600a | MinimizeLCOE_Brownfield | IgnoreSilica | 2019 | 6.4157 | 0.27701 | 0.025302 | 4 | 285636.1554 | 819001.11 | 5823.0794 | 16696.4454 | 60.3305 | 9.8827 | 51.592 | 388096.815 | 0 | 215114.5271 | 0 | 0 | 0 | 312271.5049 | 357038.3103 | 928940.4448 | 634020.9414 | 2835482.5435 | 961560.8286 | 25111985.0635 | 25111985.0635 | 18927833.0506 | 9941662.686 | 0 | 28909028.4356 | 82890509.2358 | 1000 | 0.10121 | 285636.1554 | 819001.11 | 5823.0794 | 16696.4454
1 | 5600 | 707 | 0.02 | 15 | 15 | 7 | 1.3335e-12 | 5spot_SharedNeighbor | CO2 | Porous | Wet | R600a | MinimizeLCOE_Brownfield | IgnoreSilica | 2019 | 8.5204 | 0.45853 | 0.038428 | 4 | 192847.5521 | 544030.2948 | 3931.4582 | 11090.7934 | 62.208 | 10.0704 | 49.4623 | 488770.2283 | 0 | 284050.6957 | 0 | 0 | 0 | 379716.3121 | 449489.5221 | 1169479.5335 | 798193.812 | 3569700.1037 | 961560.8286 | 25111985.0635 | 25111985.0635 | 18927833.0506 | 9941662.686 | 0 | 29643245.9958 | 83624726.796 | 1333.5214 | 0.15371 | 192847.5521 | 544030.2948 | 3931.4582 | 11090.7934
1 | 5600 | 707 | 0.02 | 15 | 15 | 7 | 1.7783e-12 | 5spot_SharedNeighbor | CO2 | Porous | Wet | R600a | MinimizeLCOE_Brownfield | IgnoreSilica | 2019 | 11.2271 | 0.69918 | 0.056179 | 4 | 135782.6657 | 376002.3185 | 2768.1133 | 7665.3158 | 63.6669 | 10.2111 | 43.0407 | 607798.2318 | 0 | 367680.218 | 0 | 0 | 0 | 457775.3925 | 558968.9985 | 1454322.6738 | 992605.1082 | 4439150.6227 | 961560.8286 | 25111985.0635 | 25111985.0635 | 18927833.0506 | 9941662.686 | 0 | 30512696.5149 | 84494177.315 | 1778.2794 | 0.22472 | 135782.6657 | 376002.3185 | 2768.1133 | 7665.3158
1 | 5600 | 707 | 0.02 | 15 | 15 | 7 | 2.3714e-12 | 5spot_SharedNeighbor | CO2 | Porous | Wet | R600a | MinimizeLCOE_Brownfield | IgnoreSilica | 2019 | 14.6862 | 1.0126 | 0.079849 | 4 | 98739.0063 | 267751.18 | 2012.9282 | 5458.47 | 64.7894 | 10.3139 | 44.9628 | 747764.5251 | 0 | 468599.9381 | 0 | 0 | 0 | 547489.8486 | 687903.1816 | 1789782.9702 | 1221563.6535 | 5463104.1171 | 961560.8286 | 25111985.0635 | 25111985.0635 | 18927833.0506 | 9941662.686 | 0 | 31536650.0092 | 85518130.8094 | 2371.3737 | 0.31939 | 98739.0063 | 267751.18 | 2012.9282 | 5458.47
1 | 5600 | 707 | 0.02 | 15 | 15 | 7 | 3.1623e-12 | 5spot_SharedNeighbor | CO2 | Porous | Wet | R600a | MinimizeLCOE_Brownfield | IgnoreSilica | 2019 | 19.0734 | 1.415 | 0.111 | 4 | 73730.8512 | 195315.6469 | 1503.1031 | 3981.7736 | 65.6416 | 10.3849 | 51.9944 | 911341.371 | 0 | 589678.3224 | 0 | 0 | 0 | 649800.9779 | 838820.0618 | 2182437.7351 | 1489558.5988 | 6661637.0669 | 961560.8286 | 25111985.0635 | 25111985.0635 | 18927833.0506 | 9941662.686 | 0 | 32735182.9591 | 86716663.7592 | 3162.2777 | 0.44398 | 73730.8512 | 195315.6469 | 1503.1031 | 3981.7736
1 | 5600 | 707 | 0.02 | 15 | 15 | 7 | 4.217e-12 | 5spot_SharedNeighbor | CO2 | Porous | Wet | R600a | MinimizeLCOE_Brownfield | IgnoreSilica | 2019 | 24.525 | 1.9198 | 0.1513 | 4 | 56359.7542 | 145555.1008 | 1148.9698 | 2967.3376 | 66.2684 | 10.427 | 57.9835 | 1098953.4743 | 0 | 732331.2656 | 0 | 0 | 0 | 763164.1375 | 1011835.0622 | 2632587.2758 | 1796794.91 | 8035666.1253 | 961560.8286 | 25111985.0635 | 25111985.0635 | 18927833.0506 | 9941662.686 | 0 | 34109212.0174 | 88090692.8176 | 4216.965 | 0.60521 | 56359.7542 | 145555.1008 | 1148.9698 | 2967.3376
1 | 5600 | 707 | 0.02 | 15 | 15 | 7 | 5.6234e-12 | 5spot_SharedNeighbor | CO2 | Porous | Wet | R600a | MinimizeLCOE_Brownfield | IgnoreSilica | 2019 | 31.1734 | 2.54 | 0.20238 | 4 | 44047.6633 | 110731.1822 | 897.9712 | 2257.4049 | 66.7084 | 10.4411 | 52.1528 | 1310521.8942 | 0 | 897779.8999 | 0 | 0 | 0 | 885991.7788 | 1206774.4934 | 3139779.6884 | 2142964.1533 | 9583811.9079 | 961560.8286 | 25111985.0635 | 25111985.0635 | 18927833.0506 | 9941662.686 | 0 | 35657357.8001 | 89638838.6002 | 5623.4133 | 0.80952 | 44047.6633 | 110731.1822 | 897.9712 | 2257.4049
1 | 5600 | 707 | 0.02 | 15 | 15 | 7 | 7.4989e-12 | 5spot_SharedNeighbor | CO2 | Porous | Wet | R600a | MinimizeLCOE_Brownfield | IgnoreSilica | 2019 | 38.9614 | 3.2721 | 0.26509 | 4 | 35204.9112 | 86112.7421 | 717.6997 | 1755.5247 | 66.9847 | 10.4266 | 56.0362 | 1540160.7972 | 0 | 1082811.2944 | 0 | 0 | 0 | 1011513.5733 | 1417449.4093 | 3687912.6042 | 2517076.1314 | 11256923.8099 | 961560.8286 | 25111985.0635 | 25111985.0635 | 18927833.0506 | 9941662.686 | 0 | 37330469.7021 | 91311950.5022 | 7498.9421 | 1.0604 | 35204.9112 | 86112.7421 | 717.6997 | 1755.5247
1 | 5600 | 707 | 0.02 | 15 | 15 | 7 | 1e-11 | 5spot_SharedNeighbor | CO2 | Porous | Wet | R600a | MinimizeLCOE_Brownfield | IgnoreSilica | 2019 | 47.6922 | 4.0996 | 0.33899 | 4 | 28807.176 | 68617.9569 | 587.2732 | 1398.8699 | 67.1184 | 10.3832 | 55.5276 | 1779285.5124 | 0 | 1281813.5911 | 0 | 0 | 0 | 1132158.5411 | 1635370.4814 | 4254898.5319 | 2904055.6775 | 12987582.3353 | 961560.8286 | 25111985.0635 | 25111985.0635 | 18927833.0506 | 9941662.686 | 0 | 39061128.2275 | 93042609.0276 | 10000 | 1.356 | 28807.176 | 68617.9569 | 587.2732 | 1398.8699
1 | 5600 | 707 | 0.02 | 15 | 15 | 7 | 1.3335e-11 | 5spot_SharedNeighbor | CO2 | Porous | Wet | R600a | MinimizeLCOE_Brownfield | IgnoreSilica | 2019 | 56.8567 | 4.9765 | 0.42138 | 4 | 24166.2931 | 56193.0114 | 492.6626 | 1145.5705 | 67.1299 | 10.3133 | 60.7009 | 2013131.2962 | 0 | 1483334.5881 | 0 | 0 | 0 | 1236462.1806 | 1845841.9453 | 4802502.1074 | 3277806.3699 | 14659078.4875 | 961560.8286 | 25111985.0635 | 25111985.0635 | 18927833.0506 | 9941662.686 | 0 | 40732624.3796 | 94714105.1798 | 13335.2143 | 1.6855 | 24166.2931 | 56193.0114 | 492.6626 | 1145.5705
1 | 5600 | 707 | 0.02 | 15 | 15 | 7 | 1.7783e-11 | 5spot_SharedNeighbor | CO2 | Porous | Wet | R600a | MinimizeLCOE_Brownfield | IgnoreSilica | 2019 | 65.9017 | 5.8506 | 0.50781 | 4 | 20800.2302 | 47375.7456 | 424.0408 | 965.8187 | 67.0455 | 10.2231 | 59.0844 | 2228985.1609 | 0 | 1676355.8012 | 0 | 0 | 0 | 1317639.2754 | 2036962.2926 | 5299758.047 | 3617193.7662 | 16176894.3433 | 961560.8286 | 25111985.0635 | 25111985.0635 | 18927833.0506 | 9941662.686 | 0 | 42250440.2355 | 96231921.0356 | 17782.7941 | 2.0312 | 20800.2302 | 47375.7456 | 424.0408 | 965.8187
1 | 5600 | 707 | 0.02 | 15 | 15 | 7 | 2.3714e-11 | 5spot_SharedNeighbor | CO2 | Porous | Wet | R600a | MinimizeLCOE_Brownfield | IgnoreSilica | 2019 | 74.2498 | 6.6657 | 0.59284 | 4 | 18359.812 | 41123.6894 | 374.2896 | 838.362 | 66.8975 | 10.1224 | 54.5544 | 2416228.1413 | 0 | 1850236.304 | 0 | 0 | 0 | 1372171.2259 | 2199067.9118 | 5721523.6156 | 3905057.4332 | 17464284.6317 | 961560.8286 | 25111985.0635 | 25111985.0635 | 18927833.0506 | 9941662.686 | 0 | 43537830.5239 | 97519311.324 | 23713.7371 | 2.3714 | 18359.812 | 41123.6894 | 374.2896 | 838.362
1 | 5600 | 707 | 0.02 | 15 | 15 | 7 | 3.1623e-11 | 5spot_SharedNeighbor | CO2 | Porous | Wet | R600a | MinimizeLCOE_Brownfield | IgnoreSilica | 2019 | 81.5897 | 7.3891 | 0.67187 | 4 | 16588.7857 | 36674.9755 | 338.1848 | 747.669 | 66.7176 | 10.0206 | 69.5251 | 2571905.3952 | 0 | 2000229.4189 | 0 | 0 | 0 | 1403703.9469 | 2330577.1168 | 6063683.5908 | 4138588.647 | 18508688.1155 | 961560.8286 | 25111985.0635 | 25111985.0635 | 18927833.0506 | 9941662.686 | 0 | 44582234.0077 | 98563714.8078 | 31622.7766 | 2.6875 | 16588.7857 | 36674.9755 | 338.1848 | 747.669
1 | 5600 | 707 | 0.02 | 15 | 15 | 7 | 4.217e-11 | 5spot_SharedNeighbor | CO2 | Porous | Wet | R600a | MinimizeLCOE_Brownfield | IgnoreSilica | 2019 | 87.7575 | 8.0023 | 0.74174 | 4 | 15300.1084 | 33494.2518 | 311.9134 | 682.8256 | 66.5325 | 9.9255 | 77.3522 | 2696468.0257 | 0 | 2124433.486 | 0 | 0 | 0 | 1417341.0033 | 2432914.5809 | 6329944.68 | 4320317.3115 | 19321419.0875 | 961560.8286 | 25111985.0635 | 25111985.0635 | 18927833.0506 | 9941662.686 | 0 | 45394964.9796 | 99376445.7797 | 42169.6503 | 2.967 | 15300.1084 | 33494.2518 | 311.9134 | 682.8256
1 | 5600 | 707 | 0.02 | 15 | 15 | 7 | 5.6234e-11 | 5spot_SharedNeighbor | CO2 | Porous | Wet | R600a | MinimizeLCOE_Brownfield | IgnoreSilica | 2019 | 92.7734 | 8.5047 | 0.80109 | 4 | 14358.8133 | 31205.0455 | 292.7238 | 636.1571 | 66.3599 | 9.842 | 71.6674 | 2793635.8823 | 0 | 2224324.3318 | 0 | 0 | 0 | 1419141.3939 | 2510469.6271 | 6531727.0016 | 4458037.8922 | 19937336.1289 | 961560.8286 | 25111985.0635 | 25111985.0635 | 18927833.0506 | 9941662.686 | 0 | 46010882.0211 | 99992362.8212 | 56234.1325 | 3.2044 | 14358.8133 | 31205.0455 | 292.7238 | 636.1571
1 | 5600 | 707 | 0.02 | 15 | 15 | 7 | 7.4989e-11 | 5spot_SharedNeighbor | CO2 | Porous | Wet | R600a | MinimizeLCOE_Brownfield | IgnoreSilica | 2019 | 96.7829 | 8.9086 | 0.85004 | 4 | 13668.3257 | 29544.4026 | 278.6473 | 602.3026 | 66.2079 | 9.7712 | 74.107 | 2868670.6932 | 0 | 2303509.7334 | 0 | 0 | 0 | 1414683.7126 | 2568877.0143 | 6683691.0421 | 4561756.4723 | 20401188.668 | 961560.8286 | 25111985.0635 | 25111985.0635 | 18927833.0506 | 9941662.686 | 0 | 46474734.5601 | 100456215.3603 | 74989.4209 | 3.4002 | 13668.3257 | 29544.4026 | 278.6473 | 602.3026
1 | 5600 | 707 | 0.02 | 15 | 15 | 7 | 1e-10 | 5spot_SharedNeighbor | CO2 | Porous | Wet | R600a | MinimizeLCOE_Brownfield | IgnoreSilica | 2019 | 99.9307 | 9.2272 | 0.88947 | 4 | 13159.7258 | 28332.1292 | 268.2788 | 577.5888 | 66.0801 | 9.7132 | 73.7611 | 2925945.634 | 0 | 2365289.6744 | 0 | 0 | 0 | 1407306.9667 | 2612431.4873 | 6797010.8466 | 4639099.5674 | 20747084.1764 | 961560.8286 | 25111985.0635 | 25111985.0635 | 18927833.0506 | 9941662.686 | 0 | 46820630.0686 | 100802110.8687 | 100000 | 3.5579 | 13159.7258 | 28332.1292 | 268.2788 | 577.5888
1 | 5600 | 707 | 0.02 | 15 | 15 | 7 | 1.3335e-10 | 5spot_SharedNeighbor | CO2 | Porous | Wet | R600a | MinimizeLCOE_Brownfield | IgnoreSilica | 2019 | 102.364 | 9.4745 | 0.92063 | 4 | 12783.7228 | 27442.5719 | 260.6135 | 559.4539 | 65.9761 | 9.6669 | 80.8481 | 2969238.3078 | 0 | 2412825.5375 | 0 | 0 | 0 | 1399023.7345 | 2644624.1561 | 6880769.5673 | 4696266.6153 | 21002747.9186 | 961560.8286 | 25111985.0635 | 25111985.0635 | 18927833.0506 | 9941662.686 | 0 | 47076293.8108 | 101057774.6109 | 133352.1432 | 3.6825 | 12783.7228 | 27442.5719 | 260.6135 | 559.4539
1 | 5600 | 707 | 0.02 | 15 | 15 | 7 | 1.7783e-10 | 5spot_SharedNeighbor | CO2 | Porous | Wet | R600a | MinimizeLCOE_Brownfield | IgnoreSilica | 2019 | 104.2297 | 9.6648 | 0.94494 | 4 | 12504.8843 | 26786.6675 | 254.929 | 546.0824 | 65.8934 | 9.6305 | 73.9646 | 3001852.2791 | 0 | 2449146.778 | 0 | 0 | 0 | 1391098.8441 | 2668418.1814 | 6942676.7403 | 4738519.533 | 21191712.3558 | 961560.8286 | 25111985.0635 | 25111985.0635 | 18927833.0506 | 9941662.686 | 0 | 47265258.248 | 101246739.0481 | 177827.941 | 3.7797 | 12504.8843 | 26786.6675 | 254.929 | 546.0824
1 | 5600 | 707 | 0.02 | 15 | 15 | 7 | 2.3714e-10 | 5spot_SharedNeighbor | CO2 | Porous | Wet | R600a | MinimizeLCOE_Brownfield | IgnoreSilica | 2019 | 105.6575 | 9.8106 | 0.96373 | 4 | 12297.5788 | 26300.8879 | 250.7028 | 536.1792 | 65.8283 | 9.6021 | 82.987 | 3026472.0047 | 0 | 2476871.9865 | 0 | 0 | 0 | 1384209.6857 | 2686145.934 | 6988800.716 | 4770000.0942 | 21332500.4212 | 961560.8286 | 25111985.0635 | 25111985.0635 | 18927833.0506 | 9941662.686 | 0 | 47406046.3134 | 101387527.1135 | 237137.3706 | 3.8549 | 12297.5788 | 26300.8879 | 250.7028 | 536.1792
1 | 5600 | 707 | 0.02 | 15 | 15 | 7 | 3.1623e-10 | 5spot_SharedNeighbor | CO2 | Porous | Wet | R600a | MinimizeLCOE_Brownfield | IgnoreSilica | 2019 | 106.7318 | 9.9207 | 0.9781 | 4 | 12143.1455 | 25940.66 | 247.5544 | 528.8354 | 65.7783 | 9.5805 | 73.8399 | 3044801.0474 | 0 | 2497691.9557 | 0 | 0 | 0 | 1378274.3288 | 2699099.2594 | 7022502.6117 | 4793002.3305 | 21435371.5335 | 961560.8286 | 25111985.0635 | 25111985.0635 | 18927833.0506 | 9941662.686 | 0 | 47508917.4256 | 101490398.2258 | 316227.766 | 3.9124 | 12143.1455 | 25940.66 | 247.5544 | 528.8354
1 | 5600 | 707 | 0.02 | 15 | 15 | 7 | 4.217e-10 | 5spot_SharedNeighbor | CO2 | Porous | Wet | R600a | MinimizeLCOE_Brownfield | IgnoreSilica | 2019 | 107.5601 | 10.0055 | 0.98911 | 4 | 12027.9189 | 25671.8445 | 245.2054 | 523.3553 | 65.7392 | 9.5637 | 81.5513 | 3058819.2673 | 0 | 2513721.6126 | 0 | 0 | 0 | 1373706.2404 | 2709036.3769 | 7048356.953 | 4810648.4497 | 21514288.8999 | 961560.8286 | 25111985.0635 | 25111985.0635 | 18927833.0506 | 9941662.686 | 0 | 47587834.7921 | 101569315.5922 | 421696.5034 | 3.9564 | 12027.9189 | 25671.8445 | 245.2054 | 523.3553
1 | 5600 | 707 | 0.02 | 15 | 15 | 7 | 5.6234e-10 | 5spot_SharedNeighbor | CO2 | Porous | Wet | R600a | MinimizeLCOE_Brownfield | IgnoreSilica | 2019 | 108.1667 | 10.0679 | 0.99741 | 4 | 11941.8409 | 25472.2723 | 243.4506 | 519.2867 | 65.7102 | 9.5512 | 68.814 | 3069022.254 | 0 | 2525448.1913 | 0 | 0 | 0 | 1369776.3855 | 2716056.264 | 7066621.2592 | 4823114.2139 | 21570038.5679 | 961560.8286 | 25111985.0635 | 25111985.0635 | 18927833.0506 | 9941662.686 | 0 | 47643584.4601 | 101625065.2602 | 562341.3252 | 3.9896 | 11941.8409 | 25472.2723 | 243.4506 | 519.2867
1 | 5600 | 707 | 0.02 | 15 | 15 | 7 | 7.4989e-10 | 5spot_SharedNeighbor | CO2 | Porous | Wet | R600a | MinimizeLCOE_Brownfield | IgnoreSilica | 2019 | 108.642 | 10.1166 | 1.0037 | 4 | 11877.478 | 25322.4392 | 242.1385 | 516.2322 | 65.6873 | 9.5414 | 73.2122 | 3076979.3024 | 0 | 2534628.7652 | 0 | 0 | 0 | 1366992.0324 | 2721654.039 | 7081185.5214 | 4833054.6222 | 21614494.2825 | 961560.8286 | 25111985.0635 | 25111985.0635 | 18927833.0506 | 9941662.686 | 0 | 47688040.1747 | 101669520.9748 | 749894.2093 | 4.015 | 11877.478 | 25322.4392 | 242.1385 | 516.2322
1 | 5600 | 707 | 0.02 | 15 | 15 | 7 | 1e-09 | 5spot_SharedNeighbor | CO2 | Porous | Wet | R600a | MinimizeLCOE_Brownfield | IgnoreSilica | 2019 | 108.9903 | 10.1524 | 1.0085 | 4 | 11829.3179 | 25210.8682 | 241.1566 | 513.9576 | 65.6704 | 9.5342 | 78.5663 | 3082791.2232 | 0 | 2541354.336 | 0 | 0 | 0 | 1364689.2441 | 2725645.5733 | 7091570.6749 | 4840142.7028 | 21646193.7544 | 961560.8286 | 25111985.0635 | 25111985.0635 | 18927833.0506 | 9941662.686 | 0 | 47719739.6466 | 101701220.4467 | 1000000 | 4.034 | 11829.3179 | 25210.8682 | 241.1566 | 513.9576
1 | 5600 | 707 | 0.02 | 15 | 15 | 7 | 1.3335e-09 | 5spot_SharedNeighbor | CO2 | Porous | Wet | R600a | MinimizeLCOE_Brownfield | IgnoreSilica | 2019 | 109.2534 | 10.1795 | 1.0121 | 4 | 11793.2623 | 25127.3611 | 240.4216 | 512.2552 | 65.6576 | 9.5288 | 70.4618 | 3087167.2216 | 0 | 2546429.4601 | 0 | 0 | 0 | 1362939.0552 | 2728648.9374 | 7099384.8122 | 4845476.0121 | 21670045.4985 | 961560.8286 | 25111985.0635 | 25111985.0635 | 18927833.0506 | 9941662.686 | 0 | 47743591.3906 | 101725072.1907 | 1333521.4322 | 4.0484 | 11793.2623 | 25127.3611 | 240.4216 | 512.2552
1 | 5600 | 707 | 0.02 | 15 | 15 | 7 | 1.7783e-09 | 5spot_SharedNeighbor | CO2 | Porous | Wet | R600a | MinimizeLCOE_Brownfield | IgnoreSilica | 2019 | 109.4554 | 10.2002 | 1.0148 | 4 | 11766.258 | 25064.6595 | 239.8711 | 510.977 | 65.6477 | 9.5246 | 82.7785 | 3090522.4629 | 0 | 2550327.2927 | 0 | 0 | 0 | 1361672.5856 | 2730983.7131 | 7105459.4196 | 4849622.0565 | 21688587.5303 | 961560.8286 | 25111985.0635 | 25111985.0635 | 18927833.0506 | 9941662.686 | 0 | 47762133.4224 | 101743614.2225 | 1778279.41 | 4.0592 | 11766.258 | 25064.6595 | 239.8711 | 510.977
1 | 5600 | 707 | 0.02 | 15 | 15 | 7 | 2.3714e-09 | 5spot_SharedNeighbor | CO2 | Porous | Wet | R600a | MinimizeLCOE_Brownfield | IgnoreSilica | 2019 | 109.6017 | 10.2153 | 1.0168 | 4 | 11746.0264 | 25017.9461 | 239.4586 | 510.0247 | 65.6405 | 9.5215 | 75.9759 | 3092948.3346 | 0 | 2553149.081 | 0 | 0 | 0 | 1360626.194 | 2732622.2078 | 7109722.4467 | 4852531.6601 | 21701599.9242 | 961560.8286 | 25111985.0635 | 25111985.0635 | 18927833.0506 | 9941662.686 | 0 | 47775145.8163 | 101756626.6164 | 2371373.7057 | 4.0673 | 11746.0264 | 25017.9461 | 239.4586 | 510.0247
1 | 5600 | 707 | 0.02 | 15 | 15 | 7 | 3.1623e-09 | 5spot_SharedNeighbor | CO2 | Porous | Wet | R600a | MinimizeLCOE_Brownfield | IgnoreSilica | 2019 | 109.7138 | 10.2268 | 1.0184 | 4 | 11730.8655 | 24982.8553 | 239.1496 | 509.3093 | 65.635 | 9.5192 | 77.9617 | 3094804.0619 | 0 | 2555309.6943 | 0 | 0 | 0 | 1359868.3182 | 2733893.009 | 7113028.8109 | 4854788.3216 | 21711692.2159 | 961560.8286 | 25111985.0635 | 25111985.0635 | 18927833.0506 | 9941662.686 | 0 | 47785238.1081 | 101766718.9082 | 3162277.6602 | 4.0735 | 11730.8655 | 24982.8553 | 239.1496 | 509.3093
1 | 5600 | 707 | 0.02 | 15 | 15 | 7 | 4.217e-09 | 5spot_SharedNeighbor | CO2 | Porous | Wet | R600a | MinimizeLCOE_Brownfield | IgnoreSilica | 2019 | 109.8038 | 10.236 | 1.0195 | 4 | 11719.5024 | 24956.3024 | 238.9179 | 508.768 | 65.6306 | 9.5173 | 85.1187 | 3096293.4158 | 0 | 2557044.9782 | 0 | 0 | 0 | 1359386.74 | 2734962.8023 | 7115812.1935 | 4856688.0374 | 21720188.1671 | 961560.8286 | 25111985.0635 | 25111985.0635 | 18927833.0506 | 9941662.686 | 0 | 47793734.0592 | 101775214.8594 | 4216965.0343 | 4.0781 | 11719.5024 | 24956.3024 | 238.9179 | 508.768
1 | 5600 | 707 | 0.02 | 15 | 15 | 7 | 5.6234e-09 | 5spot_SharedNeighbor | CO2 | Porous | Wet | R600a | MinimizeLCOE_Brownfield | IgnoreSilica | 2019 | 109.8575 | 10.2417 | 1.0204 | 4 | 11710.9846 | 24937.0092 | 238.7443 | 508.3747 | 65.6279 | 9.5162 | 81.6218 | 3097181.4291 | 0 | 2558080.2669 | 0 | 0 | 0 | 1358810.7204 | 2735488.2424 | 7117179.281 | 4857621.1027 | 21724361.0425 | 961560.8286 | 25111985.0635 | 25111985.0635 | 18927833.0506 | 9941662.686 | 0 | 47797906.9346 | 101779387.7347 | 5623413.2519 | 4.0815 | 11710.9846 | 24937.0092 | 238.7443 | 508.3747
1 | 5600 | 707 | 0.02 | 15 | 15 | 7 | 7.4989e-09 | 5spot_SharedNeighbor | CO2 | Porous | Wet | R600a | MinimizeLCOE_Brownfield | IgnoreSilica | 2019 | 109.8964 | 10.2458 | 1.021 | 4 | 11704.5992 | 24922.6091 | 238.6141 | 508.0811 | 65.626 | 9.5153 | 83.32 | 3097824.1831 | 0 | 2558829.8875 | 0 | 0 | 0 | 1358356.0208 | 2735853.9356 | 7118130.7396 | 4858270.4928 | 21727265.2593 | 961560.8286 | 25111985.0635 | 25111985.0635 | 18927833.0506 | 9941662.686 | 0 | 47800811.1515 | 101782291.9516 | 7498942.0933 | 4.0839 | 11704.5992 | 24922.6091 | 238.6141 | 508.0811
1 | 5600 | 707 | 0.02 | 15 | 15 | 7 | 1e-08 | 5spot_SharedNeighbor | CO2 | Porous | Wet | R600a | MinimizeLCOE_Brownfield | IgnoreSilica | 2019 | 109.9501 | 10.2511 | 1.0215 | 4 | 11699.8117 | 24910.7389 | 238.5165 | 507.8391 | 65.6234 | 9.5142 | 81.6291 | 3098711.9529 | 0 | 2559865.3863 | 0 | 0 | 0 | 1358391.1041 | 2736617.6929 | 7120117.8794 | 4859626.7565 | 21733330.772 | 961560.8286 | 25111985.0635 | 25111985.0635 | 18927833.0506 | 9941662.686 | 0 | 47806876.6641 | 101788357.4643 | 10000000 | 4.0861 | 11699.8117 | 24910.7389 | 238.5165 | 507.8391
1 | 5700 | 707 | 0.02 | 15 | 15 | 7 | 1e-13 | 5spot_SharedNeighbor | CO2 | Porous | Wet | R600a | MinimizeLCOE_Brownfield | IgnoreSilica | 2019 | 0 | 0 | 0 | 0 |  |  |  |  | 15 |  | 19.5439 | [19 empty] | 100 | 0
1 | 5700 | 707 | 0.02 | 15 | 15 | 7 | 1.3335e-13 | 5spot_SharedNeighbor | CO2 | Porous | Wet | R600a | MinimizeLCOE_Brownfield | IgnoreSilica | 2019 | 0 | 0 | 0 | 0 |  |  |  |  | 15 |  | 20.7575 | [19 empty] | 133.3521 | 0
1 | 5700 | 707 | 0.02 | 15 | 15 | 7 | 1.7783e-13 | 5spot_SharedNeighbor | CO2 | Porous | Wet | R600a | MinimizeLCOE_Brownfield | IgnoreSilica | 2019 | 0 | 0 | 0 | 0 |  |  |  |  | 15 |  | 22.8625 | [19 empty] | 177.8279 | 0
1 | 5700 | 707 | 0.02 | 15 | 15 | 7 | 2.3714e-13 | 5spot_SharedNeighbor | CO2 | Porous | Wet | R600a | MinimizeLCOE_Brownfield | IgnoreSilica | 2019 | 0 | 0 | 0 | 0 |  |  |  |  | 15 |  | 21.7294 | [19 empty] | 237.1374 | 0
1 | 5700 | 707 | 0.02 | 15 | 15 | 7 | 3.1623e-13 | 5spot_SharedNeighbor | CO2 | Porous | Wet | R600a | MinimizeLCOE_Brownfield | IgnoreSilica | 2019 | 1.6 | -0.056319 | 0.0017406 | 4 | 3946872.4606 | 11877058.6921 | 80462.3336 | 242129.9063 | 44.8972 | 8.3486 | 20.9158 | 112262.6696 | 0 | 36234.6257 | 0 | 0 | 0 | 111232.8052 | 101294.7392 | 263548.133 | 179877.0162 | 804449.9889 | 961560.8286 | 25713707.5648 | 25713707.5648 | 19344069.7794 | 10155378.5254 | 0 | 27479718.3824 | 82692874.252 | 316.2278 | 0.0069624 | 3946872.4606 | 11877058.6921 | 80462.3336 | 242129.9063
1 | 5700 | 707 | 0.02 | 15 | 15 | 7 | 4.217e-13 | 5spot_SharedNeighbor | CO2 | Porous | Wet | R600a | MinimizeLCOE_Brownfield | IgnoreSilica | 2019 | 1.6 | -0.049589 | 0.0033483 | 4 | 2049390.2507 | 6171902.3073 | 41779.5923 | 125822.5766 | 44.8973 | 8.3488 | 22.2019 | 112263.7481 | 0 | 36234.2234 | 0 | 0 | 0 | 100881.0812 | 97257.8306 | 253044.9248 | 172708.3607 | 772390.1688 | 961560.8286 | 25713707.5648 | 25713707.5648 | 19344069.7794 | 10155378.5254 | 0 | 27447658.5623 | 82660814.4319 | 421.6965 | 0.013393 | 2049390.2507 | 6171902.3073 | 41779.5923 | 125822.5766
1 | 5700 | 707 | 0.02 | 15 | 15 | 7 | 5.6234e-13 | 5spot_SharedNeighbor | CO2 | Porous | Wet | R600a | MinimizeLCOE_Brownfield | IgnoreSilica | 2019 | 3.6413 | 0.054548 | 0.0097568 | 4 | 729110.2308 | 2143845.2746 | 14863.8982 | 43705.1857 | 55.9134 | 9.603 | 49.4411 | 243339.6253 | 0 | 117373.4635 | 0 | 0 | 0 | 213946.5774 | 224117.2698 | 583107.1632 | 397982.6206 | 1779866.7197 | 961560.8286 | 25713707.5648 | 25713707.5648 | 19344069.7794 | 10155378.5254 | 0 | 28455135.1132 | 83668290.9828 | 562.3413 | 0.039027 | 729110.2308 | 2143845.2746 | 14863.8982 | 43705.1857
1 | 5700 | 707 | 0.02 | 15 | 15 | 7 | 7.4989e-13 | 5spot_SharedNeighbor | CO2 | Porous | Wet | R600a | MinimizeLCOE_Brownfield | IgnoreSilica | 2019 | 4.9519 | 0.15528 | 0.017001 | 4 | 426461.6264 | 1238356.9193 | 8693.9971 | 25245.5808 | 59.0384 | 9.9344 | 41.4254 | 318383.9181 | 0 | 165877.1735 | 0 | 0 | 0 | 266845.7002 | 292931.6488 | 762148.0616 | 520181.7126 | 2326368.2148 | 961560.8286 | 25713707.5648 | 25713707.5648 | 19344069.7794 | 10155378.5254 | 0 | 29001636.6083 | 84214792.4779 | 749.8942 | 0.068005 | 426461.6264 | 1238356.9193 | 8693.9971 | 25245.5808
1 | 5700 | 707 | 0.02 | 15 | 15 | 7 | 1e-12 | 5spot_SharedNeighbor | CO2 | Porous | Wet | R600a | MinimizeLCOE_Brownfield | IgnoreSilica | 2019 | 6.6445 | 0.29693 | 0.027239 | 4 | 272135.9288 | 778876.0929 | 5547.859 | 15878.4427 | 61.4927 | 10.186 | 53.2264 | 407632.4548 | 0 | 225058.9954 | 0 | 0 | 0 | 328156.5154 | 374730.7066 | 974972.4308 | 665438.7177 | 2975989.8207 | 961560.8286 | 25713707.5648 | 25713707.5648 | 19344069.7794 | 10155378.5254 | 0 | 29651258.2142 | 84864414.0837 | 1000 | 0.10896 | 272135.9288 | 778876.0929 | 5547.859 | 15878.4427
1 | 5700 | 707 | 0.02 | 15 | 15 | 7 | 1.3335e-12 | 5spot_SharedNeighbor | CO2 | Porous | Wet | R600a | MinimizeLCOE_Brownfield | IgnoreSilica | 2019 | 8.8176 | 0.48819 | 0.041323 | 4 | 184027.3127 | 518063.8789 | 3751.6457 | 10561.4329 | 63.4031 | 10.3755 | 45.8069 | 512977.2634 | 0 | 296727.2773 | 0 | 0 | 0 | 398703.0873 | 471278.9749 | 1226171.2201 | 836887.053 | 3742744.8759 | 961560.8286 | 25713707.5648 | 25713707.5648 | 19344069.7794 | 10155378.5254 | 0 | 30418013.2694 | 85631169.139 | 1333.5214 | 0.16529 | 184027.3127 | 518063.8789 | 3751.6457 | 10561.4329
1 | 5700 | 707 | 0.02 | 15 | 15 | 7 | 1.7783e-12 | 5spot_SharedNeighbor | CO2 | Porous | Wet | R600a | MinimizeLCOE_Brownfield | IgnoreSilica | 2019 | 11.6 | 0.74057 | 0.060347 | 4 | 129755.8116 | 358488.4882 | 2645.2477 | 7308.2727 | 64.8838 | 10.5169 | 48.4649 | 637012.922 | 0 | 383302.5684 | 0 | 0 | 0 | 479765.8953 | 585031.7404 | 1522132.5821 | 1038886.764 | 4646132.4722 | 961560.8286 | 25713707.5648 | 25713707.5648 | 19344069.7794 | 10155378.5254 | 0 | 31321400.8656 | 86534556.7352 | 1778.2794 | 0.24139 | 129755.8116 | 358488.4882 | 2645.2477 | 7308.2727
1 | 5700 | 707 | 0.02 | 15 | 15 | 7 | 2.3714e-12 | 5spot_SharedNeighbor | CO2 | Porous | Wet | R600a | MinimizeLCOE_Brownfield | IgnoreSilica | 2019 | 15.1707 | 1.0703 | 0.085706 | 4 | 94483.0636 | 255536.9481 | 1926.165 | 5209.4663 | 66.0292 | 10.6206 | 50.9762 | 783523.535 | 0 | 488241.872 | 0 | 0 | 0 | 573677.4413 | 719722.7108 | 1872570.8581 | 1278068.0881 | 5715804.5052 | 961560.8286 | 25713707.5648 | 25713707.5648 | 19344069.7794 | 10155378.5254 | 0 | 32391072.8987 | 87604228.7683 | 2371.3737 | 0.34282 | 94483.0636 | 255536.9481 | 1926.165 | 5209.4663
1 | 5700 | 707 | 0.02 | 15 | 15 | 7 | 3.1623e-12 | 5spot_SharedNeighbor | CO2 | Porous | Wet | R600a | MinimizeLCOE_Brownfield | IgnoreSilica | 2019 | 19.6802 | 1.4921 | 0.11903 | 4 | 70648.4947 | 186613.9575 | 1440.2651 | 3804.3779 | 66.8957 | 10.6914 | 48.0022 | 954048.683 | 0 | 613629.1198 | 0 | 0 | 0 | 680022.4754 | 876603.1085 | 2280741.4723 | 1556652.9194 | 6961697.7783 | 961560.8286 | 25713707.5648 | 25713707.5648 | 19344069.7794 | 10155378.5254 | 0 | 33636966.1718 | 88850122.0414 | 3162.2777 | 0.47612 | 70648.4947 | 186613.9575 | 1440.2651 | 3804.3779
1 | 5700 | 707 | 0.02 | 15 | 15 | 7 | 4.217e-12 | 5spot_SharedNeighbor | CO2 | Porous | Wet | R600a | MinimizeLCOE_Brownfield | IgnoreSilica | 2019 | 25.3 | 2.0223 | 0.16212 | 4 | 54081.4705 | 139223.9317 | 1102.5239 | 2838.2682 | 67.5345 | 10.7326 | 60.4406 | 1150222.0142 | 0 | 761817.9287 | 0 | 0 | 0 | 798576.4129 | 1057140.3788 | 2750462.4162 | 1877247.1154 | 8395466.2662 | 961560.8286 | 25713707.5648 | 25713707.5648 | 19344069.7794 | 10155378.5254 | 0 | 35070734.6596 | 90283890.5292 | 4216.965 | 0.64848 | 54081.4705 | 139223.9317 | 1102.5239 | 2838.2682
1 | 5700 | 707 | 0.02 | 15 | 15 | 7 | 5.6234e-12 | 5spot_SharedNeighbor | CO2 | Porous | Wet | R600a | MinimizeLCOE_Brownfield | IgnoreSilica | 2019 | 32.1091 | 2.6699 | 0.21657 | 4 | 42334.2471 | 106068.7913 | 863.0409 | 2162.3558 | 67.9793 | 10.7447 | 50.7044 | 1370040.5434 | 0 | 932620.8518 | 0 | 0 | 0 | 925629.9188 | 1259033.6125 | 3275747.1964 | 2235764.7714 | 9998836.8943 | 961560.8286 | 25713707.5648 | 25713707.5648 | 19344069.7794 | 10155378.5254 | 0 | 36674105.2878 | 91887261.1574 | 5623.4133 | 0.8663 | 42334.2471 | 106068.7913 | 863.0409 | 2162.3558
1 | 5700 | 707 | 0.02 | 15 | 15 | 7 | 7.4989e-12 | 5spot_SharedNeighbor | CO2 | Porous | Wet | R600a | MinimizeLCOE_Brownfield | IgnoreSilica | 2019 | 40.0823 | 3.434 | 0.28327 | 4 | 33895.6738 | 82623.205 | 691.0092 | 1684.3858 | 68.2568 | 10.727 | 50.1657 | 1608583.0756 | 0 | 1123639.4526 | 0 | 0 | 0 | 1055621.2635 | 1477259.0788 | 3843525.0954 | 2623284.8542 | 11731912.82 | 961560.8286 | 25713707.5648 | 25713707.5648 | 19344069.7794 | 10155378.5254 | 0 | 38407181.2135 | 93620337.0831 | 7498.9421 | 1.1331 | 33895.6738 | 82623.205 | 691.0092 | 1684.3858
1 | 5700 | 707 | 0.02 | 15 | 15 | 7 | 1e-11 | 5spot_SharedNeighbor | CO2 | Porous | Wet | R600a | MinimizeLCOE_Brownfield | IgnoreSilica | 2019 | 48.9251 | 4.289 | 0.36143 | 4 | 27790.7507 | 65981.3306 | 566.552 | 1345.1187 | 68.3873 | 10.6796 | 40.2331 | 1854393.6985 | 0 | 1326986.7034 | 0 | 0 | 0 | 1178150.4811 | 1700217.0444 | 4423615.9869 | 3019208.8073 | 13502572.7216 | 961560.8286 | 25713707.5648 | 25713707.5648 | 19344069.7794 | 10155378.5254 | 0 | 40177841.115 | 95390996.9846 | 10000 | 1.4457 | 27790.7507 | 65981.3306 | 566.552 | 1345.1187
1 | 5700 | 707 | 0.02 | 15 | 15 | 7 | 1.3335e-11 | 5spot_SharedNeighbor | CO2 | Porous | Wet | R600a | MinimizeLCOE_Brownfield | IgnoreSilica | 2019 | 58.2038 | 5.1946 | 0.44824 | 4 | 23363.3462 | 54157.9454 | 476.2934 | 1104.083 | 68.3935 | 10.605 | 67.4123 | 2094781.7572 | 0 | 1532955.3863 | 0 | 0 | 0 | 1284365.4877 | 1915720.0262 | 4984310.5399 | 3401894.3608 | 15214027.5581 | 961560.8286 | 25713707.5648 | 25713707.5648 | 19344069.7794 | 10155378.5254 | 0 | 41889295.9515 | 97102451.8211 | 13335.2143 | 1.7929 | 23363.3462 | 54157.9454 | 476.2934 | 1104.083
1 | 5700 | 707 | 0.02 | 15 | 15 | 7 | 1.7783e-11 | 5spot_SharedNeighbor | CO2 | Porous | Wet | R600a | MinimizeLCOE_Brownfield | IgnoreSilica | 2019 | 67.2776 | 6.0894 | 0.53872 | 4 | 20152.9711 | 45775.3579 | 410.8456 | 933.1926 | 68.3029 | 10.5104 | 71.3125 | 2314717.9318 | 0 | 1728533.2136 | 0 | 0 | 0 | 1365397.3285 | 2109372.9048 | 5488155.6064 | 3745778.9717 | 16751955.9567 | 961560.8286 | 25713707.5648 | 25713707.5648 | 19344069.7794 | 10155378.5254 | 0 | 43427224.3502 | 98640380.2198 | 17782.7941 | 2.1549 | 20152.9711 | 45775.3579 | 410.8456 | 933.1926
1 | 5700 | 707 | 0.02 | 15 | 15 | 7 | 2.3714e-11 | 5spot_SharedNeighbor | CO2 | Porous | Wet | R600a | MinimizeLCOE_Brownfield | IgnoreSilica | 2019 | 75.6381 | 6.9223 | 0.62733 | 4 | 17825.7219 | 39828.8377 | 363.4015 | 811.9647 | 68.1487 | 10.4054 | 77.1208 | 2505265.4703 | 0 | 1904508.432 | 0 | 0 | 0 | 1419717.3883 | 2273501.6033 | 5915184.8125 | 4037235.1794 | 18055412.8858 | 961560.8286 | 25713707.5648 | 25713707.5648 | 19344069.7794 | 10155378.5254 | 0 | 44730681.2793 | 99943837.1489 | 23713.7371 | 2.5093 | 17825.7219 | 39828.8377 | 363.4015 | 811.9647
1 | 5700 | 707 | 0.02 | 15 | 15 | 7 | 3.1623e-11 | 5spot_SharedNeighbor | CO2 | Porous | Wet | R600a | MinimizeLCOE_Brownfield | IgnoreSilica | 2019 | 82.9392 | 7.6568 | 0.70925 | 4 | 16136.7037 | 35598.4187 | 328.9685 | 725.7219 | 67.9641 | 10.3003 | 64.6402 | 2662699.7636 | 0 | 2055349.7949 | 0 | 0 | 0 | 1450248.7505 | 2405636.3405 | 6258972.2941 | 4271877.1997 | 19104784.1433 | 961560.8286 | 25713707.5648 | 25713707.5648 | 19344069.7794 | 10155378.5254 | 0 | 45780052.5368 | 100993208.4064 | 31622.7766 | 2.837 | 16136.7037 | 35598.4187 | 328.9685 | 725.7219
1 | 5700 | 707 | 0.02 | 15 | 15 | 7 | 4.217e-11 | 5spot_SharedNeighbor | CO2 | Porous | Wet | R600a | MinimizeLCOE_Brownfield | IgnoreSilica | 2019 | 89.0681 | 8.2785 | 0.78143 | 4 | 14907.4187 | 32571.4458 | 303.9079 | 664.013 | 67.7752 | 10.2026 | 71.3893 | 2788611.9605 | 0 | 2180175.339 | 0 | 0 | 0 | 1463184.0146 | 2508468.8125 | 6526521.2924 | 4454484.8887 | 19921446.3076 | 961560.8286 | 25713707.5648 | 25713707.5648 | 19344069.7794 | 10155378.5254 | 0 | 46596714.7011 | 101809870.5707 | 42169.6503 | 3.1257 | 14907.4187 | 32571.4458 | 303.9079 | 664.013
1 | 5700 | 707 | 0.02 | 15 | 15 | 7 | 5.6234e-11 | 5spot_SharedNeighbor | CO2 | Porous | Wet | R600a | MinimizeLCOE_Brownfield | IgnoreSilica | 2019 | 94.0593 | 8.7885 | 0.84262 | 4 | 14009.2261 | 30390.6408 | 285.597 | 619.5543 | 67.5993 | 10.1167 | 71.1418 | 2887014.7663 | 0 | 2280733.1085 | 0 | 0 | 0 | 1464735.7806 | 2586668.6256 | 6729981.1651 | 4593350.4325 | 20542483.8786 | 961560.8286 | 25713707.5648 | 25713707.5648 | 19344069.7794 | 10155378.5254 | 0 | 47217752.272 | 102430908.1416 | 56234.1325 | 3.3705 | 14009.2261 | 30390.6408 | 285.597 | 619.5543
1 | 5700 | 707 | 0.02 | 15 | 15 | 7 | 7.4989e-11 | 5spot_SharedNeighbor | CO2 | Porous | Wet | R600a | MinimizeLCOE_Brownfield | IgnoreSilica | 2019 | 98.0157 | 9.1953 | 0.89288 | 4 | 13350.1379 | 28809.4372 | 272.1606 | 587.3193 | 67.4461 | 10.0447 | 77.5282 | 2962405.3958 | 0 | 2359800.0379 | 0 | 0 | 0 | 1459603.1896 | 2644905.3631 | 6881501.21 | 4696765.9766 | 21004981.1729 | 961560.8286 | 25713707.5648 | 25713707.5648 | 19344069.7794 | 10155378.5254 | 0 | 47680249.5664 | 102893405.436 | 74989.4209 | 3.5715 | 13350.1379 | 28809.4372 | 272.1606 | 587.3193
1 | 5700 | 707 | 0.02 | 15 | 15 | 7 | 1e-10 | 5spot_SharedNeighbor | CO2 | Porous | Wet | R600a | MinimizeLCOE_Brownfield | IgnoreSilica | 2019 | 101.1144 | 9.5155 | 0.93327 | 4 | 12864.5157 | 27654.7565 | 262.2606 | 563.7796 | 67.3176 | 9.9859 | 79.6342 | 3019846.0061 | 0 | 2421352.436 | 0 | 0 | 0 | 1451682.8837 | 2688223.7171 | 6994206.6813 | 4773689.7765 | 21349001.5007 | 961560.8286 | 25713707.5648 | 25713707.5648 | 19344069.7794 | 10155378.5254 | 0 | 48024269.8941 | 103237425.7637 | 100000 | 3.7331 | 12864.5157 | 27654.7565 | 262.2606 | 563.7796
1 | 5700 | 707 | 0.02 | 15 | 15 | 7 | 1.3335e-10 | 5spot_SharedNeighbor | CO2 | Porous | Wet | R600a | MinimizeLCOE_Brownfield | IgnoreSilica | 2019 | 103.5038 | 9.7635 | 0.96514 | 4 | 12505.4031 | 26807.2757 | 254.9396 | 546.5026 | 67.2135 | 9.939 | 90.0918 | 3063177.0603 | 0 | 2468602.3992 | 0 | 0 | 0 | 1442954.4188 | 2720146.2125 | 7077262.4663 | 4830377.0565 | 21602519.6137 | 961560.8286 | 25713707.5648 | 25713707.5648 | 19344069.7794 | 10155378.5254 | 0 | 48277788.0072 | 103490943.8768 | 133352.1432 | 3.8606 | 12505.4031 | 26807.2757 | 254.9396 | 546.5026
1 | 5700 | 707 | 0.02 | 15 | 15 | 7 | 1.7783e-10 | 5spot_SharedNeighbor | CO2 | Porous | Wet | R600a | MinimizeLCOE_Brownfield | IgnoreSilica | 2019 | 105.348 | 9.9553 | 0.99002 | 4 | 12239.0306 | 26181.5146 | 249.5092 | 533.7456 | 67.1302 | 9.902 | 83.6889 | 3096049.7775 | 0 | 2504949.8628 | 0 | 0 | 0 | 1434943.2525 | 2744017.7282 | 7139371.2533 | 4872767.5798 | 21792099.4539 | 961560.8286 | 25713707.5648 | 25713707.5648 | 19344069.7794 | 10155378.5254 | 0 | 48467367.8474 | 103680523.717 | 177827.941 | 3.9601 | 12239.0306 | 26181.5146 | 249.5092 | 533.7456
1 | 5700 | 707 | 0.02 | 15 | 15 | 7 | 2.3714e-10 | 5spot_SharedNeighbor | CO2 | Porous | Wet | R600a | MinimizeLCOE_Brownfield | IgnoreSilica | 2019 | 106.7512 | 10.1016 | 1.0092 | 4 | 12040.9574 | 25718.2926 | 245.4712 | 524.3022 | 67.0651 | 9.8734 | 72.7188 | 3120727.8999 | 0 | 2532536.617 | 0 | 0 | 0 | 1427879.5263 | 2761646.1769 | 7185236.8607 | 4904071.7993 | 21932098.8801 | 961560.8286 | 25713707.5648 | 25713707.5648 | 19344069.7794 | 10155378.5254 | 0 | 48607367.2735 | 103820523.1431 | 237137.3706 | 4.0368 | 12040.9574 | 25718.2926 | 245.4712 | 524.3022
1 | 5700 | 707 | 0.02 | 15 | 15 | 7 | 3.1623e-10 | 5spot_SharedNeighbor | CO2 | Porous | Wet | R600a | MinimizeLCOE_Brownfield | IgnoreSilica | 2019 | 107.8307 | 10.2142 | 1.024 | 4 | 11893.3808 | 25373.6179 | 242.4627 | 517.2755 | 67.0139 | 9.8511 | 74.5379 | 3139515.5137 | 0 | 2553718.3578 | 0 | 0 | 0 | 1422214.1969 | 2775024.7467 | 7220045.155 | 4927829.1754 | 22038347.1455 | 961560.8286 | 25713707.5648 | 25713707.5648 | 19344069.7794 | 10155378.5254 | 0 | 48713615.539 | 103926771.4086 | 316227.766 | 4.0959 | 11893.3808 | 25373.6179 | 242.4627 | 517.2755
1 | 5700 | 707 | 0.02 | 15 | 15 | 7 | 4.217e-10 | 5spot_SharedNeighbor | CO2 | Porous | Wet | R600a | MinimizeLCOE_Brownfield | IgnoreSilica | 2019 | 108.6271 | 10.2977 | 1.0351 | 4 | 11783.2579 | 25117.9681 | 240.2176 | 512.0638 | 66.9756 | 9.8344 | 71.7654 | 3153267.8416 | 0 | 2569325.049 | 0 | 0 | 0 | 1417283.3207 | 2784551.7224 | 7244832.3915 | 4944746.9736 | 22114007.2986 | 961560.8286 | 25713707.5648 | 25713707.5648 | 19344069.7794 | 10155378.5254 | 0 | 48789275.6921 | 104002431.5617 | 421696.5034 | 4.1406 | 11783.2579 | 25117.9681 | 240.2176 | 512.0638
1 | 5700 | 707 | 0.02 | 15 | 15 | 7 | 5.6234e-10 | 5spot_SharedNeighbor | CO2 | Porous | Wet | R600a | MinimizeLCOE_Brownfield | IgnoreSilica | 2019 | 109.2339 | 10.3613 | 1.0436 | 4 | 11700.9855 | 24927.0749 | 238.5404 | 508.1721 | 66.9461 | 9.8216 | 68.4464 | 3163682.642 | 0 | 2581202.7918 | 0 | 0 | 0 | 1413470.608 | 2791758.8563 | 7263583.8756 | 4957545.2468 | 22171244.0205 | 961560.8286 | 25713707.5648 | 25713707.5648 | 19344069.7794 | 10155378.5254 | 0 | 48846512.414 | 104059668.2836 | 562341.3252 | 4.1746 | 11700.9855 | 24927.0749 | 238.5404 | 508.1721
1 | 5700 | 707 | 0.02 | 15 | 15 | 7 | 7.4989e-10 | 5spot_SharedNeighbor | CO2 | Porous | Wet | R600a | MinimizeLCOE_Brownfield | IgnoreSilica | 2019 | 109.6944 | 10.4095 | 1.0501 | 4 | 11639.4642 | 24784.3886 | 237.2862 | 505.2633 | 66.9235 | 9.8119 | 73.6165 | 3171549.89 | 0 | 2590209.2475 | 0 | 0 | 0 | 1410544.2943 | 2797198.3384 | 7277736.2923 | 4967204.562 | 22214442.6244 | 961560.8286 | 25713707.5648 | 25713707.5648 | 19344069.7794 | 10155378.5254 | 0 | 48889711.0179 | 104102866.8875 | 749894.2093 | 4.2003 | 11639.4642 | 24784.3886 | 237.2862 | 505.2633
1 | 5700 | 707 | 0.02 | 15 | 15 | 7 | 1e-09 | 5spot_SharedNeighbor | CO2 | Porous | Wet | R600a | MinimizeLCOE_Brownfield | IgnoreSilica | 2019 | 110.0427 | 10.446 | 1.055 | 4 | 11593.4282 | 24677.6506 | 236.3477 | 503.0873 | 66.9064 | 9.8045 | 75.0353 | 3177481.8502 | 0 | 2597019.8676 | 0 | 0 | 0 | 1408311.2247 | 2801297.0476 | 7288400.2928 | 4974482.9615 | 22246993.2443 | 961560.8286 | 25713707.5648 | 25713707.5648 | 19344069.7794 | 10155378.5254 | 0 | 48922261.6378 | 104135417.5074 | 1000000 | 4.2198 | 11593.4282 | 24677.6506 | 236.3477 | 503.0873
1 | 5700 | 707 | 0.02 | 15 | 15 | 7 | 1.3335e-09 | 5spot_SharedNeighbor | CO2 | Porous | Wet | R600a | MinimizeLCOE_Brownfield | IgnoreSilica | 2019 | 110.301 | 10.4731 | 1.0586 | 4 | 11558.9615 | 24597.9639 | 235.6451 | 501.4628 | 66.8936 | 9.799 | 67.7509 | 3181866.7268 | 0 | 2602065.2789 | 0 | 0 | 0 | 1406538.4499 | 2804283.4777 | 7296170.3713 | 4979786.1997 | 22270710.5042 | 961560.8286 | 25713707.5648 | 25713707.5648 | 19344069.7794 | 10155378.5254 | 0 | 48945978.8977 | 104159134.7673 | 1333521.4322 | 4.2345 | 11558.9615 | 24597.9639 | 235.6451 | 501.4628
1 | 5700 | 707 | 0.02 | 15 | 15 | 7 | 1.7783e-09 | 5spot_SharedNeighbor | CO2 | Porous | Wet | R600a | MinimizeLCOE_Brownfield | IgnoreSilica | 2019 | 110.4908 | 10.4931 | 1.0614 | 4 | 11533.1464 | 24538.4946 | 235.1188 | 500.2504 | 66.8841 | 9.7949 | 67.0331 | 3185084.4406 | 0 | 2605773.7387 | 0 | 0 | 0 | 1405121.3815 | 2806432.0287 | 7301760.4603 | 4983601.5503 | 22287773.6001 | 961560.8286 | 25713707.5648 | 25713707.5648 | 19344069.7794 | 10155378.5254 | 0 | 48963041.9936 | 104176197.8632 | 1778279.41 | 4.2454 | 11533.1464 | 24538.4946 | 235.1188 | 500.2504
1 | 5700 | 707 | 0.02 | 15 | 15 | 7 | 2.3714e-09 | 5spot_SharedNeighbor | CO2 | Porous | Wet | R600a | MinimizeLCOE_Brownfield | IgnoreSilica | 2019 | 110.6493 | 10.5096 | 1.0635 | 4 | 11513.8054 | 24493.2747 | 234.7245 | 499.3285 | 66.8762 | 9.7915 | 75.0641 | 3187767.7116 | 0 | 2608870.0254 | 0 | 0 | 0 | 1404297.731 | 2808364.8325 | 7306789.2195 | 4987033.7818 | 22303123.3018 | 961560.8286 | 25713707.5648 | 25713707.5648 | 19344069.7794 | 10155378.5254 | 0 | 48978391.6953 | 104191547.5649 | 2371373.7057 | 4.2539 | 11513.8054 | 24493.2747 | 234.7245 | 499.3285
1 | 5700 | 707 | 0.02 | 15 | 15 | 7 | 3.1623e-09 | 5spot_SharedNeighbor | CO2 | Porous | Wet | R600a | MinimizeLCOE_Brownfield | IgnoreSilica | 2019 | 110.7466 | 10.52 | 1.065 | 4 | 11499.3117 | 24460.3321 | 234.429 | 498.657 | 66.8714 | 9.7894 | 72.2438 | 3189411.3101 | 0 | 2610768.5302 | 0 | 0 | 0 | 1403330.1994 | 2809368.9155 | 7309401.6373 | 4988816.8106 | 22311097.4032 | 961560.8286 | 25713707.5648 | 25713707.5648 | 19344069.7794 | 10155378.5254 | 0 | 48986365.7966 | 104199521.6662 | 3162277.6602 | 4.2599 | 11499.3117 | 24460.3321 | 234.429 | 498.657
1 | 5700 | 707 | 0.02 | 15 | 15 | 7 | 4.217e-09 | 5spot_SharedNeighbor | CO2 | Porous | Wet | R600a | MinimizeLCOE_Brownfield | IgnoreSilica | 2019 | 110.8392 | 10.5296 | 1.0662 | 4 | 11488.4484 | 24434.8085 | 234.2076 | 498.1366 | 66.8667 | 9.7875 | 67.1872 | 3190975.7521 | 0 | 2612576.6763 | 0 | 0 | 0 | 1402909.2963 | 2810520.0726 | 7312396.712 | 4990861.0107 | 22320239.52 | 961560.8286 | 25713707.5648 | 25713707.5648 | 19344069.7794 | 10155378.5254 | 0 | 48995507.9135 | 104208663.7831 | 4216965.0343 | 4.2648 | 11488.4484 | 24434.8085 | 234.2076 | 498.1366
1 | 5700 | 707 | 0.02 | 15 | 15 | 7 | 5.6234e-09 | 5spot_SharedNeighbor | CO2 | Porous | Wet | R600a | MinimizeLCOE_Brownfield | IgnoreSilica | 2019 | 110.8922 | 10.5353 | 1.067 | 4 | 11480.3053 | 24416.3809 | 234.0416 | 497.7609 | 66.8641 | 9.7863 | 84.1231 | 3191871.2176 | 0 | 2613612.2994 | 0 | 0 | 0 | 1402333.2794 | 2811048.5506 | 7313771.7033 | 4991799.4705 | 22324436.5207 | 961560.8286 | 25713707.5648 | 25713707.5648 | 19344069.7794 | 10155378.5254 | 0 | 48999704.9142 | 104212860.7838 | 5623413.2519 | 4.2682 | 11480.3053 | 24416.3809 | 234.0416 | 497.7609
1 | 5700 | 707 | 0.02 | 15 | 15 | 7 | 7.4989e-09 | 5spot_SharedNeighbor | CO2 | Porous | Wet | R600a | MinimizeLCOE_Brownfield | IgnoreSilica | 2019 | 110.9434 | 10.5406 | 1.0677 | 4 | 11474.2005 | 24402.0861 | 233.9171 | 497.4695 | 66.8615 | 9.7852 | 88.3529 | 3192733.6859 | 0 | 2614610.0351 | 0 | 0 | 0 | 1402077.5448 | 2811674.2937 | 7315399.7584 | 4992910.6516 | 22329405.9694 | 961560.8286 | 25713707.5648 | 25713707.5648 | 19344069.7794 | 10155378.5254 | 0 | 49004674.3629 | 104217830.2325 | 7498942.0933 | 4.2709 | 11474.2005 | 24402.0861 | 233.9171 | 497.4695
1 | 5700 | 707 | 0.02 | 15 | 15 | 7 | 1e-08 | 5spot_SharedNeighbor | CO2 | Porous | Wet | R600a | MinimizeLCOE_Brownfield | IgnoreSilica | 2019 | 110.9823 | 10.5446 | 1.0682 | 4 | 11469.6236 | 24391.3467 | 233.8238 | 497.2506 | 66.8595 | 9.7844 | 92.0755 | 3193389.7771 | 0 | 2615369.2712 | 0 | 0 | 0 | 1401893.718 | 2812154.5789 | 7316649.362 | 4993763.5317 | 22333220.2389 | 961560.8286 | 25713707.5648 | 25713707.5648 | 19344069.7794 | 10155378.5254 | 0 | 49008488.6323 | 104221644.5019 | 10000000 | 4.2729 | 11469.6236 | 24391.3467 | 233.8238 | 497.2506
1 | 5800 | 707 | 0.02 | 15 | 15 | 7 | 1e-13 | 5spot_SharedNeighbor | CO2 | Porous | Wet | R600a | MinimizeLCOE_Brownfield | IgnoreSilica | 2019 | 0 | 0 | 0 | 0 |  |  |  |  | 15 |  | 19.0403 | [19 empty] | 100 | 0
1 | 5800 | 707 | 0.02 | 15 | 15 | 7 | 1.3335e-13 | 5spot_SharedNeighbor | CO2 | Porous | Wet | R600a | MinimizeLCOE_Brownfield | IgnoreSilica | 2019 | 0 | 0 | 0 | 0 |  |  |  |  | 15 |  | 19.7611 | [19 empty] | 133.3521 | 0
1 | 5800 | 707 | 0.02 | 15 | 15 | 7 | 1.7783e-13 | 5spot_SharedNeighbor | CO2 | Porous | Wet | R600a | MinimizeLCOE_Brownfield | IgnoreSilica | 2019 | 0 | 0 | 0 | 0 |  |  |  |  | 15 |  | 22.0881 | [19 empty] | 177.8279 | 0
1 | 5800 | 707 | 0.02 | 15 | 15 | 7 | 2.3714e-13 | 5spot_SharedNeighbor | CO2 | Porous | Wet | R600a | MinimizeLCOE_Brownfield | IgnoreSilica | 2019 | 0 | 0 | 0 | 0 |  |  |  |  | 15 |  | 21.1162 | [19 empty] | 237.1374 | 0
1 | 5800 | 707 | 0.02 | 15 | 15 | 7 | 3.1623e-13 | 5spot_SharedNeighbor | CO2 | Porous | Wet | R600a | MinimizeLCOE_Brownfield | IgnoreSilica | 2019 | 1.6 | -0.057768 | 0.0018569 | 4 | 3782758.8568 | 11383964.1464 | 77116.6559 | 232077.5071 | 45.1916 | 8.5585 | 21.9392 | 114000.365 | 0 | 36107.1335 | 0 | 0 | 0 | 112678.161 | 102486.4072 | 266648.6086 | 181993.1545 | 813913.8297 | 961560.8286 | 26321290.157 | 26321290.157 | 19765873.5944 | 10371438.4012 | 0 | 28096764.8154 | 84555366.968 | 316.2278 | 0.0074276 | 3782758.8568 | 11383964.1464 | 77116.6559 | 232077.5071
1 | 5800 | 707 | 0.02 | 15 | 15 | 7 | 4.217e-13 | 5spot_SharedNeighbor | CO2 | Porous | Wet | R600a | MinimizeLCOE_Brownfield | IgnoreSilica | 2019 | 1.6 | -0.051066 | 0.0034597 | 4 | 2027978.3175 | 6107680.8314 | 41343.081 | 124513.335 | 45.1917 | 8.5587 | 21.5644 | 114001.4633 | 0 | 36106.7253 | 0 | 0 | 0 | 102419.2919 | 98485.7174 | 256239.6345 | 174888.8158 | 782141.6483 | 961560.8286 | 26321290.157 | 26321290.157 | 19765873.5944 | 10371438.4012 | 0 | 28064992.634 | 84523594.7865 | 421.6965 | 0.013839 | 2027978.3175 | 6107680.8314 | 41343.081 | 124513.335
1 | 5800 | 707 | 0.02 | 15 | 15 | 7 | 5.6234e-13 | 5spot_SharedNeighbor | CO2 | Porous | Wet | R600a | MinimizeLCOE_Brownfield | IgnoreSilica | 2019 | 3.7681 | 0.061485 | 0.01053 | 4 | 692065.9032 | 2032466.4935 | 14108.6995 | 41434.5786 | 56.9699 | 9.8988 | 39.3304 | 255416.1006 | 0 | 123024.9563 | 0 | 0 | 0 | 224494.6087 | 235144.9096 | 611798.8199 | 417565.2658 | 1867444.661 | 961560.8286 | 26321290.157 | 26321290.157 | 19765873.5944 | 10371438.4012 | 0 | 29150295.6466 | 85608897.7992 | 562.3413 | 0.042121 | 692065.9032 | 2032466.4935 | 14108.6995 | 41434.5786
1 | 5800 | 707 | 0.02 | 15 | 15 | 7 | 7.4989e-13 | 5spot_SharedNeighbor | CO2 | Porous | Wet | R600a | MinimizeLCOE_Brownfield | IgnoreSilica | 2019 | 5.1176 | 0.1676 | 0.018306 | 4 | 405878.5297 | 1176938.7263 | 8274.3828 | 23993.4879 | 60.145 | 10.2337 | 36.5794 | 333720.7094 | 0 | 173319.7614 | 0 | 0 | 0 | 279593.1428 | 306787.1093 | 798197.1277 | 544785.941 | 2436403.7915 | 961560.8286 | 26321290.157 | 26321290.157 | 19765873.5944 | 10371438.4012 | 0 | 29719254.7771 | 86177856.9297 | 749.8942 | 0.073222 | 405878.5297 | 1176938.7263 | 8274.3828 | 23993.4879
1 | 5800 | 707 | 0.02 | 15 | 15 | 7 | 1e-12 | 5spot_SharedNeighbor | CO2 | Porous | Wet | R600a | MinimizeLCOE_Brownfield | IgnoreSilica | 2019 | 6.8614 | 0.31659 | 0.029281 | 4 | 259516.2978 | 741550.2193 | 5290.5908 | 15117.5042 | 62.6439 | 10.4882 | 50.5211 | 426908.7453 | 0 | 234720.2082 | 0 | 0 | 0 | 343519.4448 | 392007.8753 | 1019924.0798 | 696119.1418 | 3113199.4952 | 961560.8286 | 26321290.157 | 26321290.157 | 19765873.5944 | 10371438.4012 | 0 | 30396050.4809 | 86854652.6335 | 1000 | 0.11713 | 259516.2978 | 741550.2193 | 5290.5908 | 15117.5042
1 | 5800 | 707 | 0.02 | 15 | 15 | 7 | 1.3335e-12 | 5spot_SharedNeighbor | CO2 | Porous | Wet | R600a | MinimizeLCOE_Brownfield | IgnoreSilica | 2019 | 9.1077 | 0.51813 | 0.044372 | 4 | 175776.9142 | 493877.0808 | 3583.4502 | 10068.3523 | 64.5964 | 10.6804 | 39.7507 | 537277.3446 | 0 | 309325.3434 | 0 | 0 | 0 | 417498.8068 | 492999.583 | 1282683.7867 | 875458.041 | 3915242.9054 | 961560.8286 | 26321290.157 | 26321290.157 | 19765873.5944 | 10371438.4012 | 0 | 31198093.891 | 87656696.0436 | 1333.5214 | 0.17749 | 175776.9142 | 493877.0808 | 3583.4502 | 10068.3523
1 | 5800 | 707 | 0.02 | 15 | 15 | 7 | 1.7783e-12 | 5spot_SharedNeighbor | CO2 | Porous | Wet | R600a | MinimizeLCOE_Brownfield | IgnoreSilica | 2019 | 11.9776 | 0.78348 | 0.06474 | 4 | 124114.4861 | 342135.3365 | 2530.2417 | 6974.8916 | 66.1063 | 10.8233 | 41.0185 | 666954.7113 | 0 | 399258.9496 | 0 | 0 | 0 | 502205.6494 | 611683.531 | 1591475.0742 | 1086214.4397 | 4857792.3552 | 961560.8286 | 26321290.157 | 26321290.157 | 19765873.5944 | 10371438.4012 | 0 | 32140643.3409 | 88599245.4934 | 1778.2794 | 0.25896 | 124114.4861 | 342135.3365 | 2530.2417 | 6974.8916
1 | 5800 | 707 | 0.02 | 15 | 15 | 7 | 2.3714e-12 | 5spot_SharedNeighbor | CO2 | Porous | Wet | R600a | MinimizeLCOE_Brownfield | IgnoreSilica | 2019 | 15.6628 | 1.1302 | 0.091875 | 4 | 90496.3111 | 244124.5193 | 1844.8897 | 4976.8085 | 67.2752 | 10.9276 | 60.9119 | 820225.1513 | 0 | 508339.0879 | 0 | 0 | 0 | 600461.5827 | 752320.0705 | 1957382.5015 | 1335953.7774 | 5974682.1713 | 961560.8286 | 26321290.157 | 26321290.157 | 19765873.5944 | 10371438.4012 | 0 | 33257533.157 | 89716135.3095 | 2371.3737 | 0.3675 | 90496.3111 | 244124.5193 | 1844.8897 | 4976.8085
1 | 5800 | 707 | 0.02 | 15 | 15 | 7 | 3.1623e-12 | 5spot_SharedNeighbor | CO2 | Porous | Wet | R600a | MinimizeLCOE_Brownfield | IgnoreSilica | 2019 | 20.3038 | 1.5725 | 0.12749 | 4 | 67758.7403 | 178470.6636 | 1381.3536 | 3638.3659 | 68.1568 | 10.9982 | 59.6189 | 998135.0837 | 0 | 638326.43 | 0 | 0 | 0 | 711220.1419 | 915595.8457 | 2382192.5759 | 1625895.3822 | 7271365.4593 | 961560.8286 | 26321290.157 | 26321290.157 | 19765873.5944 | 10371438.4012 | 0 | 34554216.445 | 91012818.5976 | 3162.2777 | 0.50996 | 67758.7403 | 178470.6636 | 1381.3536 | 3638.3659
1 | 5800 | 707 | 0.02 | 15 | 15 | 7 | 4.217e-12 | 5spot_SharedNeighbor | CO2 | Porous | Wet | R600a | MinimizeLCOE_Brownfield | IgnoreSilica | 2019 | 26.0797 | 2.1278 | 0.17348 | 4 | 51943.625 | 133305.9919 | 1058.9411 | 2717.623 | 68.8058 | 11.0383 | 60.7333 | 1202561.1455 | 0 | 791780.9291 | 0 | 0 | 0 | 834497.0404 | 1103247.2548 | 2870423.05 | 1959122.7129 | 8761632.1327 | 961560.8286 | 26321290.157 | 26321290.157 | 19765873.5944 | 10371438.4012 | 0 | 36044483.1183 | 92503085.2709 | 4216.965 | 0.69392 | 51943.625 | 133305.9919 | 1058.9411 | 2717.623
1 | 5800 | 707 | 0.02 | 15 | 15 | 7 | 5.6234e-12 | 5spot_SharedNeighbor | CO2 | Porous | Wet | R600a | MinimizeLCOE_Brownfield | IgnoreSilica | 2019 | 33.0519 | 2.8037 | 0.23146 | 4 | 40724.8189 | 101706.4133 | 830.2305 | 2073.4228 | 69.2552 | 11.0482 | 36.5944 | 1430817.1451 | 0 | 968050.0348 | 0 | 0 | 0 | 965861.0063 | 1312243.9926 | 3414189.6906 | 2330254.6184 | 10421416.4879 | 961560.8286 | 26321290.157 | 26321290.157 | 19765873.5944 | 10371438.4012 | 0 | 37704267.4735 | 94162869.6261 | 5623.4133 | 0.92583 | 40724.8189 | 101706.4133 | 830.2305 | 2073.4228
1 | 5800 | 707 | 0.02 | 15 | 15 | 7 | 7.4989e-12 | 5spot_SharedNeighbor | CO2 | Porous | Wet | R600a | MinimizeLCOE_Brownfield | IgnoreSilica | 2019 | 41.1734 | 3.5972 | 0.30223 | 4 | 32664.458 | 79366.7136 | 665.9092 | 1617.9978 | 69.5331 | 11.0274 | 51.7843 | 1677299.6867 | 0 | 1164244.589 | 0 | 0 | 0 | 1099167.555 | 1536877.614 | 3998640.2947 | 2729154.1649 | 12205383.9043 | 961560.8286 | 26321290.157 | 26321290.157 | 19765873.5944 | 10371438.4012 | 0 | 39488234.89 | 95946837.0425 | 7498.9421 | 1.2089 | 32664.458 | 79366.7136 | 665.9092 | 1617.9978
1 | 5800 | 707 | 0.02 | 15 | 15 | 7 | 1e-11 | 5spot_SharedNeighbor | CO2 | Porous | Wet | R600a | MinimizeLCOE_Brownfield | IgnoreSilica | 2019 | 50.1749 | 4.4844 | 0.38488 | 4 | 26833.5802 | 63506.2477 | 547.0388 | 1294.6608 | 69.6609 | 10.9757 | 47.5792 | 1931185.3755 | 0 | 1373066.2713 | 0 | 0 | 0 | 1224986.6792 | 1766402.9471 | 4595818.1293 | 3136740.3079 | 14028199.7102 | 961560.8286 | 26321290.157 | 26321290.157 | 19765873.5944 | 10371438.4012 | 0 | 41311050.6959 | 97769652.8485 | 10000 | 1.5395 | 26833.5802 | 63506.2477 | 547.0388 | 1294.6608
1 | 5800 | 707 | 0.02 | 15 | 15 | 7 | 1.3335e-11 | 5spot_SharedNeighbor | CO2 | Porous | Wet | R600a | MinimizeLCOE_Brownfield | IgnoreSilica | 2019 | 59.546 | 5.4171 | 0.47617 | 4 | 22605.9498 | 52247.7905 | 460.8529 | 1065.1419 | 69.6615 | 10.8963 | 67.9119 | 2177572.0203 | 0 | 1583022.3087 | 0 | 0 | 0 | 1332479.1627 | 1986298.6618 | 5167941.672 | 3527226.3817 | 15774540.2072 | 961560.8286 | 26321290.157 | 26321290.157 | 19765873.5944 | 10371438.4012 | 0 | 43057391.1928 | 99515993.3454 | 13335.2143 | 1.9047 | 22605.9498 | 52247.7905 | 460.8529 | 1065.1419
1 | 5800 | 707 | 0.02 | 15 | 15 | 7 | 1.7783e-11 | 5spot_SharedNeighbor | CO2 | Porous | Wet | R600a | MinimizeLCOE_Brownfield | IgnoreSilica | 2019 | 68.666 | 6.3344 | 0.57083 | 4 | 19541.2098 | 44267.6585 | 398.374 | 902.4561 | 69.5644 | 10.7969 | 67.7082 | 2401986.5938 | 0 | 1781531.6553 | 0 | 0 | 0 | 1413746.414 | 2182933.2186 | 5679544.4536 | 3876405.7926 | 17336148.1278 | 961560.8286 | 26321290.157 | 26321290.157 | 19765873.5944 | 10371438.4012 | 0 | 44618999.1135 | 101077601.2661 | 17782.7941 | 2.2833 | 19541.2098 | 44267.6585 | 398.374 | 902.4561
1 | 5800 | 707 | 0.02 | 15 | 15 | 7 | 2.3714e-11 | 5spot_SharedNeighbor | CO2 | Porous | Wet | R600a | MinimizeLCOE_Brownfield | IgnoreSilica | 2019 | 77.0265 | 7.184 | 0.66305 | 4 | 17319.7764 | 38607.2178 | 353.0871 | 787.0604 | 69.404 | 10.6877 | 76.1398 | 2595506.7772 | 0 | 1959326.2798 | 0 | 0 | 0 | 1467502.6225 | 2348710.915 | 6110864.0139 | 4170790.2552 | 18652700.8635 | 961560.8286 | 26321290.157 | 26321290.157 | 19765873.5944 | 10371438.4012 | 0 | 45935551.8491 | 102394154.0017 | 23713.7371 | 2.6522 | 17319.7764 | 38607.2178 | 353.0871 | 787.0604
1 | 5800 | 707 | 0.02 | 15 | 15 | 7 | 3.1623e-11 | 5spot_SharedNeighbor | CO2 | Porous | Wet | R600a | MinimizeLCOE_Brownfield | IgnoreSilica | 2019 | 84.3003 | 7.9304 | 0.74792 | 4 | 15707.4211 | 34579.2762 | 320.217 | 704.9453 | 69.2144 | 10.5791 | 79.4078 | 2754875.5696 | 0 | 2111222.3422 | 0 | 0 | 0 | 1497206.9724 | 2481688.9049 | 6456845.466 | 4406929.7055 | 19708768.9606 | 961560.8286 | 26321290.157 | 26321290.157 | 19765873.5944 | 10371438.4012 | 0 | 46991619.9463 | 103450222.0988 | 31622.7766 | 2.9917 | 15707.4211 | 34579.2762 | 320.217 | 704.9453
1 | 5800 | 707 | 0.02 | 15 | 15 | 7 | 4.217e-11 | 5spot_SharedNeighbor | CO2 | Porous | Wet | R600a | MinimizeLCOE_Brownfield | IgnoreSilica | 2019 | 90.3787 | 8.5596 | 0.82239 | 4 | 14533.6604 | 31696.5746 | 296.2883 | 646.1775 | 69.0221 | 10.4789 | 63.4111 | 2881831.626 | 0 | 2236400.9009 | 0 | 0 | 0 | 1509134.9075 | 2584673.2994 | 6724789.7356 | 4589807.1752 | 20526637.6446 | 961560.8286 | 26321290.157 | 26321290.157 | 19765873.5944 | 10371438.4012 | 0 | 47809488.6302 | 104268090.7828 | 42169.6503 | 3.2896 | 14533.6604 | 31696.5746 | 296.2883 | 646.1775
1 | 5800 | 707 | 0.02 | 15 | 15 | 7 | 5.6234e-11 | 5spot_SharedNeighbor | CO2 | Porous | Wet | R600a | MinimizeLCOE_Brownfield | IgnoreSilica | 2019 | 95.3091 | 9.0737 | 0.8853 | 4 | 13675.7732 | 29619.1047 | 278.7991 | 603.8255 | 68.8443 | 10.3914 | 77.024 | 2980717.5889 | 0 | 2336873.775 | 0 | 0 | 0 | 1509703.2362 | 2662644.894 | 6927655.8307 | 4728267.4535 | 21145862.7784 | 961560.8286 | 26321290.157 | 26321290.157 | 19765873.5944 | 10371438.4012 | 0 | 48428713.764 | 104887315.9166 | 56234.1325 | 3.5412 | 13675.7732 | 29619.1047 | 278.7991 | 603.8255
1 | 5800 | 707 | 0.02 | 15 | 15 | 7 | 7.4989e-11 | 5spot_SharedNeighbor | CO2 | Porous | Wet | R600a | MinimizeLCOE_Brownfield | IgnoreSilica | 2019 | 99.2339 | 9.4853 | 0.93694 | 4 | 13046.0581 | 28110.7154 | 265.9615 | 573.075 | 68.689 | 10.3178 | 68.435 | 3056838.6849 | 0 | 2416226.3748 | 0 | 0 | 0 | 1504258.7804 | 2721156.2976 | 7079890.5005 | 4832170.7438 | 21610541.3821 | 961560.8286 | 26321290.157 | 26321290.157 | 19765873.5944 | 10371438.4012 | 0 | 48893392.3677 | 105351994.5203 | 74989.4209 | 3.7478 | 13046.0581 | 28110.7154 | 265.9615 | 573.075
1 | 5800 | 707 | 0.02 | 15 | 15 | 7 | 1e-10 | 5spot_SharedNeighbor | CO2 | Porous | Wet | R600a | MinimizeLCOE_Brownfield | IgnoreSilica | 2019 | 102.2929 | 9.8078 | 0.97832 | 4 | 12581.9387 | 27009.3228 | 256.4998 | 550.6216 | 68.5596 | 10.258 | 79.9595 | 3114578.4591 | 0 | 2477711.5428 | 0 | 0 | 0 | 1495918.6688 | 2764401.3816 | 7192405.3382 | 4908964.4325 | 21953979.8229 | 961560.8286 | 26321290.157 | 26321290.157 | 19765873.5944 | 10371438.4012 | 0 | 49236830.8086 | 105695432.9612 | 100000 | 3.9133 | 12581.9387 | 27009.3228 | 256.4998 | 550.6216
1 | 5800 | 707 | 0.02 | 15 | 15 | 7 | 1.3335e-10 | 5spot_SharedNeighbor | CO2 | Porous | Wet | R600a | MinimizeLCOE_Brownfield | IgnoreSilica | 2019 | 104.6512 | 10.0574 | 1.0109 | 4 | 12238.6379 | 26200.5486 | 249.5012 | 534.1336 | 68.4549 | 10.2104 | 72.7817 | 3158145.6919 | 0 | 2524908.8706 | 0 | 0 | 0 | 1486926.9657 | 2796292.796 | 7275380.2566 | 4965596.5193 | 22207251.1001 | 961560.8286 | 26321290.157 | 26321290.157 | 19765873.5944 | 10371438.4012 | 0 | 49490102.0857 | 105948704.2383 | 133352.1432 | 4.0438 | 12238.6379 | 26200.5486 | 249.5012 | 534.1336
1 | 5800 | 707 | 0.02 | 15 | 15 | 7 | 1.7783e-10 | 5spot_SharedNeighbor | CO2 | Porous | Wet | R600a | MinimizeLCOE_Brownfield | IgnoreSilica | 2019 | 106.4734 | 10.2507 | 1.0364 | 4 | 11983.9391 | 25603.0342 | 244.3088 | 521.9525 | 68.371 | 10.1728 | 76.8264 | 3191242.1456 | 0 | 2561257.0808 | 0 | 0 | 0 | 1478789.4904 | 2820202.5996 | 7337588.661 | 5008055.0335 | 22397135.0108 | 961560.8286 | 26321290.157 | 26321290.157 | 19765873.5944 | 10371438.4012 | 0 | 49679985.9965 | 106138588.149 | 177827.941 | 4.1455 | 11983.9391 | 25603.0342 | 244.3088 | 521.9525
1 | 5800 | 707 | 0.02 | 15 | 15 | 7 | 2.3714e-10 | 5spot_SharedNeighbor | CO2 | Porous | Wet | R600a | MinimizeLCOE_Brownfield | IgnoreSilica | 2019 | 107.8501 | 10.3973 | 1.056 | 4 | 11794.5137 | 25161.025 | 240.4471 | 512.9415 | 68.306 | 10.1439 | 76.0415 | 3215920.5919 | 0 | 2588652.907 | 0 | 0 | 0 | 1471490.318 | 2837664.8886 | 7383021.955 | 5039064.1902 | 22535814.8507 | 961560.8286 | 26321290.157 | 26321290.157 | 19765873.5944 | 10371438.4012 | 0 | 49818665.8363 | 106277267.9889 | 237137.3706 | 4.2239 | 11794.5137 | 25161.025 | 240.4471 | 512.9415
1 | 5800 | 707 | 0.02 | 15 | 15 | 7 | 3.1623e-10 | 5spot_SharedNeighbor | CO2 | Porous | Wet | R600a | MinimizeLCOE_Brownfield | IgnoreSilica | 2019 | 108.9024 | 10.5094 | 1.071 | 4 | 11653.361 | 24832.3483 | 237.5695 | 506.241 | 68.2552 | 10.1216 | 82.3785 | 3234592.7437 | 0 | 2609554.0599 | 0 | 0 | 0 | 1465551.266 | 2850782.2471 | 7417150.6312 | 5062357.713 | 22639988.6608 | 961560.8286 | 26321290.157 | 26321290.157 | 19765873.5944 | 10371438.4012 | 0 | 49922839.6465 | 106381441.799 | 316227.766 | 4.284 | 11653.361 | 24832.3483 | 237.5695 | 506.241
1 | 5800 | 707 | 0.02 | 15 | 15 | 7 | 4.217e-10 | 5spot_SharedNeighbor | CO2 | Porous | Wet | R600a | MinimizeLCOE_Brownfield | IgnoreSilica | 2019 | 109.6944 | 10.5939 | 1.0824 | 4 | 11548.0205 | 24587.8219 | 235.422 | 501.256 | 68.2165 | 10.1046 | 71.3899 | 3248538.3172 | 0 | 2625264.7394 | 0 | 0 | 0 | 1460684.3876 | 2860450.1033 | 7442304.4097 | 5079525.6837 | 22716767.6408 | 961560.8286 | 26321290.157 | 26321290.157 | 19765873.5944 | 10371438.4012 | 0 | 49999618.6265 | 106458220.7791 | 421696.5034 | 4.3297 | 11548.0205 | 24587.8219 | 235.422 | 501.256
1 | 5800 | 707 | 0.02 | 15 | 15 | 7 | 5.6234e-10 | 5spot_SharedNeighbor | CO2 | Porous | Wet | R600a | MinimizeLCOE_Brownfield | IgnoreSilica | 2019 | 110.301 | 10.6587 | 1.0911 | 4 | 11469.3147 | 24405.072 | 233.8175 | 497.5304 | 68.1865 | 10.0915 | 70.3047 | 3259156.5142 | 0 | 2637285.743 | 0 | 0 | 0 | 1456977.8436 | 2867833.8393 | 7461515.3763 | 5092637.5631 | 22775406.8796 | 961560.8286 | 26321290.157 | 26321290.157 | 19765873.5944 | 10371438.4012 | 0 | 50058257.8653 | 106516860.0178 | 562341.3252 | 4.3645 | 11469.3147 | 24405.072 | 233.8175 | 497.5304
1 | 5800 | 707 | 0.02 | 15 | 15 | 7 | 7.4989e-10 | 5spot_SharedNeighbor | CO2 | Porous | Wet | R600a | MinimizeLCOE_Brownfield | IgnoreSilica | 2019 | 110.7466 | 10.7064 | 1.0977 | 4 | 11410.4567 | 24269.0838 | 232.6176 | 494.7581 | 68.1643 | 10.0818 | 74.1039 | 3266921.9839 | 0 | 2646110.0577 | 0 | 0 | 0 | 1453895.6984 | 2873101.8186 | 7475221.5778 | 5101992.3273 | 22817243.4638 | 961560.8286 | 26321290.157 | 26321290.157 | 19765873.5944 | 10371438.4012 | 0 | 50100094.4494 | 106558696.602 | 749894.2093 | 4.3907 | 11410.4567 | 24269.0838 | 232.6176 | 494.7581
1 | 5800 | 707 | 0.02 | 15 | 15 | 7 | 1e-09 | 5spot_SharedNeighbor | CO2 | Porous | Wet | R600a | MinimizeLCOE_Brownfield | IgnoreSilica | 2019 | 111.0897 | 10.7431 | 1.1026 | 4 | 11366.4114 | 24167.0963 | 231.7197 | 492.6789 | 68.1471 | 10.0743 | 81.3615 | 3272880.8527 | 0 | 2652900.4492 | 0 | 0 | 0 | 1451643.5991 | 2877195.7114 | 7485873.047 | 5109262.1739 | 22849755.8332 | 961560.8286 | 26321290.157 | 26321290.157 | 19765873.5944 | 10371438.4012 | 0 | 50132606.8189 | 106591208.9714 | 1000000 | 4.4106 | 11366.4114 | 24167.0963 | 231.7197 | 492.6789
1 | 5800 | 707 | 0.02 | 15 | 15 | 7 | 1.3335e-09 | 5spot_SharedNeighbor | CO2 | Porous | Wet | R600a | MinimizeLCOE_Brownfield | IgnoreSilica | 2019 | 111.3527 | 10.7711 | 1.1064 | 4 | 11333.4341 | 24090.5856 | 231.0474 | 491.1192 | 68.1338 | 10.0685 | 86.2132 | 3277436.9618 | 0 | 2658103.5843 | 0 | 0 | 0 | 1449998.0228 | 2880360.0419 | 7494105.9858 | 5114881.3238 | 22874885.9203 | 961560.8286 | 26321290.157 | 26321290.157 | 19765873.5944 | 10371438.4012 | 0 | 50157736.906 | 106616339.0585 | 1333521.4322 | 4.4256 | 11333.4341 | 24090.5856 | 231.0474 | 491.1192
1 | 5800 | 707 | 0.02 | 15 | 15 | 7 | 1.7783e-09 | 5spot_SharedNeighbor | CO2 | Porous | Wet | R600a | MinimizeLCOE_Brownfield | IgnoreSilica | 2019 | 111.5307 | 10.7904 | 1.1092 | 4 | 11308.7339 | 24034.1337 | 230.5438 | 489.9683 | 68.1248 | 10.0646 | 86.0727 | 3280514.0034 | 0 | 2661623.3373 | 0 | 0 | 0 | 1448426.0164 | 2882319.7093 | 7499204.6384 | 5118361.259 | 22890448.9637 | 961560.8286 | 26321290.157 | 26321290.157 | 19765873.5944 | 10371438.4012 | 0 | 50173299.9493 | 106631902.1019 | 1778279.41 | 4.4367 | 11308.7339 | 24034.1337 | 230.5438 | 489.9683
1 | 5800 | 707 | 0.02 | 15 | 15 | 7 | 2.3714e-09 | 5spot_SharedNeighbor | CO2 | Porous | Wet | R600a | MinimizeLCOE_Brownfield | IgnoreSilica | 2019 | 111.6887 | 10.8071 | 1.1113 | 4 | 11290.2277 | 23990.8412 | 230.1666 | 489.0857 | 68.1168 | 10.0612 | 77.2931 | 3283242.257 | 0 | 2664747.6923 | 0 | 0 | 0 | 1447626.749 | 2884290.5123 | 7504332.2638 | 5121860.9686 | 22906100.443 | 961560.8286 | 26321290.157 | 26321290.157 | 19765873.5944 | 10371438.4012 | 0 | 50188951.4286 | 106647553.5812 | 2371373.7057 | 4.4453 | 11290.2277 | 23990.8412 | 230.1666 | 489.0857
1 | 5800 | 707 | 0.02 | 15 | 15 | 7 | 3.1623e-09 | 5spot_SharedNeighbor | CO2 | Porous | Wet | R600a | MinimizeLCOE_Brownfield | IgnoreSilica | 2019 | 111.7935 | 10.8184 | 1.1129 | 4 | 11276.3593 | 23958.9836 | 229.8838 | 488.4363 | 68.1115 | 10.0589 | 79.1789 | 3285049.8956 | 0 | 2666819.843 | 0 | 0 | 0 | 1446798.6412 | 2885480.6682 | 7507428.8051 | 5123974.4217 | 22915552.2748 | 961560.8286 | 26321290.157 | 26321290.157 | 19765873.5944 | 10371438.4012 | 0 | 50198403.2604 | 106657005.413 | 3162277.6602 | 4.4516 | 11276.3593 | 23958.9836 | 229.8838 | 488.4363
1 | 5800 | 707 | 0.02 | 15 | 15 | 7 | 4.217e-09 | 5spot_SharedNeighbor | CO2 | Porous | Wet | R600a | MinimizeLCOE_Brownfield | IgnoreSilica | 2019 | 111.8667 | 10.8263 | 1.1141 | 4 | 11265.9648 | 23935.34 | 229.6719 | 487.9543 | 68.1077 | 10.0572 | 77.7494 | 3286310.4378 | 0 | 2668265.8189 | 0 | 0 | 0 | 1446085.4118 | 2886258.0507 | 7509451.395 | 5125354.8809 | 22921725.9952 | 961560.8286 | 26321290.157 | 26321290.157 | 19765873.5944 | 10371438.4012 | 0 | 50204576.9808 | 106663179.1334 | 4216965.0343 | 4.4563 | 11265.9648 | 23935.34 | 229.6719 | 487.9543
1 | 5800 | 707 | 0.02 | 15 | 15 | 7 | 5.6234e-09 | 5spot_SharedNeighbor | CO2 | Porous | Wet | R600a | MinimizeLCOE_Brownfield | IgnoreSilica | 2019 | 111.925 | 10.8326 | 1.115 | 4 | 11258.1729 | 23917.4766 | 229.5131 | 487.5901 | 68.1048 | 10.056 | 84.8972 | 3287315.1814 | 0 | 2669418.885 | 0 | 0 | 0 | 1445603.7183 | 2886911.7361 | 7511152.1502 | 5126515.6813 | 22926917.3524 | 961560.8286 | 26321290.157 | 26321290.157 | 19765873.5944 | 10371438.4012 | 0 | 50209768.338 | 106668370.4906 | 5623413.2519 | 4.4599 | 11258.1729 | 23917.4766 | 229.5131 | 487.5901
1 | 5800 | 707 | 0.02 | 15 | 15 | 7 | 7.4989e-09 | 5spot_SharedNeighbor | CO2 | Porous | Wet | R600a | MinimizeLCOE_Brownfield | IgnoreSilica | 2019 | 111.9787 | 10.8383 | 1.1157 | 4 | 11252.3314 | 23903.675 | 229.394 | 487.3087 | 68.102 | 10.0548 | 74.5893 | 3288239.9343 | 0 | 2670480.4972 | 0 | 0 | 0 | 1445400.5446 | 2887607.1806 | 7512961.5543 | 5127750.6368 | 22932440.3477 | 961560.8286 | 26321290.157 | 26321290.157 | 19765873.5944 | 10371438.4012 | 0 | 50215291.3333 | 106673893.4859 | 7498942.0933 | 4.4627 | 11252.3314 | 23903.675 | 229.394 | 487.3087
1 | 5800 | 707 | 0.02 | 15 | 15 | 7 | 1e-08 | 5spot_SharedNeighbor | CO2 | Porous | Wet | R600a | MinimizeLCOE_Brownfield | IgnoreSilica | 2019 | 112.0176 | 10.8424 | 1.1162 | 4 | 11247.9519 | 23893.3867 | 229.3047 | 487.099 | 68.1 | 10.0539 | 77.3665 | 3288909.2921 | 0 | 2671249.1851 | 0 | 0 | 0 | 1445225.0562 | 2888099.578 | 7514242.6714 | 5128625.0255 | 22936350.8083 | 961560.8286 | 26321290.157 | 26321290.157 | 19765873.5944 | 10371438.4012 | 0 | 50219201.7939 | 106677803.9465 | 10000000 | 4.4647 | 11247.9519 | 23893.3867 | 229.3047 | 487.099
1 | 5900 | 707 | 0.02 | 15 | 15 | 7 | 1e-13 | 5spot_SharedNeighbor | CO2 | Porous | Wet | R600a | MinimizeLCOE_Brownfield | IgnoreSilica | 2019 | 0 | 0 | 0 | 0 |  |  |  |  | 15 |  | 20.2613 | [19 empty] | 100 | 0
1 | 5900 | 707 | 0.02 | 15 | 15 | 7 | 1.3335e-13 | 5spot_SharedNeighbor | CO2 | Porous | Wet | R600a | MinimizeLCOE_Brownfield | IgnoreSilica | 2019 | 0 | 0 | 0 | 0 |  |  |  |  | 15 |  | 20.8234 | [19 empty] | 133.3521 | 0
1 | 5900 | 707 | 0.02 | 15 | 15 | 7 | 1.7783e-13 | 5spot_SharedNeighbor | CO2 | Porous | Wet | R600a | MinimizeLCOE_Brownfield | IgnoreSilica | 2019 | 0 | 0 | 0 | 0 |  |  |  |  | 15 |  | 22.2375 | [19 empty] | 177.8279 | 0
1 | 5900 | 707 | 0.02 | 15 | 15 | 7 | 2.3714e-13 | 5spot_SharedNeighbor | CO2 | Porous | Wet | R600a | MinimizeLCOE_Brownfield | IgnoreSilica | 2019 | 0 | 0 | 0 | 0 |  |  |  |  | 15 |  | 21.4113 | [19 empty] | 237.1374 | 0
1 | 5900 | 707 | 0.02 | 15 | 15 | 7 | 3.1623e-13 | 5spot_SharedNeighbor | CO2 | Porous | Wet | R600a | MinimizeLCOE_Brownfield | IgnoreSilica | 2019 | 1.6 | -0.059202 | 0.0019701 | 4 | 3644453.3734 | 10968736.2929 | 74297.1115 | 223612.5256 | 45.4766 | 8.7673 | 23.9918 | 115707.5806 | 0 | 35972.1377 | 0 | 0 | 0 | 114113.199 | 103659.2378 | 269700.0732 | 184075.8417 | 823228.07 | 961560.8286 | 26934732.84 | 26934732.84 | 20193244.4958 | 10589842.3133 | 0 | 28719521.7387 | 86437341.3878 | 316.2278 | 0.0078803 | 3644453.3734 | 10968736.2929 | 74297.1115 | 223612.5256
1 | 5900 | 707 | 0.02 | 15 | 15 | 7 | 4.217e-13 | 5spot_SharedNeighbor | CO2 | Porous | Wet | R600a | MinimizeLCOE_Brownfield | IgnoreSilica | 2019 | 2.7935 | -0.0074201 | 0.0056842 | 4 | 1290486.4401 | 3829002.3657 | 26308.3116 | 78059.3923 | 53.8304 | 9.7362 | 41.6483 | 197705.8938 | 0 | 85206.1535 | 0 | 0 | 0 | 183722.1859 | 181987.3509 | 473493.7563 | 323169.218 | 1445284.5584 | 961560.8286 | 26934732.84 | 26934732.84 | 20193244.4958 | 10589842.3133 | 0 | 29341578.2271 | 87059397.8762 | 421.6965 | 0.022737 | 1290486.4401 | 3829002.3657 | 26308.3116 | 78059.3923
1 | 5900 | 707 | 0.02 | 15 | 15 | 7 | 5.6234e-13 | 5spot_SharedNeighbor | CO2 | Porous | Wet | R600a | MinimizeLCOE_Brownfield | IgnoreSilica | 2019 | 3.8996 | 0.068978 | 0.011352 | 4 | 657460.8303 | 1928513.7864 | 13403.2283 | 39315.362 | 58.0406 | 10.196 | 43.4768 | 267982.5104 | 0 | 128926.0851 | 0 | 0 | 0 | 235472.0066 | 246628.4348 | 641676.5969 | 437957.4625 | 1958643.0963 | 961560.8286 | 26934732.84 | 26934732.84 | 20193244.4958 | 10589842.3133 | 0 | 29854936.765 | 87572756.4141 | 562.3413 | 0.045409 | 657460.8303 | 1928513.7864 | 13403.2283 | 39315.362
1 | 5900 | 707 | 0.02 | 15 | 15 | 7 | 7.4989e-13 | 5spot_SharedNeighbor | CO2 | Porous | Wet | R600a | MinimizeLCOE_Brownfield | IgnoreSilica | 2019 | 5.3003 | 0.1815 | 0.019691 | 4 | 386636.5089 | 1119445.9337 | 7882.1082 | 22821.4195 | 61.2837 | 10.5362 | 48.152 | 350271.8061 | 0 | 181468.5823 | 0 | 0 | 0 | 293545.84 | 321861.6291 | 837417.936 | 571554.9486 | 2556120.7421 | 961560.8286 | 26934732.84 | 26934732.84 | 20193244.4958 | 10589842.3133 | 0 | 30452414.4108 | 88170234.0599 | 749.8942 | 0.078762 | 386636.5089 | 1119445.9337 | 7882.1082 | 22821.4195
1 | 5900 | 707 | 0.02 | 15 | 15 | 7 | 1e-12 | 5spot_SharedNeighbor | CO2 | Porous | Wet | R600a | MinimizeLCOE_Brownfield | IgnoreSilica | 2019 | 7.1003 | 0.33849 | 0.031446 | 4 | 247710.4668 | 706567.9485 | 5049.9129 | 14404.3433 | 63.8219 | 10.793 | 41.5703 | 447662.3868 | 0 | 245257.4747 | 0 | 0 | 0 | 360335.9129 | 410769.752 | 1068738.6343 | 729436.0783 | 3262200.239 | 961560.8286 | 26934732.84 | 26934732.84 | 20193244.4958 | 10589842.3133 | 0 | 31158493.9077 | 88876313.5568 | 1000 | 0.12579 | 247710.4668 | 706567.9485 | 5049.9129 | 14404.3433
1 | 5900 | 707 | 0.02 | 15 | 15 | 7 | 1.3335e-12 | 5spot_SharedNeighbor | CO2 | Porous | Wet | R600a | MinimizeLCOE_Brownfield | IgnoreSilica | 2019 | 9.4024 | 0.54928 | 0.047587 | 4 | 168052.6799 | 471277.064 | 3425.9812 | 9607.6204 | 65.7959 | 10.9858 | 51.2403 | 562221.2772 | 0 | 322224.1555 | 0 | 0 | 0 | 436728.8981 | 515257.989 | 1340595.5935 | 914984.039 | 4092011.9523 | 961560.8286 | 26934732.84 | 26934732.84 | 20193244.4958 | 10589842.3133 | 0 | 31988305.621 | 89706125.2701 | 1333.5214 | 0.19035 | 168052.6799 | 471277.064 | 3425.9812 | 9607.6204
1 | 5900 | 707 | 0.02 | 15 | 15 | 7 | 1.7783e-12 | 5spot_SharedNeighbor | CO2 | Porous | Wet | R600a | MinimizeLCOE_Brownfield | IgnoreSilica | 2019 | 12.3797 | 0.82956 | 0.069382 | 4 | 118828.7033 | 326801.2522 | 2422.4838 | 6662.2856 | 67.3425 | 11.1307 | 51.0142 | 698495.8257 | 0 | 416155.6278 | 0 | 0 | 0 | 526085.4265 | 639887.3832 | 1664855.7121 | 1136298.2329 | 5081778.2082 | 961560.8286 | 26934732.84 | 26934732.84 | 20193244.4958 | 10589842.3133 | 0 | 32978071.8768 | 90695891.5259 | 1778.2794 | 0.27753 | 118828.7033 | 326801.2522 | 2422.4838 | 6662.2856
1 | 5900 | 707 | 0.02 | 15 | 15 | 7 | 2.3714e-12 | 5spot_SharedNeighbor | CO2 | Porous | Wet | R600a | MinimizeLCOE_Brownfield | IgnoreSilica | 2019 | 16.1575 | 1.1919 | 0.098361 | 4 | 86757.9123 | 233457.2013 | 1768.6774 | 4759.3408 | 68.5259 | 11.235 | 56.0712 | 857675.8955 | 0 | 528749.1736 | 0 | 0 | 0 | 627619.3326 | 785477.3167 | 2043650.8544 | 1394833.701 | 6238006.2738 | 961560.8286 | 26934732.84 | 26934732.84 | 20193244.4958 | 10589842.3133 | 0 | 34134299.9424 | 91852119.5915 | 2371.3737 | 0.39344 | 86757.9123 | 233457.2013 | 1768.6774 | 4759.3408
1 | 5900 | 707 | 0.02 | 15 | 15 | 7 | 3.1623e-12 | 5spot_SharedNeighbor | CO2 | Porous | Wet | R600a | MinimizeLCOE_Brownfield | IgnoreSilica | 2019 | 20.9371 | 1.6558 | 0.13638 | 4 | 65046.7373 | 170848.8349 | 1326.0657 | 3482.9846 | 69.4238 | 11.3054 | 47.1986 | 1043352.7901 | 0 | 663579.7538 | 0 | 0 | 0 | 743111.5495 | 955517.1964 | 2486059.7416 | 1696786.8571 | 7588407.8886 | 961560.8286 | 26934732.84 | 26934732.84 | 20193244.4958 | 10589842.3133 | 0 | 35484701.5572 | 93202521.2063 | 3162.2777 | 0.54553 | 65046.7373 | 170848.8349 | 1326.0657 | 3482.9846
1 | 5900 | 707 | 0.02 | 15 | 15 | 7 | 4.217e-12 | 5spot_SharedNeighbor | CO2 | Porous | Wet | R600a | MinimizeLCOE_Brownfield | IgnoreSilica | 2019 | 26.8567 | 2.2357 | 0.18538 | 4 | 49935.4543 | 127772.5912 | 1018.0018 | 2604.8171 | 70.0815 | 11.3442 | 56.4931 | 1255713.3569 | 0 | 822023.7145 | 0 | 0 | 0 | 870636.6029 | 1149865.733 | 2991714.7674 | 2041906.8023 | 9131860.977 | 961560.8286 | 26934732.84 | 26934732.84 | 20193244.4958 | 10589842.3133 | 0 | 37028154.6456 | 94745974.2947 | 4216.965 | 0.74152 | 49935.4543 | 127772.5912 | 1018.0018 | 2604.8171
1 | 5900 | 707 | 0.02 | 15 | 15 | 7 | 5.6234e-12 | 5spot_SharedNeighbor | CO2 | Porous | Wet | R600a | MinimizeLCOE_Brownfield | IgnoreSilica | 2019 | 34.0038 | 2.9414 | 0.24705 | 4 | 39211.4895 | 97619.0387 | 799.3793 | 1990.0961 | 70.5364 | 11.3518 | 65.6095 | 1492920.717 | 0 | 1004118.7853 | 0 | 0 | 0 | 1006758.4686 | 1366481.2086 | 3555303.801 | 2426567.8984 | 10852150.8789 | 961560.8286 | 26934732.84 | 26934732.84 | 20193244.4958 | 10589842.3133 | 0 | 38748444.5475 | 96466264.1966 | 5623.4133 | 0.98819 | 39211.4895 | 97619.0387 | 799.3793 | 1990.0961
1 | 5900 | 707 | 0.02 | 15 | 15 | 7 | 7.4989e-12 | 5spot_SharedNeighbor | CO2 | Porous | Wet | R600a | MinimizeLCOE_Brownfield | IgnoreSilica | 2019 | 42.2935 | 3.7668 | 0.32208 | 4 | 31505.4165 | 76306.4818 | 642.2805 | 1555.6108 | 70.8147 | 11.3275 | 53.6849 | 1748009.9942 | 0 | 1206006.2221 | 0 | 0 | 0 | 1143988.9967 | 1598222.0331 | 4158245.8897 | 2838088.2631 | 12692561.399 | 961560.8286 | 26934732.84 | 26934732.84 | 20193244.4958 | 10589842.3133 | 0 | 40588855.0676 | 98306674.7167 | 7498.9421 | 1.2883 | 31505.4165 | 76306.4818 | 642.2805 | 1555.6108
1 | 5900 | 707 | 0.02 | 15 | 15 | 7 | 1e-11 | 5spot_SharedNeighbor | CO2 | Porous | Wet | R600a | MinimizeLCOE_Brownfield | IgnoreSilica | 2019 | 51.4265 | 4.6843 | 0.40932 | 4 | 25931.29 | 61183.3037 | 528.6444 | 1247.3044 | 70.9391 | 11.2714 | 52.6792 | 2009251.1885 | 0 | 1419706.5423 | 0 | 0 | 0 | 1272234.6727 | 1833465.0373 | 4770299.9317 | 3255827.7233 | 14560785.0956 | 961560.8286 | 26934732.84 | 26934732.84 | 20193244.4958 | 10589842.3133 | 0 | 42457078.7643 | 100174898.4134 | 10000 | 1.6373 | 25931.29 | 61183.3037 | 528.6444 | 1247.3044
1 | 5900 | 707 | 0.02 | 15 | 15 | 7 | 1.3335e-11 | 5spot_SharedNeighbor | CO2 | Porous | Wet | R600a | MinimizeLCOE_Brownfield | IgnoreSilica | 2019 | 60.8781 | 5.6434 | 0.50518 | 4 | 21890.8038 | 50453.5321 | 446.2736 | 1028.5635 | 70.934 | 11.1872 | 67.3703 | 2261353.2899 | 0 | 1633410.0738 | 0 | 0 | 0 | 1380654.7079 | 2057413.0479 | 5352966.7173 | 3653509.777 | 16339307.6139 | 961560.8286 | 26934732.84 | 26934732.84 | 20193244.4958 | 10589842.3133 | 0 | 44235601.2826 | 101953420.9317 | 13335.2143 | 2.0207 | 21890.8038 | 50453.5321 | 446.2736 | 1028.5635
1 | 5900 | 707 | 0.02 | 15 | 15 | 7 | 1.7783e-11 | 5spot_SharedNeighbor | CO2 | Porous | Wet | R600a | MinimizeLCOE_Brownfield | IgnoreSilica | 2019 | 70.0427 | 6.5833 | 0.6041 | 4 | 18962.4375 | 42848.4694 | 386.5749 | 873.524 | 70.8303 | 11.0829 | 67.5468 | 2490210.8383 | 0 | 1834827.8008 | 0 | 0 | 0 | 1462098.8886 | 2256983.6358 | 5872208.4494 | 4007902.9285 | 17924232.5415 | 961560.8286 | 26934732.84 | 26934732.84 | 20193244.4958 | 10589842.3133 | 0 | 45820526.2101 | 103538345.8592 | 17782.7941 | 2.4164 | 18962.4375 | 42848.4694 | 386.5749 | 873.524
1 | 5900 | 707 | 0.02 | 15 | 15 | 7 | 2.3714e-11 | 5spot_SharedNeighbor | CO2 | Porous | Wet | R600a | MinimizeLCOE_Brownfield | IgnoreSilica | 2019 | 78.3908 | 7.4485 | 0.69993 | 4 | 16840.0496 | 37455.6385 | 343.3072 | 763.5839 | 70.6641 | 10.9696 | 61.8591 | 2686392.2457 | 0 | 2014169.362 | 0 | 0 | 0 | 1514971.8834 | 2424058.0616 | 6306901.8335 | 4304590.0952 | 19251083.4814 | 961560.8286 | 26934732.84 | 26934732.84 | 20193244.4958 | 10589842.3133 | 0 | 47147377.1501 | 104865196.7992 | 23713.7371 | 2.7997 | 16840.0496 | 37455.6385 | 343.3072 | 763.5839
1 | 5900 | 707 | 0.02 | 15 | 15 | 7 | 3.1623e-11 | 5spot_SharedNeighbor | CO2 | Porous | Wet | R600a | MinimizeLCOE_Brownfield | IgnoreSilica | 2019 | 85.6381 | 8.2069 | 0.78778 | 4 | 15299.4383 | 33616.1482 | 311.8997 | 685.3106 | 70.4695 | 10.8576 | 73.9181 | 2847683.5743 | 0 | 2167120.6442 | 0 | 0 | 0 | 1543843.7199 | 2557872.696 | 6655060.0631 | 4542215.2409 | 20313795.9384 | 961560.8286 | 26934732.84 | 26934732.84 | 20193244.4958 | 10589842.3133 | 0 | 48210089.6071 | 105927909.2562 | 31622.7766 | 3.1511 | 15299.4383 | 33616.1482 | 311.8997 | 685.3106
1 | 5900 | 707 | 0.02 | 15 | 15 | 7 | 4.217e-11 | 5spot_SharedNeighbor | CO2 | Porous | Wet | R600a | MinimizeLCOE_Brownfield | IgnoreSilica | 2019 | 91.6675 | 8.8434 | 0.86455 | 4 | 14177.6429 | 30867.788 | 289.0304 | 629.2816 | 70.2739 | 10.7549 | 76.3517 | 2975668.0244 | 0 | 2292652.7403 | 0 | 0 | 0 | 1554755.3507 | 2660999.685 | 6923375.3343 | 4725345.9268 | 21132797.0616 | 961560.8286 | 26934732.84 | 26934732.84 | 20193244.4958 | 10589842.3133 | 0 | 49029090.7302 | 106746910.3793 | 42169.6503 | 3.4582 | 14177.6429 | 30867.788 | 289.0304 | 629.2816
1 | 5900 | 707 | 0.02 | 15 | 15 | 7 | 5.6234e-11 | 5spot_SharedNeighbor | CO2 | Porous | Wet | R600a | MinimizeLCOE_Brownfield | IgnoreSilica | 2019 | 96.5466 | 9.3623 | 0.92921 | 4 | 13357.488 | 28886.15 | 272.3105 | 588.8832 | 70.0939 | 10.6656 | 75.3704 | 3075178.0459 | 0 | 2393202.594 | 0 | 0 | 0 | 1554480.6183 | 2738915.8907 | 7126097.3187 | 4863707.8467 | 21751582.3144 | 961560.8286 | 26934732.84 | 26934732.84 | 20193244.4958 | 10589842.3133 | 0 | 49647875.9831 | 107365695.6322 | 56234.1325 | 3.7169 | 13357.488 | 28886.15 | 272.3105 | 588.8832
1 | 5900 | 707 | 0.02 | 15 | 15 | 7 | 7.4989e-11 | 5spot_SharedNeighbor | CO2 | Porous | Wet | R600a | MinimizeLCOE_Brownfield | IgnoreSilica | 2019 | 100.4176 | 9.7765 | 0.98215 | 4 | 12755.2802 | 27446.9597 | 260.0336 | 559.5434 | 69.9376 | 10.5908 | 67.8198 | 3151568.2071 | 0 | 2472371.1243 | 0 | 0 | 0 | 1548277.9566 | 2797164.7423 | 7277648.8821 | 4967144.9027 | 22214175.8151 | 961560.8286 | 26934732.84 | 26934732.84 | 20193244.4958 | 10589842.3133 | 0 | 50110469.4837 | 107828289.1328 | 74989.4209 | 3.9286 | 12755.2802 | 27446.9597 | 260.0336 | 559.5434
1 | 5900 | 707 | 0.02 | 15 | 15 | 7 | 1e-10 | 5spot_SharedNeighbor | CO2 | Porous | Wet | R600a | MinimizeLCOE_Brownfield | IgnoreSilica | 2019 | 103.4527 | 10.1026 | 1.0246 | 4 | 12311.3057 | 26394.522 | 250.9826 | 538.088 | 69.8067 | 10.5298 | 82.6547 | 3209882.8072 | 0 | 2534089.456 | 0 | 0 | 0 | 1539781.5243 | 2840663.9772 | 7390824.9683 | 5044389.9071 | 22559632.6401 | 961560.8286 | 26934732.84 | 26934732.84 | 20193244.4958 | 10589842.3133 | 0 | 50455926.3088 | 108173745.9579 | 100000 | 4.0983 | 12311.3057 | 26394.522 | 250.9826 | 538.088
1 | 5900 | 707 | 0.02 | 15 | 15 | 7 | 1.3335e-10 | 5spot_SharedNeighbor | CO2 | Porous | Wet | R600a | MinimizeLCOE_Brownfield | IgnoreSilica | 2019 | 105.787 | 10.3546 | 1.058 | 4 | 11982.8235 | 25621.6148 | 244.2861 | 522.3313 | 69.7011 | 10.4814 | 83.0858 | 3253790.7919 | 0 | 2581356.7862 | 0 | 0 | 0 | 1530622.4395 | 2872650.3069 | 7474046.8369 | 5101190.5425 | 22813657.7039 | 961560.8286 | 26934732.84 | 26934732.84 | 20193244.4958 | 10589842.3133 | 0 | 50709951.3726 | 108427771.0217 | 133352.1432 | 4.2319 | 11982.8235 | 25621.6148 | 244.2861 | 522.3313
1 | 5900 | 707 | 0.02 | 15 | 15 | 7 | 1.7783e-10 | 5spot_SharedNeighbor | CO2 | Porous | Wet | R600a | MinimizeLCOE_Brownfield | IgnoreSilica | 2019 | 107.5749 | 10.5481 | 1.0839 | 4 | 11739.0683 | 25051.0924 | 239.3168 | 510.7004 | 69.6173 | 10.4435 | 70.7388 | 3286867.0344 | 0 | 2617446.2901 | 0 | 0 | 0 | 1522123.4855 | 2896310.3559 | 7535605.4311 | 5143205.5479 | 23001558.1448 | 961560.8286 | 26934732.84 | 26934732.84 | 20193244.4958 | 10589842.3133 | 0 | 50897851.8134 | 108615671.4625 | 177827.941 | 4.3358 | 11739.0683 | 25051.0924 | 239.3168 | 510.7004
1 | 5900 | 707 | 0.02 | 15 | 15 | 7 | 2.3714e-10 | 5spot_SharedNeighbor | CO2 | Porous | Wet | R600a | MinimizeLCOE_Brownfield | IgnoreSilica | 2019 | 108.9413 | 10.6964 | 1.104 | 4 | 11557.7518 | 24628.2215 | 235.6204 | 502.0796 | 69.5516 | 10.414 | 77.3079 | 3311820.5583 | 0 | 2644962.0385 | 0 | 0 | 0 | 1514844.2188 | 2913934.4581 | 7581459.7297 | 5174502.049 | 23141523.0523 | 961560.8286 | 26934732.84 | 26934732.84 | 20193244.4958 | 10589842.3133 | 0 | 51037816.7209 | 108755636.3701 | 237137.3706 | 4.4159 | 11557.7518 | 24628.2215 | 235.6204 | 502.0796
1 | 5900 | 707 | 0.02 | 15 | 15 | 7 | 3.1623e-10 | 5spot_SharedNeighbor | CO2 | Porous | Wet | R600a | MinimizeLCOE_Brownfield | IgnoreSilica | 2019 | 109.9696 | 10.8082 | 1.1193 | 4 | 11422.6239 | 24314.3951 | 232.8656 | 495.6818 | 69.5012 | 10.3916 | 78.8422 | 3330415.3008 | 0 | 2665634.3143 | 0 | 0 | 0 | 1508663.1379 | 2926837.9737 | 7615032.0305 | 5197415.8341 | 23243998.5913 | 961560.8286 | 26934732.84 | 26934732.84 | 20193244.4958 | 10589842.3133 | 0 | 51140292.26 | 108858111.9091 | 316227.766 | 4.4771 | 11422.6239 | 24314.3951 | 232.8656 | 495.6818
1 | 5900 | 707 | 0.02 | 15 | 15 | 7 | 4.217e-10 | 5spot_SharedNeighbor | CO2 | Porous | Wet | R600a | MinimizeLCOE_Brownfield | IgnoreSilica | 2019 | 110.7607 | 10.8942 | 1.131 | 4 | 11321.7694 | 24080.141 | 230.8096 | 490.9062 | 69.4618 | 10.3742 | 81.6712 | 3344613.4284 | 0 | 2681518.3666 | 0 | 0 | 0 | 1503912.5136 | 2936717.2804 | 7640735.96 | 5214959.2941 | 23322456.8433 | 961560.8286 | 26934732.84 | 26934732.84 | 20193244.4958 | 10589842.3133 | 0 | 51218750.5119 | 108936570.161 | 421696.5034 | 4.5239 | 11321.7694 | 24080.141 | 230.8096 | 490.9062
1 | 5900 | 707 | 0.02 | 15 | 15 | 7 | 5.6234e-10 | 5spot_SharedNeighbor | CO2 | Porous | Wet | R600a | MinimizeLCOE_Brownfield | IgnoreSilica | 2019 | 111.3527 | 10.9587 | 1.1398 | 4 | 11246.4095 | 23905.6295 | 229.2733 | 487.3486 | 69.432 | 10.361 | 86.3341 | 3355174.8412 | 0 | 2693391.2358 | 0 | 0 | 0 | 1500066.0923 | 2943966.546 | 7659597.0622 | 5227832.3839 | 23380028.1614 | 961560.8286 | 26934732.84 | 26934732.84 | 20193244.4958 | 10589842.3133 | 0 | 51276321.83 | 108994141.4791 | 562341.3252 | 4.5594 | 11246.4095 | 23905.6295 | 229.2733 | 487.3486
1 | 5900 | 707 | 0.02 | 15 | 15 | 7 | 7.4989e-10 | 5spot_SharedNeighbor | CO2 | Porous | Wet | R600a | MinimizeLCOE_Brownfield | IgnoreSilica | 2019 | 111.7935 | 11.0068 | 1.1465 | 4 | 11190.0503 | 23775.5061 | 228.1243 | 484.6959 | 69.4097 | 10.3512 | 81.7765 | 3363005.4753 | 0 | 2702226.4198 | 0 | 0 | 0 | 1496981.9587 | 2949263.403 | 7673378.3975 | 5237238.4285 | 23422094.0828 | 961560.8286 | 26934732.84 | 26934732.84 | 20193244.4958 | 10589842.3133 | 0 | 51318387.7515 | 109036207.4006 | 749894.2093 | 4.5861 | 11190.0503 | 23775.5061 | 228.1243 | 484.6959
1 | 5900 | 707 | 0.02 | 15 | 15 | 7 | 1e-09 | 5spot_SharedNeighbor | CO2 | Porous | Wet | R600a | MinimizeLCOE_Brownfield | IgnoreSilica | 2019 | 112.1297 | 11.0435 | 1.1516 | 4 | 11147.873 | 23678.0409 | 227.2645 | 482.7089 | 69.3925 | 10.3437 | 79.9907 | 3368957.5253 | 0 | 2708960.5484 | 0 | 0 | 0 | 1494677.667 | 2953312.3389 | 7683912.8981 | 5244428.4416 | 23454249.4192 | 961560.8286 | 26934732.84 | 26934732.84 | 20193244.4958 | 10589842.3133 | 0 | 51350543.0879 | 109068362.737 | 1000000 | 4.6063 | 11147.873 | 23678.0409 | 227.2645 | 482.7089
1 | 5900 | 707 | 0.02 | 15 | 15 | 7 | 1.3335e-09 | 5spot_SharedNeighbor | CO2 | Porous | Wet | R600a | MinimizeLCOE_Brownfield | IgnoreSilica | 2019 | 112.3855 | 11.0713 | 1.1554 | 4 | 11116.2932 | 23604.9969 | 226.6207 | 481.2198 | 69.3794 | 10.3379 | 85.6482 | 3373474.8182 | 0 | 2714082.1807 | 0 | 0 | 0 | 1492962.3284 | 2956402.5376 | 7691952.9614 | 5249915.95 | 23478790.7763 | 961560.8286 | 26934732.84 | 26934732.84 | 20193244.4958 | 10589842.3133 | 0 | 51375084.445 | 109092904.0941 | 1333521.4322 | 4.6216 | 11116.2932 | 23604.9969 | 226.6207 | 481.2198
1 | 5900 | 707 | 0.02 | 15 | 15 | 7 | 1.7783e-09 | 5spot_SharedNeighbor | CO2 | Porous | Wet | R600a | MinimizeLCOE_Brownfield | IgnoreSilica | 2019 | 112.5707 | 11.0916 | 1.1583 | 4 | 11092.6391 | 23550.5996 | 226.1385 | 480.1108 | 69.3699 | 10.3338 | 79.6228 | 3376739.6668 | 0 | 2717789.7213 | 0 | 0 | 0 | 1491540.3914 | 2958567.214 | 7697585.0053 | 5253759.9357 | 23495981.9346 | 961560.8286 | 26934732.84 | 26934732.84 | 20193244.4958 | 10589842.3133 | 0 | 51392275.6032 | 109110095.2524 | 1778279.41 | 4.633 | 11092.6391 | 23550.5996 | 226.1385 | 480.1108
1 | 5900 | 707 | 0.02 | 15 | 15 | 7 | 2.3714e-09 | 5spot_SharedNeighbor | CO2 | Porous | Wet | R600a | MinimizeLCOE_Brownfield | IgnoreSilica | 2019 | 112.7144 | 11.1073 | 1.1604 | 4 | 11074.9164 | 23509.6726 | 225.7772 | 479.2765 | 69.3625 | 10.3305 | 85.524 | 3379269.5613 | 0 | 2720666.009 | 0 | 0 | 0 | 1490538.1097 | 2960284.7352 | 7702053.6432 | 5256809.8728 | 23509621.9313 | 961560.8286 | 26934732.84 | 26934732.84 | 20193244.4958 | 10589842.3133 | 0 | 51405915.5999 | 109123735.2491 | 2371373.7057 | 4.6417 | 11074.9164 | 23509.6726 | 225.7772 | 479.2765
1 | 5900 | 707 | 0.02 | 15 | 15 | 7 | 3.1623e-09 | 5spot_SharedNeighbor | CO2 | Porous | Wet | R600a | MinimizeLCOE_Brownfield | IgnoreSilica | 2019 | 112.8265 | 11.1195 | 1.1621 | 4 | 11061.635 | 23478.8436 | 225.5064 | 478.648 | 69.3567 | 10.328 | 83.3966 | 3381240.0074 | 0 | 2722908.2766 | 0 | 0 | 0 | 1489847.9372 | 2961658.5263 | 7705627.9657 | 5259249.4214 | 23520532.1346 | 961560.8286 | 26934732.84 | 26934732.84 | 20193244.4958 | 10589842.3133 | 0 | 51416825.8033 | 109134645.4524 | 3162277.6602 | 4.6482 | 11061.635 | 23478.8436 | 225.5064 | 478.648
1 | 5900 | 707 | 0.02 | 15 | 15 | 7 | 4.217e-09 | 5spot_SharedNeighbor | CO2 | Porous | Wet | R600a | MinimizeLCOE_Brownfield | IgnoreSilica | 2019 | 112.8996 | 11.1275 | 1.1632 | 4 | 11051.6802 | 23456.1834 | 225.3034 | 478.186 | 69.3529 | 10.3263 | 80.3075 | 3382525.2668 | 0 | 2724371.9025 | 0 | 0 | 0 | 1489147.4585 | 2962457.4048 | 7707706.4838 | 5260668.0527 | 23526876.5691 | 961560.8286 | 26934732.84 | 26934732.84 | 20193244.4958 | 10589842.3133 | 0 | 51423170.2377 | 109140989.8868 | 4216965.0343 | 4.653 | 11051.6802 | 23456.1834 | 225.3034 | 478.186
1 | 5900 | 707 | 0.02 | 15 | 15 | 7 | 5.6234e-09 | 5spot_SharedNeighbor | CO2 | Porous | Wet | R600a | MinimizeLCOE_Brownfield | IgnoreSilica | 2019 | 112.9534 | 11.1335 | 1.1641 | 4 | 11044.2179 | 23439.2474 | 225.1513 | 477.8408 | 69.3502 | 10.3251 | 78.4785 | 3383468.3342 | 0 | 2725446.3509 | 0 | 0 | 0 | 1488600.7611 | 2963031.0241 | 7709198.9234 | 5261686.6734 | 23531432.0672 | 961560.8286 | 26934732.84 | 26934732.84 | 20193244.4958 | 10589842.3133 | 0 | 51427725.7358 | 109145545.3849 | 5623413.2519 | 4.6565 | 11044.2179 | 23439.2474 | 225.1513 | 477.8408
1 | 5900 | 707 | 0.02 | 15 | 15 | 7 | 7.4989e-09 | 5spot_SharedNeighbor | CO2 | Porous | Wet | R600a | MinimizeLCOE_Brownfield | IgnoreSilica | 2019 | 113.0117 | 11.1397 | 1.1649 | 4 | 11038.6236 | 23425.8261 | 225.0373 | 477.5672 | 69.3471 | 10.3238 | 80.3842 | 3384492.6125 | 0 | 2726613.6215 | 0 | 0 | 0 | 1488484.6207 | 2963840.4333 | 7711304.8403 | 5263124.0049 | 23537860.1332 | 961560.8286 | 26934732.84 | 26934732.84 | 20193244.4958 | 10589842.3133 | 0 | 51434153.8019 | 109151973.451 | 7498942.0933 | 4.6595 | 11038.6236 | 23425.8261 | 225.0373 | 477.5672
1 | 5900 | 707 | 0.02 | 15 | 15 | 7 | 1e-08 | 5spot_SharedNeighbor | CO2 | Porous | Wet | R600a | MinimizeLCOE_Brownfield | IgnoreSilica | 2019 | 113.0387 | 11.1427 | 1.1654 | 4 | 11034.4292 | 23416.4377 | 224.9518 | 477.3758 | 69.3457 | 10.3232 | 89.7015 | 3384966.7686 | 0 | 2727154.25 | 0 | 0 | 0 | 1488123.3311 | 2964095.2964 | 7711967.9416 | 5263576.5853 | 23539884.173 | 961560.8286 | 26934732.84 | 26934732.84 | 20193244.4958 | 10589842.3133 | 0 | 51436177.8416 | 109153997.4907 | 10000000 | 4.6614 | 11034.4292 | 23416.4377 | 224.9518 | 477.3758
1 | 6000 | 707 | 0.02 | 15 | 15 | 7 | 1e-13 | 5spot_SharedNeighbor | CO2 | Porous | Wet | R600a | MinimizeLCOE_Brownfield | IgnoreSilica | 2019 | 0 | 0 | 0 | 0 |  |  |  |  | 15 |  | 19.4705 | [19 empty] | 100 | 0
1 | 6000 | 707 | 0.02 | 15 | 15 | 7 | 1.3335e-13 | 5spot_SharedNeighbor | CO2 | Porous | Wet | R600a | MinimizeLCOE_Brownfield | IgnoreSilica | 2019 | 0 | 0 | 0 | 0 |  |  |  |  | 15 |  | 23.9215 | [19 empty] | 133.3521 | 0
1 | 6000 | 707 | 0.02 | 15 | 15 | 7 | 1.7783e-13 | 5spot_SharedNeighbor | CO2 | Porous | Wet | R600a | MinimizeLCOE_Brownfield | IgnoreSilica | 2019 | 0 | 0 | 0 | 0 |  |  |  |  | 15 |  | 23.2426 | [19 empty] | 177.8279 | 0
1 | 6000 | 707 | 0.02 | 15 | 15 | 7 | 2.3714e-13 | 5spot_SharedNeighbor | CO2 | Porous | Wet | R600a | MinimizeLCOE_Brownfield | IgnoreSilica | 2019 | 0 | 0 | 0 | 0 |  |  |  |  | 15 |  | 22.3795 | [19 empty] | 237.1374 | 0
1 | 6000 | 707 | 0.02 | 15 | 15 | 7 | 3.1623e-13 | 5spot_SharedNeighbor | CO2 | Porous | Wet | R600a | MinimizeLCOE_Brownfield | IgnoreSilica | 2019 | 1.6 | -0.060622 | 0.0020802 | 4 | 3527101.9763 | 10616737.7369 | 71904.7445 | 216436.559 | 45.7524 | 8.9749 | 23.1122 | 117385.3768 | 0 | 35830.0409 | 0 | 0 | 0 | 115538.4308 | 104814.0009 | 272704.53 | 186126.4453 | 832398.8247 | 961560.8286 | 27554035.6139 | 27554035.6139 | 20626182.4834 | 10810590.2618 | 0 | 29347995.2672 | 88338803.6264 | 316.2278 | 0.0083207 | 3527101.9763 | 10616737.7369 | 71904.7445 | 216436.559
1 | 6000 | 707 | 0.02 | 15 | 15 | 7 | 4.217e-13 | 5spot_SharedNeighbor | CO2 | Porous | Wet | R600a | MinimizeLCOE_Brownfield | IgnoreSilica | 2019 | 2.8861 | -0.0042334 | 0.0061448 | 4 | 1221732.651 | 3621775.4701 | 24906.6726 | 73834.7918 | 54.8115 | 10.0257 | 40.311 | 207080.8293 | 0 | 89325.2526 | 0 | 0 | 0 | 192236.4209 | 190570.5761 | 495825.5477 | 338411.1245 | 1513449.7512 | 961560.8286 | 27554035.6139 | 27554035.6139 | 20626182.4834 | 10810590.2618 | 0 | 30029046.1937 | 89019854.5529 | 421.6965 | 0.024579 | 1221732.651 | 3621775.4701 | 24906.6726 | 73834.7918
1 | 6000 | 707 | 0.02 | 15 | 15 | 7 | 5.6234e-13 | 5spot_SharedNeighbor | CO2 | Porous | Wet | R600a | MinimizeLCOE_Brownfield | IgnoreSilica | 2019 | 4.0265 | 0.076484 | 0.012224 | 4 | 625111.8478 | 1831615.2668 | 12743.7505 | 37339.9547 | 59.0978 | 10.4918 | 35.4816 | 280473.8523 | 0 | 134719.9554 | 0 | 0 | 0 | 246243.1151 | 257960.3999 | 671160.0456 | 458080.5221 | 2048637.8905 | 961560.8286 | 27554035.6139 | 27554035.6139 | 20626182.4834 | 10810590.2618 | 0 | 30564234.333 | 89555042.6922 | 562.3413 | 0.048894 | 625111.8478 | 1831615.2668 | 12743.7505 | 37339.9547
1 | 6000 | 707 | 0.02 | 15 | 15 | 7 | 7.4989e-13 | 5spot_SharedNeighbor | CO2 | Porous | Wet | R600a | MinimizeLCOE_Brownfield | IgnoreSilica | 2019 | 5.466 | 0.19466 | 0.021149 | 4 | 368635.9354 | 1065967.041 | 7515.1422 | 21731.18 | 62.3934 | 10.8357 | 43.1749 | 366143.9236 | 0 | 189096.2775 | 0 | 0 | 0 | 306557.0535 | 336100.9293 | 874465.6742 | 596840.7911 | 2669204.6493 | 961560.8286 | 27554035.6139 | 27554035.6139 | 20626182.4834 | 10810590.2618 | 0 | 31184801.0918 | 90175609.451 | 749.8942 | 0.084595 | 368635.9354 | 1065967.041 | 7515.1422 | 21731.18
1 | 6000 | 707 | 0.02 | 15 | 15 | 7 | 1e-12 | 5spot_SharedNeighbor | CO2 | Porous | Wet | R600a | MinimizeLCOE_Brownfield | IgnoreSilica | 2019 | 7.3218 | 0.3597 | 0.033721 | 4 | 236656.2117 | 674004.3123 | 4824.557 | 13740.4896 | 64.9832 | 11.096 | 53.6442 | 467857.6307 | 0 | 255315.5045 | 0 | 0 | 0 | 376283.1621 | 428787.9559 | 1115618.3049 | 761432.4167 | 3405294.9748 | 961560.8286 | 27554035.6139 | 27554035.6139 | 20626182.4834 | 10810590.2618 | 0 | 31920891.4174 | 90911699.7765 | 1000 | 0.13488 | 236656.2117 | 674004.3123 | 4824.557 | 13740.4896
1 | 6000 | 707 | 0.02 | 15 | 15 | 7 | 1.3335e-12 | 5spot_SharedNeighbor | CO2 | Porous | Wet | R600a | MinimizeLCOE_Brownfield | IgnoreSilica | 2019 | 9.6996 | 0.58149 | 0.050972 | 4 | 160814.3068 | 450146.2508 | 3278.4172 | 9176.8402 | 67.0004 | 11.2915 | 49.6085 | 587716.917 | 0 | 335358.8574 | 0 | 0 | 0 | 456285.3906 | 537950.8544 | 1399637.7741 | 955281.5405 | 4272231.334 | 961560.8286 | 27554035.6139 | 27554035.6139 | 20626182.4834 | 10810590.2618 | 0 | 32787827.7765 | 91778636.1357 | 1333.5214 | 0.20389 | 160814.3068 | 450146.2508 | 3278.4172 | 9176.8402
1 | 6000 | 707 | 0.02 | 15 | 15 | 7 | 1.7783e-12 | 5spot_SharedNeighbor | CO2 | Porous | Wet | R600a | MinimizeLCOE_Brownfield | IgnoreSilica | 2019 | 12.7741 | 0.8762 | 0.074254 | 4 | 113871.3049 | 312484.1745 | 2321.4206 | 6370.4126 | 68.5793 | 11.438 | 39.1447 | 730239.0894 | 0 | 433009.9477 | 0 | 0 | 0 | 549810.0616 | 668093.0485 | 1738241.0674 | 1186385.2458 | 5305778.4602 | 961560.8286 | 27554035.6139 | 27554035.6139 | 20626182.4834 | 10810590.2618 | 0 | 33821374.9027 | 92812183.2619 | 1778.2794 | 0.29701 | 113871.3049 | 312484.1745 | 2321.4206 | 6370.4126
1 | 6000 | 707 | 0.02 | 15 | 15 | 7 | 2.3714e-12 | 5spot_SharedNeighbor | CO2 | Porous | Wet | R600a | MinimizeLCOE_Brownfield | IgnoreSilica | 2019 | 16.6593 | 1.2558 | 0.10518 | 4 | 83248.8519 | 223468.7291 | 1697.1404 | 4555.7123 | 69.7826 | 11.5427 | 41.6336 | 896059.0081 | 0 | 549601.4536 | 0 | 0 | 0 | 655354.858 | 819395.9747 | 2131900.245 | 1455065.7234 | 6507377.2628 | 961560.8286 | 27554035.6139 | 27554035.6139 | 20626182.4834 | 10810590.2618 | 0 | 35022973.7054 | 94013782.0645 | 2371.3737 | 0.4207 | 83248.8519 | 223468.7291 | 1697.1404 | 4555.7123
1 | 6000 | 707 | 0.02 | 15 | 15 | 7 | 3.1623e-12 | 5spot_SharedNeighbor | CO2 | Porous | Wet | R600a | MinimizeLCOE_Brownfield | IgnoreSilica | 2019 | 21.5755 | 1.7417 | 0.14571 | 4 | 62498.9419 | 163711.3824 | 1274.1255 | 3337.478 | 70.696 | 11.6127 | 45.6694 | 1089541.129 | 0 | 689267.1193 | 0 | 0 | 0 | 775512.5104 | 996185.0959 | 2591869.2739 | 1769004.0371 | 7911379.1657 | 961560.8286 | 27554035.6139 | 27554035.6139 | 20626182.4834 | 10810590.2618 | 0 | 36426975.6082 | 95417783.9674 | 3162.2777 | 0.58284 | 62498.9419 | 163711.3824 | 1274.1255 | 3337.478
1 | 6000 | 707 | 0.02 | 15 | 15 | 7 | 4.217e-12 | 5spot_SharedNeighbor | CO2 | Porous | Wet | R600a | MinimizeLCOE_Brownfield | IgnoreSilica | 2019 | 27.6339 | 2.3462 | 0.19784 | 4 | 48047.1586 | 122590.807 | 979.5063 | 2499.1794 | 71.3619 | 11.6502 | 42.9391 | 1309771.0164 | 0 | 852617.3769 | 0 | 0 | 0 | 907095.0669 | 1197098.5495 | 3114604.8671 | 2125781.8205 | 9506968.6973 | 961560.8286 | 27554035.6139 | 27554035.6139 | 20626182.4834 | 10810590.2618 | 0 | 38022565.1398 | 97013373.499 | 4216.965 | 0.79136 | 48047.1586 | 122590.807 | 979.5063 | 2499.1794
1 | 6000 | 707 | 0.02 | 15 | 15 | 7 | 5.6234e-12 | 5spot_SharedNeighbor | CO2 | Porous | Wet | R600a | MinimizeLCOE_Brownfield | IgnoreSilica | 2019 | 34.9466 | 3.0816 | 0.26333 | 4 | 37787.054 | 93792.3304 | 770.3402 | 1912.0835 | 71.8219 | 11.6554 | 54.289 | 1555764.9155 | 0 | 1040369.6567 | 0 | 0 | 0 | 1047678.0237 | 1421086.9124 | 3697376.6411 | 2523535.5311 | 11285811.6805 | 961560.8286 | 27554035.6139 | 27554035.6139 | 20626182.4834 | 10810590.2618 | 0 | 39801408.1231 | 98792216.4822 | 5623.4133 | 1.0533 | 37787.054 | 93792.3304 | 770.3402 | 1912.0835
1 | 6000 | 707 | 0.02 | 15 | 15 | 7 | 7.4989e-12 | 5spot_SharedNeighbor | CO2 | Porous | Wet | R600a | MinimizeLCOE_Brownfield | IgnoreSilica | 2019 | 43.3996 | 3.9389 | 0.34276 | 4 | 30413.2047 | 73439.5086 | 620.0143 | 1497.1637 | 72.1006 | 11.6275 | 60.1865 | 1819450.0345 | 0 | 1247903.0038 | 0 | 0 | 0 | 1188721.1458 | 1659868.9318 | 4318638.4745 | 2947559.498 | 13182141.0882 | 961560.8286 | 27554035.6139 | 27554035.6139 | 20626182.4834 | 10810590.2618 | 0 | 41697737.5308 | 100688545.8899 | 7498.9421 | 1.371 | 30413.2047 | 73439.5086 | 620.0143 | 1497.1637
1 | 6000 | 707 | 0.02 | 15 | 15 | 7 | 1e-11 | 5spot_SharedNeighbor | CO2 | Porous | Wet | R600a | MinimizeLCOE_Brownfield | IgnoreSilica | 2019 | 52.6614 | 4.8871 | 0.43472 | 4 | 25079.8788 | 59004.2142 | 511.2873 | 1202.8807 | 72.2217 | 11.567 | 62.5728 | 2088066.0279 | 0 | 1466473.3096 | 0 | 0 | 0 | 1319340.958 | 1900813.3153 | 4945526.3359 | 3375423.3447 | 15095643.2915 | 961560.8286 | 27554035.6139 | 27554035.6139 | 20626182.4834 | 10810590.2618 | 0 | 43611239.734 | 102602048.0931 | 10000 | 1.7389 | 25079.8788 | 59004.2142 | 511.2873 | 1202.8807
1 | 6000 | 707 | 0.02 | 15 | 15 | 7 | 1.3335e-11 | 5spot_SharedNeighbor | CO2 | Porous | Wet | R600a | MinimizeLCOE_Brownfield | IgnoreSilica | 2019 | 62.2157 | 5.875 | 0.53533 | 4 | 21214.8852 | 48763.9275 | 432.4941 | 994.1186 | 72.2109 | 11.4776 | 61.2543 | 2346515.3082 | 0 | 1684458.5597 | 0 | 0 | 0 | 1429305.9402 | 2129509.1251 | 5540545.9212 | 3781536.4381 | 16911871.2924 | 961560.8286 | 27554035.6139 | 27554035.6139 | 20626182.4834 | 10810590.2618 | 0 | 45427467.735 | 104418276.0941 | 13335.2143 | 2.1413 | 21214.8852 | 48763.9275 | 432.4941 | 994.1186
1 | 6000 | 707 | 0.02 | 15 | 15 | 7 | 1.7783e-11 | 5spot_SharedNeighbor | CO2 | Porous | Wet | R600a | MinimizeLCOE_Brownfield | IgnoreSilica | 2019 | 71.4117 | 6.8364 | 0.63853 | 4 | 18414.3514 | 41510.649 | 375.4015 | 846.2507 | 72.1005 | 11.3685 | 68.6138 | 2579466.442 | 0 | 1888494.5649 | 0 | 0 | 0 | 1510542.225 | 2331616.2604 | 6066387.2294 | 4140433.9359 | 18516940.6576 | 961560.8286 | 27554035.6139 | 27554035.6139 | 20626182.4834 | 10810590.2618 | 0 | 47032537.1002 | 106023345.4593 | 17782.7941 | 2.5541 | 18414.3514 | 41510.649 | 375.4015 | 846.2507
1 | 6000 | 707 | 0.02 | 15 | 15 | 7 | 2.3714e-11 | 5spot_SharedNeighbor | CO2 | Porous | Wet | R600a | MinimizeLCOE_Brownfield | IgnoreSilica | 2019 | 79.7527 | 7.7177 | 0.73804 | 4 | 16384.7689 | 36367.0079 | 334.0257 | 741.3906 | 71.9283 | 11.2509 | 71.2766 | 2778391.4649 | 0 | 2069481.8791 | 0 | 0 | 0 | 1562611.468 | 2500089.0767 | 6504718.9387 | 4439604.3343 | 19854897.1615 | 961560.8286 | 27554035.6139 | 27554035.6139 | 20626182.4834 | 10810590.2618 | 0 | 48370493.6041 | 107361301.9632 | 23713.7371 | 2.9522 | 16384.7689 | 36367.0079 | 334.0257 | 741.3906
1 | 6000 | 707 | 0.02 | 15 | 15 | 7 | 3.1623e-11 | 5spot_SharedNeighbor | CO2 | Porous | Wet | R600a | MinimizeLCOE_Brownfield | IgnoreSilica | 2019 | 86.9487 | 8.4857 | 0.8288 | 4 | 14911.37 | 32705.3108 | 303.9884 | 666.742 | 71.7295 | 11.1358 | 69.6697 | 2941006.8972 | 0 | 2222940.4486 | 0 | 0 | 0 | 1590055.3602 | 2634061.0553 | 6853286.5457 | 4677508.8884 | 20918859.1954 | 961560.8286 | 27554035.6139 | 27554035.6139 | 20626182.4834 | 10810590.2618 | 0 | 49434455.638 | 108425263.9971 | 31622.7766 | 3.3152 | 14911.37 | 32705.3108 | 303.9884 | 666.742
1 | 6000 | 707 | 0.02 | 15 | 15 | 7 | 4.217e-11 | 5spot_SharedNeighbor | CO2 | Porous | Wet | R600a | MinimizeLCOE_Brownfield | IgnoreSilica | 2019 | 92.9339 | 9.1299 | 0.9079 | 4 | 13838.2624 | 30081.9425 | 282.1117 | 613.2611 | 71.5306 | 11.0306 | 79.8442 | 3070085.3555 | 0 | 2348902.6114 | 0 | 0 | 0 | 1600023.5496 | 2737414.4914 | 7122190.9858 | 4861041.6942 | 21739658.6879 | 961560.8286 | 27554035.6139 | 27554035.6139 | 20626182.4834 | 10810590.2618 | 0 | 50255255.1305 | 109246063.4896 | 42169.6503 | 3.6316 | 13838.2624 | 30081.9425 | 282.1117 | 613.2611
1 | 6000 | 707 | 0.02 | 15 | 15 | 7 | 5.6234e-11 | 5spot_SharedNeighbor | CO2 | Porous | Wet | R600a | MinimizeLCOE_Brownfield | IgnoreSilica | 2019 | 97.777 | 9.6549 | 0.97438 | 4 | 13053.4693 | 28188.9435 | 266.1126 | 574.6697 | 71.348 | 10.9392 | 82.1105 | 3170488.9643 | 0 | 2449817.9076 | 0 | 0 | 0 | 1599172.0069 | 2815596.7627 | 7325605.2183 | 4999876.0876 | 22360556.9474 | 961560.8286 | 27554035.6139 | 27554035.6139 | 20626182.4834 | 10810590.2618 | 0 | 50876153.39 | 109866961.7491 | 56234.1325 | 3.8975 | 13053.4693 | 28188.9435 | 266.1126 | 574.6697
1 | 6000 | 707 | 0.02 | 15 | 15 | 7 | 7.4989e-11 | 5spot_SharedNeighbor | CO2 | Porous | Wet | R600a | MinimizeLCOE_Brownfield | IgnoreSilica | 2019 | 101.6091 | 10.0729 | 1.0287 | 4 | 12477.0499 | 26813.7413 | 254.3615 | 546.6344 | 71.19 | 10.863 | 71.0248 | 3247391.9254 | 0 | 2529077.2441 | 0 | 0 | 0 | 1592444.3927 | 2873876.2893 | 7477236.5916 | 5103367.6156 | 22823394.0586 | 961560.8286 | 27554035.6139 | 27554035.6139 | 20626182.4834 | 10810590.2618 | 0 | 51338990.5012 | 110329798.8603 | 74989.4209 | 4.1147 | 12477.0499 | 26813.7413 | 254.3615 | 546.6344
1 | 6000 | 707 | 0.02 | 15 | 15 | 7 | 1e-10 | 5spot_SharedNeighbor | CO2 | Porous | Wet | R600a | MinimizeLCOE_Brownfield | IgnoreSilica | 2019 | 104.5929 | 10.4 | 1.072 | 4 | 12051.9686 | 25808.5126 | 245.6957 | 526.1414 | 71.0589 | 10.8013 | 72.6153 | 3305719.2338 | 0 | 2590449.3815 | 0 | 0 | 0 | 1583248.6245 | 2916972.7236 | 7589364.6733 | 5179897.3354 | 23165651.9721 | 961560.8286 | 27554035.6139 | 27554035.6139 | 20626182.4834 | 10810590.2618 | 0 | 51681248.4147 | 110672056.7738 | 100000 | 4.2882 | 12051.9686 | 25808.5126 | 245.6957 | 526.1414
1 | 6000 | 707 | 0.02 | 15 | 15 | 7 | 1.3335e-10 | 5spot_SharedNeighbor | CO2 | Porous | Wet | R600a | MinimizeLCOE_Brownfield | IgnoreSilica | 2019 | 106.9 | 10.6538 | 1.1062 | 4 | 11737.3887 | 25069.3229 | 239.2825 | 511.0721 | 70.9526 | 10.7522 | 82.3665 | 3349889.4909 | 0 | 2637708.7276 | 0 | 0 | 0 | 1573844.9005 | 2948962.8164 | 7672596.3328 | 5236704.6532 | 23419706.9213 | 961560.8286 | 27554035.6139 | 27554035.6139 | 20626182.4834 | 10810590.2618 | 0 | 51935303.3639 | 110926111.723 | 133352.1432 | 4.4248 | 11737.3887 | 25069.3229 | 239.2825 | 511.0721
1 | 6000 | 707 | 0.02 | 15 | 15 | 7 | 1.7783e-10 | 5spot_SharedNeighbor | CO2 | Porous | Wet | R600a | MinimizeLCOE_Brownfield | IgnoreSilica | 2019 | 108.666 | 10.8487 | 1.1327 | 4 | 11503.9036 | 24523.5322 | 234.5226 | 499.9454 | 70.8684 | 10.7137 | 76.4079 | 3383153.2136 | 0 | 2673774.2465 | 0 | 0 | 0 | 1565177.9794 | 2972621.1214 | 7734150.3894 | 5278716.5617 | 23607593.512 | 961560.8286 | 27554035.6139 | 27554035.6139 | 20626182.4834 | 10810590.2618 | 0 | 52123189.9545 | 111113998.3137 | 177827.941 | 4.5309 | 11503.9036 | 24523.5322 | 234.5226 | 499.9454
1 | 6000 | 707 | 0.02 | 15 | 15 | 7 | 2.3714e-10 | 5spot_SharedNeighbor | CO2 | Porous | Wet | R600a | MinimizeLCOE_Brownfield | IgnoreSilica | 2019 | 110.0233 | 10.9987 | 1.1532 | 4 | 11330.1987 | 24118.5486 | 230.9814 | 491.6892 | 70.802 | 10.6837 | 70.936 | 3408395.1503 | 0 | 2701429.0242 | 0 | 0 | 0 | 1557927.53 | 2990423.1647 | 7780467.6545 | 5310329.0468 | 23748971.5706 | 961560.8286 | 27554035.6139 | 27554035.6139 | 20626182.4834 | 10810590.2618 | 0 | 52264568.0132 | 111255376.3723 | 237137.3706 | 4.6129 | 11330.1987 | 24118.5486 | 230.9814 | 491.6892
1 | 6000 | 707 | 0.02 | 15 | 15 | 7 | 3.1623e-10 | 5spot_SharedNeighbor | CO2 | Porous | Wet | R600a | MinimizeLCOE_Brownfield | IgnoreSilica | 2019 | 111.036 | 11.111 | 1.1688 | 4 | 11200.7273 | 23818.3078 | 228.342 | 485.5684 | 70.7515 | 10.661 | 88.1089 | 3427045.3664 | 0 | 2722027.4485 | 0 | 0 | 0 | 1551625.7768 | 3003272.4508 | 7813898.861 | 5333146.5322 | 23851016.4357 | 961560.8286 | 27554035.6139 | 27554035.6139 | 20626182.4834 | 10810590.2618 | 0 | 52366612.8782 | 111357421.2374 | 316227.766 | 4.6753 | 11200.7273 | 23818.3078 | 228.342 | 485.5684
1 | 6000 | 707 | 0.02 | 15 | 15 | 7 | 4.217e-10 | 5spot_SharedNeighbor | CO2 | Porous | Wet | R600a | MinimizeLCOE_Brownfield | IgnoreSilica | 2019 | 111.8083 | 11.1967 | 1.1807 | 4 | 11104.0852 | 23594.4315 | 226.3718 | 481.0044 | 70.7124 | 10.6436 | 83.2865 | 3441164.9158 | 0 | 2737718.2026 | 0 | 0 | 0 | 1546678.0459 | 3012968.8541 | 7839126.9134 | 5350365.1963 | 23928022.1281 | 961560.8286 | 27554035.6139 | 27554035.6139 | 20626182.4834 | 10810590.2618 | 0 | 52443618.5706 | 111434426.9298 | 421696.5034 | 4.7229 | 11104.0852 | 23594.4315 | 226.3718 | 481.0044
1 | 6000 | 707 | 0.02 | 15 | 15 | 7 | 5.6234e-10 | 5spot_SharedNeighbor | CO2 | Porous | Wet | R600a | MinimizeLCOE_Brownfield | IgnoreSilica | 2019 | 112.4003 | 11.2623 | 1.1898 | 4 | 11031.8674 | 23427.0532 | 224.8995 | 477.5922 | 70.6822 | 10.6301 | 75.8092 | 3451924.9012 | 0 | 2749732.4954 | 0 | 0 | 0 | 1542928.5745 | 3020388.5287 | 7858431.3849 | 5363540.8948 | 23986946.7795 | 961560.8286 | 27554035.6139 | 27554035.6139 | 20626182.4834 | 10810590.2618 | 0 | 52502543.222 | 111493351.5812 | 562341.3252 | 4.7592 | 11031.8674 | 23427.0532 | 224.8995 | 477.5922
1 | 6000 | 707 | 0.02 | 15 | 15 | 7 | 7.4989e-10 | 5spot_SharedNeighbor | CO2 | Porous | Wet | R600a | MinimizeLCOE_Brownfield | IgnoreSilica | 2019 | 112.8218 | 11.3094 | 1.1966 | 4 | 10977.855 | 23303.0162 | 223.7984 | 475.0635 | 70.6605 | 10.6204 | 72.5854 | 3459554.3887 | 0 | 2758281.975 | 0 | 0 | 0 | 1539591.6985 | 3025396.9443 | 7871462.2547 | 5372434.7312 | 24026721.9924 | 961560.8286 | 27554035.6139 | 27554035.6139 | 20626182.4834 | 10810590.2618 | 0 | 52542318.4349 | 111533126.7941 | 749894.2093 | 4.7862 | 10977.855 | 23303.0162 | 223.7984 | 475.0635
1 | 6000 | 707 | 0.02 | 15 | 15 | 7 | 1e-09 | 5spot_SharedNeighbor | CO2 | Porous | Wet | R600a | MinimizeLCOE_Brownfield | IgnoreSilica | 2019 | 113.1554 | 11.3464 | 1.2017 | 4 | 10937.4323 | 23209.6206 | 222.9744 | 473.1595 | 70.6432 | 10.6128 | 90.637 | 3465572.6817 | 0 | 2765043.8757 | 0 | 0 | 0 | 1537302.0964 | 3029488.275 | 7882107.0581 | 5379700.0282 | 24059214.0151 | 961560.8286 | 27554035.6139 | 27554035.6139 | 20626182.4834 | 10810590.2618 | 0 | 52574810.4577 | 111565618.8168 | 1000000 | 4.8069 | 10937.4323 | 23209.6206 | 222.9744 | 473.1595
1 | 6000 | 707 | 0.02 | 15 | 15 | 7 | 1.3335e-09 | 5spot_SharedNeighbor | CO2 | Porous | Wet | R600a | MinimizeLCOE_Brownfield | IgnoreSilica | 2019 | 113.4092 | 11.3746 | 1.2056 | 4 | 10907.1651 | 23139.624 | 222.3573 | 471.7325 | 70.63 | 10.6069 | 79.0797 | 3470139.5294 | 0 | 2770185.6906 | 0 | 0 | 0 | 1535598.3096 | 3032610.1765 | 7890229.6055 | 5385243.8338 | 24084007.1454 | 961560.8286 | 27554035.6139 | 27554035.6139 | 20626182.4834 | 10810590.2618 | 0 | 52599603.5879 | 111590411.9471 | 1333521.4322 | 4.8225 | 10907.1651 | 23139.624 | 222.3573 | 471.7325
1 | 6000 | 707 | 0.02 | 15 | 15 | 7 | 1.7783e-09 | 5spot_SharedNeighbor | CO2 | Porous | Wet | R600a | MinimizeLCOE_Brownfield | IgnoreSilica | 2019 | 113.5964 | 11.3954 | 1.2085 | 4 | 10884.4937 | 23087.358 | 221.8951 | 470.667 | 70.6202 | 10.6026 | 90.046 | 3473503.129 | 0 | 2773978.7595 | 0 | 0 | 0 | 1534242.7517 | 3034872.6097 | 7896115.9925 | 5389261.4138 | 24101974.6562 | 961560.8286 | 27554035.6139 | 27554035.6139 | 20626182.4834 | 10810590.2618 | 0 | 52617571.0987 | 111608379.4579 | 1778279.41 | 4.8342 | 10884.4937 | 23087.358 | 221.8951 | 470.667
1 | 6000 | 707 | 0.02 | 15 | 15 | 7 | 2.3714e-09 | 5spot_SharedNeighbor | CO2 | Porous | Wet | R600a | MinimizeLCOE_Brownfield | IgnoreSilica | 2019 | 113.7427 | 11.4116 | 1.2108 | 4 | 10867.507 | 23047.9892 | 221.5488 | 469.8644 | 70.6125 | 10.5992 | 82.9915 | 3476127.9744 | 0 | 2776942.2324 | 0 | 0 | 0 | 1533309.9252 | 3036688.2515 | 7900839.9201 | 5392485.5915 | 24116393.8952 | 961560.8286 | 27554035.6139 | 27554035.6139 | 20626182.4834 | 10810590.2618 | 0 | 52631990.3378 | 111622798.6969 | 2371373.7057 | 4.8431 | 10867.507 | 23047.9892 | 221.5488 | 469.8644
1 | 6000 | 707 | 0.02 | 15 | 15 | 7 | 3.1623e-09 | 5spot_SharedNeighbor | CO2 | Porous | Wet | R600a | MinimizeLCOE_Brownfield | IgnoreSilica | 2019 | 113.8398 | 11.4226 | 1.2124 | 4 | 10854.7769 | 23018.9975 | 221.2893 | 469.2734 | 70.6074 | 10.597 | 83.233 | 3477867.1469 | 0 | 2778907.5959 | 0 | 0 | 0 | 1532390.1807 | 3037774.3202 | 7903665.6479 | 5394414.2088 | 24125019.1004 | 961560.8286 | 27554035.6139 | 27554035.6139 | 20626182.4834 | 10810590.2618 | 0 | 52640615.543 | 111631423.9021 | 3162277.6602 | 4.8495 | 10854.7769 | 23018.9975 | 221.2893 | 469.2734
1 | 6000 | 707 | 0.02 | 15 | 15 | 7 | 4.217e-09 | 5spot_SharedNeighbor | CO2 | Porous | Wet | R600a | MinimizeLCOE_Brownfield | IgnoreSilica | 2019 | 113.913 | 11.4308 | 1.2136 | 4 | 10845.2353 | 22997.2596 | 221.0948 | 468.8302 | 70.6036 | 10.5953 | 84.9302 | 3479177.0715 | 0 | 2780388.7871 | 0 | 0 | 0 | 1531702.1133 | 3038594.509 | 7905799.611 | 5395870.6825 | 24131532.7744 | 961560.8286 | 27554035.6139 | 27554035.6139 | 20626182.4834 | 10810590.2618 | 0 | 52647129.2169 | 111637937.5761 | 4216965.0343 | 4.8544 | 10845.2353 | 22997.2596 | 221.0948 | 468.8302
1 | 6000 | 707 | 0.02 | 15 | 15 | 7 | 5.6234e-09 | 5spot_SharedNeighbor | CO2 | Porous | Wet | R600a | MinimizeLCOE_Brownfield | IgnoreSilica | 2019 | 113.9861 | 11.4387 | 1.2146 | 4 | 10838.0826 | 22980.2513 | 220.949 | 468.4835 | 70.5997 | 10.5936 | 74.504 | 3480486.5914 | 0 | 2781870.122 | 0 | 0 | 0 | 1531488.7151 | 3039599.7171 | 7908414.9563 | 5397655.7093 | 24139515.8111 | 961560.8286 | 27554035.6139 | 27554035.6139 | 20626182.4834 | 10810590.2618 | 0 | 52655112.2537 | 111645920.6128 | 5623413.2519 | 4.8583 | 10838.0826 | 22980.2513 | 220.949 | 468.4835
1 | 6000 | 707 | 0.02 | 15 | 15 | 7 | 7.4989e-09 | 5spot_SharedNeighbor | CO2 | Porous | Wet | R600a | MinimizeLCOE_Brownfield | IgnoreSilica | 2019 | 114.023 | 11.443 | 1.2153 | 4 | 10832.7203 | 22968.2078 | 220.8397 | 468.238 | 70.5978 | 10.5927 | 80.5729 | 3481145.8656 | 0 | 2782616.3229 | 0 | 0 | 0 | 1531026.9811 | 3039967.7762 | 7909372.5705 | 5398309.3007 | 24142438.817 | 961560.8286 | 27554035.6139 | 27554035.6139 | 20626182.4834 | 10810590.2618 | 0 | 52658035.2595 | 111648843.6187 | 7498942.0933 | 4.861 | 10832.7203 | 22968.2078 | 220.8397 | 468.238
1 | 6000 | 707 | 0.02 | 15 | 15 | 7 | 1e-08 | 5spot_SharedNeighbor | CO2 | Porous | Wet | R600a | MinimizeLCOE_Brownfield | IgnoreSilica | 2019 | 114.0593 | 11.447 | 1.2158 | 4 | 10828.7 | 22958.8412 | 220.7577 | 468.047 | 70.5959 | 10.5919 | 74.8233 | 3481794.904 | 0 | 2783351.0376 | 0 | 0 | 0 | 1530824.0487 | 3040428.2962 | 7910570.7492 | 5399127.0823 | 24146096.118 | 961560.8286 | 27554035.6139 | 27554035.6139 | 20626182.4834 | 10810590.2618 | 0 | 52661692.5606 | 111652500.9197 | 10000000 | 4.8632 | 10828.7 | 22958.8412 | 220.7577 | 468.047
1 | 6100 | 707 | 0.02 | 15 | 15 | 7 | 1e-13 | 5spot_SharedNeighbor | CO2 | Porous | Wet | R600a | MinimizeLCOE_Brownfield | IgnoreSilica | 2019 | 0 | 0 | 0 | 0 |  |  |  |  | 15 |  | 20.008 | [19 empty] | 100 | 0
1 | 6100 | 707 | 0.02 | 15 | 15 | 7 | 1.3335e-13 | 5spot_SharedNeighbor | CO2 | Porous | Wet | R600a | MinimizeLCOE_Brownfield | IgnoreSilica | 2019 | 0 | 0 | 0 | 0 |  |  |  |  | 15 |  | 23.779 | [19 empty] | 133.3521 | 0
1 | 6100 | 707 | 0.02 | 15 | 15 | 7 | 1.7783e-13 | 5spot_SharedNeighbor | CO2 | Porous | Wet | R600a | MinimizeLCOE_Brownfield | IgnoreSilica | 2019 | 0 | 0 | 0 | 0 |  |  |  |  | 15 |  | 23.7708 | [19 empty] | 177.8279 | 0
1 | 6100 | 707 | 0.02 | 15 | 15 | 7 | 2.3714e-13 | 5spot_SharedNeighbor | CO2 | Porous | Wet | R600a | MinimizeLCOE_Brownfield | IgnoreSilica | 2019 | 1.6 | -0.070811 | 4.9065e-05 | 4 | 152972993.8214 | 460107214.2377 | 3118561.3903 | 9379907.9033 | 46.0199 | 9.1819 | 23.272 | 119039.2475 | 0 | 35679.5828 | 0 | 0 | 0 | 129863.8402 | 110987.2415 | 288766.0357 | 197088.7529 | 881424.7007 | 961560.8286 | 28179198.4787 | 28179198.4787 | 21064687.5574 | 11033682.2466 | 0 | 30022184.008 | 90299752.2907 | 237.1374 | 0.00019626 | 152972993.8214 | 460107214.2377 | 3118561.3903 | 9379907.9033
1 | 6100 | 707 | 0.02 | 15 | 15 | 7 | 3.1623e-13 | 5spot_SharedNeighbor | CO2 | Porous | Wet | R600a | MinimizeLCOE_Brownfield | IgnoreSilica | 2019 | 1.6 | -0.06204 | 0.0021864 | 4 | 3428291.4237 | 10320675.452 | 69890.3578 | 210400.9288 | 46.0199 | 9.1819 | 25.1543 | 119039.2487 | 0 | 35679.5824 | 0 | 0 | 0 | 116965.2956 | 105956.8094 | 275677.8833 | 188155.82 | 841474.6394 | 961560.8286 | 28179198.4787 | 28179198.4787 | 21064687.5574 | 11033682.2466 | 0 | 29982233.9467 | 90259802.2294 | 316.2278 | 0.0087455 | 3428291.4237 | 10320675.452 | 69890.3578 | 210400.9288
1 | 6100 | 707 | 0.02 | 15 | 15 | 7 | 4.217e-13 | 5spot_SharedNeighbor | CO2 | Porous | Wet | R600a | MinimizeLCOE_Brownfield | IgnoreSilica | 2019 | 2.9787 | -0.00088711 | 0.0066338 | 4 | 1157828.0446 | 3429426.2513 | 23603.8908 | 69913.4928 | 55.7927 | 10.3157 | 40.2752 | 216613.3863 | 0 | 93493.6874 | 0 | 0 | 0 | 200851.9495 | 199274.019 | 518470.1208 | 353866.511 | 1582569.674 | 961560.8286 | 28179198.4787 | 28179198.4787 | 21064687.5574 | 11033682.2466 | 0 | 30723328.9813 | 91000897.264 | 421.6965 | 0.026535 | 1157828.0446 | 3429426.2513 | 23603.8908 | 69913.4928
1 | 6100 | 707 | 0.02 | 15 | 15 | 7 | 5.6234e-13 | 5spot_SharedNeighbor | CO2 | Porous | Wet | R600a | MinimizeLCOE_Brownfield | IgnoreSilica | 2019 | 4.1554 | 0.084399 | 0.013146 | 4 | 594867.4023 | 1741135.8318 | 12127.1766 | 35495.409 | 60.1617 | 10.7883 | 46.1624 | 293296.0334 | 0 | 140662.6703 | 0 | 0 | 0 | 257261.5045 | 269575.8812 | 701381.1452 | 478707.0435 | 2140884.278 | 961560.8286 | 28179198.4787 | 28179198.4787 | 21064687.5574 | 11033682.2466 | 0 | 31281643.5853 | 91559211.868 | 562.3413 | 0.052586 | 594867.4023 | 1741135.8318 | 12127.1766 | 35495.409
1 | 6100 | 707 | 0.02 | 15 | 15 | 7 | 7.4989e-13 | 5spot_SharedNeighbor | CO2 | Porous | Wet | R600a | MinimizeLCOE_Brownfield | IgnoreSilica | 2019 | 5.6434 | 0.20907 | 0.022692 | 4 | 351784.3399 | 1015878.9593 | 7171.5996 | 20710.0667 | 63.5254 | 11.1373 | 60.3077 | 382944.6992 | 0 | 197240.9088 | 0 | 0 | 0 | 320446.7111 | 351246.6044 | 913871.6141 | 623736.1548 | 2789486.6923 | 961560.8286 | 28179198.4787 | 28179198.4787 | 21064687.5574 | 11033682.2466 | 0 | 31930245.9996 | 92207814.2823 | 749.8942 | 0.090767 | 351784.3399 | 1015878.9593 | 7171.5996 | 20710.0667
1 | 6100 | 707 | 0.02 | 15 | 15 | 7 | 1e-12 | 5spot_SharedNeighbor | CO2 | Porous | Wet | R600a | MinimizeLCOE_Brownfield | IgnoreSilica | 2019 | 7.5607 | 0.38288 | 0.036124 | 4 | 226296.9001 | 643453.8368 | 4613.3684 | 13117.6768 | 66.1659 | 11.401 | 48.0115 | 489314.4599 | 0 | 266097.7405 | 0 | 0 | 0 | 393434.5939 | 448050.2498 | 1165734.8422 | 795637.9832 | 3558269.8694 | 961560.8286 | 28179198.4787 | 28179198.4787 | 21064687.5574 | 11033682.2466 | 0 | 32699029.1767 | 92976597.4595 | 1000 | 0.1445 | 226296.9001 | 643453.8368 | 4613.3684 | 13117.6768
1 | 6100 | 707 | 0.02 | 15 | 15 | 7 | 1.3335e-12 | 5spot_SharedNeighbor | CO2 | Porous | Wet | R600a | MinimizeLCOE_Brownfield | IgnoreSilica | 2019 | 10.0091 | 0.61557 | 0.054538 | 4 | 154024.5133 | 430334.2952 | 3139.998 | 8772.9467 | 68.2162 | 11.5982 | 48.5585 | 614237.7845 | 0 | 349046.4085 | 0 | 0 | 0 | 476706.6426 | 561596.4259 | 1461158.7008 | 997270.8371 | 4460016.7993 | 961560.8286 | 28179198.4787 | 28179198.4787 | 21064687.5574 | 11033682.2466 | 0 | 33600776.1066 | 93878344.3893 | 1333.5214 | 0.21815 | 154024.5133 | 430334.2952 | 3139.998 | 8772.9467
1 | 6100 | 707 | 0.02 | 15 | 15 | 7 | 1.7783e-12 | 5spot_SharedNeighbor | CO2 | Porous | Wet | R600a | MinimizeLCOE_Brownfield | IgnoreSilica | 2019 | 13.1614 | 0.92344 | 0.079362 | 4 | 109217.2071 | 299099.4306 | 2226.5405 | 6097.5465 | 69.817 | 11.7453 | 43.5156 | 762200.0014 | 0 | 449836.9576 | 0 | 0 | 0 | 573393.337 | 696317.8155 | 1811676.1214 | 1236506.1791 | 5529930.412 | 961560.8286 | 28179198.4787 | 28179198.4787 | 21064687.5574 | 11033682.2466 | 0 | 34670689.7192 | 94948258.002 | 1778.2794 | 0.31745 | 109217.2071 | 299099.4306 | 2226.5405 | 6097.5465
1 | 6100 | 707 | 0.02 | 15 | 15 | 7 | 2.3714e-12 | 5spot_SharedNeighbor | CO2 | Porous | Wet | R600a | MinimizeLCOE_Brownfield | IgnoreSilica | 2019 | 17.1586 | 1.321 | 0.11232 | 4 | 79951.7845 | 214118.8684 | 1629.9253 | 4365.1028 | 71.0428 | 11.8505 | 49.8374 | 934987.8186 | 0 | 570618.7263 | 0 | 0 | 0 | 683226.5264 | 853644.8978 | 2221008.9175 | 1515884.2234 | 6779371.11 | 961560.8286 | 28179198.4787 | 28179198.4787 | 21064687.5574 | 11033682.2466 | 0 | 35920130.4173 | 96197698.7 | 2371.3737 | 0.44927 | 79951.7845 | 214118.8684 | 1629.9253 | 4365.1028
1 | 6100 | 707 | 0.02 | 15 | 15 | 7 | 3.1623e-12 | 5spot_SharedNeighbor | CO2 | Porous | Wet | R600a | MinimizeLCOE_Brownfield | IgnoreSilica | 2019 | 22.2166 | 1.8298 | 0.15548 | 4 | 60102.9793 | 157022.2852 | 1225.2805 | 3201.1117 | 71.973 | 11.9203 | 46.0028 | 1136605.236 | 0 | 715317.3026 | 0 | 0 | 0 | 808313.0168 | 1037491.8666 | 2699341.018 | 1842355.7107 | 8239424.1507 | 961560.8286 | 28179198.4787 | 28179198.4787 | 21064687.5574 | 11033682.2466 | 0 | 37380183.458 | 97657751.7407 | 3162.2777 | 0.62194 | 60102.9793 | 157022.2852 | 1225.2805 | 3201.1117
1 | 6100 | 707 | 0.02 | 15 | 15 | 7 | 4.217e-12 | 5spot_SharedNeighbor | CO2 | Porous | Wet | R600a | MinimizeLCOE_Brownfield | IgnoreSilica | 2019 | 28.4427 | 2.4622 | 0.21092 | 4 | 46269.7659 | 117714.555 | 943.2718 | 2399.7704 | 72.6495 | 11.9563 | 52.6898 | 1365845.3577 | 0 | 884393.0676 | 0 | 0 | 0 | 945103.0606 | 1246183.1795 | 3242313.0058 | 2212945.2493 | 9896782.9206 | 961560.8286 | 28179198.4787 | 28179198.4787 | 21064687.5574 | 11033682.2466 | 0 | 39037542.2279 | 99315110.5106 | 4216.965 | 0.84369 | 46269.7659 | 117714.555 | 943.2718 | 2399.7704
1 | 6100 | 707 | 0.02 | 15 | 15 | 7 | 5.6234e-12 | 5spot_SharedNeighbor | CO2 | Porous | Wet | R600a | MinimizeLCOE_Brownfield | IgnoreSilica | 2019 | 35.9017 | 3.2262 | 0.28035 | 4 | 36444.9363 | 90197.0991 | 742.9793 | 1838.7899 | 73.1125 | 11.959 | 55.9249 | 1620038.2691 | 0 | 1077337.3828 | 0 | 0 | 0 | 1089372.606 | 1476831.8206 | 3842413.4572 | 2622526.1383 | 11728519.6739 | 961560.8286 | 28179198.4787 | 28179198.4787 | 21064687.5574 | 11033682.2466 | 0 | 40869278.9812 | 101146847.2639 | 5623.4133 | 1.1214 | 36444.9363 | 90197.0991 | 742.9793 | 1838.7899
1 | 6100 | 707 | 0.02 | 15 | 15 | 7 | 7.4989e-12 | 5spot_SharedNeighbor | CO2 | Porous | Wet | R600a | MinimizeLCOE_Brownfield | IgnoreSilica | 2019 | 44.523 | 4.1166 | 0.36435 | 4 | 29382.939 | 70742.1483 | 599.011 | 1442.1744 | 73.3916 | 11.9273 | 55.9206 | 1892547.3627 | 0 | 1290679.152 | 0 | 0 | 0 | 1234365.4168 | 1722860.8533 | 4482530.5329 | 3059419.1955 | 13682402.5132 | 961560.8286 | 28179198.4787 | 28179198.4787 | 21064687.5574 | 11033682.2466 | 0 | 42823161.8205 | 103100730.1032 | 7498.9421 | 1.4574 | 29382.939 | 70742.1483 | 599.011 | 1442.1744
1 | 6100 | 707 | 0.02 | 15 | 15 | 7 | 1e-11 | 5spot_SharedNeighbor | CO2 | Porous | Wet | R600a | MinimizeLCOE_Brownfield | IgnoreSilica | 2019 | 53.9092 | 5.0954 | 0.46117 | 4 | 24275.6828 | 56952.1234 | 494.8926 | 1161.0461 | 73.5089 | 11.8621 | 60.4054 | 2168446.0057 | 0 | 1514046.1503 | 0 | 0 | 0 | 1367175.4646 | 1969370.3721 | 5123897.7347 | 3497165.4895 | 15640101.2169 | 961560.8286 | 28179198.4787 | 28179198.4787 | 21064687.5574 | 11033682.2466 | 0 | 44780860.5242 | 105058428.8069 | 10000 | 1.8447 | 24275.6828 | 56952.1234 | 494.8926 | 1161.0461
1 | 6100 | 707 | 0.02 | 15 | 15 | 7 | 1.3335e-11 | 5spot_SharedNeighbor | CO2 | Porous | Wet | R600a | MinimizeLCOE_Brownfield | IgnoreSilica | 2019 | 63.5239 | 6.1086 | 0.56651 | 4 | 20575.423 | 47175.8646 | 419.4578 | 961.7438 | 73.4922 | 11.7678 | 65.3998 | 2432127.4453 | 0 | 1735371.3239 | 0 | 0 | 0 | 1477469.3147 | 2201537.5527 | 5727949.1147 | 3909442.9684 | 17483897.7196 | 961560.8286 | 28179198.4787 | 28179198.4787 | 21064687.5574 | 11033682.2466 | 0 | 46624657.0269 | 106902225.3097 | 13335.2143 | 2.266 | 20575.423 | 47175.8646 | 419.4578 | 961.7438
1 | 6100 | 707 | 0.02 | 15 | 15 | 7 | 1.7783e-11 | 5spot_SharedNeighbor | CO2 | Porous | Wet | R600a | MinimizeLCOE_Brownfield | IgnoreSilica | 2019 | 72.754 | 7.0919 | 0.67409 | 4 | 17894.8358 | 40250.112 | 364.8104 | 820.553 | 73.3754 | 11.6537 | 62.8622 | 2669266.2808 | 0 | 1942102.758 | 0 | 0 | 0 | 1558586.4172 | 2406282.6278 | 6260653.8012 | 4273024.8629 | 19109916.7479 | 961560.8286 | 28179198.4787 | 28179198.4787 | 21064687.5574 | 11033682.2466 | 0 | 48250676.0552 | 108528244.3379 | 17782.7941 | 2.6963 | 17894.8358 | 40250.112 | 364.8104 | 820.553
1 | 6100 | 707 | 0.02 | 15 | 15 | 7 | 2.3714e-11 | 5spot_SharedNeighbor | CO2 | Porous | Wet | R600a | MinimizeLCOE_Brownfield | IgnoreSilica | 2019 | 81.0903 | 7.9896 | 0.77732 | 4 | 15952.3018 | 35338.6369 | 325.2092 | 720.4259 | 73.1972 | 11.5319 | 71.769 | 2870981.7918 | 0 | 2124783.3271 | 0 | 0 | 0 | 1609904.3655 | 2576211.0989 | 6702772.8258 | 4574780.1818 | 20459433.591 | 961560.8286 | 28179198.4787 | 28179198.4787 | 21064687.5574 | 11033682.2466 | 0 | 49600192.8983 | 109877761.181 | 23713.7371 | 3.1093 | 15952.3018 | 35338.6369 | 325.2092 | 720.4259
1 | 6100 | 707 | 0.02 | 15 | 15 | 7 | 3.1623e-11 | 5spot_SharedNeighbor | CO2 | Porous | Wet | R600a | MinimizeLCOE_Brownfield | IgnoreSilica | 2019 | 88.2593 | 8.7693 | 0.8711 | 4 | 14541.9369 | 31841.1633 | 296.4571 | 649.1252 | 72.9936 | 11.4133 | 63.9504 | 3035421.0521 | 0 | 2279241.1121 | 0 | 0 | 0 | 1636427.2658 | 2710924.8777 | 7053270.4446 | 4814002.0087 | 21529286.7609 | 961560.8286 | 28179198.4787 | 28179198.4787 | 21064687.5574 | 11033682.2466 | 0 | 50670046.0682 | 110947614.3509 | 31622.7766 | 3.4844 | 14541.9369 | 31841.1633 | 296.4571 | 649.1252
1 | 6100 | 707 | 0.02 | 15 | 15 | 7 | 4.217e-11 | 5spot_SharedNeighbor | CO2 | Porous | Wet | R600a | MinimizeLCOE_Brownfield | IgnoreSilica | 2019 | 94.2102 | 9.422 | 0.95257 | 4 | 13514.4948 | 29334.1719 | 275.5113 | 598.0168 | 72.791 | 11.3053 | 71.257 | 3165747.8525 | 0 | 2405813.1556 | 0 | 0 | 0 | 1645605.244 | 2814694.8383 | 7323258.596 | 4998274.4697 | 22353394.156 | 961560.8286 | 28179198.4787 | 28179198.4787 | 21064687.5574 | 11033682.2466 | 0 | 51494153.4633 | 111771721.746 | 42169.6503 | 3.8103 | 13514.4948 | 29334.1719 | 275.5113 | 598.0168
1 | 6100 | 707 | 0.02 | 15 | 15 | 7 | 5.6234e-11 | 5spot_SharedNeighbor | CO2 | Porous | Wet | R600a | MinimizeLCOE_Brownfield | IgnoreSilica | 2019 | 99 | 9.9514 | 1.0208 | 4 | 12762.8775 | 27525.1967 | 260.1885 | 561.1384 | 72.6065 | 11.2122 | 76.852 | 3266633.7202 | 0 | 2506704.9503 | 0 | 0 | 0 | 1643774.397 | 2892674.0963 | 7526144.6296 | 5136748.3565 | 22972680.15 | 961560.8286 | 28179198.4787 | 28179198.4787 | 21064687.5574 | 11033682.2466 | 0 | 52113439.4573 | 112391007.7401 | 56234.1325 | 4.0832 | 12762.8775 | 27525.1967 | 260.1885 | 561.1384
1 | 6100 | 707 | 0.02 | 15 | 15 | 7 | 7.4989e-11 | 5spot_SharedNeighbor | CO2 | Porous | Wet | R600a | MinimizeLCOE_Brownfield | IgnoreSilica | 2019 | 102.7876 | 10.3725 | 1.0764 | 4 | 12210.661 | 26210.2214 | 248.9308 | 534.3308 | 72.4472 | 11.1348 | 80.4878 | 3343896.6341 | 0 | 2585913.0408 | 0 | 0 | 0 | 1636373.6688 | 2950811.5041 | 7677406.2389 | 5239987.513 | 23434388.5997 | 961560.8286 | 28179198.4787 | 28179198.4787 | 21064687.5574 | 11033682.2466 | 0 | 52575147.907 | 112852716.1897 | 74989.4209 | 4.3057 | 12210.661 | 26210.2214 | 248.9308 | 534.3308
1 | 6100 | 707 | 0.02 | 15 | 15 | 7 | 1e-10 | 5spot_SharedNeighbor | CO2 | Porous | Wet | R600a | MinimizeLCOE_Brownfield | IgnoreSilica | 2019 | 105.7501 | 10.7033 | 1.1209 | 4 | 11803.3175 | 25247.829 | 240.6266 | 514.7111 | 72.3146 | 11.0718 | 83.4635 | 3402787.1072 | 0 | 2647535.5738 | 0 | 0 | 0 | 1627003.2243 | 2994157.1031 | 7790182.5962 | 5316959.6942 | 23778625.2989 | 961560.8286 | 28179198.4787 | 28179198.4787 | 21064687.5574 | 11033682.2466 | 0 | 52919384.6062 | 113196952.8889 | 100000 | 4.4834 | 11803.3175 | 25247.829 | 240.6266 | 514.7111
1 | 6100 | 707 | 0.02 | 15 | 15 | 7 | 1.3335e-10 | 5spot_SharedNeighbor | CO2 | Porous | Wet | R600a | MinimizeLCOE_Brownfield | IgnoreSilica | 2019 | 108.0157 | 10.9575 | 1.1557 | 4 | 11501.7941 | 24540.956 | 234.4796 | 500.3006 | 72.2083 | 11.0222 | 76.7871 | 3446910.1228 | 0 | 2694473.3624 | 0 | 0 | 0 | 1617054.4945 | 3025790.8121 | 7872487.0179 | 5373134.1532 | 24029849.9628 | 961560.8286 | 28179198.4787 | 28179198.4787 | 21064687.5574 | 11033682.2466 | 0 | 53170609.2701 | 113448177.5528 | 133352.1432 | 4.6228 | 11501.7941 | 24540.956 | 234.4796 | 500.3006
1 | 6100 | 707 | 0.02 | 15 | 15 | 7 | 1.7783e-10 | 5spot_SharedNeighbor | CO2 | Porous | Wet | R600a | MinimizeLCOE_Brownfield | IgnoreSilica | 2019 | 109.7675 | 11.1544 | 1.1828 | 4 | 11277.957 | 24018.0658 | 229.9164 | 489.6408 | 72.1233 | 10.9831 | 69.1666 | 3480484.3998 | 0 | 2730659.0095 | 0 | 0 | 0 | 1608331.5439 | 3049595.2317 | 7934421.235 | 5415405.5289 | 24218896.9489 | 961560.8286 | 28179198.4787 | 28179198.4787 | 21064687.5574 | 11033682.2466 | 0 | 53359656.2562 | 113637224.5389 | 177827.941 | 4.7313 | 11277.957 | 24018.0658 | 229.9164 | 489.6408
1 | 6100 | 707 | 0.02 | 15 | 15 | 7 | 2.3714e-10 | 5spot_SharedNeighbor | CO2 | Porous | Wet | R600a | MinimizeLCOE_Brownfield | IgnoreSilica | 2019 | 111.0897 | 11.3036 | 1.2037 | 4 | 11111.4044 | 23630.9735 | 226.521 | 481.7494 | 72.0575 | 10.9531 | 80.7789 | 3505511.1957 | 0 | 2757909.9507 | 0 | 0 | 0 | 1600630.7982 | 3066980.2584 | 7979653.5082 | 5446277.4848 | 24356963.1961 | 961560.8286 | 28179198.4787 | 28179198.4787 | 21064687.5574 | 11033682.2466 | 0 | 53497722.5034 | 113775290.7861 | 237137.3706 | 4.8147 | 11111.4044 | 23630.9735 | 226.521 | 481.7494
1 | 6100 | 707 | 0.02 | 15 | 15 | 7 | 3.1623e-10 | 5spot_SharedNeighbor | CO2 | Porous | Wet | R600a | MinimizeLCOE_Brownfield | IgnoreSilica | 2019 | 112.0908 | 11.4167 | 1.2196 | 4 | 10987.2489 | 23343.3173 | 223.9899 | 475.8851 | 72.0068 | 10.9301 | 76.6882 | 3524281.4061 | 0 | 2778509.9623 | 0 | 0 | 0 | 1594266.4033 | 3079852.531 | 8013144.521 | 5469135.7892 | 24459190.613 | 961560.8286 | 28179198.4787 | 28179198.4787 | 21064687.5574 | 11033682.2466 | 0 | 53599949.9203 | 113877518.203 | 316227.766 | 4.8784 | 10987.2489 | 23343.3173 | 223.9899 | 475.8851
1 | 6100 | 707 | 0.02 | 15 | 15 | 7 | 4.217e-10 | 5spot_SharedNeighbor | CO2 | Porous | Wet | R600a | MinimizeLCOE_Brownfield | IgnoreSilica | 2019 | 112.8607 | 11.5036 | 1.2318 | 4 | 10894.5663 | 23128.5347 | 222.1005 | 471.5065 | 71.9672 | 10.9122 | 81.1545 | 3538612.2468 | 0 | 2794333.817 | 0 | 0 | 0 | 1589390.8791 | 3089711.4077 | 8038795.296 | 5486642.9702 | 24537486.6168 | 961560.8286 | 28179198.4787 | 28179198.4787 | 21064687.5574 | 11033682.2466 | 0 | 53678245.9241 | 113955814.2068 | 421696.5034 | 4.9271 | 10894.5663 | 23128.5347 | 222.1005 | 471.5065
1 | 6100 | 707 | 0.02 | 15 | 15 | 7 | 5.6234e-10 | 5spot_SharedNeighbor | CO2 | Porous | Wet | R600a | MinimizeLCOE_Brownfield | IgnoreSilica | 2019 | 113.4332 | 11.5685 | 1.241 | 4 | 10825.3023 | 22968.6284 | 220.6884 | 468.2466 | 71.9375 | 10.8988 | 86.5558 | 3549208.7038 | 0 | 2806089.0278 | 0 | 0 | 0 | 1585397.0785 | 3096870.9759 | 8057423.0238 | 5499356.7772 | 24594345.5871 | 961560.8286 | 28179198.4787 | 28179198.4787 | 21064687.5574 | 11033682.2466 | 0 | 53735104.8944 | 114012673.1771 | 562341.3252 | 4.9638 | 10825.3023 | 22968.6284 | 220.6884 | 468.2466
1 | 6100 | 707 | 0.02 | 15 | 15 | 7 | 7.4989e-10 | 5spot_SharedNeighbor | CO2 | Porous | Wet | R600a | MinimizeLCOE_Brownfield | IgnoreSilica | 2019 | 113.8593 | 11.6168 | 1.2479 | 4 | 10773.4962 | 22849.3832 | 219.6323 | 465.8156 | 71.9152 | 10.8889 | 84.1139 | 3557060.6558 | 0 | 2814830.194 | 0 | 0 | 0 | 1582201.7595 | 3102096.1176 | 8071017.7707 | 5508635.4713 | 24635841.969 | 961560.8286 | 28179198.4787 | 28179198.4787 | 21064687.5574 | 11033682.2466 | 0 | 53776601.2763 | 114054169.559 | 749894.2093 | 4.9916 | 10773.4962 | 22849.3832 | 219.6323 | 465.8156
1 | 6100 | 707 | 0.02 | 15 | 15 | 7 | 1e-09 | 5spot_SharedNeighbor | CO2 | Porous | Wet | R600a | MinimizeLCOE_Brownfield | IgnoreSilica | 2019 | 114.1862 | 11.6538 | 1.2531 | 4 | 10734.7232 | 22759.9732 | 218.8419 | 463.9928 | 71.8979 | 10.8812 | 69.4837 | 3563067.2511 | 0 | 2821534.7396 | 0 | 0 | 0 | 1579852.5243 | 3106137.2609 | 8081531.9964 | 5515811.6464 | 24667935.4188 | 961560.8286 | 28179198.4787 | 28179198.4787 | 21064687.5574 | 11033682.2466 | 0 | 53808694.7261 | 114086263.0088 | 1000000 | 5.0126 | 10734.7232 | 22759.9732 | 218.8419 | 463.9928
1 | 6100 | 707 | 0.02 | 15 | 15 | 7 | 1.3335e-09 | 5spot_SharedNeighbor | CO2 | Porous | Wet | R600a | MinimizeLCOE_Brownfield | IgnoreSilica | 2019 | 114.4271 | 11.6812 | 1.2571 | 4 | 10705.6903 | 22693.2581 | 218.25 | 462.6328 | 71.8852 | 10.8755 | 76.0611 | 3567483.9284 | 0 | 2826474.5924 | 0 | 0 | 0 | 1577972.769 | 3109053.203 | 8089118.6798 | 5520989.7137 | 24691092.8864 | 961560.8286 | 28179198.4787 | 28179198.4787 | 21064687.5574 | 11033682.2466 | 0 | 53831852.1937 | 114109420.4764 | 1333521.4322 | 5.0283 | 10705.6903 | 22693.2581 | 218.25 | 462.6328
1 | 6100 | 707 | 0.02 | 15 | 15 | 7 | 1.7783e-09 | 5spot_SharedNeighbor | CO2 | Porous | Wet | R600a | MinimizeLCOE_Brownfield | IgnoreSilica | 2019 | 114.6124 | 11.7022 | 1.2601 | 4 | 10683.9428 | 22643.15 | 217.8066 | 461.6112 | 71.8754 | 10.8711 | 72.8978 | 3570872.8704 | 0 | 2830270.6774 | 0 | 0 | 0 | 1576614.41 | 3111325.6036 | 8095030.9999 | 5525024.9937 | 24709139.5549 | 961560.8286 | 28179198.4787 | 28179198.4787 | 21064687.5574 | 11033682.2466 | 0 | 53849898.8622 | 114127467.145 | 1778279.41 | 5.0403 | 10683.9428 | 22643.15 | 217.8066 | 461.6112
1 | 6100 | 707 | 0.02 | 15 | 15 | 7 | 2.3714e-09 | 5spot_SharedNeighbor | CO2 | Porous | Wet | R600a | MinimizeLCOE_Brownfield | IgnoreSilica | 2019 | 114.7561 | 11.7184 | 1.2623 | 4 | 10667.6482 | 22605.4436 | 217.4744 | 460.8425 | 71.8677 | 10.8677 | 80.4434 | 3573498.9709 | 0 | 2833215.6816 | 0 | 0 | 0 | 1575663.1837 | 3113127.3561 | 8099718.7904 | 5528224.5071 | 24723448.4899 | 961560.8286 | 28179198.4787 | 28179198.4787 | 21064687.5574 | 11033682.2466 | 0 | 53864207.7972 | 114141776.0799 | 2371373.7057 | 5.0493 | 10667.6482 | 22605.4436 | 217.4744 | 460.8425
1 | 6100 | 707 | 0.02 | 15 | 15 | 7 | 3.1623e-09 | 5spot_SharedNeighbor | CO2 | Porous | Wet | R600a | MinimizeLCOE_Brownfield | IgnoreSilica | 2019 | 114.8487 | 11.7291 | 1.264 | 4 | 10655.4365 | 22577.7789 | 217.2255 | 460.2786 | 71.8628 | 10.8655 | 79.9325 | 3575189.1357 | 0 | 2835112.8306 | 0 | 0 | 0 | 1574683.1051 | 3114144.1778 | 8102364.3519 | 5530030.1571 | 24731523.7583 | 961560.8286 | 28179198.4787 | 28179198.4787 | 21064687.5574 | 11033682.2466 | 0 | 53872283.0656 | 114149851.3483 | 3162277.6602 | 5.0558 | 10655.4365 | 22577.7789 | 217.2255 | 460.2786
1 | 6100 | 707 | 0.02 | 15 | 15 | 7 | 4.217e-09 | 5spot_SharedNeighbor | CO2 | Porous | Wet | R600a | MinimizeLCOE_Brownfield | IgnoreSilica | 2019 | 114.9218 | 11.7375 | 1.2652 | 4 | 10646.2834 | 22556.9075 | 217.0389 | 459.8531 | 71.8589 | 10.8637 | 69.4238 | 3576523.516 | 0 | 2836611.4748 | 0 | 0 | 0 | 1574006.9135 | 3114985.3427 | 8104552.8902 | 5531523.8795 | 24738204.0166 | 961560.8286 | 28179198.4787 | 28179198.4787 | 21064687.5574 | 11033682.2466 | 0 | 53878963.3239 | 114156531.6067 | 4216965.0343 | 5.0608 | 10646.2834 | 22556.9075 | 217.0389 | 459.8531
1 | 6100 | 707 | 0.02 | 15 | 15 | 7 | 5.6234e-09 | 5spot_SharedNeighbor | CO2 | Porous | Wet | R600a | MinimizeLCOE_Brownfield | IgnoreSilica | 2019 | 114.9802 | 11.7441 | 1.2662 | 4 | 10639.422 | 22541.1326 | 216.899 | 459.5315 | 71.8558 | 10.8624 | 79.8682 | 3577587.1285 | 0 | 2837806.5474 | 0 | 0 | 0 | 1573556.4402 | 3115690.5453 | 8106387.6827 | 5532776.1631 | 24743804.5071 | 961560.8286 | 28179198.4787 | 28179198.4787 | 21064687.5574 | 11033682.2466 | 0 | 53884563.8144 | 114162132.0971 | 5623413.2519 | 5.0646 | 10639.422 | 22541.1326 | 216.899 | 459.5315
1 | 6100 | 707 | 0.02 | 15 | 15 | 7 | 7.4989e-09 | 5spot_SharedNeighbor | CO2 | Porous | Wet | R600a | MinimizeLCOE_Brownfield | IgnoreSilica | 2019 | 115.0339 | 11.75 | 1.2669 | 4 | 10634.2779 | 22528.9288 | 216.7941 | 459.2827 | 71.8529 | 10.8611 | 76.8971 | 3578566.0806 | 0 | 2838906.8434 | 0 | 0 | 0 | 1573386.3783 | 3116435.1279 | 8108324.9341 | 5534098.377 | 24749717.7414 | 961560.8286 | 28179198.4787 | 28179198.4787 | 21064687.5574 | 11033682.2466 | 0 | 53890477.0487 | 114168045.3314 | 7498942.0933 | 5.0676 | 10634.2779 | 22528.9288 | 216.7941 | 459.2827
1 | 6100 | 707 | 0.02 | 15 | 15 | 7 | 1e-08 | 5spot_SharedNeighbor | CO2 | Porous | Wet | R600a | MinimizeLCOE_Brownfield | IgnoreSilica | 2019 | 115.0682 | 11.7539 | 1.2674 | 4 | 10630.4212 | 22520.0099 | 216.7155 | 459.1009 | 71.8511 | 10.8603 | 80.0477 | 3579190.2433 | 0 | 2839608.6404 | 0 | 0 | 0 | 1573155.7649 | 3116862.313 | 8109436.382 | 5534856.9629 | 24753110.3065 | 961560.8286 | 28179198.4787 | 28179198.4787 | 21064687.5574 | 11033682.2466 | 0 | 53893869.6138 | 114171437.8965 | 10000000 | 5.0698 | 10630.4212 | 22520.0099 | 216.7155 | 459.1009
1 | 6200 | 707 | 0.02 | 15 | 15 | 7 | 1e-13 | 5spot_SharedNeighbor | CO2 | Porous | Wet | R600a | MinimizeLCOE_Brownfield | IgnoreSilica | 2019 | 0 | 0 | 0 | 0 |  |  |  |  | 15 |  | 20.1883 | [19 empty] | 100 | 0
1 | 6200 | 707 | 0.02 | 15 | 15 | 7 | 1.3335e-13 | 5spot_SharedNeighbor | CO2 | Porous | Wet | R600a | MinimizeLCOE_Brownfield | IgnoreSilica | 2019 | 0 | 0 | 0 | 0 |  |  |  |  | 15 |  | 22.8254 | [19 empty] | 133.3521 | 0
1 | 6200 | 707 | 0.02 | 15 | 15 | 7 | 1.7783e-13 | 5spot_SharedNeighbor | CO2 | Porous | Wet | R600a | MinimizeLCOE_Brownfield | IgnoreSilica | 2019 | 0 | 0 | 0 | 0 |  |  |  |  | 15 |  | 22.6176 | [19 empty] | 177.8279 | 0
1 | 6200 | 707 | 0.02 | 15 | 15 | 7 | 2.3714e-13 | 5spot_SharedNeighbor | CO2 | Porous | Wet | R600a | MinimizeLCOE_Brownfield | IgnoreSilica | 2019 | 1.6 | -0.072163 | 0.00015922 | 4 | 48143754.6232 | 144830847.2205 | 981475.5572 | 2952572.7188 | 46.2784 | 9.3873 | 26.6022 | 120661.3547 | 0 | 35524.3744 | 0 | 0 | 0 | 131173.393 | 112070.0576 | 291583.3012 | 199011.5945 | 890024.0753 | 961560.8286 | 28810221.4343 | 28810221.4343 | 21508759.7178 | 11259118.2678 | 0 | 30661806.3383 | 92239905.7581 | 237.1374 | 0.00063688 | 48143754.6232 | 144830847.2205 | 981475.5572 | 2952572.7188
1 | 6200 | 707 | 0.02 | 15 | 15 | 7 | 3.1623e-13 | 5spot_SharedNeighbor | CO2 | Porous | Wet | R600a | MinimizeLCOE_Brownfield | IgnoreSilica | 2019 | 1.6 | -0.063432 | 0.0022903 | 4 | 3342578.2821 | 10064168.868 | 68142.9795 | 205171.6952 | 46.2784 | 9.3873 | 24.1822 | 120661.3559 | 0 | 35524.374 | 0 | 0 | 0 | 118372.6894 | 107077.7835 | 278594.428 | 190146.4216 | 850377.0523 | 961560.8286 | 28810221.4343 | 28810221.4343 | 21508759.7178 | 11259118.2678 | 0 | 30622159.3152 | 92200258.735 | 316.2278 | 0.0091612 | 3342578.2821 | 10064168.868 | 68142.9795 | 205171.6952
1 | 6200 | 707 | 0.02 | 15 | 15 | 7 | 4.217e-13 | 5spot_SharedNeighbor | CO2 | Porous | Wet | R600a | MinimizeLCOE_Brownfield | IgnoreSilica | 2019 | 3.0862 | 0.0033893 | 0.0071577 | 4 | 1097866.4472 | 3248629.5393 | 22381.4925 | 66227.7073 | 56.8427 | 10.6128 | 40.4037 | 227304.9435 | 0 | 98327.8327 | 0 | 0 | 0 | 210657.9832 | 209153.3962 | 544174.2336 | 371410.0961 | 1661028.4852 | 961560.8286 | 28810221.4343 | 28810221.4343 | 21508759.7178 | 11259118.2678 | 0 | 31432810.7481 | 93010910.168 | 421.6965 | 0.028631 | 1097866.4472 | 3248629.5393 | 22381.4925 | 66227.7073
1 | 6200 | 707 | 0.02 | 15 | 15 | 7 | 5.6234e-13 | 5spot_SharedNeighbor | CO2 | Porous | Wet | R600a | MinimizeLCOE_Brownfield | IgnoreSilica | 2019 | 4.3017 | 0.093706 | 0.014127 | 4 | 566573.0434 | 1656310.573 | 11550.3578 | 33766.1314 | 61.276 | 11.09 | 42.0824 | 307430.3377 | 0 | 147361.0547 | 0 | 0 | 0 | 269630.112 | 282524.3867 | 735070.5005 | 501700.7208 | 2243717.1125 | 961560.8286 | 28810221.4343 | 28810221.4343 | 21508759.7178 | 11259118.2678 | 0 | 32015499.3754 | 93593598.7952 | 562.3413 | 0.056507 | 566573.0434 | 1656310.573 | 11550.3578 | 33766.1314
1 | 6200 | 707 | 0.02 | 15 | 15 | 7 | 7.4989e-13 | 5spot_SharedNeighbor | CO2 | Porous | Wet | R600a | MinimizeLCOE_Brownfield | IgnoreSilica | 2019 | 5.8286 | 0.22449 | 0.024321 | 4 | 335995.3455 | 968965.8831 | 6849.7196 | 19753.6802 | 64.6727 | 11.4404 | 54.9547 | 400481.6338 | 0 | 205773.1316 | 0 | 0 | 0 | 334995.8036 | 367087.7219 | 955086.9524 | 651866.4701 | 2915291.7133 | 961560.8286 | 28810221.4343 | 28810221.4343 | 21508759.7178 | 11259118.2678 | 0 | 32687073.9763 | 94265173.3961 | 749.8942 | 0.097284 | 335995.3455 | 968965.8831 | 6849.7196 | 19753.6802
1 | 6200 | 707 | 0.02 | 15 | 15 | 7 | 1e-12 | 5spot_SharedNeighbor | CO2 | Porous | Wet | R600a | MinimizeLCOE_Brownfield | IgnoreSilica | 2019 | 7.7971 | 0.40649 | 0.038651 | 4 | 216580.5344 | 614881.0639 | 4415.2871 | 12535.1822 | 67.3482 | 11.7059 | 50.916 | 510985.1045 | 0 | 276911.195 | 0 | 0 | 0 | 410592.5156 | 467410.6379 | 1216106.6007 | 830017.7434 | 3712023.797 | 961560.8286 | 28810221.4343 | 28810221.4343 | 21508759.7178 | 11259118.2678 | 0 | 33483806.0599 | 95061905.4798 | 1000 | 0.1546 | 216580.5344 | 614881.0639 | 4415.2871 | 12535.1822
1 | 6200 | 707 | 0.02 | 15 | 15 | 7 | 1.3335e-12 | 5spot_SharedNeighbor | CO2 | Porous | Wet | R600a | MinimizeLCOE_Brownfield | IgnoreSilica | 2019 | 10.3233 | 0.65093 | 0.058287 | 4 | 147649.8209 | 411767.6124 | 3010.0413 | 8394.4397 | 69.4381 | 11.9053 | 62.2084 | 641427.1293 | 0 | 363041.6356 | 0 | 0 | 0 | 497582.8494 | 585800.1296 | 1524131.773 | 1040251.2529 | 4652234.7698 | 961560.8286 | 28810221.4343 | 28810221.4343 | 21508759.7178 | 11259118.2678 | 0 | 34424017.0327 | 96002116.4525 | 1333.5214 | 0.23315 | 147649.8209 | 411767.6124 | 3010.0413 | 8394.4397
1 | 6200 | 707 | 0.02 | 15 | 15 | 7 | 1.7783e-12 | 5spot_SharedNeighbor | CO2 | Porous | Wet | R600a | MinimizeLCOE_Brownfield | IgnoreSilica | 2019 | 13.5707 | 0.97378 | 0.084739 | 4 | 104843.808 | 286513.2707 | 2137.3828 | 5840.9606 | 71.0672 | 12.0535 | 44.28 | 795692.4333 | 0 | 467541.702 | 0 | 0 | 0 | 598330.9726 | 726010.3921 | 1888930.115 | 1289233.6171 | 5765739.2322 | 961560.8286 | 28810221.4343 | 28810221.4343 | 21508759.7178 | 11259118.2678 | 0 | 35537521.4951 | 97115620.915 | 1778.2794 | 0.33896 | 104843.808 | 286513.2707 | 2137.3828 | 5840.9606
1 | 6200 | 707 | 0.02 | 15 | 15 | 7 | 2.3714e-12 | 5spot_SharedNeighbor | CO2 | Porous | Wet | R600a | MinimizeLCOE_Brownfield | IgnoreSilica | 2019 | 17.6728 | 1.3891 | 0.11982 | 4 | 76850.7844 | 205334.5897 | 1566.7072 | 4186.0233 | 72.3108 | 12.1588 | 50.3391 | 975180.5708 | 0 | 592307.9355 | 0 | 0 | 0 | 712045.0246 | 889018.0771 | 2313042.6738 | 1578699.1532 | 7060293.435 | 961560.8286 | 28810221.4343 | 28810221.4343 | 21508759.7178 | 11259118.2678 | 0 | 36832075.6979 | 98410175.1178 | 2371.3737 | 0.47927 | 76850.7844 | 205334.5897 | 1566.7072 | 4186.0233
1 | 6200 | 707 | 0.02 | 15 | 15 | 7 | 3.1623e-12 | 5spot_SharedNeighbor | CO2 | Porous | Wet | R600a | MinimizeLCOE_Brownfield | IgnoreSilica | 2019 | 22.8472 | 1.9191 | 0.16569 | 4 | 57847.5597 | 150757.1781 | 1179.3007 | 3073.389 | 73.253 | 12.2278 | 35.3744 | 1184041.2719 | 0 | 741364.9066 | 0 | 0 | 0 | 840944.1978 | 1078876.6468 | 2807015.7269 | 1915845.912 | 8568088.662 | 961560.8286 | 28810221.4343 | 28810221.4343 | 21508759.7178 | 11259118.2678 | 0 | 38339870.9249 | 99917970.3447 | 3162.2777 | 0.66277 | 57847.5597 | 150757.1781 | 1179.3007 | 3073.389
1 | 6200 | 707 | 0.02 | 15 | 15 | 7 | 4.217e-12 | 5spot_SharedNeighbor | CO2 | Porous | Wet | R600a | MinimizeLCOE_Brownfield | IgnoreSilica | 2019 | 29.2346 | 2.5794 | 0.22456 | 4 | 44595.096 | 113147.8569 | 909.1314 | 2306.6721 | 73.9403 | 12.2624 | 45.9473 | 1422226.694 | 0 | 916065.7948 | 0 | 0 | 0 | 982759.8291 | 1295210.404 | 3369871.787 | 2300006.7386 | 10286141.2474 | 961560.8286 | 28810221.4343 | 28810221.4343 | 21508759.7178 | 11259118.2678 | 0 | 40057923.5103 | 101636022.9302 | 4216.965 | 0.89826 | 44595.096 | 113147.8569 | 909.1314 | 2306.6721
1 | 6200 | 707 | 0.02 | 15 | 15 | 7 | 5.6234e-12 | 5spot_SharedNeighbor | CO2 | Porous | Wet | R600a | MinimizeLCOE_Brownfield | IgnoreSilica | 2019 | 36.8614 | 3.3745 | 0.29812 | 4 | 35179.1208 | 86818.5582 | 717.174 | 1769.9137 | 74.408 | 12.2624 | 56.1532 | 1685486.7418 | 0 | 1114822.7825 | 0 | 0 | 0 | 1131562.4853 | 1533430.0838 | 3989670.5282 | 2723032.115 | 12178004.7365 | 961560.8286 | 28810221.4343 | 28810221.4343 | 21508759.7178 | 11259118.2678 | 0 | 41949786.9994 | 103527886.4192 | 5623.4133 | 1.1925 | 35179.1208 | 86818.5582 | 717.174 | 1769.9137
1 | 6200 | 707 | 0.02 | 15 | 15 | 7 | 7.4989e-12 | 5spot_SharedNeighbor | CO2 | Porous | Wet | R600a | MinimizeLCOE_Brownfield | IgnoreSilica | 2019 | 45.6239 | 4.2961 | 0.38678 | 4 | 28410.1481 | 68211.5142 | 579.1793 | 1390.584 | 74.6867 | 12.227 | 56.9981 | 1966090.0506 | 0 | 1333369.6622 | 0 | 0 | 0 | 1279616.8864 | 1785839.8737 | 4646389.0252 | 3171255.9835 | 14182561.4816 | 961560.8286 | 28810221.4343 | 28810221.4343 | 21508759.7178 | 11259118.2678 | 0 | 43954343.7445 | 105532443.1643 | 7498.9421 | 1.5471 | 28410.1481 | 68211.5142 | 579.1793 | 1390.584
1 | 6200 | 707 | 0.02 | 15 | 15 | 7 | 1e-11 | 5spot_SharedNeighbor | CO2 | Porous | Wet | R600a | MinimizeLCOE_Brownfield | IgnoreSilica | 2019 | 55.1512 | 5.3077 | 0.48863 | 4 | 23515.3483 | 55020.8389 | 479.3922 | 1121.6742 | 74.8005 | 12.1568 | 56.1509 | 2249860.5444 | 0 | 1561986.7456 | 0 | 0 | 0 | 1415179.4391 | 2038540.4244 | 5303864.022 | 3619996.1786 | 16189427.3541 | 961560.8286 | 28810221.4343 | 28810221.4343 | 21508759.7178 | 11259118.2678 | 0 | 45961209.617 | 107539309.0368 | 10000 | 1.9545 | 23515.3483 | 55020.8389 | 479.3922 | 1121.6742
1 | 6200 | 707 | 0.02 | 15 | 15 | 7 | 1.3335e-11 | 5spot_SharedNeighbor | CO2 | Porous | Wet | R600a | MinimizeLCOE_Brownfield | IgnoreSilica | 2019 | 64.8493 | 6.3486 | 0.59888 | 4 | 19969.8753 | 45675.4649 | 407.1129 | 931.1561 | 74.7777 | 12.0573 | 64.0337 | 2519404.7059 | 0 | 1787193.7447 | 0 | 0 | 0 | 1526418.7131 | 2274876.6938 | 5918762.516 | 4039677.0356 | 18066333.4091 | 961560.8286 | 28810221.4343 | 28810221.4343 | 21508759.7178 | 11259118.2678 | 0 | 47838115.672 | 109416215.0918 | 13335.2143 | 2.3955 | 19969.8753 | 45675.4649 | 407.1129 | 931.1561
1 | 6200 | 707 | 0.02 | 15 | 15 | 7 | 1.7783e-11 | 5spot_SharedNeighbor | CO2 | Porous | Wet | R600a | MinimizeLCOE_Brownfield | IgnoreSilica | 2019 | 74.0964 | 7.3523 | 0.71085 | 4 | 17401.948 | 39058.4098 | 354.7622 | 796.2585 | 74.6543 | 11.9383 | 71.4394 | 2760252.586 | 0 | 1996230.2145 | 0 | 0 | 0 | 1606899.8513 | 2481719.2342 | 6456924.3768 | 4406983.5637 | 19709009.8266 | 961560.8286 | 28810221.4343 | 28810221.4343 | 21508759.7178 | 11259118.2678 | 0 | 49480792.0895 | 111058891.5093 | 17782.7941 | 2.8434 | 17401.948 | 39058.4098 | 354.7622 | 796.2585
1 | 6200 | 707 | 0.02 | 15 | 15 | 7 | 2.3714e-11 | 5spot_SharedNeighbor | CO2 | Porous | Wet | R600a | MinimizeLCOE_Brownfield | IgnoreSilica | 2019 | 82.423 | 8.2658 | 0.81784 | 4 | 15541.1449 | 34364.6357 | 316.8273 | 700.5696 | 74.4702 | 11.8122 | 67.3141 | 2964591.4422 | 0 | 2180475.6012 | 0 | 0 | 0 | 1657294.0166 | 2652920.8134 | 6902355.7675 | 4710999.6406 | 21068637.2814 | 961560.8286 | 28810221.4343 | 28810221.4343 | 21508759.7178 | 11259118.2678 | 0 | 50840419.5443 | 112418518.9641 | 23713.7371 | 3.2713 | 15541.1449 | 34364.6357 | 316.8273 | 700.5696
1 | 6200 | 707 | 0.02 | 15 | 15 | 7 | 3.1623e-11 | 5spot_SharedNeighbor | CO2 | Porous | Wet | R600a | MinimizeLCOE_Brownfield | IgnoreSilica | 2019 | 89.548 | 9.0555 | 0.9146 | 4 | 14189.9563 | 31022.0035 | 289.2815 | 632.4255 | 74.2624 | 11.6904 | 74.2642 | 3130423.8354 | 0 | 2335545.4625 | 0 | 0 | 0 | 1682471.1002 | 2787891.7552 | 7253522.4719 | 4950678.1321 | 22140532.7573 | 961560.8286 | 28810221.4343 | 28810221.4343 | 21508759.7178 | 11259118.2678 | 0 | 51912315.0202 | 113490414.44 | 31622.7766 | 3.6584 | 14189.9563 | 31022.0035 | 289.2815 | 632.4255
1 | 6200 | 707 | 0.02 | 15 | 15 | 7 | 4.217e-11 | 5spot_SharedNeighbor | CO2 | Porous | Wet | R600a | MinimizeLCOE_Brownfield | IgnoreSilica | 2019 | 95.4601 | 9.7162 | 0.99843 | 4 | 13205.3899 | 28624.1359 | 269.2097 | 583.5417 | 74.0564 | 11.5798 | 79.8955 | 3261867.9327 | 0 | 2462608.3718 | 0 | 0 | 0 | 1690738.3512 | 2891933.7157 | 7524218.3111 | 5135433.6045 | 22966800.2869 | 961560.8286 | 28810221.4343 | 28810221.4343 | 21508759.7178 | 11259118.2678 | 0 | 52738582.5498 | 114316681.9696 | 42169.6503 | 3.9937 | 13205.3899 | 28624.1359 | 269.2097 | 583.5417
1 | 6200 | 707 | 0.02 | 15 | 15 | 7 | 5.6234e-11 | 5spot_SharedNeighbor | CO2 | Porous | Wet | R600a | MinimizeLCOE_Brownfield | IgnoreSilica | 2019 | 100.2083 | 10.2509 | 1.0685 | 4 | 12484.9306 | 26893.1648 | 254.5222 | 548.2535 | 73.8696 | 11.4848 | 66.7458 | 3363447.5283 | 0 | 2563699.8101 | 0 | 0 | 0 | 1688140.3102 | 2969962.1829 | 7727232.3769 | 5273994.876 | 23586477.0844 | 961560.8286 | 28810221.4343 | 28810221.4343 | 21508759.7178 | 11259118.2678 | 0 | 53358259.3473 | 114936358.7671 | 56234.1325 | 4.2738 | 12484.9306 | 26893.1648 | 254.5222 | 548.2535
1 | 6200 | 707 | 0.02 | 15 | 15 | 7 | 7.4989e-11 | 5spot_SharedNeighbor | CO2 | Porous | Wet | R600a | MinimizeLCOE_Brownfield | IgnoreSilica | 2019 | 103.9519 | 10.675 | 1.1254 | 4 | 11955.4525 | 25634.6173 | 243.7281 | 522.5963 | 73.7092 | 11.4061 | 77.4627 | 3441044.0853 | 0 | 2642842.9266 | 0 | 0 | 0 | 1680042.2384 | 3027932.4076 | 7878059.0103 | 5376937.1525 | 24046857.8208 | 961560.8286 | 28810221.4343 | 28810221.4343 | 21508759.7178 | 11259118.2678 | 0 | 53818640.0837 | 115396739.5035 | 74989.4209 | 4.5016 | 11955.4525 | 25634.6173 | 243.7281 | 522.5963
1 | 6200 | 707 | 0.02 | 15 | 15 | 7 | 1e-10 | 5spot_SharedNeighbor | CO2 | Porous | Wet | R600a | MinimizeLCOE_Brownfield | IgnoreSilica | 2019 | 106.8755 | 11.0078 | 1.1708 | 4 | 11564.7794 | 24713.2047 | 235.7637 | 503.8121 | 73.5758 | 11.3422 | 75.7342 | 3500124.5423 | 0 | 2704331.3774 | 0 | 0 | 0 | 1670139.2967 | 3071092.1344 | 7990351.766 | 5453579.2656 | 24389618.3824 | 961560.8286 | 28810221.4343 | 28810221.4343 | 21508759.7178 | 11259118.2678 | 0 | 54161400.6453 | 115739500.0651 | 100000 | 4.6833 | 11564.7794 | 24713.2047 | 235.7637 | 503.8121
1 | 6200 | 707 | 0.02 | 15 | 15 | 7 | 1.3335e-10 | 5spot_SharedNeighbor | CO2 | Porous | Wet | R600a | MinimizeLCOE_Brownfield | IgnoreSilica | 2019 | 109.1265 | 11.2649 | 1.2065 | 4 | 11275.531 | 24035.4699 | 229.867 | 489.9956 | 73.4684 | 11.2917 | 77.392 | 3544702.603 | 0 | 2751488.7443 | 0 | 0 | 0 | 1660122.9602 | 3102962.5799 | 8073272.1278 | 5510174.1164 | 24642723.1316 | 961560.8286 | 28810221.4343 | 28810221.4343 | 21508759.7178 | 11259118.2678 | 0 | 54414505.3945 | 115992604.8143 | 133352.1432 | 4.8259 | 11275.531 | 24035.4699 | 229.867 | 489.9956
1 | 6200 | 707 | 0.02 | 15 | 15 | 7 | 1.7783e-10 | 5spot_SharedNeighbor | CO2 | Porous | Wet | R600a | MinimizeLCOE_Brownfield | IgnoreSilica | 2019 | 110.8339 | 11.4608 | 1.2341 | 4 | 11060.7665 | 23535.3444 | 225.4887 | 479.7998 | 73.3842 | 11.2525 | 80.7597 | 3577989.0535 | 0 | 2787156.5842 | 0 | 0 | 0 | 1650774.5464 | 3126208.8718 | 8133754.2108 | 5551454.3808 | 24827337.6475 | 961560.8286 | 28810221.4343 | 28810221.4343 | 21508759.7178 | 11259118.2678 | 0 | 54599119.9104 | 116177219.3302 | 177827.941 | 4.9363 | 11060.7665 | 23535.3444 | 225.4887 | 479.7998
1 | 6200 | 707 | 0.02 | 15 | 15 | 7 | 2.3714e-10 | 5spot_SharedNeighbor | CO2 | Porous | Wet | R600a | MinimizeLCOE_Brownfield | IgnoreSilica | 2019 | 112.1419 | 11.611 | 1.2553 | 4 | 10900.9412 | 23164.1936 | 222.2304 | 472.2334 | 73.318 | 11.2221 | 83.7946 | 3603181.0477 | 0 | 2814422.5903 | 0 | 0 | 0 | 1642980.7907 | 3143627.9272 | 8179075.0198 | 5582386.7642 | 24965674.1398 | 961560.8286 | 28810221.4343 | 28810221.4343 | 21508759.7178 | 11259118.2678 | 0 | 54737456.4027 | 116315555.8225 | 237137.3706 | 5.0214 | 10900.9412 | 23164.1936 | 222.2304 | 472.2334
1 | 6200 | 707 | 0.02 | 15 | 15 | 7 | 3.1623e-10 | 5spot_SharedNeighbor | CO2 | Porous | Wet | R600a | MinimizeLCOE_Brownfield | IgnoreSilica | 2019 | 113.136 | 11.7254 | 1.2716 | 4 | 10781.7869 | 22888.1841 | 219.8013 | 466.6066 | 73.2668 | 11.1987 | 86.7929 | 3622147.7181 | 0 | 2835111.1917 | 0 | 0 | 0 | 1636623.3574 | 3156614.0842 | 8212862.3366 | 5605447.3021 | 25068805.9901 | 961560.8286 | 28810221.4343 | 28810221.4343 | 21508759.7178 | 11259118.2678 | 0 | 54840588.253 | 116418687.6729 | 316227.766 | 5.0864 | 10781.7869 | 22888.1841 | 219.8013 | 466.6066
1 | 6200 | 707 | 0.02 | 15 | 15 | 7 | 4.217e-10 | 5spot_SharedNeighbor | CO2 | Porous | Wet | R600a | MinimizeLCOE_Brownfield | IgnoreSilica | 2019 | 113.8935 | 11.8126 | 1.284 | 4 | 10692.8296 | 22682.3357 | 217.9878 | 462.4101 | 73.2273 | 11.1807 | 77.7141 | 3636498.2517 | 0 | 2850858.8246 | 0 | 0 | 0 | 1631638.2654 | 3166408.1833 | 8238344.5733 | 5622839.4523 | 25146587.5506 | 961560.8286 | 28810221.4343 | 28810221.4343 | 21508759.7178 | 11259118.2678 | 0 | 54918369.8135 | 116496469.2334 | 421696.5034 | 5.136 | 10692.8296 | 22682.3357 | 217.9878 | 462.4101
1 | 6200 | 707 | 0.02 | 15 | 15 | 7 | 5.6234e-10 | 5spot_SharedNeighbor | CO2 | Porous | Wet | R600a | MinimizeLCOE_Brownfield | IgnoreSilica | 2019 | 114.4466 | 11.8766 | 1.2933 | 4 | 10626.3452 | 22529.4534 | 216.6324 | 459.2934 | 73.1981 | 11.1674 | 82.9816 | 3646917.916 | 0 | 2862345.1082 | 0 | 0 | 0 | 1627386.0942 | 3173293.1562 | 8256257.8605 | 5635065.6389 | 25201265.774 | 961560.8286 | 28810221.4343 | 28810221.4343 | 21508759.7178 | 11259118.2678 | 0 | 54973048.0369 | 116551147.4567 | 562341.3252 | 5.1733 | 10626.3452 | 22529.4534 | 216.6324 | 459.2934
1 | 6200 | 707 | 0.02 | 15 | 15 | 7 | 7.4989e-10 | 5spot_SharedNeighbor | CO2 | Porous | Wet | R600a | MinimizeLCOE_Brownfield | IgnoreSilica | 2019 | 114.883 | 11.9268 | 1.3004 | 4 | 10576.6155 | 22414.4838 | 215.6186 | 456.9496 | 73.1749 | 11.1569 | 84.3582 | 3655105.8126 | 0 | 2871402.2338 | 0 | 0 | 0 | 1624437.4405 | 3178868.7399 | 8270764.3855 | 5644966.6403 | 25245545.2526 | 961560.8286 | 28810221.4343 | 28810221.4343 | 21508759.7178 | 11259118.2678 | 0 | 55017327.5155 | 116595426.9353 | 749894.2093 | 5.2018 | 10576.6155 | 22414.4838 | 215.6186 | 456.9496
1 | 6200 | 707 | 0.02 | 15 | 15 | 7 | 1e-09 | 5spot_SharedNeighbor | CO2 | Porous | Wet | R600a | MinimizeLCOE_Brownfield | IgnoreSilica | 2019 | 115.1971 | 11.9632 | 1.3058 | 4 | 10539.3949 | 22329.0532 | 214.8598 | 455.208 | 73.1581 | 11.1494 | 80.3616 | 3660981.1801 | 0 | 2877918.6223 | 0 | 0 | 0 | 1621915.8024 | 3182718.0859 | 8280779.5942 | 5651802.2261 | 25276115.511 | 961560.8286 | 28810221.4343 | 28810221.4343 | 21508759.7178 | 11259118.2678 | 0 | 55047897.7739 | 116625997.1937 | 1000000 | 5.2231 | 10539.3949 | 22329.0532 | 214.8598 | 455.208
1 | 6200 | 707 | 0.02 | 15 | 15 | 7 | 1.3335e-09 | 5spot_SharedNeighbor | CO2 | Porous | Wet | R600a | MinimizeLCOE_Brownfield | IgnoreSilica | 2019 | 115.4406 | 11.9913 | 1.3098 | 4 | 10511.5237 | 22264.8467 | 214.2916 | 453.899 | 73.145 | 11.1435 | 84.1915 | 3665526.3291 | 0 | 2882969.5246 | 0 | 0 | 0 | 1620119.3428 | 3185759.9266 | 8288693.8399 | 5657203.8613 | 25300272.8243 | 961560.8286 | 28810221.4343 | 28810221.4343 | 21508759.7178 | 11259118.2678 | 0 | 55072055.0872 | 116650154.507 | 1333521.4322 | 5.2392 | 10511.5237 | 22264.8467 | 214.2916 | 453.899
1 | 6200 | 707 | 0.02 | 15 | 15 | 7 | 1.7783e-09 | 5spot_SharedNeighbor | CO2 | Porous | Wet | R600a | MinimizeLCOE_Brownfield | IgnoreSilica | 2019 | 115.6233 | 12.0123 | 1.3128 | 4 | 10490.6459 | 22216.7904 | 213.866 | 452.9193 | 73.1352 | 11.139 | 92.0876 | 3668928.059 | 0 | 2886755.4902 | 0 | 0 | 0 | 1618745.761 | 3188027.431 | 8294593.421 | 5661230.4467 | 25318280.6087 | 961560.8286 | 28810221.4343 | 28810221.4343 | 21508759.7178 | 11259118.2678 | 0 | 55090062.8717 | 116668162.2915 | 1778279.41 | 5.2514 | 10490.6459 | 22216.7904 | 213.866 | 452.9193
1 | 6200 | 707 | 0.02 | 15 | 15 | 7 | 2.3714e-09 | 5spot_SharedNeighbor | CO2 | Porous | Wet | R600a | MinimizeLCOE_Brownfield | IgnoreSilica | 2019 | 115.7501 | 12.0271 | 1.3151 | 4 | 10475.0026 | 22181.1802 | 213.5471 | 452.1934 | 73.1283 | 11.1359 | 83.9386 | 3671288.1359 | 0 | 2889385.1321 | 0 | 0 | 0 | 1617526.274 | 3189497.8214 | 8298419.0753 | 5663841.5343 | 25329957.973 | 961560.8286 | 28810221.4343 | 28810221.4343 | 21508759.7178 | 11259118.2678 | 0 | 55101740.2359 | 116679839.6557 | 2371373.7057 | 5.2603 | 10475.0026 | 22181.1802 | 213.5471 | 452.1934
1 | 6200 | 707 | 0.02 | 15 | 15 | 7 | 3.1623e-09 | 5spot_SharedNeighbor | CO2 | Porous | Wet | R600a | MinimizeLCOE_Brownfield | IgnoreSilica | 2019 | 115.8692 | 12.0407 | 1.3169 | 4 | 10463.279 | 22153.6108 | 213.3081 | 451.6313 | 73.1219 | 11.1331 | 72.3306 | 3673502.164 | 0 | 2891853.9548 | 0 | 0 | 0 | 1617019.6649 | 3191126.5556 | 8302656.7077 | 5666733.8055 | 25342892.8525 | 961560.8286 | 28810221.4343 | 28810221.4343 | 21508759.7178 | 11259118.2678 | 0 | 55114675.1155 | 116692774.5353 | 3162277.6602 | 5.2674 | 10463.279 | 22153.6108 | 213.3081 | 451.6313
1 | 6200 | 707 | 0.02 | 15 | 15 | 7 | 4.217e-09 | 5spot_SharedNeighbor | CO2 | Porous | Wet | R600a | MinimizeLCOE_Brownfield | IgnoreSilica | 2019 | 115.9398 | 12.0489 | 1.3181 | 4 | 10454.4915 | 22133.6519 | 213.129 | 451.2244 | 73.1181 | 11.1313 | 81.9416 | 3674812.2536 | 0 | 2893315.9573 | 0 | 0 | 0 | 1616309.5205 | 3191930.7153 | 8304748.9661 | 5668161.8149 | 25349279.2276 | 961560.8286 | 28810221.4343 | 28810221.4343 | 21508759.7178 | 11259118.2678 | 0 | 55121061.4905 | 116699160.9103 | 4216965.0343 | 5.2725 | 10454.4915 | 22133.6519 | 213.129 | 451.2244
1 | 6200 | 707 | 0.02 | 15 | 15 | 7 | 5.6234e-09 | 5spot_SharedNeighbor | CO2 | Porous | Wet | R600a | MinimizeLCOE_Brownfield | IgnoreSilica | 2019 | 115.9935 | 12.0552 | 1.3191 | 4 | 10447.9041 | 22118.6637 | 212.9947 | 450.9189 | 73.1152 | 11.13 | 75.4464 | 3675809.0551 | 0 | 2894428.8293 | 0 | 0 | 0 | 1615788.3772 | 3192550.242 | 8306360.8476 | 5669261.9572 | 25354199.3084 | 961560.8286 | 28810221.4343 | 28810221.4343 | 21508759.7178 | 11259118.2678 | 0 | 55125981.5713 | 116704080.9911 | 5623413.2519 | 5.2763 | 10447.9041 | 22118.6637 | 212.9947 | 450.9189
1 | 6200 | 707 | 0.02 | 15 | 15 | 7 | 7.4989e-09 | 5spot_SharedNeighbor | CO2 | Porous | Wet | R600a | MinimizeLCOE_Brownfield | IgnoreSilica | 2019 | 116.0324 | 12.0597 | 1.3198 | 4 | 10442.9656 | 22107.4804 | 212.894 | 450.6909 | 73.113 | 11.1291 | 81.0738 | 3676530.5597 | 0 | 2895234.6295 | 0 | 0 | 0 | 1615372.2186 | 3192983.589 | 8307488.3277 | 5670031.4855 | 25357640.81 | 961560.8286 | 28810221.4343 | 28810221.4343 | 21508759.7178 | 11259118.2678 | 0 | 55129423.0729 | 116707522.4928 | 7498942.0933 | 5.2791 | 10442.9656 | 22107.4804 | 212.894 | 450.6909
1 | 6200 | 707 | 0.02 | 15 | 15 | 7 | 1e-08 | 5spot_SharedNeighbor | CO2 | Porous | Wet | R600a | MinimizeLCOE_Brownfield | IgnoreSilica | 2019 | 116.0667 | 12.0637 | 1.3203 | 4 | 10439.2629 | 22098.9077 | 212.8185 | 450.5161 | 73.1112 | 11.1282 | 75.9214 | 3677166.1046 | 0 | 2895944.5567 | 0 | 0 | 0 | 1615147.5608 | 3193420.7066 | 8308625.618 | 5670807.7094 | 25361112.2561 | 961560.8286 | 28810221.4343 | 28810221.4343 | 21508759.7178 | 11259118.2678 | 0 | 55132894.5191 | 116710993.9389 | 10000000 | 5.2813 | 10439.2629 | 22098.9077 | 212.8185 | 450.5161
1 | 6300 | 707 | 0.02 | 15 | 15 | 7 | 1e-13 | 5spot_SharedNeighbor | CO2 | Porous | Wet | R600a | MinimizeLCOE_Brownfield | IgnoreSilica | 2019 | 0 | 0 | 0 | 0 |  |  |  |  | 15 |  | 18.8316 | [19 empty] | 100 | 0
1 | 6300 | 707 | 0.02 | 15 | 15 | 7 | 1.3335e-13 | 5spot_SharedNeighbor | CO2 | Porous | Wet | R600a | MinimizeLCOE_Brownfield | IgnoreSilica | 2019 | 0 | 0 | 0 | 0 |  |  |  |  | 15 |  | 23.5596 | [19 empty] | 133.3521 | 0
1 | 6300 | 707 | 0.02 | 15 | 15 | 7 | 1.7783e-13 | 5spot_SharedNeighbor | CO2 | Porous | Wet | R600a | MinimizeLCOE_Brownfield | IgnoreSilica | 2019 | 0 | 0 | 0 | 0 |  |  |  |  | 15 |  | 23.3333 | [19 empty] | 177.8279 | 0
1 | 6300 | 707 | 0.02 | 15 | 15 | 7 | 2.3714e-13 | 5spot_SharedNeighbor | CO2 | Porous | Wet | R600a | MinimizeLCOE_Brownfield | IgnoreSilica | 2019 | 1.6 | -0.073501 | 0.00026626 | 4 | 29395757.5237 | 88448360.6858 | 599272.2778 | 1803139.4678 | 46.5287 | 9.5915 | 24.5678 | 122256.9522 | 0 | 35363.1737 | 0 | 0 | 0 | 132476.5925 | 113137.7202 | 294361.1401 | 200907.5267 | 898503.1054 | 961560.8286 | 29447104.4808 | 29447104.4808 | 21958398.9644 | 11486898.3253 | 0 | 31307168.4148 | 94199570.1852 | 237.1374 | 0.001065 | 29395757.5237 | 88448360.6858 | 599272.2778 | 1803139.4678
1 | 6300 | 707 | 0.02 | 15 | 15 | 7 | 3.1623e-13 | 5spot_SharedNeighbor | CO2 | Porous | Wet | R600a | MinimizeLCOE_Brownfield | IgnoreSilica | 2019 | 1.6 | -0.06481 | 0.0023912 | 4 | 3269044.7961 | 9844434.2187 | 66643.8999 | 200692.1071 | 46.5287 | 9.5915 | 25.2429 | 122256.9535 | 0 | 35363.1732 | 0 | 0 | 0 | 119771.6035 | 108182.7748 | 281469.3886 | 192108.6414 | 859152.5349 | 961560.8286 | 29447104.4808 | 29447104.4808 | 21958398.9644 | 11486898.3253 | 0 | 31267817.8443 | 94160219.6148 | 316.2278 | 0.0095648 | 3269044.7961 | 9844434.2187 | 66643.8999 | 200692.1071
1 | 6300 | 707 | 0.02 | 15 | 15 | 7 | 4.217e-13 | 5spot_SharedNeighbor | CO2 | Porous | Wet | R600a | MinimizeLCOE_Brownfield | IgnoreSilica | 2019 | 3.1808 | 0.0072335 | 0.0077126 | 4 | 1041858.9424 | 3080484.0573 | 21239.7038 | 62799.8342 | 57.8317 | 10.9031 | 53.3437 | 237283.1723 | 0 | 102688.4882 | 0 | 0 | 0 | 219588.7794 | 218228.5716 | 567785.9784 | 387525.5971 | 1733100.587 | 961560.8286 | 29447104.4808 | 29447104.4808 | 21958398.9644 | 11486898.3253 | 0 | 32141765.8964 | 95034167.6668 | 421.6965 | 0.03085 | 1041858.9424 | 3080484.0573 | 21239.7038 | 62799.8342
1 | 6300 | 707 | 0.02 | 15 | 15 | 7 | 5.6234e-13 | 5spot_SharedNeighbor | CO2 | Porous | Wet | R600a | MinimizeLCOE_Brownfield | IgnoreSilica | 2019 | 4.4332 | 0.10237 | 0.015157 | 4 | 540166.0834 | 1577534.67 | 11012.0162 | 32160.178 | 62.349 | 11.3878 | 47.7792 | 320850.8705 | 0 | 153547.8835 | 0 | 0 | 0 | 281079.9359 | 294636.689 | 766584.2266 | 523209.4864 | 2339909.0918 | 961560.8286 | 29447104.4808 | 29447104.4808 | 21958398.9644 | 11486898.3253 | 0 | 32748574.4012 | 95640976.1716 | 562.3413 | 0.060627 | 540166.0834 | 1577534.67 | 11012.0162 | 32160.178
1 | 6300 | 707 | 0.02 | 15 | 15 | 7 | 7.4989e-13 | 5spot_SharedNeighbor | CO2 | Porous | Wet | R600a | MinimizeLCOE_Brownfield | IgnoreSilica | 2019 | 6.0138 | 0.24038 | 0.026037 | 4 | 321191.8082 | 925068.9268 | 6547.9295 | 18858.7813 | 65.8215 | 11.7436 | 51.6457 | 418301.6362 | 0 | 214401.9659 | 0 | 0 | 0 | 349688.2836 | 383132.8355 | 996833.0465 | 680359.0371 | 3042716.8049 | 961560.8286 | 29447104.4808 | 29447104.4808 | 21958398.9644 | 11486898.3253 | 0 | 33451382.1142 | 96343783.8847 | 749.8942 | 0.10415 | 321191.8082 | 925068.9268 | 6547.9295 | 18858.7813
1 | 6300 | 707 | 0.02 | 15 | 15 | 7 | 1e-12 | 5spot_SharedNeighbor | CO2 | Porous | Wet | R600a | MinimizeLCOE_Brownfield | IgnoreSilica | 2019 | 8.0406 | 0.43134 | 0.041309 | 4 | 207459.0245 | 588079.6076 | 4229.3328 | 11988.7982 | 68.5406 | 12.0116 | 52.1214 | 533399.1061 | 0 | 288100.7313 | 0 | 0 | 0 | 428359.6148 | 487445.1863 | 1268232.3861 | 865594.6631 | 3871131.6877 | 961560.8286 | 29447104.4808 | 29447104.4808 | 21958398.9644 | 11486898.3253 | 0 | 34279796.9971 | 97172198.7675 | 1000 | 0.16524 | 207459.0245 | 588079.6076 | 4229.3328 | 11988.7982
1 | 6300 | 707 | 0.02 | 15 | 15 | 7 | 1.3335e-12 | 5spot_SharedNeighbor | CO2 | Porous | Wet | R600a | MinimizeLCOE_Brownfield | IgnoreSilica | 2019 | 10.6398 | 0.68742 | 0.062221 | 4 | 141659.3022 | 394357.7384 | 2887.9165 | 8039.5159 | 70.6648 | 12.2127 | 46.0587 | 669180.2136 | 0 | 377272.4832 | 0 | 0 | 0 | 518791.652 | 610445.296 | 1588253.4407 | 1084015.6087 | 4847958.6942 | 961560.8286 | 29447104.4808 | 29447104.4808 | 21958398.9644 | 11486898.3253 | 0 | 35256624.0036 | 98149025.7741 | 1333.5214 | 0.24888 | 141659.3022 | 394357.7384 | 2887.9165 | 8039.5159
1 | 6300 | 707 | 0.02 | 15 | 15 | 7 | 1.7783e-12 | 5spot_SharedNeighbor | CO2 | Porous | Wet | R600a | MinimizeLCOE_Brownfield | IgnoreSilica | 2019 | 13.9682 | 1.0243 | 0.090361 | 4 | 100730.0387 | 274732.4641 | 2053.5181 | 5600.7929 | 72.3164 | 12.3615 | 39.2028 | 829183.5985 | 0 | 485067.2155 | 0 | 0 | 0 | 622871.3449 | 755477.642 | 1965597.8546 | 1341560.9248 | 5999758.5802 | 961560.8286 | 29447104.4808 | 29447104.4808 | 21958398.9644 | 11486898.3253 | 0 | 36408423.8895 | 99300825.66 | 1778.2794 | 0.36145 | 100730.0387 | 274732.4641 | 2053.5181 | 5600.7929
1 | 6300 | 707 | 0.02 | 15 | 15 | 7 | 2.3714e-12 | 5spot_SharedNeighbor | CO2 | Porous | Wet | R600a | MinimizeLCOE_Brownfield | IgnoreSilica | 2019 | 18.2038 | 1.4605 | 0.12768 | 4 | 73931.3763 | 197071.1549 | 1507.1911 | 4017.5621 | 73.5868 | 12.4675 | 60.7344 | 1016742.9964 | 0 | 614735.9921 | 0 | 0 | 0 | 741927.0985 | 925628.3739 | 2408295.1565 | 1643710.9298 | 7351040.5473 | 961560.8286 | 29447104.4808 | 29447104.4808 | 21958398.9644 | 11486898.3253 | 0 | 37759705.8566 | 100652107.6271 | 2371.3737 | 0.51074 | 73931.3763 | 197071.1549 | 1507.1911 | 4017.5621
1 | 6300 | 707 | 0.02 | 15 | 15 | 7 | 3.1623e-12 | 5spot_SharedNeighbor | CO2 | Porous | Wet | R600a | MinimizeLCOE_Brownfield | IgnoreSilica | 2019 | 23.5124 | 2.0137 | 0.17642 | 4 | 55722.3384 | 144847.1878 | 1135.9752 | 2952.9058 | 74.5422 | 12.5358 | 38.7339 | 1233591.0517 | 0 | 768667.5617 | 0 | 0 | 0 | 875358.6552 | 1122270.7348 | 2919918.2425 | 1992904.1988 | 8912710.4447 | 961560.8286 | 29447104.4808 | 29447104.4808 | 21958398.9644 | 11486898.3253 | 0 | 39321375.754 | 102213777.5245 | 3162.2777 | 0.70567 | 55722.3384 | 144847.1878 | 1135.9752 | 2952.9058
1 | 6300 | 707 | 0.02 | 15 | 15 | 7 | 4.217e-12 | 5spot_SharedNeighbor | CO2 | Porous | Wet | R600a | MinimizeLCOE_Brownfield | IgnoreSilica | 2019 | 30.046 | 2.701 | 0.23884 | 4 | 43015.6665 | 108847.1159 | 876.9325 | 2218.9957 | 75.2371 | 12.5686 | 54.7618 | 1480218.6775 | 0 | 948607.5101 | 0 | 0 | 0 | 1021509.6601 | 1345630.9806 | 3501055.7847 | 2389542.5125 | 10686565.1255 | 961560.8286 | 29447104.4808 | 29447104.4808 | 21958398.9644 | 11486898.3253 | 0 | 41095230.4349 | 103987632.2054 | 4216.965 | 0.95535 | 43015.6665 | 108847.1159 | 876.9325 | 2218.9957
1 | 6300 | 707 | 0.02 | 15 | 15 | 7 | 5.6234e-12 | 5spot_SharedNeighbor | CO2 | Porous | Wet | R600a | MinimizeLCOE_Brownfield | IgnoreSilica | 2019 | 37.836 | 3.5276 | 0.31666 | 4 | 33984.1024 | 83636.541 | 692.8119 | 1705.044 | 75.7087 | 12.5658 | 58.0849 | 1752464.7843 | 0 | 1153094.8421 | 0 | 0 | 0 | 1174633.9207 | 1591275.4834 | 4140172.3922 | 2825752.7297 | 12637394.1523 | 961560.8286 | 29447104.4808 | 29447104.4808 | 21958398.9644 | 11486898.3253 | 0 | 43046059.4617 | 105938461.2321 | 5623.4133 | 1.2667 | 33984.1024 | 83636.541 | 692.8119 | 1705.044
1 | 6300 | 707 | 0.02 | 15 | 15 | 7 | 7.4989e-12 | 5spot_SharedNeighbor | CO2 | Porous | Wet | R600a | MinimizeLCOE_Brownfield | IgnoreSilica | 2019 | 46.7519 | 4.482 | 0.41018 | 4 | 27490.7402 | 65822.808 | 560.4359 | 1341.887 | 75.9867 | 12.5262 | 45.1594 | 2041593.2387 | 0 | 1377177.1269 | 0 | 0 | 0 | 1326108.6289 | 1850502.8078 | 4814628.7157 | 3286083.0292 | 14696093.5471 | 961560.8286 | 29447104.4808 | 29447104.4808 | 21958398.9644 | 11486898.3253 | 0 | 45104758.8565 | 107997160.6269 | 7498.9421 | 1.6407 | 27490.7402 | 65822.808 | 560.4359 | 1341.887
1 | 6300 | 707 | 0.02 | 15 | 15 | 7 | 1e-11 | 5spot_SharedNeighbor | CO2 | Porous | Wet | R600a | MinimizeLCOE_Brownfield | IgnoreSilica | 2019 | 56.3887 | 5.5239 | 0.51712 | 4 | 22795.7995 | 53201.0485 | 464.7232 | 1084.5753 | 76.0963 | 12.4512 | 51.5473 | 2332327.4906 | 0 | 1610312.7305 | 0 | 0 | 0 | 1463376.3846 | 2108346.4762 | 5485485.0498 | 3743956.2619 | 16743804.3935 | 961560.8286 | 29447104.4808 | 29447104.4808 | 21958398.9644 | 11486898.3253 | 0 | 47152469.7029 | 110044871.4733 | 10000 | 2.0685 | 22795.7995 | 53201.0485 | 464.7232 | 1084.5753
1 | 6300 | 707 | 0.02 | 15 | 15 | 7 | 1.3335e-11 | 5spot_SharedNeighbor | CO2 | Porous | Wet | R600a | MinimizeLCOE_Brownfield | IgnoreSilica | 2019 | 66.1575 | 6.5917 | 0.63234 | 4 | 19395.909 | 44260.7001 | 395.4118 | 902.3142 | 76.0674 | 12.3463 | 65.5301 | 2607418.609 | 0 | 1839134.7509 | 0 | 0 | 0 | 1575193.8497 | 2348481.4117 | 6110266.8936 | 4170382.7083 | 18650878.2232 | 961560.8286 | 29447104.4808 | 29447104.4808 | 21958398.9644 | 11486898.3253 | 0 | 49059543.5326 | 111951945.303 | 13335.2143 | 2.5294 | 19395.909 | 44260.7001 | 395.4118 | 902.3142
1 | 6300 | 707 | 0.02 | 15 | 15 | 7 | 1.7783e-11 | 5spot_SharedNeighbor | CO2 | Porous | Wet | R600a | MinimizeLCOE_Brownfield | IgnoreSilica | 2019 | 75.4212 | 7.6158 | 0.74878 | 4 | 16933.9001 | 37932.3238 | 345.2205 | 773.3017 | 75.9376 | 12.2225 | 74.18 | 2851961.4326 | 0 | 2050469.4386 | 0 | 0 | 0 | 1655016.469 | 2557404.4627 | 6653841.8161 | 4541383.7623 | 20310077.3812 | 961560.8286 | 29447104.4808 | 29447104.4808 | 21958398.9644 | 11486898.3253 | 0 | 50718742.6906 | 113611144.4611 | 17782.7941 | 2.9951 | 16933.9001 | 37932.3238 | 345.2205 | 773.3017
1 | 6300 | 707 | 0.02 | 15 | 15 | 7 | 2.3714e-11 | 5spot_SharedNeighbor | CO2 | Porous | Wet | R600a | MinimizeLCOE_Brownfield | IgnoreSilica | 2019 | 83.7286 | 8.5442 | 0.85951 | 4 | 15149.9116 | 33442.9155 | 308.8514 | 681.7791 | 75.7479 | 12.0923 | 68.6825 | 3058674.3183 | 0 | 2236061.5823 | 0 | 0 | 0 | 1704240.2732 | 2729600.7078 | 7101861.1235 | 4847166.1455 | 21677604.1505 | 961560.8286 | 29447104.4808 | 29447104.4808 | 21958398.9644 | 11486898.3253 | 0 | 52086269.4599 | 114978671.2303 | 23713.7371 | 3.4381 | 15149.9116 | 33442.9155 | 308.8514 | 681.7791
1 | 6300 | 707 | 0.02 | 15 | 15 | 7 | 3.1623e-11 | 5spot_SharedNeighbor | CO2 | Porous | Wet | R600a | MinimizeLCOE_Brownfield | IgnoreSilica | 2019 | 90.8346 | 9.3463 | 0.95936 | 4 | 13854.3342 | 30243.4816 | 282.4393 | 616.5543 | 75.5352 | 11.9668 | 65.5294 | 3226441.3406 | 0 | 2392264.475 | 0 | 0 | 0 | 1728622.1384 | 2865457.9021 | 7455333.6749 | 5088418.4249 | 22756537.9559 | 961560.8286 | 29447104.4808 | 29447104.4808 | 21958398.9644 | 11486898.3253 | 0 | 53165203.2652 | 116057605.0357 | 31622.7766 | 3.8374 | 13854.3342 | 30243.4816 | 282.4393 | 616.5543
1 | 6300 | 707 | 0.02 | 15 | 15 | 7 | 4.217e-11 | 5spot_SharedNeighbor | CO2 | Porous | Wet | R600a | MinimizeLCOE_Brownfield | IgnoreSilica | 2019 | 96.6929 | 10.0133 | 1.0455 | 4 | 12910.0657 | 27948.8009 | 263.1892 | 569.7741 | 75.3264 | 11.8539 | 66.2207 | 3358624.7339 | 0 | 2519471.7284 | 0 | 0 | 0 | 1735611.0239 | 2969345.9196 | 7725628.9863 | 5272900.5289 | 23581582.921 | 961560.8286 | 29447104.4808 | 29447104.4808 | 21958398.9644 | 11486898.3253 | 0 | 53990248.2304 | 116882650.0008 | 42169.6503 | 4.182 | 12910.0657 | 27948.8009 | 263.1892 | 569.7741
1 | 6300 | 707 | 0.02 | 15 | 15 | 7 | 5.6234e-11 | 5spot_SharedNeighbor | CO2 | Porous | Wet | R600a | MinimizeLCOE_Brownfield | IgnoreSilica | 2019 | 101.3922 | 10.5524 | 1.1173 | 4 | 12218.8992 | 26291.3374 | 249.0988 | 535.9845 | 75.1378 | 11.7572 | 70.8881 | 3460704.4857 | 0 | 2620580.3773 | 0 | 0 | 0 | 1732062.5862 | 3047205.5052 | 7928203.6567 | 5411161.904 | 24199918.515 | 961560.8286 | 29447104.4808 | 29447104.4808 | 21958398.9644 | 11486898.3253 | 0 | 54608583.8243 | 117500985.5948 | 56234.1325 | 4.4692 | 12218.8992 | 26291.3374 | 249.0988 | 535.9845
1 | 6300 | 707 | 0.02 | 15 | 15 | 7 | 7.4989e-11 | 5spot_SharedNeighbor | CO2 | Porous | Wet | R600a | MinimizeLCOE_Brownfield | IgnoreSilica | 2019 | 105.1117 | 10.9815 | 1.1756 | 4 | 11710.806 | 25084.77 | 238.7406 | 511.387 | 74.9754 | 11.6768 | 77.7735 | 3539019.4933 | 0 | 2700061.207 | 0 | 0 | 0 | 1723641.259 | 3105461.5641 | 8079773.9722 | 5514611.7587 | 24662569.2544 | 961560.8286 | 29447104.4808 | 29447104.4808 | 21958398.9644 | 11486898.3253 | 0 | 55071234.5638 | 117963636.3342 | 74989.4209 | 4.7026 | 11710.806 | 25084.77 | 238.7406 | 511.387
1 | 6300 | 707 | 0.02 | 15 | 15 | 7 | 1e-10 | 5spot_SharedNeighbor | CO2 | Porous | Wet | R600a | MinimizeLCOE_Brownfield | IgnoreSilica | 2019 | 107.9887 | 11.3152 | 1.222 | 4 | 11335.8159 | 24202.2088 | 231.0959 | 493.3948 | 74.8418 | 11.6123 | 71.2733 | 3598097.0534 | 0 | 2761228.6401 | 0 | 0 | 0 | 1713019.6026 | 3148214.6655 | 8191008.7719 | 5590531.7952 | 25002100.5287 | 961560.8286 | 29447104.4808 | 29447104.4808 | 21958398.9644 | 11486898.3253 | 0 | 55410765.8381 | 118303167.6085 | 100000 | 4.8881 | 11335.8159 | 24202.2088 | 231.0959 | 493.3948
1 | 6300 | 707 | 0.02 | 15 | 15 | 7 | 1.3335e-10 | 5spot_SharedNeighbor | CO2 | Porous | Wet | R600a | MinimizeLCOE_Brownfield | IgnoreSilica | 2019 | 110.2083 | 11.5736 | 1.2584 | 4 | 11058.119 | 23552.551 | 225.4347 | 480.1506 | 74.7341 | 11.5611 | 74.3488 | 3642783.2204 | 0 | 2808243.3286 | 0 | 0 | 0 | 1702604.0927 | 3179915.9503 | 8273489.0122 | 5646826.254 | 25253861.8581 | 961560.8286 | 29447104.4808 | 29447104.4808 | 21958398.9644 | 11486898.3253 | 0 | 55662527.1675 | 118554928.938 | 133352.1432 | 5.0336 | 11058.119 | 23552.551 | 225.4347 | 480.1506
1 | 6300 | 707 | 0.02 | 15 | 15 | 7 | 1.7783e-10 | 5spot_SharedNeighbor | CO2 | Porous | Wet | R600a | MinimizeLCOE_Brownfield | IgnoreSilica | 2019 | 111.9056 | 11.7717 | 1.2866 | 4 | 10851.8949 | 23072.4292 | 221.2306 | 470.3627 | 74.649 | 11.5212 | 81.3331 | 3676427.3834 | 0 | 2844092.7107 | 0 | 0 | 0 | 1693240.2302 | 3203366.5265 | 8334502.6012 | 5688469.2822 | 25440098.7343 | 961560.8286 | 29447104.4808 | 29447104.4808 | 21958398.9644 | 11486898.3253 | 0 | 55848764.0437 | 118741165.8141 | 177827.941 | 5.1465 | 10851.8949 | 23072.4292 | 221.2306 | 470.3627
1 | 6300 | 707 | 0.02 | 15 | 15 | 7 | 2.3714e-10 | 5spot_SharedNeighbor | CO2 | Porous | Wet | R600a | MinimizeLCOE_Brownfield | IgnoreSilica | 2019 | 113.1897 | 11.9221 | 1.3083 | 4 | 10698.4036 | 22716.6719 | 218.1014 | 463.1101 | 74.583 | 11.4905 | 81.6225 | 3701579.3682 | 0 | 2871159.5496 | 0 | 0 | 0 | 1685156.5685 | 3220579.2397 | 8379286.55 | 5719035.2475 | 25576796.5234 | 961560.8286 | 29447104.4808 | 29447104.4808 | 21958398.9644 | 11486898.3253 | 0 | 55985461.8328 | 118877863.6032 | 237137.3706 | 5.2331 | 10698.4036 | 22716.6719 | 218.1014 | 463.1101
1 | 6300 | 707 | 0.02 | 15 | 15 | 7 | 3.1623e-10 | 5spot_SharedNeighbor | CO2 | Porous | Wet | R600a | MinimizeLCOE_Brownfield | IgnoreSilica | 2019 | 114.1714 | 12.0371 | 1.3248 | 4 | 10583.9587 | 22451.8287 | 215.7683 | 457.7109 | 74.5316 | 11.4668 | 70.3612 | 3720631.7985 | 0 | 2891819.7472 | 0 | 0 | 0 | 1678699.6056 | 3233548.949 | 8413031.0733 | 5742066.578 | 25679797.7518 | 961560.8286 | 29447104.4808 | 29447104.4808 | 21958398.9644 | 11486898.3253 | 0 | 56088463.0612 | 118980864.8316 | 316227.766 | 5.2994 | 10583.9587 | 22451.8287 | 215.7683 | 457.7109
1 | 6300 | 707 | 0.02 | 15 | 15 | 7 | 4.217e-10 | 5spot_SharedNeighbor | CO2 | Porous | Wet | R600a | MinimizeLCOE_Brownfield | IgnoreSilica | 2019 | 114.907 | 12.1235 | 1.3374 | 4 | 10498.5101 | 22254.7476 | 214.0263 | 453.6931 | 74.4926 | 11.4489 | 82.4755 | 3734809.8645 | 0 | 2907284.8737 | 0 | 0 | 0 | 1673422.7334 | 3243051.8139 | 8437755.5784 | 5758941.5608 | 25755266.4248 | 961560.8286 | 29447104.4808 | 29447104.4808 | 21958398.9644 | 11486898.3253 | 0 | 56163931.7342 | 119056333.5046 | 421696.5034 | 5.3497 | 10498.5101 | 22254.7476 | 214.0263 | 453.6931
1 | 6300 | 707 | 0.02 | 15 | 15 | 7 | 5.6234e-10 | 5spot_SharedNeighbor | CO2 | Porous | Wet | R600a | MinimizeLCOE_Brownfield | IgnoreSilica | 2019 | 115.4749 | 12.1901 | 1.347 | 4 | 10434.6437 | 22107.1951 | 212.7243 | 450.6851 | 74.4622 | 11.435 | 72.2944 | 3745695.7422 | 0 | 2919212.4404 | 0 | 0 | 0 | 1669513.1198 | 3250424.308 | 8456937.2956 | 5772033.4769 | 25813816.3829 | 961560.8286 | 29447104.4808 | 29447104.4808 | 21958398.9644 | 11486898.3253 | 0 | 56222481.6923 | 119114883.4627 | 562341.3252 | 5.3881 | 10434.6437 | 22107.1951 | 212.7243 | 450.6851
1 | 6300 | 707 | 0.02 | 15 | 15 | 7 | 7.4989e-10 | 5spot_SharedNeighbor | CO2 | Porous | Wet | R600a | MinimizeLCOE_Brownfield | IgnoreSilica | 2019 | 115.8887 | 12.2388 | 1.3542 | 4 | 10386.8699 | 21997.4745 | 211.7504 | 448.4483 | 74.4399 | 11.4248 | 72.1808 | 3753595.4391 | 0 | 2927897.8461 | 0 | 0 | 0 | 1666225.6014 | 3255610.3658 | 8470430.3542 | 5781242.7667 | 25855002.3733 | 961560.8286 | 29447104.4808 | 29447104.4808 | 21958398.9644 | 11486898.3253 | 0 | 56263667.6827 | 119156069.4531 | 749894.2093 | 5.4168 | 10386.8699 | 21997.4745 | 211.7504 | 448.4483
1 | 6300 | 707 | 0.02 | 15 | 15 | 7 | 1e-09 | 5spot_SharedNeighbor | CO2 | Porous | Wet | R600a | MinimizeLCOE_Brownfield | IgnoreSilica | 2019 | 116.1982 | 12.2753 | 1.3596 | 4 | 10351.1119 | 21915.4904 | 211.0214 | 446.7769 | 74.4231 | 11.4171 | 74.6046 | 3759486.191 | 0 | 2934390.948 | 0 | 0 | 0 | 1663667.6463 | 3259442.4662 | 8480400.6935 | 5788047.7281 | 25885435.6731 | 961560.8286 | 29447104.4808 | 29447104.4808 | 21958398.9644 | 11486898.3253 | 0 | 56294100.9825 | 119186502.7529 | 1000000 | 5.4385 | 10351.1119 | 21915.4904 | 211.0214 | 446.7769
1 | 6300 | 707 | 0.02 | 15 | 15 | 7 | 1.3335e-09 | 5spot_SharedNeighbor | CO2 | Porous | Wet | R600a | MinimizeLCOE_Brownfield | IgnoreSilica | 2019 | 116.4493 | 12.3047 | 1.3638 | 4 | 10324.3351 | 21853.4618 | 210.4755 | 445.5124 | 74.4094 | 11.4109 | 79.8831 | 3764255.7295 | 0 | 2939658.3839 | 0 | 0 | 0 | 1662043.4045 | 3262723.432 | 8488937.0934 | 5793873.9964 | 25911492.0397 | 961560.8286 | 29447104.4808 | 29447104.4808 | 21958398.9644 | 11486898.3253 | 0 | 56320157.3491 | 119212559.1195 | 1333521.4322 | 5.4551 | 10324.3351 | 21853.4618 | 210.4755 | 445.5124
1 | 6300 | 707 | 0.02 | 15 | 15 | 7 | 1.7783e-09 | 5spot_SharedNeighbor | CO2 | Porous | Wet | R600a | MinimizeLCOE_Brownfield | IgnoreSilica | 2019 | 116.6197 | 12.3249 | 1.3668 | 4 | 10304.2767 | 21807.6888 | 210.0666 | 444.5792 | 74.4001 | 11.4067 | 71.4606 | 3767485.7103 | 0 | 2943231.0318 | 0 | 0 | 0 | 1660481.6753 | 3264767.3828 | 8494255.0341 | 5797503.6003 | 25927724.4345 | 961560.8286 | 29447104.4808 | 29447104.4808 | 21958398.9644 | 11486898.3253 | 0 | 56336389.7439 | 119228791.5143 | 1778279.41 | 5.4673 | 10304.2767 | 21807.6888 | 210.0666 | 444.5792
1 | 6300 | 707 | 0.02 | 15 | 15 | 7 | 2.3714e-09 | 5spot_SharedNeighbor | CO2 | Porous | Wet | R600a | MinimizeLCOE_Brownfield | IgnoreSilica | 2019 | 116.7512 | 12.3404 | 1.3691 | 4 | 10289.247 | 21773.2748 | 209.7602 | 443.8777 | 74.3929 | 11.4034 | 80.87 | 3769975.352 | 0 | 2945987.7059 | 0 | 0 | 0 | 1659362.4245 | 3266376.9381 | 8498442.7669 | 5800361.8139 | 25940507.0012 | 961560.8286 | 29447104.4808 | 29447104.4808 | 21958398.9644 | 11486898.3253 | 0 | 56349172.3106 | 119241574.0811 | 2371373.7057 | 5.4765 | 10289.247 | 21773.2748 | 209.7602 | 443.8777
1 | 6300 | 707 | 0.02 | 15 | 15 | 7 | 3.1623e-09 | 5spot_SharedNeighbor | CO2 | Porous | Wet | R600a | MinimizeLCOE_Brownfield | IgnoreSilica | 2019 | 116.8561 | 12.3527 | 1.3709 | 4 | 10277.9831 | 21747.269 | 209.5306 | 443.3475 | 74.3871 | 11.4008 | 74.4318 | 3771958.0692 | 0 | 2948184.8618 | 0 | 0 | 0 | 1658624.7796 | 3267719.4072 | 8501935.596 | 5802745.7416 | 25951168.4555 | 961560.8286 | 29447104.4808 | 29447104.4808 | 21958398.9644 | 11486898.3253 | 0 | 56359833.7648 | 119252235.5353 | 3162277.6602 | 5.4835 | 10277.9831 | 21747.269 | 209.5306 | 443.3475
1 | 6300 | 707 | 0.02 | 15 | 15 | 7 | 4.217e-09 | 5spot_SharedNeighbor | CO2 | Porous | Wet | R600a | MinimizeLCOE_Brownfield | IgnoreSilica | 2019 | 116.9339 | 12.3618 | 1.3722 | 4 | 10269.5402 | 21727.8125 | 209.3585 | 442.9508 | 74.3828 | 11.3989 | 79.7222 | 3773428.3208 | 0 | 2949815.1923 | 0 | 0 | 0 | 1658052.5666 | 3268705.4711 | 8504501.1321 | 5804496.7727 | 25958999.4555 | 961560.8286 | 29447104.4808 | 29447104.4808 | 21958398.9644 | 11486898.3253 | 0 | 56367664.7649 | 119260066.5353 | 4216965.0343 | 5.4888 | 10269.5402 | 21727.8125 | 209.3585 | 442.9508
1 | 6300 | 707 | 0.02 | 15 | 15 | 7 | 5.6234e-09 | 5spot_SharedNeighbor | CO2 | Porous | Wet | R600a | MinimizeLCOE_Brownfield | IgnoreSilica | 2019 | 116.9876 | 12.3682 | 1.3732 | 4 | 10263.2111 | 21713.3981 | 209.2294 | 442.657 | 74.3799 | 11.3975 | 77.592 | 3774442.8254 | 0 | 2950940.7274 | 0 | 0 | 0 | 1657539.3521 | 3269339.9329 | 8506151.8716 | 5805623.4363 | 25964038.1458 | 961560.8286 | 29447104.4808 | 29447104.4808 | 21958398.9644 | 11486898.3253 | 0 | 56372703.4552 | 119265105.2257 | 5623413.2519 | 5.4927 | 10263.2111 | 21713.3981 | 209.2294 | 442.657
1 | 6300 | 707 | 0.02 | 15 | 15 | 7 | 7.4989e-09 | 5spot_SharedNeighbor | CO2 | Porous | Wet | R600a | MinimizeLCOE_Brownfield | IgnoreSilica | 2019 | 117.0413 | 12.3744 | 1.374 | 4 | 10258.4662 | 21702.1079 | 209.1327 | 442.4268 | 74.3769 | 11.3962 | 71.4616 | 3775457.2134 | 0 | 2952066.4178 | 0 | 0 | 0 | 1657389.8698 | 3270116.2654 | 8508171.7294 | 5807002.0308 | 25970203.5266 | 961560.8286 | 29447104.4808 | 29447104.4808 | 21958398.9644 | 11486898.3253 | 0 | 56378868.836 | 119271270.6064 | 7498942.0933 | 5.4958 | 10258.4662 | 21702.1079 | 209.1327 | 442.4268
1 | 6300 | 707 | 0.02 | 15 | 15 | 7 | 1e-08 | 5spot_SharedNeighbor | CO2 | Porous | Wet | R600a | MinimizeLCOE_Brownfield | IgnoreSilica | 2019 | 117.0607 | 12.3768 | 1.3745 | 4 | 10254.9086 | 21694.3969 | 209.0602 | 442.2696 | 74.3759 | 11.3957 | 75.2174 | 3775823.9809 | 0 | 2952473.7045 | 0 | 0 | 0 | 1656909.8135 | 3270230.9246 | 8508470.0491 | 5807205.6401 | 25971114.1127 | 961560.8286 | 29447104.4808 | 29447104.4808 | 21958398.9644 | 11486898.3253 | 0 | 56379779.4221 | 119272181.1925 | 10000000 | 5.4978 | 10254.9086 | 21694.3969 | 209.0602 | 442.2696
1 | 6400 | 707 | 0.02 | 15 | 15 | 7 | 1e-13 | 5spot_SharedNeighbor | CO2 | Porous | Wet | R600a | MinimizeLCOE_Brownfield | IgnoreSilica | 2019 | 0 | 0 | 0 | 0 |  |  |  |  | 15 |  | 21.4458 | [19 empty] | 100 | 0
1 | 6400 | 707 | 0.02 | 15 | 15 | 7 | 1.3335e-13 | 5spot_SharedNeighbor | CO2 | Porous | Wet | R600a | MinimizeLCOE_Brownfield | IgnoreSilica | 2019 | 0 | 0 | 0 | 0 |  |  |  |  | 15 |  | 21.951 | [19 empty] | 133.3521 | 0
1 | 6400 | 707 | 0.02 | 15 | 15 | 7 | 1.7783e-13 | 5spot_SharedNeighbor | CO2 | Porous | Wet | R600a | MinimizeLCOE_Brownfield | IgnoreSilica | 2019 | 0 | 0 | 0 | 0 |  |  |  |  | 15 |  | 21.2878 | [19 empty] | 177.8279 | 0
1 | 6400 | 707 | 0.02 | 15 | 15 | 7 | 2.3714e-13 | 5spot_SharedNeighbor | CO2 | Porous | Wet | R600a | MinimizeLCOE_Brownfield | IgnoreSilica | 2019 | 1.6 | -0.074824 | 0.0003702 | 4 | 21581817.8856 | 64950698.1922 | 439974.5492 | 1324107.835 | 46.7709 | 9.7946 | 23.7203 | 123826.9279 | 0 | 35196.319 | 0 | 0 | 0 | 133773.7496 | 114190.8286 | 297101.1123 | 202777.614 | 906866.5513 | 961560.8286 | 30089847.6181 | 30089847.6181 | 22413605.2974 | 11717022.4191 | 0 | 31958274.9981 | 96178750.3327 | 237.1374 | 0.0014808 | 21581817.8856 | 64950698.1922 | 439974.5492 | 1324107.835
1 | 6400 | 707 | 0.02 | 15 | 15 | 7 | 3.1623e-13 | 5spot_SharedNeighbor | CO2 | Porous | Wet | R600a | MinimizeLCOE_Brownfield | IgnoreSilica | 2019 | 1.6 | -0.066174 | 0.0024891 | 4 | 3205906.1518 | 9656090.472 | 65356.7332 | 196852.4651 | 46.7709 | 9.7946 | 24.1617 | 123826.9292 | 0 | 35196.3185 | 0 | 0 | 0 | 121162.4184 | 109272.4098 | 284304.3954 | 194043.5917 | 867806.063 | 961560.8286 | 30089847.6181 | 30089847.6181 | 22413605.2974 | 11717022.4191 | 0 | 31919214.5098 | 96139689.8443 | 316.2278 | 0.0099564 | 3205906.1518 | 9656090.472 | 65356.7332 | 196852.4651
1 | 6400 | 707 | 0.02 | 15 | 15 | 7 | 4.217e-13 | 5spot_SharedNeighbor | CO2 | Porous | Wet | R600a | MinimizeLCOE_Brownfield | IgnoreSilica | 2019 | 3.2929 | 0.012173 | 0.008304 | 4 | 989513.4187 | 2922931.8252 | 20172.5695 | 59587.9188 | 58.9 | 11.2021 | 56.0716 | 248634.2135 | 0 | 107830.06 | 0 | 0 | 0 | 229956.7493 | 228704.1989 | 595041.4119 | 406127.9905 | 1816294.6241 | 961560.8286 | 30089847.6181 | 30089847.6181 | 22413605.2974 | 11717022.4191 | 0 | 32867703.0708 | 97088178.4054 | 421.6965 | 0.033216 | 989513.4187 | 2922931.8252 | 20172.5695 | 59587.9188
1 | 6400 | 707 | 0.02 | 15 | 15 | 7 | 5.6234e-13 | 5spot_SharedNeighbor | CO2 | Porous | Wet | R600a | MinimizeLCOE_Brownfield | IgnoreSilica | 2019 | 4.5723 | 0.11185 | 0.016248 | 4 | 515348.5629 | 1503499.3909 | 10506.0775 | 30650.8687 | 63.4434 | 11.6873 | 53.846 | 334963.3305 | 0 | 160109.3612 | 0 | 0 | 0 | 293168.5655 | 307414.0903 | 799828.4037 | 545899.3203 | 2441383.0715 | 961560.8286 | 30089847.6181 | 30089847.6181 | 22413605.2974 | 11717022.4191 | 0 | 33492791.5183 | 97713266.8528 | 562.3413 | 0.064991 | 515348.5629 | 1503499.3909 | 10506.0775 | 30650.8687
1 | 6400 | 707 | 0.02 | 15 | 15 | 7 | 7.4989e-13 | 5spot_SharedNeighbor | CO2 | Porous | Wet | R600a | MinimizeLCOE_Brownfield | IgnoreSilica | 2019 | 6.1964 | 0.25655 | 0.027841 | 4 | 307300.7966 | 883979.8726 | 6264.7424 | 18021.1254 | 66.9673 | 12.0463 | 60.0885 | 436247.1242 | 0 | 223028.4366 | 0 | 0 | 0 | 364342.2944 | 399210.9635 | 1038665.0376 | 708910.2306 | 3170404.0869 | 961560.8286 | 30089847.6181 | 30089847.6181 | 22413605.2974 | 11717022.4191 | 0 | 34221812.5336 | 98442287.8682 | 749.8942 | 0.11136 | 307300.7966 | 883979.8726 | 6264.7424 | 18021.1254
1 | 6400 | 707 | 0.02 | 15 | 15 | 7 | 1e-12 | 5spot_SharedNeighbor | CO2 | Porous | Wet | R600a | MinimizeLCOE_Brownfield | IgnoreSilica | 2019 | 8.277 | 0.45626 | 0.044095 | 4 | 198888.6294 | 562989.3302 | 4054.6137 | 11477.299 | 69.7281 | 12.3167 | 54.3627 | 555770.1381 | 0 | 299155.3375 | 0 | 0 | 0 | 445834.36 | 507296.3359 | 1319881.0052 | 900845.9069 | 4028783.0837 | 961560.8286 | 30089847.6181 | 30089847.6181 | 22413605.2974 | 11717022.4191 | 0 | 35080191.5304 | 99300666.865 | 1000 | 0.17638 | 198888.6294 | 562989.3302 | 4054.6137 | 11477.299
1 | 6400 | 707 | 0.02 | 15 | 15 | 7 | 1.3335e-12 | 5spot_SharedNeighbor | CO2 | Porous | Wet | R600a | MinimizeLCOE_Brownfield | IgnoreSilica | 2019 | 10.9519 | 0.72444 | 0.06634 | 4 | 136024.5829 | 378036.6826 | 2773.0451 | 7706.7891 | 71.8918 | 12.5199 | 36.3915 | 697149.5552 | 0 | 391507.9051 | 0 | 0 | 0 | 539932.5051 | 635150.0865 | 1652530.2379 | 1127885.8434 | 5044156.1331 | 961560.8286 | 30089847.6181 | 30089847.6181 | 22413605.2974 | 11717022.4191 | 0 | 36095564.5799 | 100316039.9145 | 1333.5214 | 0.26536 | 136024.5829 | 378036.6826 | 2773.0451 | 7706.7891
1 | 6400 | 707 | 0.02 | 15 | 15 | 7 | 1.7783e-12 | 5spot_SharedNeighbor | CO2 | Porous | Wet | R600a | MinimizeLCOE_Brownfield | IgnoreSilica | 2019 | 14.3749 | 1.0769 | 0.096255 | 4 | 96856.9419 | 263654.8239 | 1974.5598 | 5374.9602 | 73.573 | 12.67 | 37.104 | 863638.44 | 0 | 503074.3128 | 0 | 0 | 0 | 648112.5939 | 785781.8852 | 2044443.2792 | 1395374.5472 | 6240425.0582 | 961560.8286 | 30089847.6181 | 30089847.6181 | 22413605.2974 | 11717022.4191 | 0 | 37291833.505 | 101512308.8395 | 1778.2794 | 0.38502 | 96856.9419 | 263654.8239 | 1974.5598 | 5374.9602
1 | 6400 | 707 | 0.02 | 15 | 15 | 7 | 2.3714e-12 | 5spot_SharedNeighbor | CO2 | Porous | Wet | R600a | MinimizeLCOE_Brownfield | IgnoreSilica | 2019 | 18.723 | 1.5324 | 0.1359 | 4 | 71180.2822 | 189323.2896 | 1451.1063 | 3859.6113 | 74.864 | 12.7762 | 45.7827 | 1058462.4938 | 0 | 637050.374 | 0 | 0 | 0 | 771495.2268 | 962133.1569 | 2503273.1135 | 1708535.3371 | 7640949.7021 | 961560.8286 | 30089847.6181 | 30089847.6181 | 22413605.2974 | 11717022.4191 | 0 | 38692358.1488 | 102912833.4834 | 2371.3737 | 0.54358 | 71180.2822 | 189323.2896 | 1451.1063 | 3859.6113
1 | 6400 | 707 | 0.02 | 15 | 15 | 7 | 3.1623e-12 | 5spot_SharedNeighbor | CO2 | Porous | Wet | R600a | MinimizeLCOE_Brownfield | IgnoreSilica | 2019 | 24.1649 | 2.1093 | 0.18759 | 4 | 53717.8822 | 139302.2585 | 1095.1117 | 2839.865 | 75.8339 | 12.8438 | 59.2966 | 1283431.8072 | 0 | 795905.8032 | 0 | 0 | 0 | 909506.9437 | 1165649.3761 | 3032780.569 | 2069935.0558 | 9257209.555 | 961560.8286 | 30089847.6181 | 30089847.6181 | 22413605.2974 | 11717022.4191 | 0 | 40308618.0017 | 104529093.3363 | 3162.2777 | 0.75038 | 53717.8822 | 139302.2585 | 1095.1117 | 2839.865
1 | 6400 | 707 | 0.02 | 15 | 15 | 7 | 4.217e-12 | 5spot_SharedNeighbor | CO2 | Porous | Wet | R600a | MinimizeLCOE_Brownfield | IgnoreSilica | 2019 | 30.8593 | 2.8256 | 0.25373 | 4 | 41524.6231 | 104801.4837 | 846.5356 | 2136.52 | 76.5386 | 12.8749 | 41.4352 | 1539188.9835 | 0 | 981544.88 | 0 | 0 | 0 | 1060648.5887 | 1396739.1563 | 3634028.7742 | 2480299.3102 | 11092449.6928 | 961560.8286 | 30089847.6181 | 30089847.6181 | 22413605.2974 | 11717022.4191 | 0 | 42143858.1395 | 106364333.4741 | 4216.965 | 1.0149 | 41524.6231 | 104801.4837 | 846.5356 | 2136.52
1 | 6400 | 707 | 0.02 | 15 | 15 | 7 | 5.6234e-12 | 5spot_SharedNeighbor | CO2 | Porous | Wet | R600a | MinimizeLCOE_Brownfield | IgnoreSilica | 2019 | 38.7982 | 3.6828 | 0.33595 | 4 | 32854.8463 | 80645.4781 | 669.7905 | 1644.0672 | 77.0134 | 12.869 | 48.2812 | 1820051.8732 | 0 | 1191449.8603 | 0 | 0 | 0 | 1217579.8951 | 1649341.8352 | 4291249.1286 | 2928865.7066 | 13098538.2989 | 961560.8286 | 30089847.6181 | 30089847.6181 | 22413605.2974 | 11717022.4191 | 0 | 44149946.7457 | 108370422.0802 | 5623.4133 | 1.3438 | 32854.8463 | 80645.4781 | 669.7905 | 1644.0672
1 | 6400 | 707 | 0.02 | 15 | 15 | 7 | 7.4989e-12 | 5spot_SharedNeighbor | CO2 | Porous | Wet | R600a | MinimizeLCOE_Brownfield | IgnoreSilica | 2019 | 47.8749 | 4.6714 | 0.43448 | 4 | 26620.9657 | 63573.0662 | 542.7044 | 1296.0229 | 77.2911 | 12.8252 | 65.6167 | 2118065.4546 | 0 | 1421315.3689 | 0 | 0 | 0 | 1372774.5042 | 1915740.5778 | 4984364.0111 | 3401930.856 | 15214190.7726 | 961560.8286 | 30089847.6181 | 30089847.6181 | 22413605.2974 | 11717022.4191 | 0 | 46265599.2193 | 110486074.5539 | 7498.9421 | 1.7379 | 26620.9657 | 63573.0662 | 542.7044 | 1296.0229
1 | 6400 | 707 | 0.02 | 15 | 15 | 7 | 1e-11 | 5spot_SharedNeighbor | CO2 | Porous | Wet | R600a | MinimizeLCOE_Brownfield | IgnoreSilica | 2019 | 57.6191 | 5.7438 | 0.54664 | 4 | 22114.2144 | 51484.8536 | 450.8282 | 1049.5884 | 77.3964 | 12.7452 | 65.2822 | 2415762.5263 | 0 | 1658958.1854 | 0 | 0 | 0 | 1511681.9042 | 2178697.0202 | 5668522.7344 | 3868883.2427 | 17302505.6133 | 961560.8286 | 30089847.6181 | 30089847.6181 | 22413605.2974 | 11717022.4191 | 0 | 48353914.06 | 112574389.3946 | 10000 | 2.1866 | 22114.2144 | 51484.8536 | 450.8282 | 1049.5884
1 | 6400 | 707 | 0.02 | 15 | 15 | 7 | 1.3335e-11 | 5spot_SharedNeighbor | CO2 | Porous | Wet | R600a | MinimizeLCOE_Brownfield | IgnoreSilica | 2019 | 67.448 | 6.8376 | 0.66691 | 4 | 18851.38 | 42925.2949 | 384.3109 | 875.0902 | 77.3614 | 12.635 | 75.4376 | 2696131.1127 | 0 | 1891168.6909 | 0 | 0 | 0 | 1623763.2848 | 2422314.6045 | 6302365.7159 | 4301494.1017 | 19237237.5106 | 961560.8286 | 30089847.6181 | 30089847.6181 | 22413605.2974 | 11717022.4191 | 0 | 50288645.9573 | 114509121.2919 | 13335.2143 | 2.6676 | 18851.38 | 42925.2949 | 384.3109 | 875.0902
1 | 6400 | 707 | 0.02 | 15 | 15 | 7 | 1.7783e-11 | 5spot_SharedNeighbor | CO2 | Porous | Wet | R600a | MinimizeLCOE_Brownfield | IgnoreSilica | 2019 | 76.7512 | 7.8847 | 0.78794 | 4 | 16489.0467 | 36865.0435 | 336.1515 | 751.5438 | 77.2248 | 12.5059 | 64.4815 | 2944962.8314 | 0 | 2105327.1836 | 0 | 0 | 0 | 1703528.9665 | 2633989.4028 | 6853100.1205 | 4677381.6494 | 20918290.1542 | 961560.8286 | 30089847.6181 | 30089847.6181 | 22413605.2974 | 11717022.4191 | 0 | 51969698.6009 | 116190173.9355 | 17782.7941 | 3.1518 | 16489.0467 | 36865.0435 | 336.1515 | 751.5438
1 | 6400 | 707 | 0.02 | 15 | 15 | 7 | 2.3714e-11 | 5spot_SharedNeighbor | CO2 | Porous | Wet | R600a | MinimizeLCOE_Brownfield | IgnoreSilica | 2019 | 85.0339 | 8.8274 | 0.90245 | 4 | 14777.323 | 32567.8245 | 301.2557 | 663.9392 | 77.0296 | 12.3715 | 64.5222 | 3153854.8255 | 0 | 2292119.0964 | 0 | 0 | 0 | 1751383.2955 | 2806969.3148 | 7303158.3685 | 4984555.6514 | 22292040.5522 | 961560.8286 | 30089847.6181 | 30089847.6181 | 22413605.2974 | 11717022.4191 | 0 | 53343448.9989 | 117563924.3335 | 23713.7371 | 3.6098 | 14777.323 | 32567.8245 | 301.2557 | 663.9392
1 | 6400 | 707 | 0.02 | 15 | 15 | 7 | 3.1623e-11 | 5spot_SharedNeighbor | CO2 | Porous | Wet | R600a | MinimizeLCOE_Brownfield | IgnoreSilica | 2019 | 92.1085 | 9.6405 | 1.0054 | 4 | 13534.0586 | 29503.5622 | 275.9101 | 601.47 | 76.8123 | 12.2427 | 74.5681 | 3323222.8611 | 0 | 2449163.1455 | 0 | 0 | 0 | 1774642.017 | 2943340.9292 | 7657969.3355 | 5226721.427 | 23375059.7153 | 961560.8286 | 30089847.6181 | 30089847.6181 | 22413605.2974 | 11717022.4191 | 0 | 54426468.162 | 118646943.4966 | 31622.7766 | 4.0214 | 13534.0586 | 29503.5622 | 275.9101 | 601.47
1 | 6400 | 707 | 0.02 | 15 | 15 | 7 | 4.217e-11 | 5spot_SharedNeighbor | CO2 | Porous | Wet | R600a | MinimizeLCOE_Brownfield | IgnoreSilica | 2019 | 97.9038 | 10.3128 | 1.0938 | 4 | 12627.7035 | 27306.1877 | 257.4328 | 556.6736 | 76.6012 | 12.1276 | 68.3859 | 3455888.4415 | 0 | 2576282.382 | 0 | 0 | 0 | 1780107.5133 | 3046788.5514 | 7927118.8284 | 5410421.4864 | 24196607.2029 | 961560.8286 | 30089847.6181 | 30089847.6181 | 22413605.2974 | 11717022.4191 | 0 | 55248015.6496 | 119468490.9842 | 42169.6503 | 4.3751 | 12627.7035 | 27306.1877 | 257.4328 | 556.6736
1 | 6400 | 707 | 0.02 | 15 | 15 | 7 | 5.6234e-11 | 5spot_SharedNeighbor | CO2 | Porous | Wet | R600a | MinimizeLCOE_Brownfield | IgnoreSilica | 2019 | 102.5661 | 10.8574 | 1.1674 | 4 | 11964.104 | 25717.1117 | 243.9044 | 524.2781 | 76.4104 | 12.029 | 63.3822 | 3558688.4176 | 0 | 2677637.753 | 0 | 0 | 0 | 1775829.0379 | 3124740.5313 | 8129933.8901 | 5548846.9334 | 24815676.5633 | 961560.8286 | 30089847.6181 | 30089847.6181 | 22413605.2974 | 11717022.4191 | 0 | 55867085.01 | 120087560.3446 | 56234.1325 | 4.6696 | 11964.104 | 25717.1117 | 243.9044 | 524.2781
1 | 6400 | 707 | 0.02 | 15 | 15 | 7 | 7.4989e-11 | 5spot_SharedNeighbor | CO2 | Porous | Wet | R600a | MinimizeLCOE_Brownfield | IgnoreSilica | 2019 | 106.2519 | 11.2903 | 1.2271 | 4 | 11476.1423 | 24559.8268 | 233.9567 | 500.6853 | 76.2465 | 11.9471 | 64.0009 | 3637495.9402 | 0 | 2757235.3688 | 0 | 0 | 0 | 1766868.1088 | 3183023.7729 | 8281574.9292 | 5652345.0585 | 25278543.1783 | 961560.8286 | 30089847.6181 | 30089847.6181 | 22413605.2974 | 11717022.4191 | 0 | 56329951.6251 | 120550426.9596 | 74989.4209 | 4.9084 | 11476.1423 | 24559.8268 | 233.9567 | 500.6853
1 | 6400 | 707 | 0.02 | 15 | 15 | 7 | 1e-10 | 5spot_SharedNeighbor | CO2 | Porous | Wet | R600a | MinimizeLCOE_Brownfield | IgnoreSilica | 2019 | 109.0876 | 11.6254 | 1.2745 | 4 | 11115.9214 | 23713.5479 | 226.6131 | 483.4327 | 76.1126 | 11.8819 | 75.7724 | 3696647.9636 | 0 | 2818172.0234 | 0 | 0 | 0 | 1755602.629 | 3225464.8202 | 8391997.8285 | 5727710.9562 | 25615596.2209 | 961560.8286 | 30089847.6181 | 30089847.6181 | 22413605.2974 | 11717022.4191 | 0 | 56667004.6677 | 120887480.0022 | 100000 | 5.0978 | 11115.9214 | 23713.5479 | 226.6131 | 483.4327
1 | 6400 | 707 | 0.02 | 15 | 15 | 7 | 1.3335e-10 | 5spot_SharedNeighbor | CO2 | Porous | Wet | R600a | MinimizeLCOE_Brownfield | IgnoreSilica | 2019 | 111.2944 | 11.8868 | 1.3116 | 4 | 10849.1061 | 23089.5506 | 221.1737 | 470.7117 | 76.0037 | 11.8297 | 79.47 | 3741792.8078 | 0 | 2865421.4739 | 0 | 0 | 0 | 1745120.1711 | 3257410.4366 | 8475113.7692 | 5784439.2937 | 25869297.9523 | 961560.8286 | 30089847.6181 | 30089847.6181 | 22413605.2974 | 11717022.4191 | 0 | 56920706.399 | 121141181.7336 | 133352.1432 | 5.2466 | 10849.1061 | 23089.5506 | 221.1737 | 470.7117
1 | 6400 | 707 | 0.02 | 15 | 15 | 7 | 1.7783e-10 | 5spot_SharedNeighbor | CO2 | Porous | Wet | R600a | MinimizeLCOE_Brownfield | IgnoreSilica | 2019 | 112.9682 | 12.0858 | 1.3404 | 4 | 10650.9291 | 22628.7953 | 217.1336 | 461.3186 | 75.9184 | 11.7894 | 77.1183 | 3775515.5777 | 0 | 2901162.3349 | 0 | 0 | 0 | 1735473.5328 | 3280739.0637 | 8535810.0716 | 5825865.7672 | 26054566.3479 | 961560.8286 | 30089847.6181 | 30089847.6181 | 22413605.2974 | 11717022.4191 | 0 | 57105974.7947 | 121326450.1292 | 177827.941 | 5.3616 | 10650.9291 | 22628.7953 | 217.1336 | 461.3186
1 | 6400 | 707 | 0.02 | 15 | 15 | 7 | 2.3714e-10 | 5spot_SharedNeighbor | CO2 | Porous | Wet | R600a | MinimizeLCOE_Brownfield | IgnoreSilica | 2019 | 114.2445 | 12.2379 | 1.3625 | 4 | 10503.4071 | 22286.9187 | 214.1262 | 454.349 | 75.8518 | 11.7581 | 66.3599 | 3800929.372 | 0 | 2928361.1956 | 0 | 0 | 0 | 1727382.4586 | 3298102.4802 | 8580986.1197 | 5856699.3483 | 26192460.9743 | 961560.8286 | 30089847.6181 | 30089847.6181 | 22413605.2974 | 11717022.4191 | 0 | 57243869.421 | 121464344.7556 | 237137.3706 | 5.45 | 10503.4071 | 22286.9187 | 214.1262 | 454.349
1 | 6400 | 707 | 0.02 | 15 | 15 | 7 | 3.1623e-10 | 5spot_SharedNeighbor | CO2 | Porous | Wet | R600a | MinimizeLCOE_Brownfield | IgnoreSilica | 2019 | 115.1971 | 12.3517 | 1.3793 | 4 | 10393.4014 | 22033.2308 | 211.8835 | 449.1772 | 75.8012 | 11.7345 | 77.0449 | 3819725.9518 | 0 | 2948629.7263 | 0 | 0 | 0 | 1720501.9024 | 3310654.4564 | 8613643.7869 | 5878988.8772 | 26292144.701 | 961560.8286 | 30089847.6181 | 30089847.6181 | 22413605.2974 | 11717022.4191 | 0 | 57343553.1477 | 121564028.4823 | 316227.766 | 5.5173 | 10393.4014 | 22033.2308 | 211.8835 | 449.1772
1 | 6400 | 707 | 0.02 | 15 | 15 | 7 | 4.217e-10 | 5spot_SharedNeighbor | CO2 | Porous | Wet | R600a | MinimizeLCOE_Brownfield | IgnoreSilica | 2019 | 115.9398 | 12.4403 | 1.3922 | 4 | 10311.2604 | 21843.3466 | 210.209 | 445.3062 | 75.7612 | 11.716 | 76.1323 | 3834281.8069 | 0 | 2964416.2884 | 0 | 0 | 0 | 1715447.9604 | 3320516.9617 | 8639304.0028 | 5896502.5018 | 26370469.5221 | 961560.8286 | 30089847.6181 | 30089847.6181 | 22413605.2974 | 11717022.4191 | 0 | 57421877.9688 | 121642353.3034 | 421696.5034 | 5.5689 | 10311.2604 | 21843.3466 | 210.209 | 445.3062
1 | 6400 | 707 | 0.02 | 15 | 15 | 7 | 5.6234e-10 | 5spot_SharedNeighbor | CO2 | Porous | Wet | R600a | MinimizeLCOE_Brownfield | IgnoreSilica | 2019 | 116.4734 | 12.5044 | 1.4019 | 4 | 10249.8623 | 21702.6095 | 208.9573 | 442.437 | 75.7322 | 11.7026 | 83.508 | 3844684.1328 | 0 | 2975748.1316 | 0 | 0 | 0 | 1710988.9279 | 3327254.265 | 8656833.0838 | 5908466.4598 | 26423975.0008 | 961560.8286 | 30089847.6181 | 30089847.6181 | 22413605.2974 | 11717022.4191 | 0 | 57475383.4475 | 121695858.7821 | 562341.3252 | 5.6074 | 10249.8623 | 21702.6095 | 208.9573 | 442.437
1 | 6400 | 707 | 0.02 | 15 | 15 | 7 | 7.4989e-10 | 5spot_SharedNeighbor | CO2 | Porous | Wet | R600a | MinimizeLCOE_Brownfield | IgnoreSilica | 2019 | 116.895 | 12.5548 | 1.4092 | 4 | 10203.9327 | 21596.7381 | 208.021 | 440.2787 | 75.7091 | 11.692 | 81.9882 | 3852870.1731 | 0 | 2984695.0849 | 0 | 0 | 0 | 1707899.425 | 3332731.2264 | 8671083.0139 | 5918192.3299 | 26467471.2531 | 961560.8286 | 30089847.6181 | 30089847.6181 | 22413605.2974 | 11717022.4191 | 0 | 57518879.6999 | 121739355.0344 | 749894.2093 | 5.6369 | 10203.9327 | 21596.7381 | 208.021 | 440.2787
1 | 6400 | 707 | 0.02 | 15 | 15 | 7 | 1e-09 | 5spot_SharedNeighbor | CO2 | Porous | Wet | R600a | MinimizeLCOE_Brownfield | IgnoreSilica | 2019 | 117.2117 | 12.5926 | 1.4148 | 4 | 10169.5537 | 21517.5791 | 207.3201 | 438.665 | 75.6916 | 11.684 | 77.2053 | 3859001.8632 | 0 | 2991414.041 | 0 | 0 | 0 | 1705515.0229 | 3336813.0616 | 8681703.1118 | 5925440.765 | 26499887.8656 | 961560.8286 | 30089847.6181 | 30089847.6181 | 22413605.2974 | 11717022.4191 | 0 | 57551296.3123 | 121771771.6469 | 1000000 | 5.6592 | 10169.5537 | 21517.5791 | 207.3201 | 438.665
1 | 6400 | 707 | 0.02 | 15 | 15 | 7 | 1.3335e-09 | 5spot_SharedNeighbor | CO2 | Porous | Wet | R600a | MinimizeLCOE_Brownfield | IgnoreSilica | 2019 | 117.446 | 12.6207 | 1.419 | 4 | 10143.8089 | 21458.476 | 206.7953 | 437.4601 | 75.6787 | 11.678 | 85.1454 | 3863527.4323 | 0 | 2996382.6849 | 0 | 0 | 0 | 1703624.5415 | 3339778.5169 | 8689418.6183 | 5930706.7567 | 26523438.5506 | 961560.8286 | 30089847.6181 | 30089847.6181 | 22413605.2974 | 11717022.4191 | 0 | 57574846.9973 | 121795322.3319 | 1333521.4322 | 5.6759 | 10143.8089 | 21458.476 | 206.7953 | 437.4601
1 | 6400 | 707 | 0.02 | 15 | 15 | 7 | 1.7783e-09 | 5spot_SharedNeighbor | CO2 | Porous | Wet | R600a | MinimizeLCOE_Brownfield | IgnoreSilica | 2019 | 117.6138 | 12.641 | 1.4221 | 4 | 10124.5231 | 21414.5155 | 206.4021 | 436.5639 | 75.6694 | 11.6737 | 81.4617 | 3866762.8812 | 0 | 2999940.0186 | 0 | 0 | 0 | 1702039.5345 | 3341809.5494 | 8694702.9482 | 5934313.4204 | 26539568.3524 | 961560.8286 | 30089847.6181 | 30089847.6181 | 22413605.2974 | 11717022.4191 | 0 | 57590976.7992 | 121811452.1338 | 1778279.41 | 5.6883 | 10124.5231 | 21414.5155 | 206.4021 | 436.5639
1 | 6400 | 707 | 0.02 | 15 | 15 | 7 | 2.3714e-09 | 5spot_SharedNeighbor | CO2 | Porous | Wet | R600a | MinimizeLCOE_Brownfield | IgnoreSilica | 2019 | 117.7575 | 12.658 | 1.4245 | 4 | 10110.0722 | 21380.9593 | 206.1075 | 435.8798 | 75.6614 | 11.6701 | 79.5713 | 3869530.9272 | 0 | 3002986.601 | 0 | 0 | 0 | 1701159.1498 | 3343733.9044 | 8699709.7251 | 5937730.6486 | 26554850.956 | 961560.8286 | 30089847.6181 | 30089847.6181 | 22413605.2974 | 11717022.4191 | 0 | 57606259.4028 | 121826734.7373 | 2371373.7057 | 5.6979 | 10110.0722 | 21380.9593 | 206.1075 | 435.8798
1 | 6400 | 707 | 0.02 | 15 | 15 | 7 | 3.1623e-09 | 5spot_SharedNeighbor | CO2 | Porous | Wet | R600a | MinimizeLCOE_Brownfield | IgnoreSilica | 2019 | 117.8501 | 12.6692 | 1.4262 | 4 | 10099.2419 | 21356.3586 | 205.8867 | 435.3783 | 75.6562 | 11.6677 | 80.4491 | 3871312.4641 | 0 | 3004949.1945 | 0 | 0 | 0 | 1700217.9961 | 3344827.0654 | 8702553.9057 | 5939671.8602 | 26563532.486 | 961560.8286 | 30089847.6181 | 30089847.6181 | 22413605.2974 | 11717022.4191 | 0 | 57614940.9328 | 121835416.2674 | 3162277.6602 | 5.7049 | 10099.2419 | 21356.3586 | 205.8867 | 435.3783
1 | 6400 | 707 | 0.02 | 15 | 15 | 7 | 4.217e-09 | 5spot_SharedNeighbor | CO2 | Porous | Wet | R600a | MinimizeLCOE_Brownfield | IgnoreSilica | 2019 | 117.9233 | 12.678 | 1.4275 | 4 | 10091.1239 | 21337.7932 | 205.7212 | 434.9998 | 75.6521 | 11.6658 | 74.0141 | 3872719.0025 | 0 | 3006499.5468 | 0 | 0 | 0 | 1699574.6297 | 3345729.3398 | 8704901.4387 | 5941274.0998 | 26570698.0573 | 961560.8286 | 30089847.6181 | 30089847.6181 | 22413605.2974 | 11717022.4191 | 0 | 57622106.504 | 121842581.8386 | 4216965.0343 | 5.7102 | 10091.1239 | 21337.7932 | 205.7212 | 434.9998
1 | 6400 | 707 | 0.02 | 15 | 15 | 7 | 5.6234e-09 | 5spot_SharedNeighbor | CO2 | Porous | Wet | R600a | MinimizeLCOE_Brownfield | IgnoreSilica | 2019 | 117.9887 | 12.6857 | 1.4286 | 4 | 10085.0384 | 21323.5074 | 205.5971 | 434.7085 | 75.6485 | 11.6642 | 71.6427 | 3873975.9059 | 0 | 3007885.5304 | 0 | 0 | 0 | 1699278.8246 | 3346644.7018 | 8707283.0228 | 5942899.5798 | 26577967.5654 | 961560.8286 | 30089847.6181 | 30089847.6181 | 22413605.2974 | 11717022.4191 | 0 | 57629376.0121 | 121849851.3467 | 5623413.2519 | 5.7143 | 10085.0384 | 21323.5074 | 205.5971 | 434.7085
1 | 6400 | 707 | 0.02 | 15 | 15 | 7 | 7.4989e-09 | 5spot_SharedNeighbor | CO2 | Porous | Wet | R600a | MinimizeLCOE_Brownfield | IgnoreSilica | 2019 | 118.0204 | 12.6897 | 1.4293 | 4 | 10080.4759 | 21313.4118 | 205.5041 | 434.5027 | 75.6467 | 11.6634 | 75.5435 | 3874583.7998 | 0 | 3008556.2438 | 0 | 0 | 0 | 1698743.6277 | 3346934.6318 | 8708037.3613 | 5943414.4314 | 26580270.0958 | 961560.8286 | 30089847.6181 | 30089847.6181 | 22413605.2974 | 11717022.4191 | 0 | 57631678.5425 | 121852153.8771 | 7498942.0933 | 5.7172 | 10080.4759 | 21313.4118 | 205.5041 | 434.5027
1 | 6400 | 707 | 0.02 | 15 | 15 | 7 | 1e-08 | 5spot_SharedNeighbor | CO2 | Porous | Wet | R600a | MinimizeLCOE_Brownfield | IgnoreSilica | 2019 | 118.0593 | 12.6942 | 1.4299 | 4 | 10077.0552 | 21305.3099 | 205.4344 | 434.3376 | 75.6445 | 11.6624 | 79.7656 | 3875330.829 | 0 | 3009380.4612 | 0 | 0 | 0 | 1698613.3193 | 3347496.5977 | 8709499.4813 | 5944412.3583 | 26584733.0468 | 961560.8286 | 30089847.6181 | 30089847.6181 | 22413605.2974 | 11717022.4191 | 0 | 57636141.4935 | 121856616.8281 | 10000000 | 5.7195 | 10077.0552 | 21305.3099 | 205.4344 | 434.3376
1 | 6500 | 707 | 0.02 | 15 | 15 | 7 | 1e-13 | 5spot_SharedNeighbor | CO2 | Porous | Wet | R600a | MinimizeLCOE_Brownfield | IgnoreSilica | 2019 | 0 | 0 | 0 | 0 |  |  |  |  | 15 |  | 20.8929 | [19 empty] | 100 | 0
1 | 6500 | 707 | 0.02 | 15 | 15 | 7 | 1.3335e-13 | 5spot_SharedNeighbor | CO2 | Porous | Wet | R600a | MinimizeLCOE_Brownfield | IgnoreSilica | 2019 | 0 | 0 | 0 | 0 |  |  |  |  | 15 |  | 22.4648 | [19 empty] | 133.3521 | 0
1 | 6500 | 707 | 0.02 | 15 | 15 | 7 | 1.7783e-13 | 5spot_SharedNeighbor | CO2 | Porous | Wet | R600a | MinimizeLCOE_Brownfield | IgnoreSilica | 2019 | 0 | 0 | 0 | 0 |  |  |  |  | 15 |  | 23.7487 | [19 empty] | 177.8279 | 0
1 | 6500 | 707 | 0.02 | 15 | 15 | 7 | 2.3714e-13 | 5spot_SharedNeighbor | CO2 | Porous | Wet | R600a | MinimizeLCOE_Brownfield | IgnoreSilica | 2019 | 1.6 | -0.076134 | 0.00047108 | 4 | 17308708.0933 | 52102346.4855 | 352861.4262 | 1062176.8067 | 47.0054 | 9.9966 | 25.3608 | 125372.132 | 0 | 35024.1338 | 0 | 0 | 0 | 135065.1522 | 115229.953 | 299804.7008 | 204622.8687 | 915118.9404 | 961560.8286 | 30738450.8463 | 30738450.8463 | 22874378.7166 | 11949490.5493 | 0 | 32615130.6154 | 98177450.7276 | 237.1374 | 0.0018843 | 17308708.0933 | 52102346.4855 | 352861.4262 | 1062176.8067
1 | 6500 | 707 | 0.02 | 15 | 15 | 7 | 3.1623e-13 | 5spot_SharedNeighbor | CO2 | Porous | Wet | R600a | MinimizeLCOE_Brownfield | IgnoreSilica | 2019 | 1.6 | -0.067525 | 0.002584 | 4 | 3151724.2721 | 9494802.3024 | 64252.1623 | 193564.3876 | 47.0054 | 9.9966 | 25.6865 | 125372.1334 | 0 | 35024.1333 | 0 | 0 | 0 | 122545.4878 | 110347.2842 | 287100.9982 | 195952.3306 | 876342.3675 | 961560.8286 | 30738450.8463 | 30738450.8463 | 22874378.7166 | 11949490.5493 | 0 | 32576354.0424 | 98138674.1546 | 316.2278 | 0.010336 | 3151724.2721 | 9494802.3024 | 64252.1623 | 193564.3876
1 | 6500 | 707 | 0.02 | 15 | 15 | 7 | 4.217e-13 | 5spot_SharedNeighbor | CO2 | Porous | Wet | R600a | MinimizeLCOE_Brownfield | IgnoreSilica | 2019 | 3.4003 | 0.017096 | 0.00893 | 4 | 940589.7442 | 2776042.9378 | 19175.1942 | 56593.3902 | 59.9457 | 11.4985 | 42.9563 | 259834.9776 | 0 | 112836.4815 | 0 | 0 | 0 | 240071.1202 | 238969.6059 | 621749.8952 | 424357.0791 | 1897819.1595 | 961560.8286 | 30738450.8463 | 30738450.8463 | 22874378.7166 | 11949490.5493 | 0 | 33597830.8345 | 99160150.9467 | 421.6965 | 0.03572 | 940589.7442 | 2776042.9378 | 19175.1942 | 56593.3902
1 | 6500 | 707 | 0.02 | 15 | 15 | 7 | 5.6234e-13 | 5spot_SharedNeighbor | CO2 | Porous | Wet | R600a | MinimizeLCOE_Brownfield | IgnoreSilica | 2019 | 4.7233 | 0.12245 | 0.017401 | 4 | 492088.0902 | 1434036.8564 | 10031.8813 | 29234.781 | 64.5709 | 11.9901 | 45.8084 | 350072.1965 | 0 | 167219.5402 | 0 | 0 | 0 | 306251.6125 | 321181.9062 | 835649.4365 | 570347.9113 | 2550722.6032 | 961560.8286 | 30738450.8463 | 30738450.8463 | 22874378.7166 | 11949490.5493 | 0 | 34250734.2781 | 99813054.3904 | 562.3413 | 0.069603 | 492088.0902 | 1434036.8564 | 10031.8813 | 29234.781
1 | 6500 | 707 | 0.02 | 15 | 15 | 7 | 7.4989e-13 | 5spot_SharedNeighbor | CO2 | Porous | Wet | R600a | MinimizeLCOE_Brownfield | IgnoreSilica | 2019 | 6.3887 | 0.27392 | 0.02974 | 4 | 294254.9452 | 845382.4314 | 5998.7851 | 17234.2643 | 68.1312 | 12.3508 | 49.045 | 455054.7352 | 0 | 232114.9565 | 0 | 0 | 0 | 379795.0472 | 416116.2482 | 1082649.1206 | 738930.2711 | 3304660.3789 | 961560.8286 | 30738450.8463 | 30738450.8463 | 22874378.7166 | 11949490.5493 | 0 | 35004672.0538 | 100566992.1661 | 749.8942 | 0.11896 | 294254.9452 | 845382.4314 | 5998.7851 | 17234.2643
1 | 6500 | 707 | 0.02 | 15 | 15 | 7 | 1e-12 | 5spot_SharedNeighbor | CO2 | Porous | Wet | R600a | MinimizeLCOE_Brownfield | IgnoreSilica | 2019 | 8.5204 | 0.48241 | 0.047021 | 4 | 190828.7757 | 539409.72 | 3890.3027 | 10996.5967 | 70.9255 | 12.6226 | 49.6182 | 578880.2428 | 0 | 310580.7179 | 0 | 0 | 0 | 463909.0706 | 527814.3122 | 1373264.5708 | 937281.2873 | 4191730.2016 | 961560.8286 | 30738450.8463 | 30738450.8463 | 22874378.7166 | 11949490.5493 | 0 | 35891741.8765 | 101454061.9888 | 1000 | 0.18808 | 190828.7757 | 539409.72 | 3890.3027 | 10996.5967
1 | 6500 | 707 | 0.02 | 15 | 15 | 7 | 1.3335e-12 | 5spot_SharedNeighbor | CO2 | Porous | Wet | R600a | MinimizeLCOE_Brownfield | IgnoreSilica | 2019 | 11.2855 | 0.76427 | 0.070671 | 4 | 130719.6727 | 362647.9291 | 2664.8973 | 7393.0686 | 73.1354 | 12.8286 | 49.6989 | 726656.5159 | 0 | 406619.6815 | 0 | 0 | 0 | 562516.22 | 661359.0428 | 1720720.5659 | 1174427.1435 | 5252299.1694 | 961560.8286 | 30738450.8463 | 30738450.8463 | 22874378.7166 | 11949490.5493 | 0 | 36952310.8443 | 102514630.9566 | 1333.5214 | 0.28268 | 130719.6727 | 362647.9291 | 2664.8973 | 7393.0686
1 | 6500 | 707 | 0.02 | 15 | 15 | 7 | 1.7783e-12 | 5spot_SharedNeighbor | CO2 | Porous | Wet | R600a | MinimizeLCOE_Brownfield | IgnoreSilica | 2019 | 14.7808 | 1.1307 | 0.10242 | 4 | 93207.0173 | 253245.7855 | 1900.1511 | 5162.7579 | 74.833 | 12.9785 | 59.9554 | 898592.3288 | 0 | 521244.7484 | 0 | 0 | 0 | 673521.7843 | 816409.956 | 2124131.2368 | 1449763.2156 | 6483663.27 | 961560.8286 | 30738450.8463 | 30738450.8463 | 22874378.7166 | 11949490.5493 | 0 | 38183674.9449 | 103745995.0571 | 1778.2794 | 0.40967 | 93207.0173 | 253245.7855 | 1900.1511 | 5162.7579
1 | 6500 | 707 | 0.02 | 15 | 15 | 7 | 2.3714e-12 | 5spot_SharedNeighbor | CO2 | Porous | Wet | R600a | MinimizeLCOE_Brownfield | IgnoreSilica | 2019 | 19.2392 | 1.6057 | 0.14447 | 4 | 68585.3644 | 182041.0909 | 1398.2054 | 3711.1539 | 76.1446 | 13.0849 | 45.8076 | 1100702.0462 | 0 | 659508.1288 | 0 | 0 | 0 | 801158.0726 | 998933.6166 | 2599020.3609 | 1773884.8009 | 7933207.026 | 961560.8286 | 30738450.8463 | 30738450.8463 | 22874378.7166 | 11949490.5493 | 0 | 39633218.701 | 105195538.8132 | 2371.3737 | 0.57787 | 68585.3644 | 182041.0909 | 1398.2054 | 3711.1539
1 | 6500 | 707 | 0.02 | 15 | 15 | 7 | 3.1623e-12 | 5spot_SharedNeighbor | CO2 | Porous | Wet | R600a | MinimizeLCOE_Brownfield | IgnoreSilica | 2019 | 24.8345 | 2.2087 | 0.19928 | 4 | 51825.5372 | 134073.2148 | 1056.5337 | 2733.2638 | 77.1322 | 13.1519 | 52.6991 | 1334728.6911 | 0 | 823914.6321 | 0 | 0 | 0 | 944694.0993 | 1210301.5948 | 3148956.4827 | 2149227.504 | 9611823.0041 | 961560.8286 | 30738450.8463 | 30738450.8463 | 22874378.7166 | 11949490.5493 | 0 | 41311834.679 | 106874154.7913 | 3162.2777 | 0.79713 | 51825.5372 | 134073.2148 | 1056.5337 | 2733.2638
1 | 6500 | 707 | 0.02 | 15 | 15 | 7 | 4.217e-12 | 5spot_SharedNeighbor | CO2 | Porous | Wet | R600a | MinimizeLCOE_Brownfield | IgnoreSilica | 2019 | 31.6681 | 2.9525 | 0.26923 | 4 | 40115.6842 | 100994.6922 | 817.8125 | 2058.9134 | 77.844 | 13.1811 | 48.1172 | 1598900.3215 | 0 | 1014703.5433 | 0 | 0 | 0 | 1099911.7629 | 1448271.0948 | 3768104.3074 | 2571808.6166 | 11501699.6464 | 961560.8286 | 30738450.8463 | 30738450.8463 | 22874378.7166 | 11949490.5493 | 0 | 43201711.3213 | 108764031.4336 | 4216.965 | 1.0769 | 40115.6842 | 100994.6922 | 817.8125 | 2058.9134
1 | 6500 | 707 | 0.02 | 15 | 15 | 7 | 5.6234e-12 | 5spot_SharedNeighbor | CO2 | Porous | Wet | R600a | MinimizeLCOE_Brownfield | IgnoreSilica | 2019 | 39.7728 | 3.8425 | 0.35604 | 4 | 31786.7303 | 77823.0949 | 648.0155 | 1586.5291 | 78.3229 | 13.1721 | 48.0432 | 1889081.8151 | 0 | 1230522.5086 | 0 | 0 | 0 | 1261311.0229 | 1708556.9851 | 4445314.8021 | 3034018.6945 | 13568805.8283 | 961560.8286 | 30738450.8463 | 30738450.8463 | 22874378.7166 | 11949490.5493 | 0 | 45268817.5032 | 110831137.6155 | 5623.4133 | 1.4241 | 31786.7303 | 77823.0949 | 648.0155 | 1586.5291
1 | 6500 | 707 | 0.02 | 15 | 15 | 7 | 7.4989e-12 | 5spot_SharedNeighbor | CO2 | Porous | Wet | R600a | MinimizeLCOE_Brownfield | IgnoreSilica | 2019 | 48.9808 | 4.863 | 0.45967 | 4 | 25797.3826 | 61454.4795 | 525.9145 | 1252.8327 | 78.5994 | 13.1241 | 57.2459 | 2195109.7707 | 0 | 1465476.9479 | 0 | 0 | 0 | 1419190.4421 | 1981113.0927 | 5154449.8849 | 3518017.9598 | 15733358.0981 | 961560.8286 | 30738450.8463 | 30738450.8463 | 22874378.7166 | 11949490.5493 | 0 | 47433369.773 | 112995689.8853 | 7498.9421 | 1.8387 | 25797.3826 | 61454.4795 | 525.9145 | 1252.8327
1 | 6500 | 707 | 0.02 | 15 | 15 | 7 | 1e-11 | 5spot_SharedNeighbor | CO2 | Porous | Wet | R600a | MinimizeLCOE_Brownfield | IgnoreSilica | 2019 | 58.8512 | 5.9683 | 0.57723 | 4 | 21468.0017 | 49863.3049 | 437.6543 | 1016.5309 | 78.7006 | 13.0387 | 62.1988 | 2500414.2063 | 0 | 1708127.6158 | 0 | 0 | 0 | 1560363.5819 | 2249873.1076 | 5853708.3134 | 3995276.2056 | 17867763.0305 | 961560.8286 | 30738450.8463 | 30738450.8463 | 22874378.7166 | 11949490.5493 | 0 | 49567774.7054 | 115130094.8177 | 10000 | 2.3089 | 21468.0017 | 49863.3049 | 437.6543 | 1016.5309
1 | 6500 | 707 | 0.02 | 15 | 15 | 7 | 1.3335e-11 | 5spot_SharedNeighbor | CO2 | Porous | Wet | R600a | MinimizeLCOE_Brownfield | IgnoreSilica | 2019 | 68.7392 | 7.0883 | 0.70264 | 4 | 18334.3164 | 41661.406 | 373.7698 | 849.3241 | 78.6594 | 12.9231 | 66.4925 | 2786028.2118 | 0 | 1943710.7196 | 0 | 0 | 0 | 1672639.8999 | 2496927.7442 | 6496493.8001 | 4433990.5082 | 19829790.8837 | 961560.8286 | 30738450.8463 | 30738450.8463 | 22874378.7166 | 11949490.5493 | 0 | 51529802.5586 | 117092122.6709 | 13335.2143 | 2.8106 | 18334.3164 | 41661.406 | 373.7698 | 849.3241
1 | 6500 | 707 | 0.02 | 15 | 15 | 7 | 1.7783e-11 | 5spot_SharedNeighbor | CO2 | Porous | Wet | R600a | MinimizeLCOE_Brownfield | IgnoreSilica | 2019 | 78.0593 | 8.1561 | 0.82827 | 4 | 16065.872 | 35854.9133 | 327.5245 | 730.9509 | 78.5162 | 12.7889 | 70.7911 | 3038537.08 | 0 | 2160174.1837 | 0 | 0 | 0 | 1751710.2214 | 2710664.3792 | 7052592.6809 | 4813539.421 | 21527217.9662 | 961560.8286 | 30738450.8463 | 30738450.8463 | 22874378.7166 | 11949490.5493 | 0 | 53227229.6412 | 118789549.7534 | 17782.7941 | 3.3131 | 16065.872 | 35854.9133 | 327.5245 | 730.9509
1 | 6500 | 707 | 0.02 | 15 | 15 | 7 | 2.3714e-11 | 5spot_SharedNeighbor | CO2 | Porous | Wet | R600a | MinimizeLCOE_Brownfield | IgnoreSilica | 2019 | 86.3297 | 9.1143 | 0.94663 | 4 | 14422.1979 | 31736.8891 | 294.016 | 646.9994 | 78.3152 | 12.6502 | 70.3407 | 3249896.0857 | 0 | 2348434.4441 | 0 | 0 | 0 | 1798494.3481 | 2884761.7023 | 7505558.2035 | 5122697.6977 | 22909842.4813 | 961560.8286 | 30738450.8463 | 30738450.8463 | 22874378.7166 | 11949490.5493 | 0 | 54609854.1563 | 120172174.2685 | 23713.7371 | 3.7865 | 14422.1979 | 31736.8891 | 294.016 | 646.9994
1 | 6500 | 707 | 0.02 | 15 | 15 | 7 | 3.1623e-11 | 5spot_SharedNeighbor | CO2 | Porous | Wet | R600a | MinimizeLCOE_Brownfield | IgnoreSilica | 2019 | 93.3601 | 9.9371 | 1.0526 | 4 | 13228.192 | 28800.2884 | 269.6746 | 587.1328 | 78.0939 | 12.5182 | 81.1647 | 3420521.207 | 0 | 2506013.5839 | 0 | 0 | 0 | 1820296.1164 | 3021264.0538 | 7860709.3216 | 5365095.6334 | 23993899.9162 | 961560.8286 | 30738450.8463 | 30738450.8463 | 22874378.7166 | 11949490.5493 | 0 | 55693911.5911 | 121256231.7034 | 31622.7766 | 4.2102 | 13228.192 | 28800.2884 | 269.6746 | 587.1328
1 | 6500 | 707 | 0.02 | 15 | 15 | 7 | 4.217e-11 | 5spot_SharedNeighbor | CO2 | Porous | Wet | R600a | MinimizeLCOE_Brownfield | IgnoreSilica | 2019 | 99.1265 | 10.6179 | 1.1434 | 4 | 12357.5419 | 26692.4306 | 251.9252 | 544.1613 | 77.8794 | 12.4003 | 75.9302 | 3554397.5559 | 0 | 2633762.7033 | 0 | 0 | 0 | 1824963.7215 | 3125118.3525 | 8130916.9032 | 5549517.8601 | 24818677.0965 | 961560.8286 | 30738450.8463 | 30738450.8463 | 22874378.7166 | 11949490.5493 | 0 | 56518688.7714 | 122081008.8837 | 42169.6503 | 4.5736 | 12357.5419 | 26692.4306 | 251.9252 | 544.1613
1 | 6500 | 707 | 0.02 | 15 | 15 | 7 | 5.6234e-11 | 5spot_SharedNeighbor | CO2 | Porous | Wet | R600a | MinimizeLCOE_Brownfield | IgnoreSilica | 2019 | 103.7427 | 11.167 | 1.2188 | 4 | 11719.9111 | 25168.1823 | 238.9262 | 513.0874 | 77.6868 | 12.2999 | 82.3669 | 3657671.4144 | 0 | 2735145.7681 | 0 | 0 | 0 | 1819715.3033 | 3202887.6695 | 8333256.7133 | 5687618.9381 | 25436295.8067 | 961560.8286 | 30738450.8463 | 30738450.8463 | 22874378.7166 | 11949490.5493 | 0 | 57136307.4816 | 122698627.5939 | 56234.1325 | 4.8751 | 11719.9111 | 25168.1823 | 238.9262 | 513.0874
1 | 6500 | 707 | 0.02 | 15 | 15 | 7 | 7.4989e-11 | 5spot_SharedNeighbor | CO2 | Porous | Wet | R600a | MinimizeLCOE_Brownfield | IgnoreSilica | 2019 | 107.3749 | 11.6016 | 1.2798 | 4 | 11250.92 | 24058.1934 | 229.3652 | 490.4588 | 77.5223 | 12.2171 | 83.8963 | 3736502.7483 | 0 | 2814401.2388 | 0 | 0 | 0 | 1809762.9199 | 3260660.0937 | 8483568.7105 | 5790209.9649 | 25895105.6761 | 961560.8286 | 30738450.8463 | 30738450.8463 | 22874378.7166 | 11949490.5493 | 0 | 57595117.3511 | 123157437.4633 | 74989.4209 | 5.1191 | 11250.92 | 24058.1934 | 229.3652 | 490.4588
1 | 6500 | 707 | 0.02 | 15 | 15 | 7 | 1e-10 | 5spot_SharedNeighbor | CO2 | Porous | Wet | R600a | MinimizeLCOE_Brownfield | IgnoreSilica | 2019 | 110.1935 | 11.9405 | 1.3282 | 4 | 10904.621 | 23245.0459 | 222.3054 | 473.8817 | 77.3869 | 12.1506 | 73.393 | 3796209.2576 | 0 | 2875612.4244 | 0 | 0 | 0 | 1798313.5621 | 3303352.7452 | 8594646.2323 | 5866022.6559 | 26234156.8776 | 961560.8286 | 30738450.8463 | 30738450.8463 | 22874378.7166 | 11949490.5493 | 0 | 57934168.5525 | 123496488.6648 | 100000 | 5.3128 | 10904.621 | 23245.0459 | 222.3054 | 473.8817
1 | 6500 | 707 | 0.02 | 15 | 15 | 7 | 1.3335e-10 | 5spot_SharedNeighbor | CO2 | Porous | Wet | R600a | MinimizeLCOE_Brownfield | IgnoreSilica | 2019 | 112.364 | 12.2023 | 1.3661 | 4 | 10648.0659 | 22646.1732 | 217.0752 | 461.6729 | 77.2781 | 12.098 | 83.814 | 3841310.8324 | 0 | 2922580.4744 | 0 | 0 | 0 | 1787283.9025 | 3334958.3316 | 8676877.4848 | 5922147.1754 | 26485158.2011 | 961560.8286 | 30738450.8463 | 30738450.8463 | 22874378.7166 | 11949490.5493 | 0 | 58185169.876 | 123747489.9883 | 133352.1432 | 5.4644 | 10648.0659 | 22646.1732 | 217.0752 | 461.6729
1 | 6500 | 707 | 0.02 | 15 | 15 | 7 | 1.7783e-10 | 5spot_SharedNeighbor | CO2 | Porous | Wet | R600a | MinimizeLCOE_Brownfield | IgnoreSilica | 2019 | 114.0056 | 12.4012 | 1.3954 | 4 | 10457.4785 | 22203.9937 | 213.1898 | 452.6584 | 77.1932 | 12.0574 | 80.2033 | 3874915.9618 | 0 | 2958010.0865 | 0 | 0 | 0 | 1777167.6309 | 3357936.5349 | 8736662.0563 | 5962951.3739 | 26667643.6444 | 961560.8286 | 30738450.8463 | 30738450.8463 | 22874378.7166 | 11949490.5493 | 0 | 58367655.3193 | 123929975.4316 | 177827.941 | 5.5814 | 10457.4785 | 22203.9937 | 213.1898 | 452.6584
1 | 6500 | 707 | 0.02 | 15 | 15 | 7 | 2.3714e-10 | 5spot_SharedNeighbor | CO2 | Porous | Wet | R600a | MinimizeLCOE_Brownfield | IgnoreSilica | 2019 | 115.2749 | 12.555 | 1.4179 | 4 | 10315.5876 | 21875.1574 | 210.2972 | 445.9547 | 77.1259 | 12.0256 | 91.5537 | 3900601.3565 | 0 | 2985351.4424 | 0 | 0 | 0 | 1769077.7305 | 3375461.9064 | 8782259.4781 | 5994072.5512 | 26806824.4652 | 961560.8286 | 30738450.8463 | 30738450.8463 | 22874378.7166 | 11949490.5493 | 0 | 58506836.1401 | 124069156.2524 | 237137.3706 | 5.6717 | 10315.5876 | 21875.1574 | 210.2972 | 445.9547
1 | 6500 | 707 | 0.02 | 15 | 15 | 7 | 3.1623e-10 | 5spot_SharedNeighbor | CO2 | Porous | Wet | R600a | MinimizeLCOE_Brownfield | IgnoreSilica | 2019 | 116.2176 | 12.6697 | 1.4351 | 4 | 10209.77 | 21631.2753 | 208.14 | 440.9828 | 77.0751 | 12.0017 | 77.4198 | 3919510.1028 | 0 | 3005629.593 | 0 | 0 | 0 | 1762118.7823 | 3388030.8065 | 8814961.1778 | 6016392.1332 | 26906642.5955 | 961560.8286 | 30738450.8463 | 30738450.8463 | 22874378.7166 | 11949490.5493 | 0 | 58606654.2704 | 124168974.3827 | 316227.766 | 5.7403 | 10209.77 | 21631.2753 | 208.14 | 440.9828
1 | 6500 | 707 | 0.02 | 15 | 15 | 7 | 4.217e-10 | 5spot_SharedNeighbor | CO2 | Porous | Wet | R600a | MinimizeLCOE_Brownfield | IgnoreSilica | 2019 | 116.9487 | 12.7585 | 1.4482 | 4 | 10130.7502 | 21448.8492 | 206.529 | 437.2638 | 77.0351 | 11.983 | 73.8708 | 3934073.6612 | 0 | 3021336.9465 | 0 | 0 | 0 | 1756938.8755 | 3397816.2984 | 8840421.0205 | 6033768.999 | 26984355.8011 | 961560.8286 | 30738450.8463 | 30738450.8463 | 22874378.7166 | 11949490.5493 | 0 | 58684367.476 | 124246687.5883 | 421696.5034 | 5.7927 | 10130.7502 | 21448.8492 | 206.529 | 437.2638
1 | 6500 | 707 | 0.02 | 15 | 15 | 7 | 5.6234e-10 | 5spot_SharedNeighbor | CO2 | Porous | Wet | R600a | MinimizeLCOE_Brownfield | IgnoreSilica | 2019 | 117.4823 | 12.8237 | 1.458 | 4 | 10071.6814 | 21313.3247 | 205.3248 | 434.501 | 77.0057 | 11.9693 | 76.8897 | 3944648.8579 | 0 | 3032792.5843 | 0 | 0 | 0 | 1752544.6785 | 3404694.587 | 8858316.9166 | 6045983.3158 | 27038980.94 | 961560.8286 | 30738450.8463 | 30738450.8463 | 22874378.7166 | 11949490.5493 | 0 | 58738992.615 | 124301312.7272 | 562341.3252 | 5.8321 | 10071.6814 | 21313.3247 | 205.3248 | 434.501
1 | 6500 | 707 | 0.02 | 15 | 15 | 7 | 7.4989e-10 | 5spot_SharedNeighbor | CO2 | Porous | Wet | R600a | MinimizeLCOE_Brownfield | IgnoreSilica | 2019 | 117.889 | 12.8733 | 1.4655 | 4 | 10027.4922 | 21211.8814 | 204.424 | 432.4329 | 76.9831 | 11.9588 | 80.8161 | 3952678.7004 | 0 | 3041519.2906 | 0 | 0 | 0 | 1749237.5999 | 3409939.8805 | 8871964.0941 | 6055297.7948 | 27080637.3603 | 961560.8286 | 30738450.8463 | 30738450.8463 | 22874378.7166 | 11949490.5493 | 0 | 58780649.0352 | 124342969.1475 | 749894.2093 | 5.8619 | 10027.4922 | 21211.8814 | 204.424 | 432.4329
1 | 6500 | 707 | 0.02 | 15 | 15 | 7 | 1e-09 | 5spot_SharedNeighbor | CO2 | Porous | Wet | R600a | MinimizeLCOE_Brownfield | IgnoreSilica | 2019 | 118.201 | 12.9112 | 1.4711 | 4 | 9994.4149 | 21135.8048 | 203.7497 | 430.882 | 76.9657 | 11.9507 | 71.7817 | 3958818.6858 | 0 | 3048208.7975 | 0 | 0 | 0 | 1746808.5548 | 3413996.0548 | 8882517.4278 | 6062500.662 | 27112850.1827 | 961560.8286 | 30738450.8463 | 30738450.8463 | 22874378.7166 | 11949490.5493 | 0 | 58812861.8577 | 124375181.9699 | 1000000 | 5.8846 | 9994.4149 | 21135.8048 | 203.7497 | 430.882
1 | 6500 | 707 | 0.02 | 15 | 15 | 7 | 1.3335e-09 | 5spot_SharedNeighbor | CO2 | Porous | Wet | R600a | MinimizeLCOE_Brownfield | IgnoreSilica | 2019 | 118.4297 | 12.9392 | 1.4754 | 4 | 9969.6441 | 21079.0698 | 203.2447 | 429.7253 | 76.9528 | 11.9448 | 77.1139 | 3963311.2439 | 0 | 3053112.7646 | 0 | 0 | 0 | 1744848.4287 | 3416896.2505 | 8890063.142 | 6067650.767 | 27135882.5968 | 961560.8286 | 30738450.8463 | 30738450.8463 | 22874378.7166 | 11949490.5493 | 0 | 58835894.2717 | 124398214.3839 | 1333521.4322 | 5.9015 | 9969.6441 | 21079.0698 | 203.2447 | 429.7253
1 | 6500 | 707 | 0.02 | 15 | 15 | 7 | 1.7783e-09 | 5spot_SharedNeighbor | CO2 | Porous | Wet | R600a | MinimizeLCOE_Brownfield | IgnoreSilica | 2019 | 118.6077 | 12.9608 | 1.4786 | 4 | 9951.0876 | 21036.3756 | 202.8664 | 428.855 | 76.9428 | 11.9401 | 72.0952 | 3966801.1818 | 0 | 3056927.6723 | 0 | 0 | 0 | 1743472.412 | 3419208.4938 | 8896079.1248 | 6071756.7988 | 27154245.6835 | 961560.8286 | 30738450.8463 | 30738450.8463 | 22874378.7166 | 11949490.5493 | 0 | 58854257.3585 | 124416577.4707 | 1778279.41 | 5.9144 | 9951.0876 | 21036.3756 | 202.8664 | 428.855
1 | 6500 | 707 | 0.02 | 15 | 15 | 7 | 2.3714e-09 | 5spot_SharedNeighbor | CO2 | Porous | Wet | R600a | MinimizeLCOE_Brownfield | IgnoreSilica | 2019 | 118.7346 | 12.9764 | 1.481 | 4 | 9937.1829 | 21004.6304 | 202.5829 | 428.2078 | 76.9357 | 11.9368 | 71.9959 | 3969285.6172 | 0 | 3059646.4372 | 0 | 0 | 0 | 1742305.7152 | 3420782.7301 | 8900174.9648 | 6074552.2938 | 27166747.7584 | 961560.8286 | 30738450.8463 | 30738450.8463 | 22874378.7166 | 11949490.5493 | 0 | 58866759.4333 | 124429079.5456 | 2371373.7057 | 5.9239 | 9937.1829 | 21004.6304 | 202.5829 | 428.2078
1 | 6500 | 707 | 0.02 | 15 | 15 | 7 | 3.1623e-09 | 5spot_SharedNeighbor | CO2 | Porous | Wet | R600a | MinimizeLCOE_Brownfield | IgnoreSilica | 2019 | 118.8318 | 12.9883 | 1.4828 | 4 | 9926.7619 | 20980.7759 | 202.3705 | 427.7215 | 76.9302 | 11.9343 | 69.8229 | 3971188.0298 | 0 | 3061729.9066 | 0 | 0 | 0 | 1741461.463 | 3422007.9658 | 8903362.7765 | 6076728.0408 | 27176478.1824 | 961560.8286 | 30738450.8463 | 30738450.8463 | 22874378.7166 | 11949490.5493 | 0 | 58876489.8574 | 124438809.9696 | 3162277.6602 | 5.9311 | 9926.7619 | 20980.7759 | 202.3705 | 427.7215
1 | 6500 | 707 | 0.02 | 15 | 15 | 7 | 4.217e-09 | 5spot_SharedNeighbor | CO2 | Porous | Wet | R600a | MinimizeLCOE_Brownfield | IgnoreSilica | 2019 | 118.9024 | 12.9969 | 1.4841 | 4 | 9918.9507 | 20962.9822 | 202.2112 | 427.3587 | 76.9262 | 11.9324 | 81.4785 | 3972567.4396 | 0 | 3063241.5204 | 0 | 0 | 0 | 1740780.8462 | 3422870.0244 | 8905605.6764 | 6078258.866 | 27183324.3731 | 961560.8286 | 30738450.8463 | 30738450.8463 | 22874378.7166 | 11949490.5493 | 0 | 58883336.048 | 124445656.1602 | 4216965.0343 | 5.9364 | 9918.9507 | 20962.9822 | 202.2112 | 427.3587
1 | 6500 | 707 | 0.02 | 15 | 15 | 7 | 5.6234e-09 | 5spot_SharedNeighbor | CO2 | Porous | Wet | R600a | MinimizeLCOE_Brownfield | IgnoreSilica | 2019 | 118.9561 | 13.0035 | 1.4851 | 4 | 9913.095 | 20949.6185 | 202.0918 | 427.0863 | 76.9231 | 11.931 | 75.544 | 3973616.9938 | 0 | 3064392.1615 | 0 | 0 | 0 | 1740282.6587 | 3423533.8075 | 8907332.7037 | 6079437.5977 | 27188595.9229 | 961560.8286 | 30738450.8463 | 30738450.8463 | 22874378.7166 | 11949490.5493 | 0 | 58888607.5978 | 124450927.71 | 5623413.2519 | 5.9405 | 9913.095 | 20949.6185 | 202.0918 | 427.0863
1 | 6500 | 707 | 0.02 | 15 | 15 | 7 | 7.4989e-09 | 5spot_SharedNeighbor | CO2 | Porous | Wet | R600a | MinimizeLCOE_Brownfield | IgnoreSilica | 2019 | 119 | 13.0088 | 1.4859 | 4 | 9908.7049 | 20939.476 | 202.0024 | 426.8795 | 76.9206 | 11.9299 | 78.4259 | 3974475.0405 | 0 | 3065333.1333 | 0 | 0 | 0 | 1739974.2369 | 3424115.1402 | 8908845.2121 | 6080469.9158 | 27193212.6788 | 961560.8286 | 30738450.8463 | 30738450.8463 | 22874378.7166 | 11949490.5493 | 0 | 58893224.3537 | 124455544.466 | 7498942.0933 | 5.9436 | 9908.7049 | 20939.476 | 202.0024 | 426.8795
1 | 6500 | 707 | 0.02 | 15 | 15 | 7 | 1e-08 | 5spot_SharedNeighbor | CO2 | Porous | Wet | R600a | MinimizeLCOE_Brownfield | IgnoreSilica | 2019 | 119.0339 | 13.0129 | 1.4865 | 4 | 9905.4133 | 20931.8408 | 201.9352 | 426.7239 | 76.9187 | 11.929 | 84.1475 | 3975136.403 | 0 | 3066058.6025 | 0 | 0 | 0 | 1739759.0521 | 3424572.0825 | 8910034.0822 | 6081281.344 | 27196841.5663 | 961560.8286 | 30738450.8463 | 30738450.8463 | 22874378.7166 | 11949490.5493 | 0 | 58896853.2412 | 124459173.3535 | 10000000 | 5.9459 | 9905.4133 | 20931.8408 | 201.9352 | 426.7239
1 | 6600 | 707 | 0.02 | 15 | 15 | 7 | 1e-13 | 5spot_SharedNeighbor | CO2 | Porous | Wet | R600a | MinimizeLCOE_Brownfield | IgnoreSilica | 2019 | 0 | 0 | 0 | 0 |  |  |  |  | 15 |  | 20.7498 | [19 empty] | 100 | 0
1 | 6600 | 707 | 0.02 | 15 | 15 | 7 | 1.3335e-13 | 5spot_SharedNeighbor | CO2 | Porous | Wet | R600a | MinimizeLCOE_Brownfield | IgnoreSilica | 2019 | 0 | 0 | 0 | 0 |  |  |  |  | 15 |  | 23.3484 | [19 empty] | 133.3521 | 0
1 | 6600 | 707 | 0.02 | 15 | 15 | 7 | 1.7783e-13 | 5spot_SharedNeighbor | CO2 | Porous | Wet | R600a | MinimizeLCOE_Brownfield | IgnoreSilica | 2019 | 0 | 0 | 0 | 0 |  |  |  |  | 15 |  | 22.673 | [19 empty] | 177.8279 | 0
1 | 6600 | 707 | 0.02 | 15 | 15 | 7 | 2.3714e-13 | 5spot_SharedNeighbor | CO2 | Porous | Wet | R600a | MinimizeLCOE_Brownfield | IgnoreSilica | 2019 | 1.6 | -0.07743 | 0.00056893 | 4 | 14622933.6073 | 44028071.9773 | 298108.2806 | 897571.7996 | 47.2324 | 10.1976 | 27.868 | 126893.3797 | 0 | 34846.9275 | 0 | 0 | 0 | 136351.0662 | 116255.6356 | 302473.3165 | 206444.2537 | 923264.579 | 961560.8286 | 31392914.1654 | 31392914.1654 | 23340719.2222 | 12184302.7159 | 0 | 33277739.573 | 100195675.6765 | 237.1374 | 0.0022757 | 14622933.6073 | 44028071.9773 | 298108.2806 | 897571.7996
1 | 6600 | 707 | 0.02 | 15 | 15 | 7 | 3.1623e-13 | 5spot_SharedNeighbor | CO2 | Porous | Wet | R600a | MinimizeLCOE_Brownfield | IgnoreSilica | 2019 | 1.6 | -0.068862 | 0.002676 | 4 | 3105327.9071 | 9357039.0947 | 63306.3097 | 190755.8983 | 47.2324 | 10.1976 | 26.958 | 126893.3811 | 0 | 34846.9269 | 0 | 0 | 0 | 123921.1398 | 111407.9647 | 289860.6711 | 197835.8641 | 884765.9478 | 961560.8286 | 31392914.1654 | 31392914.1654 | 23340719.2222 | 12184302.7159 | 0 | 33239240.9418 | 100157177.0452 | 316.2278 | 0.010704 | 3105327.9071 | 9357039.0947 | 63306.3097 | 190755.8983
1 | 6600 | 707 | 0.02 | 15 | 15 | 7 | 4.217e-13 | 5spot_SharedNeighbor | CO2 | Porous | Wet | R600a | MinimizeLCOE_Brownfield | IgnoreSilica | 2019 | 3.5124 | 0.022493 | 0.0095932 | 4 | 894845.0685 | 2638739.9296 | 18242.6271 | 53794.2826 | 61.0107 | 11.797 | 40.4767 | 271537.1707 | 0 | 118096.3147 | 0 | 0 | 0 | 250655.3852 | 249712.6595 | 649701.117 | 443434.3623 | 1983137.0094 | 961560.8286 | 31392914.1654 | 31392914.1654 | 23340719.2222 | 12184302.7159 | 0 | 34337612.0034 | 101255548.1068 | 421.6965 | 0.038373 | 894845.0685 | 2638739.9296 | 18242.6271 | 53794.2826
1 | 6600 | 707 | 0.02 | 15 | 15 | 7 | 5.6234e-13 | 5spot_SharedNeighbor | CO2 | Porous | Wet | R600a | MinimizeLCOE_Brownfield | IgnoreSilica | 2019 | 4.8593 | 0.13237 | 0.018611 | 4 | 470261.41 | 1369182.0241 | 9586.9149 | 27912.6275 | 65.6578 | 12.2887 | 49.6653 | 364417.5927 | 0 | 173803.0001 | 0 | 0 | 0 | 318338.2791 | 334057.96 | 869150.2873 | 593212.9303 | 2652980.0496 | 961560.8286 | 31392914.1654 | 31392914.1654 | 23340719.2222 | 12184302.7159 | 0 | 35007455.0436 | 101925391.147 | 562.3413 | 0.074443 | 470261.41 | 1369182.0241 | 9586.9149 | 27912.6275
1 | 6600 | 707 | 0.02 | 15 | 15 | 7 | 7.4989e-13 | 5spot_SharedNeighbor | CO2 | Porous | Wet | R600a | MinimizeLCOE_Brownfield | IgnoreSilica | 2019 | 6.5861 | 0.29215 | 0.031733 | 4 | 282027.5296 | 809229.5935 | 5749.5127 | 16497.2398 | 69.306 | 12.6567 | 48.9005 | 474477.6302 | 0 | 241492.2221 | 0 | 0 | 0 | 395781.0983 | 433582.8707 | 1128093.6895 | 769947.1231 | 3443374.6339 | 961560.8286 | 31392914.1654 | 31392914.1654 | 23340719.2222 | 12184302.7159 | 0 | 35797849.6279 | 102715785.7313 | 749.8942 | 0.12693 | 282027.5296 | 809229.5935 | 5749.5127 | 16497.2398
1 | 6600 | 707 | 0.02 | 15 | 15 | 7 | 1e-12 | 5spot_SharedNeighbor | CO2 | Porous | Wet | R600a | MinimizeLCOE_Brownfield | IgnoreSilica | 2019 | 8.7787 | 0.51052 | 0.050096 | 4 | 183241.9544 | 517193.7842 | 3735.6351 | 10543.6948 | 72.1407 | 12.9301 | 42.8282 | 603188.468 | 0 | 322666.0687 | 0 | 0 | 0 | 483108.1098 | 549495.4322 | 1429674.3974 | 975782.1531 | 4363914.6293 | 961560.8286 | 31392914.1654 | 31392914.1654 | 23340719.2222 | 12184302.7159 | 0 | 36718389.6233 | 103636325.7267 | 1000 | 0.20038 | 183241.9544 | 517193.7842 | 3735.6351 | 10543.6948
1 | 6600 | 707 | 0.02 | 15 | 15 | 7 | 1.3335e-12 | 5spot_SharedNeighbor | CO2 | Porous | Wet | R600a | MinimizeLCOE_Brownfield | IgnoreSilica | 2019 | 11.6 | 0.80337 | 0.075184 | 4 | 125720.5476 | 348233.3494 | 2562.9834 | 7099.2078 | 74.3704 | 13.1362 | 47.9663 | 755632.3774 | 0 | 421242.4796 | 0 | 0 | 0 | 584170.4417 | 686807.6665 | 1786932.6646 | 1219618.2614 | 5454403.8912 | 961560.8286 | 31392914.1654 | 31392914.1654 | 23340719.2222 | 12184302.7159 | 0 | 37808878.8852 | 104726814.9886 | 1333.5214 | 0.30074 | 125720.5476 | 348233.3494 | 2562.9834 | 7099.2078
1 | 6600 | 707 | 0.02 | 15 | 15 | 7 | 1.7783e-12 | 5spot_SharedNeighbor | CO2 | Porous | Wet | R600a | MinimizeLCOE_Brownfield | IgnoreSilica | 2019 | 15.2024 | 1.1872 | 0.10887 | 4 | 89764.1334 | 243427.7859 | 1829.9633 | 4962.6047 | 76.1025 | 13.2877 | 58.531 | 934829.1605 | 0 | 540105.388 | 0 | 0 | 0 | 699990.7799 | 848220.8781 | 2206896.7307 | 1506252.3659 | 6736295.303 | 961560.8286 | 31392914.1654 | 31392914.1654 | 23340719.2222 | 12184302.7159 | 0 | 39090770.297 | 106008706.4004 | 1778.2794 | 0.43548 | 89764.1334 | 243427.7859 | 1829.9633 | 4962.6047
1 | 6600 | 707 | 0.02 | 15 | 15 | 7 | 2.3714e-12 | 5spot_SharedNeighbor | CO2 | Porous | Wet | R600a | MinimizeLCOE_Brownfield | IgnoreSilica | 2019 | 19.7728 | 1.6823 | 0.15344 | 4 | 66135.449 | 175168.1759 | 1348.2606 | 3571.0402 | 77.4332 | 13.394 | 45.4819 | 1144354.2044 | 0 | 682725.9597 | 0 | 0 | 0 | 831924.2351 | 1037011.7156 | 2698091.7638 | 1841503.069 | 8235610.9475 | 961560.8286 | 31392914.1654 | 31392914.1654 | 23340719.2222 | 12184302.7159 | 0 | 40590085.9415 | 107508022.045 | 2371.3737 | 0.61374 | 66135.449 | 175168.1759 | 1348.2606 | 3571.0402
1 | 6600 | 707 | 0.02 | 15 | 15 | 7 | 3.1623e-12 | 5spot_SharedNeighbor | CO2 | Porous | Wet | R600a | MinimizeLCOE_Brownfield | IgnoreSilica | 2019 | 25.4996 | 2.3099 | 0.21146 | 4 | 50037.3608 | 129151.688 | 1020.0793 | 2632.9319 | 78.4341 | 13.4601 | 53.9056 | 1386629.1965 | 0 | 852082.9273 | 0 | 0 | 0 | 979960.8011 | 1255282.4407 | 3265987.417 | 2229103.5214 | 9969046.3041 | 961560.8286 | 31392914.1654 | 31392914.1654 | 23340719.2222 | 12184302.7159 | 0 | 42323521.2981 | 109241457.4015 | 3162.2777 | 0.84584 | 50037.3608 | 129151.688 | 1020.0793 | 2632.9319
1 | 6600 | 707 | 0.02 | 15 | 15 | 7 | 4.217e-12 | 5spot_SharedNeighbor | CO2 | Porous | Wet | R600a | MinimizeLCOE_Brownfield | IgnoreSilica | 2019 | 32.477 | 3.0821 | 0.28537 | 4 | 38783.1047 | 97406.8944 | 790.646 | 1985.7713 | 79.1538 | 13.4872 | 56.28 | 1659509.9223 | 0 | 1048200.0224 | 0 | 0 | 0 | 1139472.0202 | 1500400.9663 | 3903735.5398 | 2664379.7196 | 11915698.1906 | 961560.8286 | 31392914.1654 | 31392914.1654 | 23340719.2222 | 12184302.7159 | 0 | 44270173.1846 | 111188109.288 | 4216.965 | 1.1415 | 38783.1047 | 97406.8944 | 790.646 | 1985.7713
1 | 6600 | 707 | 0.02 | 15 | 15 | 7 | 5.6234e-12 | 5spot_SharedNeighbor | CO2 | Porous | Wet | R600a | MinimizeLCOE_Brownfield | IgnoreSilica | 2019 | 40.7472 | 4.0056 | 0.37691 | 4 | 30775.5193 | 75160.9496 | 627.4006 | 1532.2576 | 79.6367 | 13.475 | 43.1288 | 1959125.668 | 0 | 1269986.2473 | 0 | 0 | 0 | 1305358.4192 | 1768443.4304 | 4601127.0483 | 3140363.7542 | 14044404.5673 | 961560.8286 | 31392914.1654 | 31392914.1654 | 23340719.2222 | 12184302.7159 | 0 | 46398879.5613 | 113316815.6647 | 5623.4133 | 1.5077 | 30775.5193 | 75160.9496 | 627.4006 | 1532.2576
1 | 6600 | 707 | 0.02 | 15 | 15 | 7 | 7.4989e-12 | 5spot_SharedNeighbor | CO2 | Porous | Wet | R600a | MinimizeLCOE_Brownfield | IgnoreSilica | 2019 | 50.1017 | 5.06 | 0.48584 | 4 | 25016.8324 | 59450.7448 | 510.002 | 1211.9838 | 79.9122 | 13.4225 | 55.0332 | 2273738.3214 | 0 | 1510454.9952 | 0 | 0 | 0 | 1466446.143 | 2047749.3893 | 5327823.8597 | 3636349.2601 | 16262561.9687 | 961560.8286 | 31392914.1654 | 31392914.1654 | 23340719.2222 | 12184302.7159 | 0 | 48617036.9627 | 115534973.0662 | 7498.9421 | 1.9434 | 25016.8324 | 59450.7448 | 510.002 | 1211.9838
1 | 6600 | 707 | 0.02 | 15 | 15 | 7 | 1e-11 | 5spot_SharedNeighbor | CO2 | Porous | Wet | R600a | MinimizeLCOE_Brownfield | IgnoreSilica | 2019 | 60.0692 | 6.1957 | 0.60885 | 4 | 20854.7795 | 48331.9523 | 425.1529 | 985.3122 | 80.0089 | 13.3319 | 59.0248 | 2585795.6171 | 0 | 1757429.0546 | 0 | 0 | 0 | 1608912.1778 | 2321333.3713 | 6039633.2611 | 4122173.8028 | 18435277.2847 | 961560.8286 | 31392914.1654 | 31392914.1654 | 23340719.2222 | 12184302.7159 | 0 | 50789752.2787 | 117707688.3821 | 10000 | 2.4354 | 20854.7795 | 48331.9523 | 425.1529 | 985.3122
1 | 6600 | 707 | 0.02 | 15 | 15 | 7 | 1.3335e-11 | 5spot_SharedNeighbor | CO2 | Porous | Wet | R600a | MinimizeLCOE_Brownfield | IgnoreSilica | 2019 | 70.0427 | 7.345 | 0.73959 | 4 | 17842.9034 | 40462.7592 | 363.7517 | 824.8881 | 79.9611 | 13.2104 | 67.1019 | 2877435.297 | 0 | 1997034.6776 | 0 | 0 | 0 | 1722168.2429 | 2572688.9048 | 6693608.7993 | 4568525.5454 | 20431461.4671 | 961560.8286 | 31392914.1654 | 31392914.1654 | 23340719.2222 | 12184302.7159 | 0 | 52785936.4611 | 119703872.5646 | 13335.2143 | 2.9584 | 17842.9034 | 40462.7592 | 363.7517 | 824.8881
1 | 6600 | 707 | 0.02 | 15 | 15 | 7 | 1.7783e-11 | 5spot_SharedNeighbor | CO2 | Porous | Wet | R600a | MinimizeLCOE_Brownfield | IgnoreSilica | 2019 | 79.3628 | 8.4318 | 0.86981 | 4 | 15662.9789 | 34896.4509 | 319.311 | 711.4114 | 79.8115 | 13.0713 | 79.0765 | 3133123.0799 | 0 | 2215400.0392 | 0 | 0 | 0 | 1800018.2822 | 2787931.1465 | 7253624.9599 | 4950748.0822 | 22140845.5899 | 961560.8286 | 31392914.1654 | 31392914.1654 | 23340719.2222 | 12184302.7159 | 0 | 54495320.5839 | 121413256.6874 | 17782.7941 | 3.4792 | 15662.9789 | 34896.4509 | 319.311 | 711.4114
1 | 6600 | 707 | 0.02 | 15 | 15 | 7 | 2.3714e-11 | 5spot_SharedNeighbor | CO2 | Porous | Wet | R600a | MinimizeLCOE_Brownfield | IgnoreSilica | 2019 | 87.6092 | 9.4043 | 0.99201 | 4 | 14083.4451 | 30947.6217 | 287.1101 | 630.9091 | 79.6051 | 12.9284 | 70.4599 | 3346611.7205 | 0 | 2404842.8527 | 0 | 0 | 0 | 1845395.9474 | 2962771.703 | 7708524.2232 | 5261226.1767 | 23529372.6235 | 961560.8286 | 31392914.1654 | 31392914.1654 | 23340719.2222 | 12184302.7159 | 0 | 55883847.6175 | 122801783.721 | 23713.7371 | 3.9681 | 14083.4451 | 30947.6217 | 287.1101 | 630.9091
1 | 6600 | 707 | 0.02 | 15 | 15 | 7 | 3.1623e-11 | 5spot_SharedNeighbor | CO2 | Porous | Wet | R600a | MinimizeLCOE_Brownfield | IgnoreSilica | 2019 | 94.5929 | 10.2363 | 1.101 | 4 | 12935.8659 | 28131.0587 | 263.7151 | 573.4897 | 79.38 | 12.7932 | 68.8044 | 3518394.0267 | 0 | 2562876.7062 | 0 | 0 | 0 | 1865652.6173 | 3099300.1066 | 8063743.1234 | 5503670.3751 | 24613636.9552 | 961560.8286 | 31392914.1654 | 31392914.1654 | 23340719.2222 | 12184302.7159 | 0 | 56968111.9492 | 123886048.0527 | 31622.7766 | 4.4039 | 12935.8659 | 28131.0587 | 263.7151 | 573.4897
1 | 6600 | 707 | 0.02 | 15 | 15 | 7 | 4.217e-11 | 5spot_SharedNeighbor | CO2 | Porous | Wet | R600a | MinimizeLCOE_Brownfield | IgnoreSilica | 2019 | 100.323 | 10.9249 | 1.1942 | 4 | 12098.8736 | 26107.6988 | 246.6519 | 532.2408 | 79.1624 | 12.6728 | 67.8438 | 3653287.0724 | 0 | 2691075.4856 | 0 | 0 | 0 | 1869341.6326 | 3203344.6344 | 8334445.6423 | 5688430.4066 | 25439924.8739 | 961560.8286 | 31392914.1654 | 31392914.1654 | 23340719.2222 | 12184302.7159 | 0 | 57794399.8679 | 124712335.9714 | 42169.6503 | 4.7768 | 12098.8736 | 26107.6988 | 246.6519 | 532.2408
1 | 6600 | 707 | 0.02 | 15 | 15 | 7 | 5.6234e-11 | 5spot_SharedNeighbor | CO2 | Porous | Wet | R600a | MinimizeLCOE_Brownfield | IgnoreSilica | 2019 | 104.905 | 11.4795 | 1.2714 | 4 | 11485.7294 | 24643.8399 | 234.1521 | 502.398 | 78.9676 | 12.5704 | 78.8896 | 3757267.1983 | 0 | 2792721.5347 | 0 | 0 | 0 | 1863357.3013 | 3281204.9534 | 8537022.221 | 5826693.0841 | 26058266.2927 | 961560.8286 | 31392914.1654 | 31392914.1654 | 23340719.2222 | 12184302.7159 | 0 | 58412741.2867 | 125330677.3902 | 56234.1325 | 5.0857 | 11485.7294 | 24643.8399 | 234.1521 | 502.398
1 | 6600 | 707 | 0.02 | 15 | 15 | 7 | 7.4989e-11 | 5spot_SharedNeighbor | CO2 | Porous | Wet | R600a | MinimizeLCOE_Brownfield | IgnoreSilica | 2019 | 108.5003 | 11.9173 | 1.3338 | 4 | 11034.632 | 23577.6576 | 224.9559 | 480.6624 | 78.8019 | 12.4863 | 81.5816 | 3836448.6187 | 0 | 2871977.4963 | 0 | 0 | 0 | 1852730.6304 | 3338851.1307 | 8687005.7496 | 5929059.9242 | 26516073.55 | 961560.8286 | 31392914.1654 | 31392914.1654 | 23340719.2222 | 12184302.7159 | 0 | 58870548.544 | 125788484.6475 | 74989.4209 | 5.3351 | 11034.632 | 23577.6576 | 224.9559 | 480.6624
1 | 6600 | 707 | 0.02 | 15 | 15 | 7 | 1e-10 | 5spot_SharedNeighbor | CO2 | Porous | Wet | R600a | MinimizeLCOE_Brownfield | IgnoreSilica | 2019 | 111.2749 | 12.2571 | 1.3831 | 4 | 10701.4687 | 22796.8461 | 218.1639 | 464.7445 | 78.6665 | 12.4191 | 79.3801 | 3896112.4627 | 0 | 2932859.6917 | 0 | 0 | 0 | 1840524.9793 | 3381103.8821 | 8796938.7415 | 6004091.4501 | 26851631.2075 | 961560.8286 | 31392914.1654 | 31392914.1654 | 23340719.2222 | 12184302.7159 | 0 | 59206106.2014 | 126124042.3049 | 100000 | 5.5325 | 10701.4687 | 22796.8461 | 218.1639 | 464.7445
1 | 6600 | 707 | 0.02 | 15 | 15 | 7 | 1.3335e-10 | 5spot_SharedNeighbor | CO2 | Porous | Wet | R600a | MinimizeLCOE_Brownfield | IgnoreSilica | 2019 | 113.4138 | 12.5198 | 1.4217 | 4 | 10454.5972 | 22221.4548 | 213.1311 | 453.0144 | 78.5575 | 12.366 | 80.7395 | 3941246.9243 | 0 | 2979631.0513 | 0 | 0 | 0 | 1829021.3502 | 3412460.7371 | 8878522.846 | 6059774.2778 | 27100657.1867 | 961560.8286 | 31392914.1654 | 31392914.1654 | 23340719.2222 | 12184302.7159 | 0 | 59455132.1807 | 126373068.2841 | 133352.1432 | 5.687 | 10454.5972 | 22221.4548 | 213.1311 | 453.0144
1 | 6600 | 707 | 0.02 | 15 | 15 | 7 | 1.7783e-10 | 5spot_SharedNeighbor | CO2 | Porous | Wet | R600a | MinimizeLCOE_Brownfield | IgnoreSilica | 2019 | 115.0534 | 12.7217 | 1.4516 | 4 | 10271.1744 | 21795.6626 | 209.3918 | 444.3341 | 78.4714 | 12.3245 | 77.4148 | 3975337.9492 | 0 | 3015391.7101 | 0 | 0 | 0 | 1819006.3429 | 3435797.0409 | 8939239.1214 | 6101214.3834 | 27285986.5479 | 961560.8286 | 31392914.1654 | 31392914.1654 | 23340719.2222 | 12184302.7159 | 0 | 59640461.5418 | 126558397.6453 | 177827.941 | 5.8066 | 10271.1744 | 21795.6626 | 209.3918 | 444.3341
1 | 6600 | 707 | 0.02 | 15 | 15 | 7 | 2.3714e-10 | 5spot_SharedNeighbor | CO2 | Porous | Wet | R600a | MinimizeLCOE_Brownfield | IgnoreSilica | 2019 | 116.2908 | 12.8746 | 1.4746 | 4 | 10134.6004 | 21480.0447 | 206.6075 | 437.8998 | 78.4048 | 12.2927 | 72.6232 | 4000776.5287 | 0 | 3042330.6364 | 0 | 0 | 0 | 1810425.7275 | 3452877.8281 | 8983679.8262 | 6131546.0775 | 27421636.6244 | 961560.8286 | 31392914.1654 | 31392914.1654 | 23340719.2222 | 12184302.7159 | 0 | 59776111.6184 | 126694047.7219 | 237137.3706 | 5.8982 | 10134.6004 | 21480.0447 | 206.6075 | 437.8998
1 | 6600 | 707 | 0.02 | 15 | 15 | 7 | 3.1623e-10 | 5spot_SharedNeighbor | CO2 | Porous | Wet | R600a | MinimizeLCOE_Brownfield | IgnoreSilica | 2019 | 117.2387 | 12.9917 | 1.4921 | 4 | 10032.738 | 21244.8825 | 204.5309 | 433.1057 | 78.353 | 12.2681 | 84.0696 | 4020093.9755 | 0 | 3062937.8095 | 0 | 0 | 0 | 1803666.3389 | 3465812.2684 | 9017332.5864 | 6154514.7779 | 27524357.7567 | 961560.8286 | 31392914.1654 | 31392914.1654 | 23340719.2222 | 12184302.7159 | 0 | 59878832.7507 | 126796768.8542 | 316227.766 | 5.9683 | 10032.738 | 21244.8825 | 204.5309 | 433.1057
1 | 6600 | 707 | 0.02 | 15 | 15 | 7 | 4.217e-10 | 5spot_SharedNeighbor | CO2 | Porous | Wet | R600a | MinimizeLCOE_Brownfield | IgnoreSilica | 2019 | 117.9427 | 13.079 | 1.5053 | 4 | 9956.6659 | 21070.0387 | 202.9801 | 429.5412 | 78.314 | 12.2497 | 79.6132 | 4034345.1116 | 0 | 3078226.1118 | 0 | 0 | 0 | 1798058.1189 | 3475145.4435 | 9041615.5935 | 6171088.4292 | 27598478.8084 | 961560.8286 | 31392914.1654 | 31392914.1654 | 23340719.2222 | 12184302.7159 | 0 | 59952953.8024 | 126870889.9059 | 421696.5034 | 6.0214 | 9956.6659 | 21070.0387 | 202.9801 | 429.5412
1 | 6600 | 707 | 0.02 | 15 | 15 | 7 | 5.6234e-10 | 5spot_SharedNeighbor | CO2 | Porous | Wet | R600a | MinimizeLCOE_Brownfield | IgnoreSilica | 2019 | 118.4808 | 13.1457 | 1.5154 | 4 | 9899.7973 | 20939.2774 | 201.8208 | 426.8755 | 78.2838 | 12.2355 | 87.5023 | 4045182.4083 | 0 | 3089901.7029 | 0 | 0 | 0 | 1793811.6632 | 3482269.352 | 9060150.5423 | 6183738.9126 | 27655054.5814 | 961560.8286 | 31392914.1654 | 31392914.1654 | 23340719.2222 | 12184302.7159 | 0 | 60009529.5754 | 126927465.6789 | 562341.3252 | 6.0617 | 9899.7973 | 20939.2774 | 201.8208 | 426.8755
1 | 6600 | 707 | 0.02 | 15 | 15 | 7 | 7.4989e-10 | 5spot_SharedNeighbor | CO2 | Porous | Wet | R600a | MinimizeLCOE_Brownfield | IgnoreSilica | 2019 | 118.8855 | 13.1958 | 1.523 | 4 | 9857.2522 | 20841.5781 | 200.9534 | 424.8838 | 78.261 | 12.2248 | 67.7695 | 4053302.3425 | 0 | 3098678.2966 | 0 | 0 | 0 | 1790516.7542 | 3487573.9834 | 9073952.105 | 6193158.7628 | 27697182.2446 | 961560.8286 | 31392914.1654 | 31392914.1654 | 23340719.2222 | 12184302.7159 | 0 | 60051657.2386 | 126969593.342 | 749894.2093 | 6.0921 | 9857.2522 | 20841.5781 | 200.9534 | 424.8838
1 | 6600 | 707 | 0.02 | 15 | 15 | 7 | 1e-09 | 5spot_SharedNeighbor | CO2 | Porous | Wet | R600a | MinimizeLCOE_Brownfield | IgnoreSilica | 2019 | 119.1802 | 13.2326 | 1.5287 | 4 | 9825.4044 | 20768.8389 | 200.3042 | 423.4009 | 78.2443 | 12.217 | 56.4124 | 4059197.4876 | 0 | 3105065.8012 | 0 | 0 | 0 | 1787805.2681 | 3491306.7372 | 9083663.9647 | 6199787.3065 | 27726826.5652 | 961560.8286 | 31392914.1654 | 31392914.1654 | 23340719.2222 | 12184302.7159 | 0 | 60081301.5592 | 126999237.6627 | 1000000 | 6.1149 | 9825.4044 | 20768.8389 | 200.3042 | 423.4009
1 | 6600 | 707 | 0.02 | 15 | 15 | 7 | 1.3335e-09 | 5spot_SharedNeighbor | CO2 | Porous | Wet | R600a | MinimizeLCOE_Brownfield | IgnoreSilica | 2019 | 119.4159 | 13.2617 | 1.5331 | 4 | 9801.5538 | 20713.917 | 199.8179 | 422.2812 | 78.2309 | 12.2107 | 72.5474 | 4063902.4328 | 0 | 3110172.9845 | 0 | 0 | 0 | 1786004.466 | 3494431.1545 | 9091793.0575 | 6205335.5794 | 27751639.6745 | 961560.8286 | 31392914.1654 | 31392914.1654 | 23340719.2222 | 12184302.7159 | 0 | 60106114.6685 | 127024050.772 | 1333521.4322 | 6.1323 | 9801.5538 | 20713.917 | 199.8179 | 422.2812
1 | 6600 | 707 | 0.02 | 15 | 15 | 7 | 1.7783e-09 | 5spot_SharedNeighbor | CO2 | Porous | Wet | R600a | MinimizeLCOE_Brownfield | IgnoreSilica | 2019 | 119.5887 | 13.2831 | 1.5363 | 4 | 9783.6864 | 20672.9359 | 199.4537 | 421.4458 | 78.2211 | 12.2061 | 64.7681 | 4067346.8335 | 0 | 3113917.2545 | 0 | 0 | 0 | 1784556.6336 | 3496670.0814 | 9097618.2862 | 6209311.4177 | 27769420.5068 | 961560.8286 | 31392914.1654 | 31392914.1654 | 23340719.2222 | 12184302.7159 | 0 | 60123895.5008 | 127041831.6043 | 1778279.41 | 6.1453 | 9783.6864 | 20672.9359 | 199.4537 | 421.4458
1 | 6600 | 707 | 0.02 | 15 | 15 | 7 | 2.3714e-09 | 5spot_SharedNeighbor | CO2 | Porous | Wet | R600a | MinimizeLCOE_Brownfield | IgnoreSilica | 2019 | 119.713 | 13.2987 | 1.5387 | 4 | 9770.2978 | 20642.4242 | 199.1807 | 420.8237 | 78.214 | 12.2028 | 72.8765 | 4069820.3558 | 0 | 3116608.9903 | 0 | 0 | 0 | 1783357.9363 | 3498217.0402 | 9101643.1555 | 6212058.4737 | 27781705.9518 | 961560.8286 | 31392914.1654 | 31392914.1654 | 23340719.2222 | 12184302.7159 | 0 | 60136180.9458 | 127054117.0493 | 2371373.7057 | 6.155 | 9770.2978 | 20642.4242 | 199.1807 | 420.8237
1 | 6600 | 707 | 0.02 | 15 | 15 | 7 | 3.1623e-09 | 5spot_SharedNeighbor | CO2 | Porous | Wet | R600a | MinimizeLCOE_Brownfield | IgnoreSilica | 2019 | 119.8056 | 13.3102 | 1.5406 | 4 | 9760.2634 | 20619.5852 | 198.9762 | 420.3581 | 78.2087 | 12.2003 | 79.36 | 4071661.9777 | 0 | 3118614.6172 | 0 | 0 | 0 | 1782440.6578 | 3499359.7285 | 9104616.1962 | 6214087.6351 | 27790780.8125 | 961560.8286 | 31392914.1654 | 31392914.1654 | 23340719.2222 | 12184302.7159 | 0 | 60145255.8065 | 127063191.91 | 3162277.6602 | 6.1623 | 9760.2634 | 20619.5852 | 198.9762 | 420.3581
1 | 6600 | 707 | 0.02 | 15 | 15 | 7 | 4.217e-09 | 5spot_SharedNeighbor | CO2 | Porous | Wet | R600a | MinimizeLCOE_Brownfield | IgnoreSilica | 2019 | 119.8787 | 13.3193 | 1.5419 | 4 | 9752.7419 | 20602.3458 | 198.8228 | 420.0067 | 78.2045 | 12.1984 | 78.5385 | 4073115.9661 | 0 | 3120198.9707 | 0 | 0 | 0 | 1781817.5722 | 3500301.6785 | 9107066.9568 | 6215760.3296 | 27798261.4739 | 961560.8286 | 31392914.1654 | 31392914.1654 | 23340719.2222 | 12184302.7159 | 0 | 60152736.4679 | 127070672.5713 | 4216965.0343 | 6.1678 | 9752.7419 | 20602.3458 | 198.8228 | 420.0067
1 | 6600 | 707 | 0.02 | 15 | 15 | 7 | 5.6234e-09 | 5spot_SharedNeighbor | CO2 | Porous | Wet | R600a | MinimizeLCOE_Brownfield | IgnoreSilica | 2019 | 119.9371 | 13.3265 | 1.543 | 4 | 9747.1034 | 20589.3084 | 198.7079 | 419.7409 | 78.2011 | 12.1968 | 83.2378 | 4074274.939 | 0 | 3121462.403 | 0 | 0 | 0 | 1781412.5012 | 3501088.4389 | 9109113.946 | 6217157.4417 | 27804509.6698 | 961560.8286 | 31392914.1654 | 31392914.1654 | 23340719.2222 | 12184302.7159 | 0 | 60158984.6638 | 127076920.7673 | 5623413.2519 | 6.172 | 9747.1034 | 20589.3084 | 198.7079 | 419.7409
1 | 6600 | 707 | 0.02 | 15 | 15 | 7 | 7.4989e-09 | 5spot_SharedNeighbor | CO2 | Porous | Wet | R600a | MinimizeLCOE_Brownfield | IgnoreSilica | 2019 | 119.9714 | 13.3309 | 1.5437 | 4 | 9742.8761 | 20579.8541 | 198.6217 | 419.5482 | 78.1991 | 12.1959 | 74.4838 | 4074955.102 | 0 | 3122204.2156 | 0 | 0 | 0 | 1780931.2124 | 3501455.3067 | 9110068.4607 | 6217808.9176 | 27807423.2149 | 961560.8286 | 31392914.1654 | 31392914.1654 | 23340719.2222 | 12184302.7159 | 0 | 60161898.2089 | 127079834.3123 | 7498942.0933 | 6.175 | 9742.8761 | 20579.8541 | 198.6217 | 419.5482
1 | 6600 | 707 | 0.02 | 15 | 15 | 7 | 1e-08 | 5spot_SharedNeighbor | CO2 | Porous | Wet | R600a | MinimizeLCOE_Brownfield | IgnoreSilica | 2019 | 120.0102 | 13.3356 | 1.5444 | 4 | 9739.7067 | 20572.3239 | 198.5571 | 419.3946 | 78.1969 | 12.1949 | 81.3421 | 4075727.3759 | 0 | 3123046.5217 | 0 | 0 | 0 | 1780814.5461 | 3502039.493 | 9111588.3938 | 6218846.3032 | 27812062.6336 | 961560.8286 | 31392914.1654 | 31392914.1654 | 23340719.2222 | 12184302.7159 | 0 | 60166537.6276 | 127084473.7311 | 10000000 | 6.1774 | 9739.7067 | 20572.3239 | 198.5571 | 419.3946
1 | 6700 | 707 | 0.02 | 15 | 15 | 7 | 1e-13 | 5spot_SharedNeighbor | CO2 | Porous | Wet | R600a | MinimizeLCOE_Brownfield | IgnoreSilica | 2019 | 0 | 0 | 0 | 0 |  |  |  |  | 15 |  | 20.0259 | [19 empty] | 100 | 0
1 | 6700 | 707 | 0.02 | 15 | 15 | 7 | 1.3335e-13 | 5spot_SharedNeighbor | CO2 | Porous | Wet | R600a | MinimizeLCOE_Brownfield | IgnoreSilica | 2019 | 0 | 0 | 0 | 0 |  |  |  |  | 15 |  | 21.891 | [19 empty] | 133.3521 | 0
1 | 6700 | 707 | 0.02 | 15 | 15 | 7 | 1.7783e-13 | 5spot_SharedNeighbor | CO2 | Porous | Wet | R600a | MinimizeLCOE_Brownfield | IgnoreSilica | 2019 | 0 | 0 | 0 | 0 |  |  |  |  | 15 |  | 23.3704 | [19 empty] | 177.8279 | 0
1 | 6700 | 707 | 0.02 | 15 | 15 | 7 | 2.3714e-13 | 5spot_SharedNeighbor | CO2 | Porous | Wet | R600a | MinimizeLCOE_Brownfield | IgnoreSilica | 2019 | 1.6 | -0.078712 | 0.00066379 | 4 | 12785025.7741 | 38503886.9995 | 260640.0434 | 784953.8168 | 47.4522 | 10.3975 | 25.9693 | 128391.4524 | 0 | 34664.9957 | 0 | 0 | 0 | 137631.7372 | 117268.3923 | 305108.3016 | 208242.6852 | 931307.5644 | 961560.8286 | 32053237.5753 | 32053237.5753 | 23812626.8141 | 12421458.9187 | 0 | 33946105.9683 | 102233429.2765 | 237.1374 | 0.0026551 | 12785025.7741 | 38503886.9995 | 260640.0434 | 784953.8168
1 | 6700 | 707 | 0.02 | 15 | 15 | 7 | 3.1623e-13 | 5spot_SharedNeighbor | CO2 | Porous | Wet | R600a | MinimizeLCOE_Brownfield | IgnoreSilica | 2019 | 1.6 | -0.070186 | 0.0027651 | 4 | 3065753.8615 | 9239897.6971 | 62499.5392 | 188367.8124 | 47.4522 | 10.3975 | 25.2707 | 128391.4539 | 0 | 34664.9952 | 0 | 0 | 0 | 125289.6796 | 112454.9902 | 292584.8167 | 199695.1494 | 893081.0849 | 961560.8286 | 32053237.5753 | 32053237.5753 | 23812626.8141 | 12421458.9187 | 0 | 33907879.4889 | 102195202.797 | 316.2278 | 0.01106 | 3065753.8615 | 9239897.6971 | 62499.5392 | 188367.8124
1 | 6700 | 707 | 0.02 | 15 | 15 | 7 | 4.217e-13 | 5spot_SharedNeighbor | CO2 | Porous | Wet | R600a | MinimizeLCOE_Brownfield | IgnoreSilica | 2019 | 3.6024 | 0.026881 | 0.01029 | 4 | 852032.9879 | 2511044.3076 | 17369.8449 | 51191.0347 | 61.9783 | 12.0848 | 56.0734 | 281817.5754 | 0 | 122473.8997 | 0 | 0 | 0 | 259561.4612 | 258902.6452 | 673611.5745 | 459753.7409 | 2056120.8968 | 961560.8286 | 32053237.5753 | 32053237.5753 | 23812626.8141 | 12421458.9187 | 0 | 35070919.3007 | 103358242.6089 | 421.6965 | 0.041161 | 852032.9879 | 2511044.3076 | 17369.8449 | 51191.0347
1 | 6700 | 707 | 0.02 | 15 | 15 | 7 | 5.6234e-13 | 5spot_SharedNeighbor | CO2 | Porous | Wet | R600a | MinimizeLCOE_Brownfield | IgnoreSilica | 2019 | 5.001 | 0.14301 | 0.019885 | 4 | 449774.6098 | 1308316.9279 | 9169.2638 | 26671.8102 | 66.7613 | 12.5888 | 42.9834 | 379357.6376 | 0 | 180689.1698 | 0 | 0 | 0 | 330962.1405 | 347493.4897 | 904106.7794 | 617071.4545 | 2759680.6714 | 961560.8286 | 32053237.5753 | 32053237.5753 | 23812626.8141 | 12421458.9187 | 0 | 35774479.0753 | 104061802.3835 | 562.3413 | 0.079539 | 449774.6098 | 1308316.9279 | 9169.2638 | 26671.8102
1 | 6700 | 707 | 0.02 | 15 | 15 | 7 | 7.4989e-13 | 5spot_SharedNeighbor | CO2 | Porous | Wet | R600a | MinimizeLCOE_Brownfield | IgnoreSilica | 2019 | 6.7714 | 0.30995 | 0.03382 | 4 | 270491.5051 | 775278.1353 | 5514.3352 | 15805.0934 | 70.4616 | 12.9601 | 50.1406 | 493426.6147 | 0 | 250502.4509 | 0 | 0 | 0 | 411022.7908 | 450431.224 | 1171929.6487 | 799866.066 | 3577178.7951 | 961560.8286 | 32053237.5753 | 32053237.5753 | 23812626.8141 | 12421458.9187 | 0 | 36591977.199 | 104879300.5072 | 749.8942 | 0.13528 | 270491.5051 | 775278.1353 | 5514.3352 | 15805.0934
1 | 6700 | 707 | 0.02 | 15 | 15 | 7 | 1e-12 | 5spot_SharedNeighbor | CO2 | Porous | Wet | R600a | MinimizeLCOE_Brownfield | IgnoreSilica | 2019 | 9.0345 | 0.53911 | 0.053312 | 4 | 176094.9588 | 496321.6778 | 3589.9339 | 10118.1887 | 73.3556 | 13.2373 | 52.7918 | 627717.2026 | 0 | 334782.5462 | 0 | 0 | 0 | 502310.2882 | 571275.9145 | 1486342.7446 | 1014459.4645 | 4536888.1606 | 961560.8286 | 32053237.5753 | 32053237.5753 | 23812626.8141 | 12421458.9187 | 0 | 37551686.5645 | 105839009.8727 | 1000 | 0.21325 | 176094.9588 | 496321.6778 | 3589.9339 | 10118.1887
1 | 6700 | 707 | 0.02 | 15 | 15 | 7 | 1.3335e-12 | 5spot_SharedNeighbor | CO2 | Porous | Wet | R600a | MinimizeLCOE_Brownfield | IgnoreSilica | 2019 | 11.9239 | 0.84426 | 0.079909 | 4 | 121005.608 | 334645.5716 | 2466.863 | 6822.2026 | 75.6144 | 13.4446 | 51.1423 | 785534.6261 | 0 | 436335.3792 | 0 | 0 | 0 | 606562.7739 | 713088.7839 | 1855310.741 | 1266287.7036 | 5663120.0077 | 961560.8286 | 32053237.5753 | 32053237.5753 | 23812626.8141 | 12421458.9187 | 0 | 38677918.4116 | 106965241.7198 | 1333.5214 | 0.31964 | 121005.608 | 334645.5716 | 2466.863 | 6822.2026
1 | 6700 | 707 | 0.02 | 15 | 15 | 7 | 1.7783e-12 | 5spot_SharedNeighbor | CO2 | Porous | Wet | R600a | MinimizeLCOE_Brownfield | IgnoreSilica | 2019 | 15.6239 | 1.245 | 0.11561 | 4 | 86513.6834 | 234183.64 | 1763.6985 | 4774.1503 | 77.3757 | 13.5971 | 59.9706 | 971614.9248 | 0 | 559158.1765 | 0 | 0 | 0 | 726679.4477 | 880406.4941 | 2290637.1015 | 1563406.8897 | 6991903.0343 | 961560.8286 | 32053237.5753 | 32053237.5753 | 23812626.8141 | 12421458.9187 | 0 | 40006701.4382 | 108294024.7464 | 1778.2794 | 0.46243 | 86513.6834 | 234183.64 | 1763.6985 | 4774.1503
1 | 6700 | 707 | 0.02 | 15 | 15 | 7 | 2.3714e-12 | 5spot_SharedNeighbor | CO2 | Porous | Wet | R600a | MinimizeLCOE_Brownfield | IgnoreSilica | 2019 | 20.3233 | 1.7622 | 0.16281 | 4 | 63820.3489 | 168676.3756 | 1301.0641 | 3438.6961 | 78.7294 | 13.7036 | 63.6945 | 1189416.1294 | 0 | 706694.1088 | 0 | 0 | 0 | 863787.7456 | 1076360.2137 | 2800468.4842 | 1911377.2843 | 8548103.9661 | 961560.8286 | 32053237.5753 | 32053237.5753 | 23812626.8141 | 12421458.9187 | 0 | 41562902.37 | 109850225.6782 | 2371.3737 | 0.65125 | 63820.3489 | 168676.3756 | 1301.0641 | 3438.6961
1 | 6700 | 707 | 0.02 | 15 | 15 | 7 | 3.1623e-12 | 5spot_SharedNeighbor | CO2 | Porous | Wet | R600a | MinimizeLCOE_Brownfield | IgnoreSilica | 2019 | 26.1723 | 2.4139 | 0.22415 | 4 | 48346.0869 | 124507.1628 | 985.6004 | 2538.2469 | 79.741 | 13.7684 | 63.2623 | 1439618.9668 | 0 | 880754.9534 | 0 | 0 | 0 | 1015849.5018 | 1301127.1346 | 3385265.9063 | 2310513.5413 | 10333130.0043 | 961560.8286 | 32053237.5753 | 32053237.5753 | 23812626.8141 | 12421458.9187 | 0 | 43347928.4082 | 111635251.7164 | 3162.2777 | 0.89662 | 48346.0869 | 124507.1628 | 985.6004 | 2538.2469
1 | 6700 | 707 | 0.02 | 15 | 15 | 7 | 4.217e-12 | 5spot_SharedNeighbor | CO2 | Porous | Wet | R600a | MinimizeLCOE_Brownfield | IgnoreSilica | 2019 | 33.307 | 3.2166 | 0.3022 | 4 | 37521.5982 | 94013.2011 | 764.9285 | 1916.5863 | 80.4694 | 13.7934 | 60.7527 | 1721821.5368 | 0 | 1082617.5888 | 0 | 0 | 0 | 1180217.2714 | 1554015.9948 | 4043230.8461 | 2759588.1325 | 12341491.3704 | 961560.8286 | 32053237.5753 | 32053237.5753 | 23812626.8141 | 12421458.9187 | 0 | 45356289.7743 | 113643613.0825 | 4216.965 | 1.2088 | 37521.5982 | 94013.2011 | 764.9285 | 1916.5863
1 | 6700 | 707 | 0.02 | 15 | 15 | 7 | 5.6234e-12 | 5spot_SharedNeighbor | CO2 | Porous | Wet | R600a | MinimizeLCOE_Brownfield | IgnoreSilica | 2019 | 41.7413 | 4.174 | 0.39865 | 4 | 29817.3215 | 72641.8539 | 607.8664 | 1480.9024 | 80.9555 | 13.7777 | 46.5165 | 2030876.8059 | 0 | 1310360.4439 | 0 | 0 | 0 | 1350477.9651 | 1829768.9338 | 4760683.4285 | 3249264.2622 | 14531431.8395 | 961560.8286 | 32053237.5753 | 32053237.5753 | 23812626.8141 | 12421458.9187 | 0 | 47546230.2434 | 115833553.5516 | 5623.4133 | 1.5946 | 29817.3215 | 72641.8539 | 607.8664 | 1480.9024
1 | 6700 | 707 | 0.02 | 15 | 15 | 7 | 7.4989e-12 | 5spot_SharedNeighbor | CO2 | Porous | Wet | R600a | MinimizeLCOE_Brownfield | IgnoreSilica | 2019 | 51.2265 | 5.2614 | 0.51298 | 4 | 24276.4116 | 57556.0013 | 494.9075 | 1173.3569 | 81.2292 | 13.7205 | 41.5993 | 2353594.7363 | 0 | 1555969.5531 | 0 | 0 | 0 | 1514160.5647 | 2115252.6931 | 5503453.6094 | 3756220.1731 | 16798651.3297 | 961560.8286 | 32053237.5753 | 32053237.5753 | 23812626.8141 | 12421458.9187 | 0 | 49813449.7336 | 118100773.0418 | 7498.9421 | 2.0519 | 24276.4116 | 57556.0013 | 494.9075 | 1173.3569
1 | 6700 | 707 | 0.02 | 15 | 15 | 7 | 1e-11 | 5spot_SharedNeighbor | CO2 | Porous | Wet | R600a | MinimizeLCOE_Brownfield | IgnoreSilica | 2019 | 61.2996 | 6.4288 | 0.6416 | 4 | 20272.355 | 46880.6214 | 413.2794 | 955.7249 | 81.3211 | 13.6244 | 42.8557 | 2672696.6365 | 0 | 1807502.0305 | 0 | 0 | 0 | 1658166.3918 | 2393962.3729 | 6228599.0252 | 4251146.8196 | 19012073.2764 | 961560.8286 | 32053237.5753 | 32053237.5753 | 23812626.8141 | 12421458.9187 | 0 | 52026871.6804 | 120314194.9886 | 10000 | 2.5664 | 20272.355 | 46880.6214 | 413.2794 | 955.7249
1 | 6700 | 707 | 0.02 | 15 | 15 | 7 | 1.3335e-11 | 5spot_SharedNeighbor | CO2 | Porous | Wet | R600a | MinimizeLCOE_Brownfield | IgnoreSilica | 2019 | 71.3191 | 7.6034 | 0.77763 | 4 | 17375.4693 | 39329.0221 | 354.2224 | 801.7753 | 81.2669 | 13.4974 | 45.6485 | 2969224.351 | 0 | 2050197.0736 | 0 | 0 | 0 | 1771184.8765 | 2648336.4574 | 6890428.2137 | 4702858.84 | 21032229.8121 | 961560.8286 | 32053237.5753 | 32053237.5753 | 23812626.8141 | 12421458.9187 | 0 | 54047028.2161 | 122334351.5242 | 13335.2143 | 3.1105 | 17375.4693 | 39329.0221 | 354.2224 | 801.7753
1 | 6700 | 707 | 0.02 | 15 | 15 | 7 | 1.7783e-11 | 5spot_SharedNeighbor | CO2 | Porous | Wet | R600a | MinimizeLCOE_Brownfield | IgnoreSilica | 2019 | 80.6345 | 8.7089 | 0.91248 | 4 | 15279.0773 | 33988.3773 | 311.4847 | 692.899 | 81.1112 | 13.3534 | 47.6429 | 3227972.0248 | 0 | 2270357.3844 | 0 | 0 | 0 | 1847697.861 | 2864950.6354 | 7454013.871 | 5087517.6317 | 22752509.4083 | 961560.8286 | 32053237.5753 | 32053237.5753 | 23812626.8141 | 12421458.9187 | 0 | 55767307.8122 | 124054631.1204 | 17782.7941 | 3.6499 | 15279.0773 | 33988.3773 | 311.4847 | 692.899
1 | 6700 | 707 | 0.02 | 15 | 15 | 7 | 2.3714e-11 | 5spot_SharedNeighbor | CO2 | Porous | Wet | R600a | MinimizeLCOE_Brownfield | IgnoreSilica | 2019 | 88.8707 | 9.6971 | 1.0386 | 4 | 13760.055 | 30197.3655 | 280.5173 | 615.6141 | 80.8992 | 13.2061 | 51.7599 | 3443938.353 | 0 | 2461292.6606 | 0 | 0 | 0 | 1892034.5386 | 3040933.5654 | 7911885.3559 | 5400024.3284 | 24150108.8019 | 961560.8286 | 32053237.5753 | 32053237.5753 | 23812626.8141 | 12421458.9187 | 0 | 57164907.2058 | 125452230.514 | 23713.7371 | 4.1544 | 13760.055 | 30197.3655 | 280.5173 | 615.6141
1 | 6700 | 707 | 0.02 | 15 | 15 | 7 | 3.1623e-11 | 5spot_SharedNeighbor | CO2 | Porous | Wet | R600a | MinimizeLCOE_Brownfield | IgnoreSilica | 2019 | 95.8233 | 10.5399 | 1.1507 | 4 | 12656.2747 | 27492.7678 | 258.0153 | 560.4773 | 80.6698 | 13.0675 | 55.8529 | 3617216.7244 | 0 | 2620108.5255 | 0 | 0 | 0 | 1911094.4257 | 3177883.6735 | 8268201.4449 | 5643217.3807 | 25237722.1747 | 961560.8286 | 32053237.5753 | 32053237.5753 | 23812626.8141 | 12421458.9187 | 0 | 58252520.5786 | 126539843.8868 | 31622.7766 | 4.6027 | 12656.2747 | 27492.7678 | 258.0153 | 560.4773
1 | 6700 | 707 | 0.02 | 15 | 15 | 7 | 4.217e-11 | 5spot_SharedNeighbor | CO2 | Porous | Wet | R600a | MinimizeLCOE_Brownfield | IgnoreSilica | 2019 | 101.5165 | 11.236 | 1.2463 | 4 | 11851.0405 | 25549.0371 | 241.5995 | 520.8517 | 80.4492 | 12.9445 | 54.2517 | 3753068.6056 | 0 | 2748720.2611 | 0 | 0 | 0 | 1913753.7151 | 3282061.6069 | 8539251.0578 | 5828214.311 | 26065069.5575 | 961560.8286 | 32053237.5753 | 32053237.5753 | 23812626.8141 | 12421458.9187 | 0 | 59079867.9614 | 127367191.2696 | 42169.6503 | 4.9852 | 11851.0405 | 25549.0371 | 241.5995 | 520.8517
1 | 6700 | 707 | 0.02 | 15 | 15 | 7 | 5.6234e-11 | 5spot_SharedNeighbor | CO2 | Porous | Wet | R600a | MinimizeLCOE_Brownfield | IgnoreSilica | 2019 | 106.0324 | 11.7926 | 1.3252 | 4 | 11261.0071 | 24143.5289 | 229.5709 | 492.1985 | 80.2537 | 12.8408 | 62.7296 | 3856996.1217 | 0 | 2849896.6701 | 0 | 0 | 0 | 1906300.3453 | 3359145.3234 | 8739807.0761 | 5965097.9145 | 26677243.4511 | 961560.8286 | 32053237.5753 | 32053237.5753 | 23812626.8141 | 12421458.9187 | 0 | 59692041.8551 | 127979365.1633 | 56234.1325 | 5.3008 | 11261.0071 | 24143.5289 | 229.5709 | 492.1985
1 | 6700 | 707 | 0.02 | 15 | 15 | 7 | 7.4989e-11 | 5spot_SharedNeighbor | CO2 | Porous | Wet | R600a | MinimizeLCOE_Brownfield | IgnoreSilica | 2019 | 109.6017 | 12.2347 | 1.3889 | 4 | 10826.8033 | 23118.1078 | 220.719 | 471.2939 | 80.0865 | 12.7552 | 69.322 | 3936752.3067 | 0 | 2929378.3459 | 0 | 0 | 0 | 1895222.656 | 3416927.7903 | 8890145.2022 | 6067706.7747 | 27136133.0759 | 961560.8286 | 32053237.5753 | 32053237.5753 | 23812626.8141 | 12421458.9187 | 0 | 60150931.4798 | 128438254.788 | 74989.4209 | 5.5557 | 10826.8033 | 23118.1078 | 220.719 | 471.2939
1 | 6700 | 707 | 0.02 | 15 | 15 | 7 | 1e-10 | 5spot_SharedNeighbor | CO2 | Porous | Wet | R600a | MinimizeLCOE_Brownfield | IgnoreSilica | 2019 | 112.3466 | 12.5767 | 1.4393 | 4 | 10506.0456 | 22367.2109 | 214.18 | 455.9858 | 79.9503 | 12.6871 | 80.4746 | 3996653.0347 | 0 | 2990223.9514 | 0 | 0 | 0 | 1882530.684 | 3459068.9913 | 8999787.9628 | 6142540.2118 | 27470804.8359 | 961560.8286 | 32053237.5753 | 32053237.5753 | 23812626.8141 | 12421458.9187 | 0 | 60485603.2398 | 128772926.548 | 100000 | 5.7572 | 10506.0456 | 22367.2109 | 214.18 | 455.9858
1 | 6700 | 707 | 0.02 | 15 | 15 | 7 | 1.3335e-10 | 5spot_SharedNeighbor | CO2 | Porous | Wet | R600a | MinimizeLCOE_Brownfield | IgnoreSilica | 2019 | 114.466 | 12.8415 | 1.4787 | 4 | 10268.3219 | 21813.5272 | 209.3336 | 444.6983 | 79.8407 | 12.6332 | 80.5063 | 4042054.1374 | 0 | 3037049.5851 | 0 | 0 | 0 | 1870774.8794 | 3490452.6548 | 9081441.8174 | 6198270.6453 | 27720043.7194 | 961560.8286 | 32053237.5753 | 32053237.5753 | 23812626.8141 | 12421458.9187 | 0 | 60734842.1233 | 129022165.4315 | 133352.1432 | 5.9148 | 10268.3219 | 21813.5272 | 209.3336 | 444.6983
1 | 6700 | 707 | 0.02 | 15 | 15 | 7 | 1.7783e-10 | 5spot_SharedNeighbor | CO2 | Porous | Wet | R600a | MinimizeLCOE_Brownfield | IgnoreSilica | 2019 | 116.0861 | 13.0446 | 1.5092 | 4 | 10091.6689 | 21403.8496 | 205.7323 | 436.3464 | 79.7543 | 12.5912 | 73.9733 | 4076257.7507 | 0 | 3072754.0896 | 0 | 0 | 0 | 1860505.6842 | 3513711.8345 | 9141957.432 | 6239573.7958 | 27904760.5867 | 961560.8286 | 32053237.5753 | 32053237.5753 | 23812626.8141 | 12421458.9187 | 0 | 60919558.9906 | 129206882.2988 | 177827.941 | 6.0366 | 10091.6689 | 21403.8496 | 205.7323 | 436.3464
1 | 6700 | 707 | 0.02 | 15 | 15 | 7 | 2.3714e-10 | 5spot_SharedNeighbor | CO2 | Porous | Wet | R600a | MinimizeLCOE_Brownfield | IgnoreSilica | 2019 | 117.3165 | 13.1991 | 1.5325 | 4 | 9960.1197 | 21099.839 | 203.0505 | 430.1488 | 79.6872 | 12.5588 | 82.2779 | 4101943.4289 | 0 | 3099819.7892 | 0 | 0 | 0 | 1851899.5259 | 3530928.4702 | 9186751.5864 | 6270146.7266 | 28041489.5272 | 961560.8286 | 32053237.5753 | 32053237.5753 | 23812626.8141 | 12421458.9187 | 0 | 61056287.9311 | 129343611.2393 | 237137.3706 | 6.1301 | 9960.1197 | 21099.839 | 203.0505 | 430.1488
1 | 6700 | 707 | 0.02 | 15 | 15 | 7 | 3.1623e-10 | 5spot_SharedNeighbor | CO2 | Porous | Wet | R600a | MinimizeLCOE_Brownfield | IgnoreSilica | 2019 | 118.2445 | 13.3159 | 1.5503 | 4 | 9861.9957 | 20873.7934 | 201.0501 | 425.5405 | 79.6357 | 12.5342 | 82.2064 | 4121149.4244 | 0 | 3120204.5157 | 0 | 0 | 0 | 1844848.0239 | 3543618.766 | 9219769.1329 | 6292681.8805 | 28142271.7434 | 961560.8286 | 32053237.5753 | 32053237.5753 | 23812626.8141 | 12421458.9187 | 0 | 61157070.1473 | 129444393.4555 | 316227.766 | 6.2013 | 9861.9957 | 20873.7934 | 201.0501 | 425.5405
1 | 6700 | 707 | 0.02 | 15 | 15 | 7 | 4.217e-10 | 5spot_SharedNeighbor | CO2 | Porous | Wet | R600a | MinimizeLCOE_Brownfield | IgnoreSilica | 2019 | 118.9413 | 13.4037 | 1.5638 | 4 | 9788.71 | 20705.4389 | 199.5561 | 422.1084 | 79.5965 | 12.5155 | 83.462 | 4135476.7974 | 0 | 3135495.2775 | 0 | 0 | 0 | 1839175.6116 | 3552957.5978 | 9244066.8575 | 6309265.5768 | 28216437.7187 | 961560.8286 | 32053237.5753 | 32053237.5753 | 23812626.8141 | 12421458.9187 | 0 | 61231236.1226 | 129518559.4308 | 421696.5034 | 6.2553 | 9788.71 | 20705.4389 | 199.5561 | 422.1084
1 | 6700 | 707 | 0.02 | 15 | 15 | 7 | 5.6234e-10 | 5spot_SharedNeighbor | CO2 | Porous | Wet | R600a | MinimizeLCOE_Brownfield | IgnoreSilica | 2019 | 119.465 | 13.4699 | 1.574 | 4 | 9733.9215 | 20579.8166 | 198.4392 | 419.5474 | 79.5668 | 12.5014 | 90.7133 | 4146192.0372 | 0 | 3146978.9374 | 0 | 0 | 0 | 1834715.3182 | 3559875.6542 | 9262066.2213 | 6321550.5124 | 28271378.6806 | 961560.8286 | 32053237.5753 | 32053237.5753 | 23812626.8141 | 12421458.9187 | 0 | 61286177.0846 | 129573500.3928 | 562341.3252 | 6.2961 | 9733.9215 | 20579.8166 | 198.4392 | 419.5474
1 | 6700 | 707 | 0.02 | 15 | 15 | 7 | 7.4989e-10 | 5spot_SharedNeighbor | CO2 | Porous | Wet | R600a | MinimizeLCOE_Brownfield | IgnoreSilica | 2019 | 119.8593 | 13.5197 | 1.5818 | 4 | 9692.9308 | 20485.9323 | 197.6035 | 417.6334 | 79.5443 | 12.4908 | 76.3735 | 4154230.6239 | 0 | 3155621.3194 | 0 | 0 | 0 | 1831271.331 | 3565038.077 | 9275497.7864 | 6330717.8317 | 28312376.9694 | 961560.8286 | 32053237.5753 | 32053237.5753 | 23812626.8141 | 12421458.9187 | 0 | 61327175.3733 | 129614498.6815 | 749894.2093 | 6.327 | 9692.9308 | 20485.9323 | 197.6035 | 417.6334
1 | 6700 | 707 | 0.02 | 15 | 15 | 7 | 1e-09 | 5spot_SharedNeighbor | CO2 | Porous | Wet | R600a | MinimizeLCOE_Brownfield | IgnoreSilica | 2019 | 120.154 | 13.557 | 1.5876 | 4 | 9662.2456 | 20415.7741 | 196.9779 | 416.2032 | 79.5273 | 12.4828 | 88.584 | 4160220.5888 | 0 | 3162076.6349 | 0 | 0 | 0 | 1828594.8703 | 3568847.9167 | 9285410.2079 | 6337483.263 | 28342633.4816 | 961560.8286 | 32053237.5753 | 32053237.5753 | 23812626.8141 | 12421458.9187 | 0 | 61357431.8855 | 129644755.1937 | 1000000 | 6.3502 | 9662.2456 | 20415.7741 | 196.9779 | 416.2032
1 | 6700 | 707 | 0.02 | 15 | 15 | 7 | 1.3335e-09 | 5spot_SharedNeighbor | CO2 | Porous | Wet | R600a | MinimizeLCOE_Brownfield | IgnoreSilica | 2019 | 120.3929 | 13.587 | 1.592 | 4 | 9639.2651 | 20362.6858 | 196.5095 | 415.1209 | 79.5136 | 12.4763 | 78.2692 | 4165067.3666 | 0 | 3167309.4588 | 0 | 0 | 0 | 1826887.0128 | 3572112.8969 | 9293905.0166 | 6343281.1444 | 28368562.896 | 961560.8286 | 32053237.5753 | 32053237.5753 | 23812626.8141 | 12421458.9187 | 0 | 61383361.2999 | 129670684.6081 | 1333521.4322 | 6.3681 | 9639.2651 | 20362.6858 | 196.5095 | 415.1209
1 | 6700 | 707 | 0.02 | 15 | 15 | 7 | 1.7783e-09 | 5spot_SharedNeighbor | CO2 | Porous | Wet | R600a | MinimizeLCOE_Brownfield | IgnoreSilica | 2019 | 120.5561 | 13.6077 | 1.5953 | 4 | 9622.0491 | 20323.4731 | 196.1585 | 414.3215 | 79.5041 | 12.4718 | 86.7469 | 4168371.3914 | 0 | 3170881.8459 | 0 | 0 | 0 | 1825278.2495 | 3574167.2799 | 9299250.0997 | 6346929.2735 | 28384878.14 | 961560.8286 | 32053237.5753 | 32053237.5753 | 23812626.8141 | 12421458.9187 | 0 | 61399676.5439 | 129686999.8521 | 1778279.41 | 6.3811 | 9622.0491 | 20323.4731 | 196.1585 | 414.3215
1 | 6700 | 707 | 0.02 | 15 | 15 | 7 | 2.3714e-09 | 5spot_SharedNeighbor | CO2 | Porous | Wet | R600a | MinimizeLCOE_Brownfield | IgnoreSilica | 2019 | 120.683 | 13.6237 | 1.5978 | 4 | 9609.1485 | 20293.956 | 195.8955 | 413.7197 | 79.4968 | 12.4684 | 85.6755 | 4170937.5622 | 0 | 3173659.2147 | 0 | 0 | 0 | 1824144.1176 | 3575808.9489 | 9303521.3857 | 6349844.514 | 28397915.7431 | 961560.8286 | 32053237.5753 | 32053237.5753 | 23812626.8141 | 12421458.9187 | 0 | 61412714.147 | 129700037.4552 | 2371373.7057 | 6.3911 | 9609.1485 | 20293.956 | 195.8955 | 413.7197
1 | 6700 | 707 | 0.02 | 15 | 15 | 7 | 3.1623e-09 | 5spot_SharedNeighbor | CO2 | Porous | Wet | R600a | MinimizeLCOE_Brownfield | IgnoreSilica | 2019 | 120.7802 | 13.636 | 1.5996 | 4 | 9599.4798 | 20271.7735 | 195.6984 | 413.2675 | 79.4911 | 12.4657 | 86.8356 | 4172902.5813 | 0 | 3175787.6047 | 0 | 0 | 0 | 1823325.6955 | 3577086.1938 | 9306844.5149 | 6352112.618 | 28408059.2081 | 961560.8286 | 32053237.5753 | 32053237.5753 | 23812626.8141 | 12421458.9187 | 0 | 61422857.612 | 129710180.9202 | 3162277.6602 | 6.3986 | 9599.4798 | 20271.7735 | 195.6984 | 413.2675
1 | 6700 | 707 | 0.02 | 15 | 15 | 7 | 4.217e-09 | 5spot_SharedNeighbor | CO2 | Porous | Wet | R600a | MinimizeLCOE_Brownfield | IgnoreSilica | 2019 | 120.8534 | 13.6452 | 1.601 | 4 | 9592.2323 | 20255.1432 | 195.5506 | 412.9285 | 79.4869 | 12.4637 | 80.4784 | 4174379.993 | 0 | 3177388.8041 | 0 | 0 | 0 | 1822712.2004 | 3578047.589 | 9309345.8682 | 6353819.843 | 28415694.2977 | 961560.8286 | 32053237.5753 | 32053237.5753 | 23812626.8141 | 12421458.9187 | 0 | 61430492.7016 | 129717816.0098 | 4216965.0343 | 6.4042 | 9592.2323 | 20255.1432 | 195.5506 | 412.9285
1 | 6700 | 707 | 0.02 | 15 | 15 | 7 | 5.6234e-09 | 5spot_SharedNeighbor | CO2 | Porous | Wet | R600a | MinimizeLCOE_Brownfield | IgnoreSilica | 2019 | 120.9117 | 13.6525 | 1.6021 | 4 | 9586.7992 | 20242.5651 | 195.4399 | 412.6721 | 79.4835 | 12.4621 | 87.5245 | 4175557.6408 | 0 | 3178665.6725 | 0 | 0 | 0 | 1822315.4179 | 3578850.1052 | 9311433.8506 | 6355244.9339 | 28422067.6209 | 961560.8286 | 32053237.5753 | 32053237.5753 | 23812626.8141 | 12421458.9187 | 0 | 61436866.0248 | 129724189.333 | 5623413.2519 | 6.4085 | 9586.7992 | 20242.5651 | 195.4399 | 412.6721
1 | 6700 | 707 | 0.02 | 15 | 15 | 7 | 7.4989e-09 | 5spot_SharedNeighbor | CO2 | Porous | Wet | R600a | MinimizeLCOE_Brownfield | IgnoreSilica | 2019 | 120.9434 | 13.6567 | 1.6029 | 4 | 9582.7259 | 20233.5324 | 195.3568 | 412.4879 | 79.4816 | 12.4612 | 91.2764 | 4176196.202 | 0 | 3179358.3896 | 0 | 0 | 0 | 1821788.3086 | 3579163.7311 | 9312249.8408 | 6355801.864 | 28424558.336 | 961560.8286 | 32053237.5753 | 32053237.5753 | 23812626.8141 | 12421458.9187 | 0 | 61439356.7399 | 129726680.0481 | 7498942.0933 | 6.4115 | 9582.7259 | 20233.5324 | 195.3568 | 412.4879
1 | 6700 | 707 | 0.02 | 15 | 15 | 7 | 1e-08 | 5spot_SharedNeighbor | CO2 | Porous | Wet | R600a | MinimizeLCOE_Brownfield | IgnoreSilica | 2019 | 120.9823 | 13.6615 | 1.6035 | 4 | 9579.6719 | 20226.265 | 195.2946 | 412.3398 | 79.4794 | 12.4602 | 95.2468 | 4176980.941 | 0 | 3180209.6583 | 0 | 0 | 0 | 1821678.2184 | 3579758.8389 | 9313798.1893 | 6356858.6436 | 28429284.4894 | 961560.8286 | 32053237.5753 | 32053237.5753 | 23812626.8141 | 12421458.9187 | 0 | 61444082.8933 | 129731406.2015 | 10000000 | 6.414 | 9579.6719 | 20226.265 | 195.2946 | 412.3398
1 | 6800 | 707 | 0.02 | 15 | 15 | 7 | 1e-13 | 5spot_SharedNeighbor | CO2 | Porous | Wet | R600a | MinimizeLCOE_Brownfield | IgnoreSilica | 2019 | 0 | 0 | 0 | 0 |  |  |  |  | 15 |  | 20.0783 | [19 empty] | 100 | 0
1 | 6800 | 707 | 0.02 | 15 | 15 | 7 | 1.3335e-13 | 5spot_SharedNeighbor | CO2 | Porous | Wet | R600a | MinimizeLCOE_Brownfield | IgnoreSilica | 2019 | 0 | 0 | 0 | 0 |  |  |  |  | 15 |  | 22.0798 | [19 empty] | 133.3521 | 0
1 | 6800 | 707 | 0.02 | 15 | 15 | 7 | 1.7783e-13 | 5spot_SharedNeighbor | CO2 | Porous | Wet | R600a | MinimizeLCOE_Brownfield | IgnoreSilica | 2019 | 0 | 0 | 0 | 0 |  |  |  |  | 15 |  | 20.9519 | [19 empty] | 177.8279 | 0
1 | 6800 | 707 | 0.02 | 15 | 15 | 7 | 2.3714e-13 | 5spot_SharedNeighbor | CO2 | Porous | Wet | R600a | MinimizeLCOE_Brownfield | IgnoreSilica | 2019 | 1.6 | -0.079981 | 0.00075568 | 4 | 11453277.936 | 34502093.7828 | 233490.5624 | 703371.8493 | 47.665 | 10.5964 | 25.2886 | 129867.1 | 0 | 34478.621 | 0 | 0 | 0 | 138907.3921 | 118268.7141 | 307710.9338 | 210019.0352 | 939251.7962 | 961560.8286 | 32719421.0761 | 32719421.0761 | 24290101.4924 | 12660959.158 | 0 | 34620233.7009 | 104290715.4273 | 237.1374 | 0.0030227 | 11453277.936 | 34502093.7828 | 233490.5624 | 703371.8493
1 | 6800 | 707 | 0.02 | 15 | 15 | 7 | 3.1623e-13 | 5spot_SharedNeighbor | CO2 | Porous | Wet | R600a | MinimizeLCOE_Brownfield | IgnoreSilica | 2019 | 1.6 | -0.071497 | 0.0028512 | 4 | 3032203.1135 | 9140970.0816 | 61815.5618 | 186351.0392 | 47.665 | 10.5964 | 26.3709 | 129867.1015 | 0 | 34478.6204 | 0 | 0 | 0 | 126651.3902 | 113488.8737 | 295274.7697 | 201531.0976 | 901291.8531 | 961560.8286 | 32719421.0761 | 32719421.0761 | 24290101.4924 | 12660959.158 | 0 | 34582273.7578 | 104252755.4843 | 316.2278 | 0.011405 | 3032203.1135 | 9140970.0816 | 61815.5618 | 186351.0392
1 | 6800 | 707 | 0.02 | 15 | 15 | 7 | 4.217e-13 | 5spot_SharedNeighbor | CO2 | Porous | Wet | R600a | MinimizeLCOE_Brownfield | IgnoreSilica | 2019 | 3.7144 | 0.032714 | 0.01103 | 4 | 811945.7846 | 2391000.4659 | 16552.6131 | 48743.7786 | 63.0423 | 12.383 | 53.855 | 293853.4582 | 0 | 127845.3338 | 0 | 0 | 0 | 270332.8409 | 269892.3368 | 702204.4979 | 479268.9987 | 2143397.4664 | 961560.8286 | 32719421.0761 | 32719421.0761 | 24290101.4924 | 12660959.158 | 0 | 35824379.3712 | 105494861.0976 | 421.6965 | 0.044122 | 811945.7846 | 2391000.4659 | 16552.6131 | 48743.7786
1 | 6800 | 707 | 0.02 | 15 | 15 | 7 | 5.6234e-13 | 5spot_SharedNeighbor | CO2 | Porous | Wet | R600a | MinimizeLCOE_Brownfield | IgnoreSilica | 2019 | 5.1519 | 0.15463 | 0.021226 | 4 | 430528.291 | 1251100.0402 | 8776.9015 | 25505.3666 | 67.8901 | 12.8914 | 34.9491 | 395143.1854 | 0 | 188025.6726 | 0 | 0 | 0 | 344406.8855 | 361754.54 | 941211.1069 | 642395.9204 | 2872937.3108 | 961560.8286 | 32719421.0761 | 32719421.0761 | 24290101.4924 | 12660959.158 | 0 | 36553919.2155 | 106224400.9419 | 562.3413 | 0.084905 | 430528.291 | 1251100.0402 | 8776.9015 | 25505.3666
1 | 6800 | 707 | 0.02 | 15 | 15 | 7 | 7.4989e-13 | 5spot_SharedNeighbor | CO2 | Porous | Wet | R600a | MinimizeLCOE_Brownfield | IgnoreSilica | 2019 | 6.954 | 0.32801 | 0.036005 | 4 | 259632.072 | 743389.1334 | 5292.951 | 15154.993 | 71.6149 | 13.2631 | 39.9554 | 512488.3589 | 0 | 259504.5505 | 0 | 0 | 0 | 426202.8951 | 467296.3638 | 1215809.2829 | 829814.8179 | 3711116.2691 | 961560.8286 | 32719421.0761 | 32719421.0761 | 24290101.4924 | 12660959.158 | 0 | 37392098.1738 | 107062579.9002 | 749.8942 | 0.14402 | 259632.072 | 743389.1334 | 5292.951 | 15154.993
1 | 6800 | 707 | 0.02 | 15 | 15 | 7 | 1e-12 | 5spot_SharedNeighbor | CO2 | Porous | Wet | R600a | MinimizeLCOE_Brownfield | IgnoreSilica | 2019 | 9.2929 | 0.5686 | 0.056672 | 4 | 169372.0654 | 476715.4357 | 3452.8786 | 9718.489 | 74.5766 | 13.5456 | 30.6728 | 652774.0308 | 0 | 347113.2706 | 0 | 0 | 0 | 521885.906 | 593491.5509 | 1544143.2735 | 1053909.5131 | 4713317.5449 | 961560.8286 | 32719421.0761 | 32719421.0761 | 24290101.4924 | 12660959.158 | 0 | 38394299.4496 | 108064781.176 | 1000 | 0.22669 | 169372.0654 | 476715.4357 | 3452.8786 | 9718.489
1 | 6800 | 707 | 0.02 | 15 | 15 | 7 | 1.3335e-12 | 5spot_SharedNeighbor | CO2 | Porous | Wet | R600a | MinimizeLCOE_Brownfield | IgnoreSilica | 2019 | 12.2601 | 0.88723 | 0.084855 | 4 | 116554.651 | 321818.6657 | 2376.1242 | 6560.7088 | 76.869 | 13.7536 | 36.6673 | 816529.6295 | 0 | 452001.5448 | 0 | 0 | 0 | 629882.0114 | 740381.1424 | 1926319.8595 | 1314752.886 | 5879867.0736 | 961560.8286 | 32719421.0761 | 32719421.0761 | 24290101.4924 | 12660959.158 | 0 | 39560848.9783 | 109231330.7047 | 1333.5214 | 0.33942 | 116554.651 | 321818.6657 | 2376.1242 | 6560.7088
1 | 6800 | 707 | 0.02 | 15 | 15 | 7 | 1.7783e-12 | 5spot_SharedNeighbor | CO2 | Porous | Wet | R600a | MinimizeLCOE_Brownfield | IgnoreSilica | 2019 | 16.0527 | 1.3047 | 0.12264 | 4 | 83442.1443 | 225460.5627 | 1701.081 | 4596.3185 | 78.655 | 13.9067 | 43.0142 | 1009300.449 | 0 | 578636.4206 | 0 | 0 | 0 | 753985.7352 | 913349.8159 | 2376348.8671 | 1621906.9309 | 7253528.2186 | 961560.8286 | 32719421.0761 | 32719421.0761 | 24290101.4924 | 12660959.158 | 0 | 40934510.1233 | 110604991.8497 | 1778.2794 | 0.49057 | 83442.1443 | 225460.5627 | 1701.081 | 4596.3185
1 | 6800 | 707 | 0.02 | 15 | 15 | 7 | 2.3714e-12 | 5spot_SharedNeighbor | CO2 | Porous | Wet | R600a | MinimizeLCOE_Brownfield | IgnoreSilica | 2019 | 20.8593 | 1.8425 | 0.17256 | 4 | 61630.6665 | 162568.2493 | 1256.4245 | 3314.1737 | 80.0263 | 14.0129 | 30.0922 | 1234500.7505 | 0 | 730457.9533 | 0 | 0 | 0 | 895174.2096 | 1115451.8363 | 2902176.8673 | 1980795.3457 | 8858556.9628 | 961560.8286 | 32719421.0761 | 32719421.0761 | 24290101.4924 | 12660959.158 | 0 | 42539538.8675 | 112210020.594 | 2371.3737 | 0.69023 | 61630.6665 | 162568.2493 | 1256.4245 | 3314.1737
1 | 6800 | 707 | 0.02 | 15 | 15 | 7 | 3.1623e-12 | 5spot_SharedNeighbor | CO2 | Porous | Wet | R600a | MinimizeLCOE_Brownfield | IgnoreSilica | 2019 | 26.8445 | 2.5202 | 0.23736 | 4 | 46745.0311 | 120124.738 | 952.9607 | 2448.9053 | 81.052 | 14.0767 | 31.3114 | 1493367.0696 | 0 | 909695.3599 | 0 | 0 | 0 | 1051986.7931 | 1347469.1968 | 3505838.4462 | 2392806.7773 | 10701163.643 | 961560.8286 | 32719421.0761 | 32719421.0761 | 24290101.4924 | 12660959.158 | 0 | 44382145.5477 | 114052627.2742 | 3162.2777 | 0.94945 | 46745.0311 | 120124.738 | 952.9607 | 2448.9053
1 | 6800 | 707 | 0.02 | 15 | 15 | 7 | 4.217e-12 | 5spot_SharedNeighbor | CO2 | Porous | Wet | R600a | MinimizeLCOE_Brownfield | IgnoreSilica | 2019 | 34.1307 | 3.3533 | 0.31968 | 4 | 36326.3187 | 90811.1974 | 740.5611 | 1851.3091 | 81.7886 | 14.0994 | 44.1454 | 1784794.0597 | 0 | 1117196.3749 | 0 | 0 | 0 | 1220993.4991 | 1607963.7341 | 4183591.7975 | 2855387.366 | 12769926.8313 | 961560.8286 | 32719421.0761 | 32719421.0761 | 24290101.4924 | 12660959.158 | 0 | 46450908.736 | 116121390.4624 | 4216.965 | 1.2787 | 36326.3187 | 90811.1974 | 740.5611 | 1851.3091
1 | 6800 | 707 | 0.02 | 15 | 15 | 7 | 5.6234e-12 | 5spot_SharedNeighbor | CO2 | Porous | Wet | R600a | MinimizeLCOE_Brownfield | IgnoreSilica | 2019 | 42.7151 | 4.3438 | 0.42114 | 4 | 28908.5607 | 70266.5802 | 589.3401 | 1432.4793 | 82.2776 | 14.0802 | 45.1133 | 2102928.4919 | 0 | 1350590.4394 | 0 | 0 | 0 | 1395136.0694 | 1890975.4503 | 4919930.2292 | 3357953.4759 | 15017514.1562 | 961560.8286 | 32719421.0761 | 32719421.0761 | 24290101.4924 | 12660959.158 | 0 | 48698496.0609 | 118368977.7873 | 5623.4133 | 1.6846 | 28908.5607 | 70266.5802 | 589.3401 | 1432.4793
1 | 6800 | 707 | 0.02 | 15 | 15 | 7 | 7.4989e-12 | 5spot_SharedNeighbor | CO2 | Porous | Wet | R600a | MinimizeLCOE_Brownfield | IgnoreSilica | 2019 | 52.3519 | 5.4669 | 0.54109 | 4 | 23573.45 | 55763.1724 | 480.5767 | 1136.8077 | 82.5502 | 14.0182 | 53.7786 | 2434572.643 | 0 | 1601938.1655 | 0 | 0 | 0 | 1562221.942 | 2183505.7727 | 5681034.1219 | 3877422.5218 | 17340695.1669 | 961560.8286 | 32719421.0761 | 32719421.0761 | 24290101.4924 | 12660959.158 | 0 | 51021677.0716 | 120692158.7981 | 7498.9421 | 2.1644 | 23573.45 | 55763.1724 | 480.5767 | 1136.8077
1 | 6800 | 707 | 0.02 | 15 | 15 | 7 | 1e-11 | 5spot_SharedNeighbor | CO2 | Porous | Wet | R600a | MinimizeLCOE_Brownfield | IgnoreSilica | 2019 | 62.5176 | 6.6649 | 0.6754 | 4 | 19718.7111 | 45507.143 | 401.9926 | 927.7247 | 82.6372 | 13.9165 | 59.1929 | 2760356.8075 | 0 | 1857735.7733 | 0 | 0 | 0 | 1707329.1131 | 2466914.4606 | 6418405.3929 | 4380693.5657 | 19591435.1131 | 961560.8286 | 32719421.0761 | 32719421.0761 | 24290101.4924 | 12660959.158 | 0 | 53272417.0178 | 122942898.7443 | 10000 | 2.7016 | 19718.7111 | 45507.143 | 401.9926 | 927.7247
1 | 6800 | 707 | 0.02 | 15 | 15 | 7 | 1.3335e-11 | 5spot_SharedNeighbor | CO2 | Porous | Wet | R600a | MinimizeLCOE_Brownfield | IgnoreSilica | 2019 | 72.5862 | 7.8655 | 0.81683 | 4 | 16930.4723 | 38253.8414 | 345.1506 | 779.8563 | 82.5765 | 13.7839 | 59.4302 | 3061880.2741 | 0 | 2103609.7009 | 0 | 0 | 0 | 1820201.0767 | 2724419.5101 | 7088380.7101 | 4837965.4863 | 21636456.7581 | 961560.8286 | 32719421.0761 | 32719421.0761 | 24290101.4924 | 12660959.158 | 0 | 55317438.6628 | 124987920.3893 | 13335.2143 | 3.2673 | 16930.4723 | 38253.8414 | 345.1506 | 779.8563
1 | 6800 | 707 | 0.02 | 15 | 15 | 7 | 1.7783e-11 | 5spot_SharedNeighbor | CO2 | Porous | Wet | R600a | MinimizeLCOE_Brownfield | IgnoreSilica | 2019 | 81.9233 | 8.9925 | 0.95646 | 4 | 14912.9766 | 33123.4333 | 304.0212 | 675.266 | 82.4141 | 13.6345 | 58.8695 | 3324378.2743 | 0 | 2326175.1043 | 0 | 0 | 0 | 1896078.9285 | 2943186.5998 | 7657567.8021 | 5226447.3722 | 23373834.0813 | 961560.8286 | 32719421.0761 | 32719421.0761 | 24290101.4924 | 12660959.158 | 0 | 57054815.986 | 126725297.7125 | 17782.7941 | 3.8259 | 14912.9766 | 33123.4333 | 304.0212 | 675.266
1 | 6800 | 707 | 0.02 | 15 | 15 | 7 | 2.3714e-11 | 5spot_SharedNeighbor | CO2 | Porous | Wet | R600a | MinimizeLCOE_Brownfield | IgnoreSilica | 2019 | 90.1204 | 9.9932 | 1.0864 | 4 | 13451.0937 | 29483.1801 | 274.2187 | 601.0545 | 82.1972 | 13.4832 | 53.0755 | 3542010.0626 | 0 | 2517910.0128 | 0 | 0 | 0 | 1938554.8823 | 3119405.2335 | 8116052.5397 | 5539372.6265 | 24773305.3575 | 961560.8286 | 32719421.0761 | 32719421.0761 | 24290101.4924 | 12660959.158 | 0 | 58454287.2622 | 128124768.9886 | 23713.7371 | 4.3457 | 13451.0937 | 29483.1801 | 274.2187 | 601.0545
1 | 6800 | 707 | 0.02 | 15 | 15 | 7 | 3.1623e-11 | 5spot_SharedNeighbor | CO2 | Porous | Wet | R600a | MinimizeLCOE_Brownfield | IgnoreSilica | 2019 | 97.0413 | 10.8466 | 1.2016 | 4 | 12388.6709 | 26884.0326 | 252.5598 | 548.0674 | 81.9637 | 13.3412 | 56.7719 | 3716736.5593 | 0 | 2677475.9076 | 0 | 0 | 0 | 1956380.7455 | 3256731.3529 | 8473346.9327 | 5783233.3914 | 25863904.8894 | 961560.8286 | 32719421.0761 | 32719421.0761 | 24290101.4924 | 12660959.158 | 0 | 59544886.7941 | 129215368.5205 | 31622.7766 | 4.8064 | 12388.6709 | 26884.0326 | 252.5598 | 548.0674
1 | 6800 | 707 | 0.02 | 15 | 15 | 7 | 4.217e-11 | 5spot_SharedNeighbor | CO2 | Porous | Wet | R600a | MinimizeLCOE_Brownfield | IgnoreSilica | 2019 | 102.6755 | 11.5477 | 1.2995 | 4 | 11613.4297 | 25016.3862 | 236.7555 | 509.9929 | 81.7411 | 13.2161 | 81.8691 | 3852987.7114 | 0 | 2805976.323 | 0 | 0 | 0 | 1957470.7486 | 3360409.5654 | 8743096.3744 | 5967342.9282 | 26687283.651 | 961560.8286 | 32719421.0761 | 32719421.0761 | 24290101.4924 | 12660959.158 | 0 | 60368265.5557 | 130038747.2821 | 42169.6503 | 5.1981 | 11613.4297 | 25016.3862 | 236.7555 | 509.9929
1 | 6800 | 707 | 0.02 | 15 | 15 | 7 | 5.6234e-11 | 5spot_SharedNeighbor | CO2 | Porous | Wet | R600a | MinimizeLCOE_Brownfield | IgnoreSilica | 2019 | 107.1728 | 12.1113 | 1.3803 | 4 | 11045.2288 | 23663.7292 | 225.1719 | 482.4171 | 81.5429 | 13.1102 | 75.9436 | 3957919.9512 | 0 | 2907723.9215 | 0 | 0 | 0 | 1949585.5124 | 3437939.4602 | 8944813.257 | 6105018.8455 | 27303000.9477 | 961560.8286 | 32719421.0761 | 32719421.0761 | 24290101.4924 | 12660959.158 | 0 | 60983982.8524 | 130654464.5789 | 56234.1325 | 5.5213 | 11045.2288 | 23663.7292 | 225.1719 | 482.4171
1 | 6800 | 707 | 0.02 | 15 | 15 | 7 | 7.4989e-11 | 5spot_SharedNeighbor | CO2 | Porous | Wet | R600a | MinimizeLCOE_Brownfield | IgnoreSilica | 2019 | 110.6876 | 12.5545 | 1.4453 | 4 | 10626.9894 | 22678.0009 | 216.6456 | 462.3217 | 81.3755 | 13.0237 | 84.1868 | 4037573.2851 | 0 | 2986770.9056 | 0 | 0 | 0 | 1937403.3083 | 3495081.5246 | 9093485.1872 | 6206490.4927 | 27756804.7036 | 961560.8286 | 32719421.0761 | 32719421.0761 | 24290101.4924 | 12660959.158 | 0 | 61437786.6083 | 131108268.3347 | 74989.4209 | 5.7813 | 10626.9894 | 22678.0009 | 216.6456 | 462.3217
1 | 6800 | 707 | 0.02 | 15 | 15 | 7 | 1e-10 | 5spot_SharedNeighbor | CO2 | Porous | Wet | R600a | MinimizeLCOE_Brownfield | IgnoreSilica | 2019 | 113.4138 | 12.8999 | 1.4968 | 4 | 10317.9582 | 21954.9102 | 210.3455 | 447.5805 | 81.2382 | 12.9544 | 81.9475 | 4097934.8582 | 0 | 3047814.1446 | 0 | 0 | 0 | 1924440.904 | 3537374.0637 | 9203521.6984 | 6281592.6726 | 28092678.3416 | 961560.8286 | 32719421.0761 | 32719421.0761 | 24290101.4924 | 12660959.158 | 0 | 61773660.2463 | 131444141.9727 | 100000 | 5.987 | 10317.9582 | 21954.9102 | 210.3455 | 447.5805
1 | 6800 | 707 | 0.02 | 15 | 15 | 7 | 1.3335e-10 | 5spot_SharedNeighbor | CO2 | Porous | Wet | R600a | MinimizeLCOE_Brownfield | IgnoreSilica | 2019 | 115.5092 | 13.1663 | 1.5369 | 4 | 10088.8839 | 21421.9098 | 205.6755 | 436.7146 | 81.1282 | 12.8998 | 78.7707 | 4143484.6297 | 0 | 3094579.2181 | 0 | 0 | 0 | 1912319.9903 | 3568649.6969 | 9284894.4805 | 6337131.2684 | 28341059.2839 | 961560.8286 | 32719421.0761 | 32719421.0761 | 24290101.4924 | 12660959.158 | 0 | 62022041.1886 | 131692522.915 | 133352.1432 | 6.1476 | 10088.8839 | 21421.9098 | 205.6755 | 436.7146
1 | 6800 | 707 | 0.02 | 15 | 15 | 7 | 1.7783e-10 | 5spot_SharedNeighbor | CO2 | Porous | Wet | R600a | MinimizeLCOE_Brownfield | IgnoreSilica | 2019 | 117.0996 | 13.3692 | 1.5679 | 4 | 9918.6332 | 21027.8207 | 202.2048 | 428.6806 | 81.0422 | 12.8576 | 78.7603 | 4177568.3079 | 0 | 3129990.085 | 0 | 0 | 0 | 1901575.5711 | 3591562.246 | 9344508.2333 | 6377818.8796 | 28523023.3229 | 961560.8286 | 32719421.0761 | 32719421.0761 | 24290101.4924 | 12660959.158 | 0 | 62204005.2276 | 131874486.954 | 177827.941 | 6.2714 | 9918.6332 | 21027.8207 | 202.2048 | 428.6806
1 | 6800 | 707 | 0.02 | 15 | 15 | 7 | 2.3714e-10 | 5spot_SharedNeighbor | CO2 | Porous | Wet | R600a | MinimizeLCOE_Brownfield | IgnoreSilica | 2019 | 118.3176 | 13.5247 | 1.5917 | 4 | 9791.8369 | 20734.9559 | 199.6198 | 422.7101 | 80.9748 | 12.8249 | 73.9836 | 4203383.9238 | 0 | 3157059.7373 | 0 | 0 | 0 | 1892832.963 | 3608777.8834 | 9389299.7905 | 6408390.0378 | 28659744.3359 | 961560.8286 | 32719421.0761 | 32719421.0761 | 24290101.4924 | 12660959.158 | 0 | 62340726.2406 | 132011207.9671 | 237137.3706 | 6.3666 | 9791.8369 | 20734.9559 | 199.6198 | 422.7101
1 | 6800 | 707 | 0.02 | 15 | 15 | 7 | 3.1623e-10 | 5spot_SharedNeighbor | CO2 | Porous | Wet | R600a | MinimizeLCOE_Brownfield | IgnoreSilica | 2019 | 119.2339 | 13.6421 | 1.6098 | 4 | 9697.2495 | 20517.2423 | 197.6915 | 418.2717 | 80.9232 | 12.8 | 69.1829 | 4222640.2622 | 0 | 3177396.1433 | 0 | 0 | 0 | 1885641.3695 | 3621414.3322 | 9422177.2382 | 6430829.5715 | 28760098.9169 | 961560.8286 | 32719421.0761 | 32719421.0761 | 24290101.4924 | 12660959.158 | 0 | 62441080.8216 | 132111562.548 | 316227.766 | 6.4391 | 9697.2495 | 20517.2423 | 197.6915 | 418.2717
1 | 6800 | 707 | 0.02 | 15 | 15 | 7 | 4.217e-10 | 5spot_SharedNeighbor | CO2 | Porous | Wet | R600a | MinimizeLCOE_Brownfield | IgnoreSilica | 2019 | 119.9176 | 13.7298 | 1.6235 | 4 | 9626.6003 | 20355.2146 | 196.2513 | 414.9686 | 80.8842 | 12.7812 | 82.0606 | 4236917.7307 | 0 | 3192556.4125 | 0 | 0 | 0 | 1879785.5816 | 3630611.2927 | 9446105.8427 | 6447161.3357 | 28833138.1959 | 961560.8286 | 32719421.0761 | 32719421.0761 | 24290101.4924 | 12660959.158 | 0 | 62514120.1006 | 132184601.8271 | 421696.5034 | 6.4939 | 9626.6003 | 20355.2146 | 196.2513 | 414.9686
1 | 6800 | 707 | 0.02 | 15 | 15 | 7 | 5.6234e-10 | 5spot_SharedNeighbor | CO2 | Porous | Wet | R600a | MinimizeLCOE_Brownfield | IgnoreSilica | 2019 | 120.4512 | 13.7981 | 1.6339 | 4 | 9573.78 | 20233.6499 | 195.1745 | 412.4903 | 80.8536 | 12.7665 | 79.9447 | 4248006.3693 | 0 | 3204379.5611 | 0 | 0 | 0 | 1875575.9344 | 3637905.1273 | 9465082.9042 | 6460113.5701 | 28891063.4664 | 961560.8286 | 32719421.0761 | 32719421.0761 | 24290101.4924 | 12660959.158 | 0 | 62572045.3711 | 132242527.0976 | 562341.3252 | 6.5358 | 9573.78 | 20233.6499 | 195.1745 | 412.4903
1 | 6800 | 707 | 0.02 | 15 | 15 | 7 | 7.4989e-10 | 5spot_SharedNeighbor | CO2 | Porous | Wet | R600a | MinimizeLCOE_Brownfield | IgnoreSilica | 2019 | 120.8339 | 13.8474 | 1.6418 | 4 | 9534.2602 | 20143.4219 | 194.3688 | 410.6509 | 80.8314 | 12.756 | 79.5231 | 4255928.148 | 0 | 3212852.9819 | 0 | 0 | 0 | 1871948.6479 | 3642884.6134 | 9478038.5056 | 6468956.0343 | 28930608.9311 | 961560.8286 | 32719421.0761 | 32719421.0761 | 24290101.4924 | 12660959.158 | 0 | 62611590.8358 | 132282072.5622 | 749894.2093 | 6.567 | 9534.2602 | 20143.4219 | 194.3688 | 410.6509
1 | 6800 | 707 | 0.02 | 15 | 15 | 7 | 1e-09 | 5spot_SharedNeighbor | CO2 | Porous | Wet | R600a | MinimizeLCOE_Brownfield | IgnoreSilica | 2019 | 121.1286 | 13.8853 | 1.6477 | 4 | 9504.6751 | 20075.7062 | 193.7657 | 409.2704 | 80.8142 | 12.7478 | 89.5065 | 4262012.0008 | 0 | 3219375.6822 | 0 | 0 | 0 | 1869305.7002 | 3646770.4194 | 9488148.5758 | 6475856.365 | 28961468.7434 | 961560.8286 | 32719421.0761 | 32719421.0761 | 24290101.4924 | 12660959.158 | 0 | 62642450.6481 | 132312932.3745 | 1000000 | 6.5907 | 9504.6751 | 20075.7062 | 193.7657 | 409.2704
1 | 6800 | 707 | 0.02 | 15 | 15 | 7 | 1.3335e-09 | 5spot_SharedNeighbor | CO2 | Porous | Wet | R600a | MinimizeLCOE_Brownfield | IgnoreSilica | 2019 | 121.3527 | 13.9141 | 1.6521 | 4 | 9482.518 | 20024.9374 | 193.314 | 408.2354 | 80.8011 | 12.7415 | 88.8383 | 4266629.3875 | 0 | 3224335.0369 | 0 | 0 | 0 | 1867342.8511 | 3649739.8375 | 9495874.3925 | 6481129.3936 | 28985050.899 | 961560.8286 | 32719421.0761 | 32719421.0761 | 24290101.4924 | 12660959.158 | 0 | 62666032.8037 | 132336514.5302 | 1333521.4322 | 6.6086 | 9482.518 | 20024.9374 | 193.314 | 408.2354
1 | 6800 | 707 | 0.02 | 15 | 15 | 7 | 1.7783e-09 | 5spot_SharedNeighbor | CO2 | Porous | Wet | R600a | MinimizeLCOE_Brownfield | IgnoreSilica | 2019 | 121.5307 | 13.9368 | 1.6556 | 4 | 9465.9187 | 19986.6101 | 192.9756 | 407.4541 | 80.7907 | 12.7366 | 87.2616 | 4270290.6699 | 0 | 3228272.8748 | 0 | 0 | 0 | 1866038.4396 | 3652194.7739 | 9502261.6334 | 6485488.8167 | 29004547.2082 | 961560.8286 | 32719421.0761 | 32719421.0761 | 24290101.4924 | 12660959.158 | 0 | 62685529.1129 | 132356010.8394 | 1778279.41 | 6.6222 | 9465.9187 | 19986.6101 | 192.9756 | 407.4541
1 | 6800 | 707 | 0.02 | 15 | 15 | 7 | 2.3714e-09 | 5spot_SharedNeighbor | CO2 | Porous | Wet | R600a | MinimizeLCOE_Brownfield | IgnoreSilica | 2019 | 121.6427 | 13.9514 | 1.658 | 4 | 9453.4799 | 19958.5941 | 192.722 | 406.8829 | 80.7841 | 12.7335 | 83.8021 | 4272592.4258 | 0 | 3230751.2568 | 0 | 0 | 0 | 1864634.5951 | 3653511.5283 | 9505687.5584 | 6487827.081 | 29015004.4455 | 961560.8286 | 32719421.0761 | 32719421.0761 | 24290101.4924 | 12660959.158 | 0 | 62695986.3502 | 132366468.0766 | 2371373.7057 | 6.6321 | 9453.4799 | 19958.5941 | 192.722 | 406.8829
1 | 6800 | 707 | 0.02 | 15 | 15 | 7 | 3.1623e-09 | 5spot_SharedNeighbor | CO2 | Porous | Wet | R600a | MinimizeLCOE_Brownfield | IgnoreSilica | 2019 | 121.7398 | 13.9638 | 1.6599 | 4 | 9444.1572 | 19937.1855 | 192.5319 | 406.4465 | 80.7784 | 12.7307 | 87.629 | 4274584.9575 | 0 | 3232898.0763 | 0 | 0 | 0 | 1863825.2816 | 3654810.243 | 9509066.5476 | 6490133.3105 | 29025318.4164 | 961560.8286 | 32719421.0761 | 32719421.0761 | 24290101.4924 | 12660959.158 | 0 | 62706300.3211 | 132376782.0475 | 3162277.6602 | 6.6397 | 9444.1572 | 19937.1855 | 192.5319 | 406.4465
1 | 6800 | 707 | 0.02 | 15 | 15 | 7 | 4.217e-09 | 5spot_SharedNeighbor | CO2 | Porous | Wet | R600a | MinimizeLCOE_Brownfield | IgnoreSilica | 2019 | 121.813 | 13.9732 | 1.6614 | 4 | 9437.1691 | 19921.131 | 192.3895 | 406.1192 | 80.7741 | 12.7287 | 83.5097 | 4276085.7547 | 0 | 3234516.0458 | 0 | 0 | 0 | 1863221.2354 | 3655790.984 | 9511618.2346 | 6491874.8893 | 29033107.144 | 961560.8286 | 32719421.0761 | 32719421.0761 | 24290101.4924 | 12660959.158 | 0 | 62714089.0487 | 132384570.7751 | 4216965.0343 | 6.6454 | 9437.1691 | 19921.131 | 192.3895 | 406.1192
1 | 6800 | 707 | 0.02 | 15 | 15 | 7 | 5.6234e-09 | 5spot_SharedNeighbor | CO2 | Porous | Wet | R600a | MinimizeLCOE_Brownfield | IgnoreSilica | 2019 | 121.8667 | 13.9801 | 1.6624 | 4 | 9431.9304 | 19909.135 | 192.2827 | 405.8746 | 80.7709 | 12.7272 | 78.8067 | 4277186.9992 | 0 | 3235703.8111 | 0 | 0 | 0 | 1862743.7723 | 3656497.4872 | 9513456.4109 | 6493129.4824 | 29038717.963 | 961560.8286 | 32719421.0761 | 32719421.0761 | 24290101.4924 | 12660959.158 | 0 | 62719699.8677 | 132390181.5942 | 5623413.2519 | 6.6497 | 9431.9304 | 19909.135 | 192.2827 | 405.8746
1 | 6800 | 707 | 0.02 | 15 | 15 | 7 | 7.4989e-09 | 5spot_SharedNeighbor | CO2 | Porous | Wet | R600a | MinimizeLCOE_Brownfield | IgnoreSilica | 2019 | 121.9056 | 13.9851 | 1.6632 | 4 | 9428.0028 | 19900.1872 | 192.2026 | 405.6922 | 80.7686 | 12.7261 | 80.9142 | 4277984.1081 | 0 | 3236563.843 | 0 | 0 | 0 | 1862357.8404 | 3656993.2587 | 9514746.3066 | 6494009.8627 | 29042655.2195 | 961560.8286 | 32719421.0761 | 32719421.0761 | 24290101.4924 | 12660959.158 | 0 | 62723637.1242 | 132394118.8507 | 7498942.0933 | 6.6529 | 9428.0028 | 19900.1872 | 192.2026 | 405.6922
1 | 6800 | 707 | 0.02 | 15 | 15 | 7 | 1e-08 | 5spot_SharedNeighbor | CO2 | Porous | Wet | R600a | MinimizeLCOE_Brownfield | IgnoreSilica | 2019 | 121.925 | 13.9878 | 1.6638 | 4 | 9425.058 | 19893.7899 | 192.1426 | 405.5618 | 80.7675 | 12.7256 | 84.7681 | 4278382.2708 | 0 | 3236993.6507 | 0 | 0 | 0 | 1861881.3271 | 3657130.3269 | 9515102.9301 | 6494253.2656 | 29043743.7712 | 961560.8286 | 32719421.0761 | 32719421.0761 | 24290101.4924 | 12660959.158 | 0 | 62724725.6759 | 132395207.4023 | 10000000 | 6.6551 | 9425.058 | 19893.7899 | 192.1426 | 405.5618
1 | 6900 | 707 | 0.02 | 15 | 15 | 7 | 1e-13 | 5spot_SharedNeighbor | CO2 | Porous | Wet | R600a | MinimizeLCOE_Brownfield | IgnoreSilica | 2019 | 0 | 0 | 0 | 0 |  |  |  |  | 15 |  | 20.3014 | [19 empty] | 100 | 0
1 | 6900 | 707 | 0.02 | 15 | 15 | 7 | 1.3335e-13 | 5spot_SharedNeighbor | CO2 | Porous | Wet | R600a | MinimizeLCOE_Brownfield | IgnoreSilica | 2019 | 0 | 0 | 0 | 0 |  |  |  |  | 15 |  | 23.7472 | [19 empty] | 133.3521 | 0
1 | 6900 | 707 | 0.02 | 15 | 15 | 7 | 1.7783e-13 | 5spot_SharedNeighbor | CO2 | Porous | Wet | R600a | MinimizeLCOE_Brownfield | IgnoreSilica | 2019 | 0 | 0 | 0 | 0 |  |  |  |  | 15 |  | 22.1282 | [19 empty] | 177.8279 | 0
1 | 6900 | 707 | 0.02 | 15 | 15 | 7 | 2.3714e-13 | 5spot_SharedNeighbor | CO2 | Porous | Wet | R600a | MinimizeLCOE_Brownfield | IgnoreSilica | 2019 | 1.6 | -0.081237 | 0.00084466 | 4 | 10448006.3293 | 31482286.8733 | 212996.741 | 641809.0009 | 47.871 | 10.7942 | 25.0963 | 131321.0418 | 0 | 34288.0731 | 0 | 0 | 0 | 140178.2402 | 119257.0685 | 310282.4292 | 211774.1336 | 947100.9863 | 961560.8286 | 33391464.6677 | 33391464.6677 | 24773143.2569 | 12902803.4336 | 0 | 35300126.4826 | 106367537.8409 | 237.1374 | 0.0033786 | 10448006.3293 | 31482286.8733 | 212996.741 | 641809.0009
1 | 6900 | 707 | 0.02 | 15 | 15 | 7 | 3.1623e-13 | 5spot_SharedNeighbor | CO2 | Porous | Wet | R600a | MinimizeLCOE_Brownfield | IgnoreSilica | 2019 | 1.6 | -0.072795 | 0.0029346 | 4 | 3004007.6005 | 9058243.1774 | 61240.7582 | 184664.5394 | 47.871 | 10.7942 | 23.3998 | 131321.0434 | 0 | 34288.0725 | 0 | 0 | 0 | 128006.5347 | 114510.1037 | 297931.8007 | 203344.5759 | 909402.1309 | 961560.8286 | 33391464.6677 | 33391464.6677 | 24773143.2569 | 12902803.4336 | 0 | 35262427.6273 | 106329838.9855 | 316.2278 | 0.011738 | 3004007.6005 | 9058243.1774 | 61240.7582 | 184664.5394
1 | 6900 | 707 | 0.02 | 15 | 15 | 7 | 4.217e-13 | 5spot_SharedNeighbor | CO2 | Porous | Wet | R600a | MinimizeLCOE_Brownfield | IgnoreSilica | 2019 | 3.8413 | 0.039653 | 0.011814 | 4 | 774400.2349 | 2278328.7231 | 15787.1962 | 46446.8127 | 64.1684 | 12.6878 | 44.3046 | 307159.236 | 0 | 133914.6694 | 0 | 0 | 0 | 282432.2499 | 282167.4006 | 734141.6958 | 501066.7925 | 2240882.0441 | 961560.8286 | 33391464.6677 | 33391464.6677 | 24773143.2569 | 12902803.4336 | 0 | 36593907.5404 | 107661318.8987 | 421.6965 | 0.047255 | 774400.2349 | 2278328.7231 | 15787.1962 | 46446.8127
1 | 6900 | 707 | 0.02 | 15 | 15 | 7 | 5.6234e-13 | 5spot_SharedNeighbor | CO2 | Porous | Wet | R600a | MinimizeLCOE_Brownfield | IgnoreSilica | 2019 | 5.3003 | 0.16642 | 0.022633 | 4 | 412433.1393 | 1197417.5398 | 8408.0074 | 24410.9762 | 69.0128 | 13.1933 | 53.8144 | 410979.1608 | 0 | 195331.3624 | 0 | 0 | 0 | 357770.6396 | 375991.6535 | 978253.156 | 667677.88 | 2986003.8524 | 961560.8286 | 33391464.6677 | 33391464.6677 | 24773143.2569 | 12902803.4336 | 0 | 37339029.3487 | 108406440.707 | 562.3413 | 0.090534 | 412433.1393 | 1197417.5398 | 8408.0074 | 24410.9762
1 | 6900 | 707 | 0.02 | 15 | 15 | 7 | 7.4989e-13 | 5spot_SharedNeighbor | CO2 | Porous | Wet | R600a | MinimizeLCOE_Brownfield | IgnoreSilica | 2019 | 7.1586 | 0.34835 | 0.038304 | 4 | 249398.6483 | 713241.4324 | 5084.3288 | 14540.3913 | 72.8058 | 13.5697 | 57.7654 | 533216.0403 | 0 | 269452.9927 | 0 | 0 | 0 | 443095.3374 | 485848.1044 | 1264077.1066 | 862758.5994 | 3858448.1807 | 961560.8286 | 33391464.6677 | 33391464.6677 | 24773143.2569 | 12902803.4336 | 0 | 38211473.6771 | 109278885.0353 | 749.8942 | 0.15321 | 249398.6483 | 713241.4324 | 5084.3288 | 14540.3913
1 | 6900 | 707 | 0.02 | 15 | 15 | 7 | 1e-12 | 5spot_SharedNeighbor | CO2 | Porous | Wet | R600a | MinimizeLCOE_Brownfield | IgnoreSilica | 2019 | 9.5487 | 0.59862 | 0.060185 | 4 | 163012.2649 | 458217.8876 | 3323.2255 | 9341.3914 | 75.7966 | 13.853 | 51.4127 | 678031.6258 | 0 | 359475.4245 | 0 | 0 | 0 | 541418.121 | 615780.8168 | 1602135.3713 | 1093490.3115 | 4890331.6709 | 961560.8286 | 33391464.6677 | 33391464.6677 | 24773143.2569 | 12902803.4336 | 0 | 39243357.1673 | 110310768.5255 | 1000 | 0.24074 | 163012.2649 | 458217.8876 | 3323.2255 | 9341.3914
1 | 6900 | 707 | 0.02 | 15 | 15 | 7 | 1.3335e-12 | 5spot_SharedNeighbor | CO2 | Porous | Wet | R600a | MinimizeLCOE_Brownfield | IgnoreSilica | 2019 | 12.589 | 0.93051 | 0.090007 | 4 | 112349.2676 | 309743.933 | 2290.3918 | 6314.549 | 78.1223 | 14.0624 | 53.0508 | 847591.1801 | 0 | 467572.7476 | 0 | 0 | 0 | 652949.2087 | 767564.1232 | 1997044.3995 | 1363023.8378 | 6095745.4969 | 961560.8286 | 33391464.6677 | 33391464.6677 | 24773143.2569 | 12902803.4336 | 0 | 40448770.9932 | 111516182.3515 | 1333.5214 | 0.36003 | 112349.2676 | 309743.933 | 2290.3918 | 6314.549
1 | 6900 | 707 | 0.02 | 15 | 15 | 7 | 1.7783e-12 | 5spot_SharedNeighbor | CO2 | Porous | Wet | R600a | MinimizeLCOE_Brownfield | IgnoreSilica | 2019 | 16.4741 | 1.3651 | 0.12996 | 4 | 80537.1534 | 217242.274 | 1641.8588 | 4428.7776 | 79.9351 | 14.2162 | 47.9947 | 1047171.7618 | 0 | 598064.0239 | 0 | 0 | 0 | 781092.0721 | 946267.8646 | 2461994.8774 | 1680362.0927 | 7514952.6925 | 961560.8286 | 33391464.6677 | 33391464.6677 | 24773143.2569 | 12902803.4336 | 0 | 41867978.1889 | 112935389.5471 | 1778.2794 | 0.51986 | 80537.1534 | 217242.274 | 1641.8588 | 4428.7776
1 | 6900 | 707 | 0.02 | 15 | 15 | 7 | 2.3714e-12 | 5spot_SharedNeighbor | CO2 | Porous | Wet | R600a | MinimizeLCOE_Brownfield | IgnoreSilica | 2019 | 21.3929 | 1.9243 | 0.1827 | 4 | 59557.8144 | 156804.5223 | 1214.1666 | 3196.6723 | 81.3264 | 14.3223 | 40.5985 | 1280130.0219 | 0 | 754378.4007 | 0 | 0 | 0 | 926672.9271 | 1154860.7264 | 3004710.7155 | 2050776.804 | 9171529.5955 | 961560.8286 | 33391464.6677 | 33391464.6677 | 24773143.2569 | 12902803.4336 | 0 | 43524555.0918 | 114591966.4501 | 2371.3737 | 0.7308 | 59557.8144 | 156804.5223 | 1214.1666 | 3196.6723
1 | 6900 | 707 | 0.02 | 15 | 15 | 7 | 3.1623e-12 | 5spot_SharedNeighbor | CO2 | Porous | Wet | R600a | MinimizeLCOE_Brownfield | IgnoreSilica | 2019 | 27.5265 | 2.6297 | 0.25112 | 4 | 45228.0614 | 115979.7016 | 922.0352 | 2364.4031 | 82.3681 | 14.3851 | 56.3186 | 1548303.1371 | 0 | 939204.4478 | 0 | 0 | 0 | 1088852.1353 | 1394780.2909 | 3628932.2081 | 2476820.7991 | 11076893.0183 | 961560.8286 | 33391464.6677 | 33391464.6677 | 24773143.2569 | 12902803.4336 | 0 | 45429918.5147 | 116497329.8729 | 3162.2777 | 1.0045 | 45228.0614 | 115979.7016 | 922.0352 | 2364.4031
1 | 6900 | 707 | 0.02 | 15 | 15 | 7 | 4.217e-12 | 5spot_SharedNeighbor | CO2 | Porous | Wet | R600a | MinimizeLCOE_Brownfield | IgnoreSilica | 2019 | 34.966 | 3.494 | 0.33785 | 4 | 35192.8048 | 87780.2079 | 717.4529 | 1789.5183 | 83.1127 | 14.4054 | 56.3948 | 1849119.3519 | 0 | 1152436.3821 | 0 | 0 | 0 | 1262564.8017 | 1663007.0089 | 4326803.1076 | 2953132.0279 | 13207062.6802 | 961560.8286 | 33391464.6677 | 33391464.6677 | 24773143.2569 | 12902803.4336 | 0 | 47560088.1765 | 118627499.5348 | 4216.965 | 1.3514 | 35192.8048 | 87780.2079 | 717.4529 | 1789.5183
1 | 6900 | 707 | 0.02 | 15 | 15 | 7 | 5.6234e-12 | 5spot_SharedNeighbor | CO2 | Porous | Wet | R600a | MinimizeLCOE_Brownfield | IgnoreSilica | 2019 | 43.7091 | 4.5191 | 0.44452 | 4 | 28045.9497 | 68014.2983 | 571.7546 | 1386.5635 | 83.6045 | 14.3824 | 55.8015 | 2176715.6329 | 0 | 1391748.2502 | 0 | 0 | 0 | 1440896.8495 | 1953650.6857 | 5082998.3354 | 3469250.809 | 15515260.5627 | 961560.8286 | 33391464.6677 | 33391464.6677 | 24773143.2569 | 12902803.4336 | 0 | 49868286.0591 | 120935697.4173 | 5623.4133 | 1.7781 | 28045.9497 | 68014.2983 | 571.7546 | 1386.5635
1 | 6900 | 707 | 0.02 | 15 | 15 | 7 | 7.4989e-12 | 5spot_SharedNeighbor | CO2 | Porous | Wet | R600a | MinimizeLCOE_Brownfield | IgnoreSilica | 2019 | 53.4682 | 5.6753 | 0.57016 | 4 | 22905.4872 | 54066.8755 | 466.9593 | 1102.2264 | 83.875 | 14.3155 | 56.8481 | 2516339.5183 | 0 | 1648105.974 | 0 | 0 | 0 | 1610276.835 | 2252141.7077 | 5859610.7456 | 3999304.7368 | 17885779.5175 | 961560.8286 | 33391464.6677 | 33391464.6677 | 24773143.2569 | 12902803.4336 | 0 | 52238805.0139 | 123306216.3721 | 7498.9421 | 2.2806 | 22905.4872 | 54066.8755 | 466.9593 | 1102.2264
1 | 6900 | 707 | 0.02 | 15 | 15 | 7 | 1e-11 | 5spot_SharedNeighbor | CO2 | Porous | Wet | R600a | MinimizeLCOE_Brownfield | IgnoreSilica | 2019 | 63.7286 | 6.9047 | 0.71029 | 4 | 19191.9869 | 44205.4093 | 391.2546 | 901.1871 | 83.957 | 14.2082 | 61.2398 | 2848923.0245 | 0 | 1908251.8825 | 0 | 0 | 0 | 1756560.9889 | 2540356.9994 | 6609487.8136 | 4511111.2442 | 20174691.953 | 961560.8286 | 33391464.6677 | 33391464.6677 | 24773143.2569 | 12902803.4336 | 0 | 54527717.4494 | 125595128.8076 | 10000 | 2.8412 | 19191.9869 | 44205.4093 | 391.2546 | 901.1871
1 | 6900 | 707 | 0.02 | 15 | 15 | 7 | 1.3335e-11 | 5spot_SharedNeighbor | CO2 | Porous | Wet | R600a | MinimizeLCOE_Brownfield | IgnoreSilica | 2019 | 73.8406 | 8.1308 | 0.85718 | 4 | 16506.4898 | 37233.5664 | 336.5071 | 759.0566 | 83.8899 | 14.0699 | 66.4075 | 3155288.5182 | 0 | 2157181.3157 | 0 | 0 | 0 | 1869105.9395 | 2800814.5516 | 7287144.9372 | 4973626.1555 | 22243161.4177 | 961560.8286 | 33391464.6677 | 33391464.6677 | 24773143.2569 | 12902803.4336 | 0 | 56596186.9141 | 127663598.2723 | 13335.2143 | 3.4287 | 16506.4898 | 37233.5664 | 336.5071 | 759.0566
1 | 6900 | 707 | 0.02 | 15 | 15 | 7 | 1.7783e-11 | 5spot_SharedNeighbor | CO2 | Porous | Wet | R600a | MinimizeLCOE_Brownfield | IgnoreSilica | 2019 | 83.1903 | 9.2783 | 1.0016 | 4 | 14563.5756 | 32301.767 | 296.8982 | 658.5152 | 83.721 | 13.9152 | 65.0477 | 3421285.011 | 0 | 2381939.5327 | 0 | 0 | 0 | 1944092.0866 | 3021453.4858 | 7861202.1848 | 5365432.0227 | 23995404.3235 | 961560.8286 | 33391464.6677 | 33391464.6677 | 24773143.2569 | 12902803.4336 | 0 | 58348429.8199 | 129415841.1781 | 17782.7941 | 4.0065 | 14563.5756 | 32301.767 | 296.8982 | 658.5152
1 | 6900 | 707 | 0.02 | 15 | 15 | 7 | 2.3714e-11 | 5spot_SharedNeighbor | CO2 | Porous | Wet | R600a | MinimizeLCOE_Brownfield | IgnoreSilica | 2019 | 91.3682 | 10.2937 | 1.1355 | 4 | 13155.6955 | 28802.1396 | 268.1966 | 587.1706 | 83.4987 | 13.7595 | 67.1429 | 3641071.825 | 0 | 2574918.3077 | 0 | 0 | 0 | 1985212.4987 | 3198469.0262 | 8321760.31 | 5679772.4067 | 25401204.3743 | 961560.8286 | 33391464.6677 | 33391464.6677 | 24773143.2569 | 12902803.4336 | 0 | 59754229.8707 | 130821641.2289 | 23713.7371 | 4.5421 | 13155.6955 | 28802.1396 | 268.1966 | 587.1706
1 | 6900 | 707 | 0.02 | 15 | 15 | 7 | 3.1623e-11 | 5spot_SharedNeighbor | CO2 | Porous | Wet | R600a | MinimizeLCOE_Brownfield | IgnoreSilica | 2019 | 98.2445 | 11.1563 | 1.2538 | 4 | 12132.3602 | 26303.1499 | 247.3346 | 536.2253 | 83.2616 | 13.6144 | 71.749 | 3816876.4095 | 0 | 2734911.6348 | 0 | 0 | 0 | 2001445.0701 | 3335760.9146 | 8678965.6412 | 5923572.385 | 26491532.0553 | 961560.8286 | 33391464.6677 | 33391464.6677 | 24773143.2569 | 12902803.4336 | 0 | 60844557.5517 | 131911968.9099 | 31622.7766 | 5.0151 | 12132.3602 | 26303.1499 | 247.3346 | 536.2253
1 | 6900 | 707 | 0.02 | 15 | 15 | 7 | 4.217e-11 | 5spot_SharedNeighbor | CO2 | Porous | Wet | R600a | MinimizeLCOE_Brownfield | IgnoreSilica | 2019 | 103.8398 | 11.8643 | 1.3541 | 4 | 11385.4707 | 24506.3065 | 232.1082 | 499.5942 | 83.0363 | 13.4868 | 54.4316 | 3953964.6914 | 0 | 2863731.2327 | 0 | 0 | 0 | 2001404.8339 | 3439449.2956 | 8948741.5391 | 6107699.9787 | 27314991.5714 | 961560.8286 | 33391464.6677 | 33391464.6677 | 24773143.2569 | 12902803.4336 | 0 | 61668017.0677 | 132735428.426 | 42169.6503 | 5.4164 | 11385.4707 | 24506.3065 | 232.1082 | 499.5942
1 | 6900 | 707 | 0.02 | 15 | 15 | 7 | 5.6234e-11 | 5spot_SharedNeighbor | CO2 | Porous | Wet | R600a | MinimizeLCOE_Brownfield | IgnoreSilica | 2019 | 108.2982 | 12.4326 | 1.4367 | 4 | 10837.9134 | 23204.4634 | 220.9455 | 473.0544 | 82.8364 | 13.3791 | 50.8038 | 4059396.9475 | 0 | 2965572.7776 | 0 | 0 | 0 | 1992600.1104 | 3516852.2358 | 9150128.1121 | 6245150.4528 | 27929700.6362 | 961560.8286 | 33391464.6677 | 33391464.6677 | 24773143.2569 | 12902803.4336 | 0 | 62282726.1326 | 133350137.4908 | 56234.1325 | 5.7467 | 10837.9134 | 23204.4634 | 220.9455 | 473.0544
1 | 6900 | 707 | 0.02 | 15 | 15 | 7 | 7.4989e-11 | 5spot_SharedNeighbor | CO2 | Porous | Wet | R600a | MinimizeLCOE_Brownfield | IgnoreSilica | 2019 | 111.7741 | 12.8785 | 1.503 | 4 | 10434.7734 | 22255.5986 | 212.727 | 453.7105 | 82.6682 | 13.2914 | 56.8715 | 4139264.4036 | 0 | 3044512.2861 | 0 | 0 | 0 | 1979622.5207 | 3573725.692 | 9298101.1787 | 6346145.1113 | 28381371.1923 | 961560.8286 | 33391464.6677 | 33391464.6677 | 24773143.2569 | 12902803.4336 | 0 | 62734396.6886 | 133801808.0469 | 74989.4209 | 6.0121 | 10434.7734 | 22255.5986 | 212.727 | 453.7105
1 | 6900 | 707 | 0.02 | 15 | 15 | 7 | 1e-10 | 5spot_SharedNeighbor | CO2 | Porous | Wet | R600a | MinimizeLCOE_Brownfield | IgnoreSilica | 2019 | 114.4855 | 13.2276 | 1.5555 | 4 | 10136.8368 | 21558.6691 | 206.6531 | 439.5026 | 82.5295 | 13.2208 | 60.7699 | 4200149.9816 | 0 | 3105826.7819 | 0 | 0 | 0 | 1966449.8366 | 3616246.374 | 9408731.271 | 6421652.4226 | 28719056.6676 | 961560.8286 | 33391464.6677 | 33391464.6677 | 24773143.2569 | 12902803.4336 | 0 | 63072082.164 | 134139493.5222 | 100000 | 6.2221 | 10136.8368 | 21558.6691 | 206.6531 | 439.5026
1 | 6900 | 707 | 0.02 | 15 | 15 | 7 | 1.3335e-10 | 5spot_SharedNeighbor | CO2 | Porous | Wet | R600a | MinimizeLCOE_Brownfield | IgnoreSilica | 2019 | 116.542 | 13.4938 | 1.5963 | 4 | 9915.9477 | 21045.7739 | 202.15 | 429.0466 | 82.42 | 13.166 | 58.6871 | 4245500.1369 | 0 | 3152183.4533 | 0 | 0 | 0 | 1953631.0619 | 3647012.7144 | 9488778.9776 | 6476286.6271 | 28963392.9713 | 961560.8286 | 33391464.6677 | 33391464.6677 | 24773143.2569 | 12902803.4336 | 0 | 63316418.4676 | 134383829.8259 | 133352.1432 | 6.3853 | 9915.9477 | 21045.7739 | 202.15 | 429.0466
1 | 6900 | 707 | 0.02 | 15 | 15 | 7 | 1.7783e-10 | 5spot_SharedNeighbor | CO2 | Porous | Wet | R600a | MinimizeLCOE_Brownfield | IgnoreSilica | 2019 | 118.113 | 13.6976 | 1.6278 | 4 | 9751.7572 | 20666.0803 | 198.8028 | 421.306 | 82.3338 | 13.1233 | 62.6023 | 4279663.1243 | 0 | 3187514.5599 | 0 | 0 | 0 | 1942599.6166 | 3669813.1473 | 9548101.0272 | 6516775.1449 | 29144466.6202 | 961560.8286 | 33391464.6677 | 33391464.6677 | 24773143.2569 | 12902803.4336 | 0 | 63497492.1166 | 134564903.4748 | 177827.941 | 6.5114 | 9751.7572 | 20666.0803 | 198.8028 | 421.306
1 | 6900 | 707 | 0.02 | 15 | 15 | 7 | 2.3714e-10 | 5spot_SharedNeighbor | CO2 | Porous | Wet | R600a | MinimizeLCOE_Brownfield | IgnoreSilica | 2019 | 119.3233 | 13.8547 | 1.6521 | 4 | 9629.4606 | 20383.6122 | 196.3096 | 415.5475 | 82.2659 | 13.09 | 96.4868 | 4305697.2537 | 0 | 3214685.8285 | 0 | 0 | 0 | 1933802.8439 | 3687132.5112 | 9593162.4592 | 6547530.4982 | 29282011.3947 | 961560.8286 | 33391464.6677 | 33391464.6677 | 24773143.2569 | 12902803.4336 | 0 | 63635036.8911 | 134702448.2493 | 237137.3706 | 6.6084 | 9629.4606 | 20383.6122 | 196.3096 | 415.5475
1 | 6900 | 707 | 0.02 | 15 | 15 | 7 | 3.1623e-10 | 5spot_SharedNeighbor | CO2 | Porous | Wet | R600a | MinimizeLCOE_Brownfield | IgnoreSilica | 2019 | 120.2271 | 13.9725 | 1.6705 | 4 | 9538.2218 | 20173.8155 | 194.4496 | 411.2705 | 82.2143 | 13.0649 | 79.7855 | 4324978.0568 | 0 | 3234951.4768 | 0 | 0 | 0 | 1926445.2458 | 3699686.164 | 9625824.4887 | 6569823.0044 | 29381708.4365 | 961560.8286 | 33391464.6677 | 33391464.6677 | 24773143.2569 | 12902803.4336 | 0 | 63734733.9328 | 134802145.291 | 316227.766 | 6.682 | 9538.2218 | 20173.8155 | 194.4496 | 411.2705
1 | 6900 | 707 | 0.02 | 15 | 15 | 7 | 4.217e-10 | 5spot_SharedNeighbor | CO2 | Porous | Wet | R600a | MinimizeLCOE_Brownfield | IgnoreSilica | 2019 | 120.9117 | 14.0617 | 1.6845 | 4 | 9470.0692 | 20017.3324 | 193.0602 | 408.0804 | 82.1748 | 13.0457 | 88.6263 | 4339488.5276 | 0 | 3250285.2257 | 0 | 0 | 0 | 1920670.7295 | 3709073.3483 | 9650248.0166 | 6586492.5641 | 29456258.4117 | 961560.8286 | 33391464.6677 | 33391464.6677 | 24773143.2569 | 12902803.4336 | 0 | 63809283.908 | 134876695.2663 | 421696.5034 | 6.738 | 9470.0692 | 20017.3324 | 193.0602 | 408.0804
1 | 6900 | 707 | 0.02 | 15 | 15 | 7 | 5.6234e-10 | 5spot_SharedNeighbor | CO2 | Porous | Wet | R600a | MinimizeLCOE_Brownfield | IgnoreSilica | 2019 | 121.4233 | 14.1285 | 1.6951 | 4 | 9419.1128 | 19900.6428 | 192.0214 | 405.7015 | 82.1449 | 13.0313 | 97.6042 | 4350279.8352 | 0 | 3261735.4925 | 0 | 0 | 0 | 1916080.775 | 3715957.48 | 9668159.1154 | 6598717.257 | 29510929.9551 | 961560.8286 | 33391464.6677 | 33391464.6677 | 24773143.2569 | 12902803.4336 | 0 | 63863955.4515 | 134931366.8097 | 562341.3252 | 6.7803 | 9419.1128 | 19900.6428 | 192.0214 | 405.7015
1 | 6900 | 707 | 0.02 | 15 | 15 | 7 | 7.4989e-10 | 5spot_SharedNeighbor | CO2 | Porous | Wet | R600a | MinimizeLCOE_Brownfield | IgnoreSilica | 2019 | 121.8083 | 14.1789 | 1.703 | 4 | 9380.986 | 19813.4261 | 191.2441 | 403.9235 | 82.1223 | 13.0204 | 85.1036 | 4358373.8114 | 0 | 3270350.2247 | 0 | 0 | 0 | 1912540.6892 | 3721093.2429 | 9681521.3168 | 6607837.2341 | 29551716.519 | 961560.8286 | 33391464.6677 | 33391464.6677 | 24773143.2569 | 12902803.4336 | 0 | 63904742.0153 | 134972153.3736 | 749894.2093 | 6.8122 | 9380.986 | 19813.4261 | 191.2441 | 403.9235
1 | 6900 | 707 | 0.02 | 15 | 15 | 7 | 1e-09 | 5spot_SharedNeighbor | CO2 | Porous | Wet | R600a | MinimizeLCOE_Brownfield | IgnoreSilica | 2019 | 122.0908 | 14.2159 | 1.709 | 4 | 9352.443 | 19748.4115 | 190.6622 | 402.5981 | 82.1057 | 13.0124 | 51.6129 | 4364294.5481 | 0 | 3276666.5363 | 0 | 0 | 0 | 1909689.8877 | 3724753.8791 | 9691045.5414 | 6614337.7131 | 29580788.1056 | 961560.8286 | 33391464.6677 | 33391464.6677 | 24773143.2569 | 12902803.4336 | 0 | 63933813.602 | 135001224.9602 | 1000000 | 6.8361 | 9352.443 | 19748.4115 | 190.6622 | 402.5981
1 | 6900 | 707 | 0.02 | 15 | 15 | 7 | 1.3335e-09 | 5spot_SharedNeighbor | CO2 | Porous | Wet | R600a | MinimizeLCOE_Brownfield | IgnoreSilica | 2019 | 122.3077 | 14.2443 | 1.7135 | 4 | 9331.0658 | 19699.6016 | 190.2264 | 401.603 | 82.0928 | 13.0062 | 55.0724 | 4368831.652 | 0 | 3281515.1038 | 0 | 0 | 0 | 1907611.1853 | 3727603.5971 | 9698459.9229 | 6619398.1808 | 29603419.6419 | 961560.8286 | 33391464.6677 | 33391464.6677 | 24773143.2569 | 12902803.4336 | 0 | 63956445.1383 | 135023856.4965 | 1333521.4322 | 6.8541 | 9331.0658 | 19699.6016 | 190.2264 | 401.603
1 | 6900 | 707 | 0.02 | 15 | 15 | 7 | 1.7783e-09 | 5spot_SharedNeighbor | CO2 | Porous | Wet | R600a | MinimizeLCOE_Brownfield | IgnoreSilica | 2019 | 122.4781 | 14.2665 | 1.717 | 4 | 9315.0504 | 19662.8144 | 189.8999 | 400.8531 | 82.0827 | 13.0014 | 61.9941 | 4372391.0104 | 0 | 3285323.8361 | 0 | 0 | 0 | 1906181.22 | 3729919.4659 | 9704485.3387 | 6623510.6509 | 29621811.5221 | 961560.8286 | 33391464.6677 | 33391464.6677 | 24773143.2569 | 12902803.4336 | 0 | 63974837.0184 | 135042248.3767 | 1778279.41 | 6.8679 | 9315.0504 | 19662.8144 | 189.8999 | 400.8531
1 | 6900 | 707 | 0.02 | 15 | 15 | 7 | 2.3714e-09 | 5spot_SharedNeighbor | CO2 | Porous | Wet | R600a | MinimizeLCOE_Brownfield | IgnoreSilica | 2019 | 122.6024 | 14.2828 | 1.7195 | 4 | 9303.0491 | 19635.3727 | 189.6552 | 400.2936 | 82.0753 | 12.9978 | 65.6272 | 4374983.6156 | 0 | 3288100.981 | 0 | 0 | 0 | 1905026.96 | 3731563.5071 | 9708762.7965 | 6626430.1037 | 29634867.9639 | 961560.8286 | 33391464.6677 | 33391464.6677 | 24773143.2569 | 12902803.4336 | 0 | 63987893.4602 | 135055304.8185 | 2371373.7057 | 6.8782 | 9303.0491 | 19635.3727 | 189.6552 | 400.2936
1 | 6900 | 707 | 0.02 | 15 | 15 | 7 | 3.1623e-09 | 5spot_SharedNeighbor | CO2 | Porous | Wet | R600a | MinimizeLCOE_Brownfield | IgnoreSilica | 2019 | 122.695 | 14.2949 | 1.7215 | 4 | 9294.0543 | 19614.8316 | 189.4719 | 399.8749 | 82.0698 | 12.9952 | 67.7347 | 4376913.9212 | 0 | 3290170.26 | 0 | 0 | 0 | 1904142.6173 | 3732778.4514 | 9711923.8325 | 6628587.5758 | 29644516.6583 | 961560.8286 | 33391464.6677 | 33391464.6677 | 24773143.2569 | 12902803.4336 | 0 | 63997542.1547 | 135064953.5129 | 3162277.6602 | 6.8859 | 9294.0543 | 19614.8316 | 189.4719 | 399.8749
1 | 6900 | 707 | 0.02 | 15 | 15 | 7 | 4.217e-09 | 5spot_SharedNeighbor | CO2 | Porous | Wet | R600a | MinimizeLCOE_Brownfield | IgnoreSilica | 2019 | 122.7681 | 14.3044 | 1.7229 | 4 | 9287.3118 | 19599.3223 | 189.3344 | 399.5587 | 82.0655 | 12.9931 | 75.6698 | 4378437.945 | 0 | 3291804.9061 | 0 | 0 | 0 | 1903547.7454 | 3733778.3327 | 9714525.3184 | 6630363.1433 | 29652457.3909 | 961560.8286 | 33391464.6677 | 33391464.6677 | 24773143.2569 | 12902803.4336 | 0 | 64005482.8873 | 135072894.2455 | 4216965.0343 | 6.8917 | 9287.3118 | 19599.3223 | 189.3344 | 399.5587
1 | 6900 | 707 | 0.02 | 15 | 15 | 7 | 5.6234e-09 | 5spot_SharedNeighbor | CO2 | Porous | Wet | R600a | MinimizeLCOE_Brownfield | IgnoreSilica | 2019 | 122.8265 | 14.3119 | 1.724 | 4 | 9282.2573 | 19587.5895 | 189.2314 | 399.3195 | 82.062 | 12.9914 | 93.1011 | 4379652.7556 | 0 | 3293108.451 | 0 | 0 | 0 | 1903167.0983 | 3734612.0389 | 9716694.451 | 6631843.6209 | 29659078.4158 | 961560.8286 | 33391464.6677 | 33391464.6677 | 24773143.2569 | 12902803.4336 | 0 | 64012103.9122 | 135079515.2704 | 5623413.2519 | 6.8962 | 9282.2573 | 19587.5895 | 189.2314 | 399.3195
1 | 6900 | 707 | 0.02 | 15 | 15 | 7 | 7.4989e-09 | 5spot_SharedNeighbor | CO2 | Porous | Wet | R600a | MinimizeLCOE_Brownfield | IgnoreSilica | 2019 | 122.8607 | 14.3165 | 1.7248 | 4 | 9278.4677 | 19579.0909 | 189.1541 | 399.1463 | 82.0599 | 12.9905 | 80.3704 | 4380365.6821 | 0 | 3293873.813 | 0 | 0 | 0 | 1902695.3857 | 3735004.6035 | 9717715.8235 | 6632540.7286 | 29662196.0364 | 961560.8286 | 33391464.6677 | 33391464.6677 | 24773143.2569 | 12902803.4336 | 0 | 64015221.5328 | 135082632.891 | 7498942.0933 | 6.8993 | 9278.4677 | 19579.0909 | 189.1541 | 399.1463
1 | 6900 | 707 | 0.02 | 15 | 15 | 7 | 1e-08 | 5spot_SharedNeighbor | CO2 | Porous | Wet | R600a | MinimizeLCOE_Brownfield | IgnoreSilica | 2019 | 122.8802 | 14.3192 | 1.7254 | 4 | 9275.6264 | 19572.9148 | 189.0962 | 399.0203 | 82.0588 | 12.9899 | 83.9826 | 4380770.0048 | 0 | 3294308.05 | 0 | 0 | 0 | 1902219.2659 | 3735145.9551 | 9718083.5914 | 6632791.7378 | 29663318.6051 | 961560.8286 | 33391464.6677 | 33391464.6677 | 24773143.2569 | 12902803.4336 | 0 | 64016344.1015 | 135083755.4597 | 10000000 | 6.9016 | 9275.6264 | 19572.9148 | 189.0962 | 399.0203
1 | 7000 | 707 | 0.02 | 15 | 15 | 7 | 1e-13 | 5spot_SharedNeighbor | CO2 | Porous | Wet | R600a | MinimizeLCOE_Brownfield | IgnoreSilica | 2019 | 0 | 0 | 0 | 0 |  |  |  |  | 15 |  | 22.3718 | [19 empty] | 100 | 0
1 | 7000 | 707 | 0.02 | 15 | 15 | 7 | 1.3335e-13 | 5spot_SharedNeighbor | CO2 | Porous | Wet | R600a | MinimizeLCOE_Brownfield | IgnoreSilica | 2019 | 0 | 0 | 0 | 0 |  |  |  |  | 15 |  | 24.638 | [19 empty] | 133.3521 | 0
1 | 7000 | 707 | 0.02 | 15 | 15 | 7 | 1.7783e-13 | 5spot_SharedNeighbor | CO2 | Porous | Wet | R600a | MinimizeLCOE_Brownfield | IgnoreSilica | 2019 | 0 | 0 | 0 | 0 |  |  |  |  | 15 |  | 16.5078 | [19 empty] | 177.8279 | 0
1 | 7000 | 707 | 0.02 | 15 | 15 | 7 | 2.3714e-13 | 5spot_SharedNeighbor | CO2 | Porous | Wet | R600a | MinimizeLCOE_Brownfield | IgnoreSilica | 2019 | 1.6 | -0.08248 | 0.00093076 | 4 | 9665701.1247 | 29133157.9329 | 197048.3913 | 593918.83 | 48.0705 | 10.9911 | 18.328 | 132753.9684 | 0 | 34093.6096 | 0 | 0 | 0 | 141444.4744 | 120233.9004 | 312823.9456 | 213508.7707 | 954858.6691 | 961560.8286 | 34069368.3502 | 34069368.3502 | 25261752.1078 | 13146991.7455 | 0 | 35985787.848 | 108463900.0515 | 237.1374 | 0.003723 | 9665701.1247 | 29133157.9329 | 197048.3913 | 593918.83
1 | 7000 | 707 | 0.02 | 15 | 15 | 7 | 3.1623e-13 | 5spot_SharedNeighbor | CO2 | Porous | Wet | R600a | MinimizeLCOE_Brownfield | IgnoreSilica | 2019 | 2.7398 | -0.039641 | 0.00519 | 4 | 1766894.0405 | 5258114.8194 | 36020.5249 | 107193.7827 | 58.7114 | 12.2665 | 38.5316 | 225846.289 | 0 | 85623.2128 | 0 | 0 | 0 | 221253.3493 | 207761.9119 | 540553.8769 | 368939.1283 | 1649977.7681 | 961560.8286 | 34069368.3502 | 34069368.3502 | 25261752.1078 | 13146991.7455 | 0 | 36680906.9469 | 109159019.1505 | 316.2278 | 0.02076 | 1766894.0405 | 5258114.8194 | 36020.5249 | 107193.7827
1 | 7000 | 707 | 0.02 | 15 | 15 | 7 | 4.217e-13 | 5spot_SharedNeighbor | CO2 | Porous | Wet | R600a | MinimizeLCOE_Brownfield | IgnoreSilica | 2019 | 3.9534 | 0.045971 | 0.012636 | 4 | 739200.9509 | 2173198.1766 | 15069.6112 | 44303.5843 | 65.2302 | 12.9856 | 32.6085 | 319552.7808 | 0 | 139404.9952 | 0 | 0 | 0 | 293416.312 | 293425.8943 | 763433.9871 | 521059.3832 | 2330293.3527 | 961560.8286 | 34069368.3502 | 34069368.3502 | 25261752.1078 | 13146991.7455 | 0 | 37361222.5316 | 109839334.7351 | 421.6965 | 0.050543 | 739200.9509 | 2173198.1766 | 15069.6112 | 44303.5843
1 | 7000 | 707 | 0.02 | 15 | 15 | 7 | 5.6234e-13 | 5spot_SharedNeighbor | CO2 | Porous | Wet | R600a | MinimizeLCOE_Brownfield | IgnoreSilica | 2019 | 5.4466 | 0.17841 | 0.024108 | 4 | 395407.1467 | 1147001.6394 | 8060.9095 | 23383.1799 | 70.131 | 13.4946 | 34.1796 | 426898.7104 | 0 | 202627.4512 | 0 | 0 | 0 | 371088.7145 | 390239.8017 | 1015323.9148 | 692979.4346 | 3099158.0271 | 961560.8286 | 34069368.3502 | 34069368.3502 | 25261752.1078 | 13146991.7455 | 0 | 38130087.206 | 110608199.4095 | 562.3413 | 0.096432 | 395407.1467 | 1147001.6394 | 8060.9095 | 23383.1799
1 | 7000 | 707 | 0.02 | 15 | 15 | 7 | 7.4989e-13 | 5spot_SharedNeighbor | CO2 | Porous | Wet | R600a | MinimizeLCOE_Brownfield | IgnoreSilica | 2019 | 7.3561 | 0.36862 | 0.040703 | 4 | 239748.9618 | 684908.2782 | 4887.6069 | 13962.7817 | 73.9868 | 13.8751 | 41.4292 | 553779.9733 | 0 | 279218.3979 | 0 | 0 | 0 | 459607.3513 | 504116.2318 | 1311607.0267 | 895198.7465 | 4003527.7276 | 961560.8286 | 34069368.3502 | 34069368.3502 | 25261752.1078 | 13146991.7455 | 0 | 39034456.9064 | 111512569.11 | 749.8942 | 0.16281 | 239748.9618 | 684908.2782 | 4887.6069 | 13962.7817
1 | 7000 | 707 | 0.02 | 15 | 15 | 7 | 1e-12 | 5spot_SharedNeighbor | CO2 | Porous | Wet | R600a | MinimizeLCOE_Brownfield | IgnoreSilica | 2019 | 9.7922 | 0.62824 | 0.063842 | 4 | 157005.4653 | 440824.4333 | 3200.7688 | 8986.8023 | 77.0074 | 14.1594 | 41.9562 | 702931.4709 | 0 | 371508.6272 | 0 | 0 | 0 | 560281.8438 | 637541.5574 | 1658752.3545 | 1132132.5659 | 5063148.4197 | 961560.8286 | 34069368.3502 | 34069368.3502 | 25261752.1078 | 13146991.7455 | 0 | 40094077.5985 | 112572189.8021 | 1000 | 0.25537 | 157005.4653 | 440824.4333 | 3200.7688 | 8986.8023
1 | 7000 | 707 | 0.02 | 15 | 15 | 7 | 1.3335e-12 | 5spot_SharedNeighbor | CO2 | Porous | Wet | R600a | MinimizeLCOE_Brownfield | IgnoreSilica | 2019 | 12.925 | 0.9754 | 0.095378 | 4 | 108380.8823 | 298357.6554 | 2209.4909 | 6082.4244 | 79.3838 | 14.3723 | 38.2446 | 879496.6522 | 0 | 483536.0244 | 0 | 0 | 0 | 676678.6165 | 795487.4043 | 2069695.0492 | 1412609.3991 | 6317503.1458 | 961560.8286 | 34069368.3502 | 34069368.3502 | 25261752.1078 | 13146991.7455 | 0 | 41348432.3246 | 113826544.5282 | 1333.5214 | 0.38151 | 108380.8823 | 298357.6554 | 2209.4909 | 6082.4244
1 | 7000 | 707 | 0.02 | 15 | 15 | 7 | 1.7783e-12 | 5spot_SharedNeighbor | CO2 | Porous | Wet | R600a | MinimizeLCOE_Brownfield | IgnoreSilica | 2019 | 16.9151 | 1.4287 | 0.13761 | 4 | 77787.2583 | 209455.7919 | 1585.7985 | 4270.0396 | 81.2258 | 14.5264 | 47.9721 | 1086563.4966 | 0 | 618323.8239 | 0 | 0 | 0 | 809519.9899 | 980618.851 | 2551369.0978 | 1741361.8347 | 7787757.0939 | 961560.8286 | 34069368.3502 | 34069368.3502 | 25261752.1078 | 13146991.7455 | 0 | 42818686.2727 | 115296798.4763 | 1778.2794 | 0.55046 | 77787.2583 | 209455.7919 | 1585.7985 | 4270.0396
1 | 7000 | 707 | 0.02 | 15 | 15 | 7 | 2.3714e-12 | 5spot_SharedNeighbor | CO2 | Porous | Wet | R600a | MinimizeLCOE_Brownfield | IgnoreSilica | 2019 | 21.9434 | 2.0095 | 0.19327 | 4 | 57593.8533 | 151344.2538 | 1174.1286 | 3085.3573 | 82.6339 | 14.632 | 52.7967 | 1327184.6722 | 0 | 779052.2941 | 0 | 0 | 0 | 959279.1257 | 1195551.2759 | 3110579.1785 | 2123034.2054 | 9494680.7517 | 961560.8286 | 34069368.3502 | 34069368.3502 | 25261752.1078 | 13146991.7455 | 0 | 44525609.9306 | 117003722.1341 | 2371.3737 | 0.7731 | 57593.8533 | 151344.2538 | 1174.1286 | 3085.3573
1 | 7000 | 707 | 0.02 | 15 | 15 | 7 | 3.1623e-12 | 5spot_SharedNeighbor | CO2 | Porous | Wet | R600a | MinimizeLCOE_Brownfield | IgnoreSilica | 2019 | 28.2038 | 2.741 | 0.26539 | 4 | 43789.5299 | 112063.522 | 892.7088 | 2284.5665 | 83.6876 | 14.6934 | 60.0885 | 1603823.7099 | 0 | 968858.6245 | 0 | 0 | 0 | 1125767.3421 | 1442395.3738 | 3752816.8867 | 2561374.6378 | 11455036.5748 | 961560.8286 | 34069368.3502 | 34069368.3502 | 25261752.1078 | 13146991.7455 | 0 | 46485965.7536 | 118964077.9572 | 3162.2777 | 1.0616 | 43789.5299 | 112063.522 | 892.7088 | 2284.5665
1 | 7000 | 707 | 0.02 | 15 | 15 | 7 | 4.217e-12 | 5spot_SharedNeighbor | CO2 | Porous | Wet | R600a | MinimizeLCOE_Brownfield | IgnoreSilica | 2019 | 35.8091 | 3.6383 | 0.35673 | 4 | 34116.9556 | 84909.9506 | 695.5203 | 1731.0042 | 84.4413 | 14.7113 | 40.6012 | 1914653.2086 | 0 | 1188230.2302 | 0 | 0 | 0 | 1304770.2174 | 1718984.9259 | 4472446.165 | 3052536.4072 | 13651621.1543 | 961560.8286 | 34069368.3502 | 34069368.3502 | 25261752.1078 | 13146991.7455 | 0 | 48682550.3332 | 121160662.5367 | 4216.965 | 1.4269 | 34116.9556 | 84909.9506 | 695.5203 | 1731.0042
1 | 7000 | 707 | 0.02 | 15 | 15 | 7 | 5.6234e-12 | 5spot_SharedNeighbor | CO2 | Porous | Wet | R600a | MinimizeLCOE_Brownfield | IgnoreSilica | 2019 | 44.6862 | 4.6961 | 0.4687 | 4 | 27226.4547 | 65885.8262 | 555.0481 | 1343.1717 | 84.9347 | 14.6845 | 39.0232 | 2250895.501 | 0 | 1432835.1475 | 0 | 0 | 0 | 1486298.6251 | 2016311.4167 | 5246028.7039 | 3580522.3855 | 16012891.7797 | 961560.8286 | 34069368.3502 | 34069368.3502 | 25261752.1078 | 13146991.7455 | 0 | 51043820.9586 | 123521933.1621 | 5623.4133 | 1.8748 | 27226.4547 | 65885.8262 | 555.0481 | 1343.1717
1 | 7000 | 707 | 0.02 | 15 | 15 | 7 | 7.4989e-12 | 5spot_SharedNeighbor | CO2 | Porous | Wet | R600a | MinimizeLCOE_Brownfield | IgnoreSilica | 2019 | 54.5787 | 5.887 | 0.60019 | 4 | 22270.257 | 52459.814 | 454.0093 | 1069.4643 | 85.2035 | 14.6125 | 39.7753 | 2598993.0065 | 0 | 1694551.0885 | 0 | 0 | 0 | 1658433.3336 | 2321271.1972 | 6039471.4968 | 4122063.3953 | 18434783.518 | 961560.8286 | 34069368.3502 | 34069368.3502 | 25261752.1078 | 13146991.7455 | 0 | 53465712.6968 | 125943824.9004 | 7498.9421 | 2.4008 | 22270.257 | 52459.814 | 454.0093 | 1069.4643
1 | 7000 | 707 | 0.02 | 15 | 15 | 7 | 1e-11 | 5spot_SharedNeighbor | CO2 | Porous | Wet | R600a | MinimizeLCOE_Brownfield | IgnoreSilica | 2019 | 64.942 | 7.149 | 0.74631 | 4 | 18690.4655 | 42969.376 | 381.0304 | 875.9888 | 85.2805 | 14.4993 | 45.0257 | 2938681.5513 | 0 | 1959280.7215 | 0 | 0 | 0 | 1806168.8377 | 2614611.1331 | 6802681.8378 | 4642970.1354 | 20764394.2168 | 961560.8286 | 34069368.3502 | 34069368.3502 | 25261752.1078 | 13146991.7455 | 0 | 55795323.3956 | 128273435.5992 | 10000 | 2.9852 | 18690.4655 | 42969.376 | 381.0304 | 875.9888
1 | 7000 | 707 | 0.02 | 15 | 15 | 7 | 1.3335e-11 | 5spot_SharedNeighbor | CO2 | Porous | Wet | R600a | MinimizeLCOE_Brownfield | IgnoreSilica | 2019 | 75.0922 | 8.4004 | 0.89872 | 4 | 16102.2074 | 36263.6209 | 328.2653 | 739.283 | 85.2069 | 14.3552 | 54.6845 | 3249719.0217 | 0 | 2211139.3756 | 0 | 0 | 0 | 1918186.6043 | 2877827.5506 | 7487516.9631 | 5110384.1804 | 22854773.6957 | 961560.8286 | 34069368.3502 | 34069368.3502 | 25261752.1078 | 13146991.7455 | 0 | 57885702.8746 | 130363815.0781 | 13335.2143 | 3.5949 | 16102.2074 | 36263.6209 | 328.2653 | 739.283
1 | 7000 | 707 | 0.02 | 15 | 15 | 7 | 1.7783e-11 | 5spot_SharedNeighbor | CO2 | Porous | Wet | R600a | MinimizeLCOE_Brownfield | IgnoreSilica | 2019 | 84.442 | 9.5671 | 1.048 | 4 | 14229.8555 | 31520.0792 | 290.0949 | 642.5794 | 85.0317 | 14.1953 | 60.4156 | 3518837.3246 | 0 | 2437781.8842 | 0 | 0 | 0 | 1991894.5379 | 3099920.3612 | 8065356.8988 | 5504771.8099 | 24618562.8166 | 961560.8286 | 34069368.3502 | 34069368.3502 | 25261752.1078 | 13146991.7455 | 0 | 59649491.9955 | 132127604.1991 | 17782.7941 | 4.1919 | 14229.8555 | 31520.0792 | 290.0949 | 642.5794
1 | 7000 | 707 | 0.02 | 15 | 15 | 7 | 2.3714e-11 | 5spot_SharedNeighbor | CO2 | Porous | Wet | R600a | MinimizeLCOE_Brownfield | IgnoreSilica | 2019 | 92.6102 | 10.5982 | 1.1859 | 4 | 12873.0581 | 28152.4084 | 262.4347 | 573.9249 | 84.8038 | 14.0351 | 60.0651 | 3741013.868 | 0 | 2632221.4397 | 0 | 0 | 0 | 2031906.2597 | 3278005.2113 | 8528697.1484 | 5821011.051 | 26032854.978 | 961560.8286 | 34069368.3502 | 34069368.3502 | 25261752.1078 | 13146991.7455 | 0 | 61063784.1569 | 133541896.3605 | 23713.7371 | 4.7435 | 12873.0581 | 28152.4084 | 262.4347 | 573.9249
1 | 7000 | 707 | 0.02 | 15 | 15 | 7 | 3.1623e-11 | 5spot_SharedNeighbor | CO2 | Porous | Wet | R600a | MinimizeLCOE_Brownfield | IgnoreSilica | 2019 | 99.436 | 11.469 | 1.3072 | 4 | 11886.697 | 25748.2563 | 242.3264 | 524.913 | 84.5634 | 13.887 | 77.8867 | 3917696.8658 | 0 | 2792476.3412 | 0 | 0 | 0 | 2046357.1878 | 3415046.854 | 8885251.3917 | 6064366.6485 | 27121195.2891 | 961560.8286 | 34069368.3502 | 34069368.3502 | 25261752.1078 | 13146991.7455 | 0 | 62152124.4679 | 134630236.6715 | 31622.7766 | 5.2287 | 11886.697 | 25748.2563 | 242.3264 | 524.913
1 | 7000 | 707 | 0.02 | 15 | 15 | 7 | 4.217e-11 | 5spot_SharedNeighbor | CO2 | Porous | Wet | R600a | MinimizeLCOE_Brownfield | IgnoreSilica | 2019 | 104.9996 | 12.1848 | 1.4099 | 4 | 11166.6315 | 24017.9303 | 227.6469 | 489.638 | 84.3352 | 13.7567 | 81.5295 | 4055763.6703 | 0 | 2921760.4177 | 0 | 0 | 0 | 2045334.3895 | 3518914.8062 | 9155494.4971 | 6248813.1209 | 27946080.9016 | 961560.8286 | 34069368.3502 | 34069368.3502 | 25261752.1078 | 13146991.7455 | 0 | 62977010.0805 | 135455122.284 | 42169.6503 | 5.6397 | 11166.6315 | 24017.9303 | 227.6469 | 489.638
1 | 7000 | 707 | 0.02 | 15 | 15 | 7 | 5.6234e-11 | 5spot_SharedNeighbor | CO2 | Porous | Wet | R600a | MinimizeLCOE_Brownfield | IgnoreSilica | 2019 | 109.4165 | 12.7574 | 1.4943 | 4 | 10638.6107 | 22764.2284 | 216.8825 | 464.0796 | 84.1338 | 13.6473 | 79.0936 | 4161597.1683 | 0 | 3023613.6022 | 0 | 0 | 0 | 2035519.0525 | 3596084.631 | 9356274.5514 | 6385849.6335 | 28558938.6389 | 961560.8286 | 34069368.3502 | 34069368.3502 | 25261752.1078 | 13146991.7455 | 0 | 63589867.8178 | 136067980.0213 | 56234.1325 | 5.9773 | 10638.6107 | 22764.2284 | 216.8825 | 464.0796
1 | 7000 | 707 | 0.02 | 15 | 15 | 7 | 7.4989e-11 | 5spot_SharedNeighbor | CO2 | Porous | Wet | R600a | MinimizeLCOE_Brownfield | IgnoreSilica | 2019 | 112.8607 | 13.2066 | 1.562 | 4 | 10249.7647 | 21849.9483 | 208.9553 | 445.4407 | 83.9644 | 13.5583 | 80.0454 | 4241812.7759 | 0 | 3102589.9968 | 0 | 0 | 0 | 2021877.8833 | 3652849.4559 | 9503964.9817 | 6486651.387 | 29009746.4805 | 961560.8286 | 34069368.3502 | 34069368.3502 | 25261752.1078 | 13146991.7455 | 0 | 64040675.6594 | 136518787.8629 | 74989.4209 | 6.248 | 10249.7647 | 21849.9483 | 208.9553 | 445.4407
1 | 7000 | 707 | 0.02 | 15 | 15 | 7 | 1e-10 | 5spot_SharedNeighbor | CO2 | Porous | Wet | R600a | MinimizeLCOE_Brownfield | IgnoreSilica | 2019 | 115.5138 | 13.5544 | 1.6154 | 4 | 9962.3337 | 21179.3584 | 203.0956 | 431.7699 | 83.8267 | 13.4876 | 66.1214 | 4302221.7185 | 0 | 3163172.5791 | 0 | 0 | 0 | 2007538.2899 | 3694443.7091 | 9612184.6966 | 6560513.566 | 29340074.5592 | 961560.8286 | 34069368.3502 | 34069368.3502 | 25261752.1078 | 13146991.7455 | 0 | 64371003.7381 | 136849115.9416 | 100000 | 6.4614 | 9962.3337 | 21179.3584 | 203.0956 | 431.7699
1 | 7000 | 707 | 0.02 | 15 | 15 | 7 | 1.3335e-10 | 5spot_SharedNeighbor | CO2 | Porous | Wet | R600a | MinimizeLCOE_Brownfield | IgnoreSilica | 2019 | 117.5749 | 13.8252 | 1.6571 | 4 | 9749.1975 | 20683.9343 | 198.7506 | 421.67 | 83.7154 | 13.4313 | 75.9335 | 4348323.2084 | 0 | 3210093.4818 | 0 | 0 | 0 | 1994930.2141 | 3725805.2927 | 9693781.1039 | 6616204.7907 | 29589138.0916 | 961560.8286 | 34069368.3502 | 34069368.3502 | 25261752.1078 | 13146991.7455 | 0 | 64620067.2705 | 137098179.474 | 133352.1432 | 6.6282 | 9749.1975 | 20683.9343 | 198.7506 | 421.67
1 | 7000 | 707 | 0.02 | 15 | 15 | 7 | 1.7783e-10 | 5spot_SharedNeighbor | CO2 | Porous | Wet | R600a | MinimizeLCOE_Brownfield | IgnoreSilica | 2019 | 119.1265 | 14.03 | 1.6891 | 4 | 9590.7481 | 20317.8799 | 195.5204 | 414.2075 | 83.629 | 13.3882 | 81.7391 | 4382548.2474 | 0 | 3245333.9241 | 0 | 0 | 0 | 1983594.23 | 3748475.7966 | 9752765.1045 | 6656462.5831 | 29769179.8857 | 961560.8286 | 34069368.3502 | 34069368.3502 | 25261752.1078 | 13146991.7455 | 0 | 64800109.0645 | 137278221.2681 | 177827.941 | 6.7565 | 9590.7481 | 20317.8799 | 195.5204 | 414.2075
1 | 7000 | 707 | 0.02 | 15 | 15 | 7 | 2.3714e-10 | 5spot_SharedNeighbor | CO2 | Porous | Wet | R600a | MinimizeLCOE_Brownfield | IgnoreSilica | 2019 | 120.3003 | 14.1853 | 1.7137 | 4 | 9472.7149 | 20046.2062 | 193.1141 | 408.669 | 83.5623 | 13.3552 | 80.0434 | 4408166.8075 | 0 | 3271949.6113 | 0 | 0 | 0 | 1974143.2184 | 3765161.2585 | 9796177.2539 | 6686092.2671 | 29901690.4167 | 961560.8286 | 34069368.3502 | 34069368.3502 | 25261752.1078 | 13146991.7455 | 0 | 64932619.5956 | 137410731.7992 | 237137.3706 | 6.8547 | 9472.7149 | 20046.2062 | 193.1141 | 408.669
1 | 7000 | 707 | 0.02 | 15 | 15 | 7 | 3.1623e-10 | 5spot_SharedNeighbor | CO2 | Porous | Wet | R600a | MinimizeLCOE_Brownfield | IgnoreSilica | 2019 | 121.2017 | 14.3045 | 1.7324 | 4 | 9384.6495 | 19843.5771 | 191.3188 | 404.5382 | 83.5102 | 13.3296 | 62.6955 | 4427681.054 | 0 | 3292364.0259 | 0 | 0 | 0 | 1966816.7727 | 3777876.1225 | 9829258.7219 | 6708671.0488 | 30002667.7459 | 961560.8286 | 34069368.3502 | 34069368.3502 | 25261752.1078 | 13146991.7455 | 0 | 65033596.9248 | 137511709.1283 | 316227.766 | 6.9298 | 9384.6495 | 19843.5771 | 191.3188 | 404.5382
1 | 7000 | 707 | 0.02 | 15 | 15 | 7 | 4.217e-10 | 5spot_SharedNeighbor | CO2 | Porous | Wet | R600a | MinimizeLCOE_Brownfield | IgnoreSilica | 2019 | 121.8667 | 14.3929 | 1.7466 | 4 | 9318.863 | 19692.9899 | 189.9776 | 401.4682 | 83.4713 | 13.3105 | 56.38 | 4441985.7412 | 0 | 3307408.0868 | 0 | 0 | 0 | 1960710.6571 | 3786940.7492 | 9852843.0211 | 6724767.8176 | 30074656.0731 | 961560.8286 | 34069368.3502 | 34069368.3502 | 25261752.1078 | 13146991.7455 | 0 | 65105585.252 | 137583697.4555 | 421696.5034 | 6.9864 | 9318.863 | 19692.9899 | 189.9776 | 401.4682
1 | 7000 | 707 | 0.02 | 15 | 15 | 7 | 5.6234e-10 | 5spot_SharedNeighbor | CO2 | Porous | Wet | R600a | MinimizeLCOE_Brownfield | IgnoreSilica | 2019 | 122.3855 | 14.4615 | 1.7574 | 4 | 9269.6732 | 19579.9929 | 188.9748 | 399.1646 | 83.4407 | 13.2956 | 56.7194 | 4453094.2178 | 0 | 3319137.7158 | 0 | 0 | 0 | 1956317.5963 | 3794134.3166 | 9871559.2079 | 6737541.9997 | 30131785.054 | 961560.8286 | 34069368.3502 | 34069368.3502 | 25261752.1078 | 13146991.7455 | 0 | 65162714.2329 | 137640826.4364 | 562341.3252 | 7.0297 | 9269.6732 | 19579.9929 | 188.9748 | 399.1646
1 | 7000 | 707 | 0.02 | 15 | 15 | 7 | 7.4989e-10 | 5spot_SharedNeighbor | CO2 | Porous | Wet | R600a | MinimizeLCOE_Brownfield | IgnoreSilica | 2019 | 122.7681 | 14.5123 | 1.7655 | 4 | 9232.8669 | 19495.7794 | 188.2245 | 397.4478 | 83.4179 | 13.2845 | 83.5454 | 4461257.867 | 0 | 3327784.6473 | 0 | 0 | 0 | 1952768.1613 | 3799306.1635 | 9885015.2926 | 6746726.0539 | 30172858.1856 | 961560.8286 | 34069368.3502 | 34069368.3502 | 25261752.1078 | 13146991.7455 | 0 | 65203787.3645 | 137681899.568 | 749894.2093 | 7.0621 | 9232.8669 | 19495.7794 | 188.2245 | 397.4478
1 | 7000 | 707 | 0.02 | 15 | 15 | 7 | 1e-09 | 5spot_SharedNeighbor | CO2 | Porous | Wet | R600a | MinimizeLCOE_Brownfield | IgnoreSilica | 2019 | 123.0434 | 14.5491 | 1.7716 | 4 | 9205.3117 | 19433.171 | 187.6627 | 396.1715 | 83.4015 | 13.2766 | 90.3806 | 4467113.6901 | 0 | 3334001.3854 | 0 | 0 | 0 | 1949801.1377 | 3802857.3232 | 9894254.6816 | 6753032.1268 | 30201060.3447 | 961560.8286 | 34069368.3502 | 34069368.3502 | 25261752.1078 | 13146991.7455 | 0 | 65231989.5236 | 137710101.7271 | 1000000 | 7.0863 | 9205.3117 | 19433.171 | 187.6627 | 396.1715
1 | 7000 | 707 | 0.02 | 15 | 15 | 7 | 1.3335e-09 | 5spot_SharedNeighbor | CO2 | Porous | Wet | R600a | MinimizeLCOE_Brownfield | IgnoreSilica | 2019 | 123.2675 | 14.5788 | 1.7762 | 4 | 9184.6738 | 19385.772 | 187.242 | 395.2052 | 83.388 | 13.2701 | 57.9096 | 4471872.998 | 0 | 3339062.5305 | 0 | 0 | 0 | 1947889.5831 | 3805941.7935 | 9902279.8408 | 6758509.4628 | 30225556.2087 | 961560.8286 | 34069368.3502 | 34069368.3502 | 25261752.1078 | 13146991.7455 | 0 | 65256485.3876 | 137734597.5911 | 1333521.4322 | 7.1049 | 9184.6738 | 19385.772 | 187.242 | 395.2052
1 | 7000 | 707 | 0.02 | 15 | 15 | 7 | 1.7783e-09 | 5spot_SharedNeighbor | CO2 | Porous | Wet | R600a | MinimizeLCOE_Brownfield | IgnoreSilica | 2019 | 123.4332 | 14.6008 | 1.7797 | 4 | 9169.212 | 19350.3564 | 186.9268 | 394.4832 | 83.3781 | 13.2652 | 57.0931 | 4475387.6819 | 0 | 3342805.2133 | 0 | 0 | 0 | 1946387.2465 | 3808186.2552 | 9908119.4697 | 6762495.1296 | 30243380.9961 | 961560.8286 | 34069368.3502 | 34069368.3502 | 25261752.1078 | 13146991.7455 | 0 | 65274310.175 | 137752422.3785 | 1778279.41 | 7.1189 | 9169.212 | 19350.3564 | 186.9268 | 394.4832
1 | 7000 | 707 | 0.02 | 15 | 15 | 7 | 2.3714e-09 | 5spot_SharedNeighbor | CO2 | Porous | Wet | R600a | MinimizeLCOE_Brownfield | IgnoreSilica | 2019 | 123.5575 | 14.6173 | 1.7823 | 4 | 9157.6255 | 19323.832 | 186.6906 | 393.9425 | 83.3706 | 13.2616 | 85.6675 | 4478019.4229 | 0 | 3345610.5091 | 0 | 0 | 0 | 1945246.8483 | 3809861.9443 | 9912479.269 | 6765470.7821 | 30256688.7757 | 961560.8286 | 34069368.3502 | 34069368.3502 | 25261752.1078 | 13146991.7455 | 0 | 65287617.9546 | 137765730.1581 | 2371373.7057 | 7.1293 | 9157.6255 | 19323.832 | 186.6906 | 393.9425
1 | 7000 | 707 | 0.02 | 15 | 15 | 7 | 3.1623e-09 | 5spot_SharedNeighbor | CO2 | Porous | Wet | R600a | MinimizeLCOE_Brownfield | IgnoreSilica | 2019 | 123.6501 | 14.6296 | 1.7843 | 4 | 9148.9414 | 19303.9775 | 186.5135 | 393.5377 | 83.365 | 13.2589 | 86.7515 | 4479978.8737 | 0 | 3347700.7682 | 0 | 0 | 0 | 1944372.7689 | 3811100.4402 | 9915701.5812 | 6767670.0764 | 30266524.5086 | 961560.8286 | 34069368.3502 | 34069368.3502 | 25261752.1078 | 13146991.7455 | 0 | 65297453.6874 | 137775565.891 | 3162277.6602 | 7.1372 | 9148.9414 | 19303.9775 | 186.5135 | 393.5377
1 | 7000 | 707 | 0.02 | 15 | 15 | 7 | 4.217e-09 | 5spot_SharedNeighbor | CO2 | Porous | Wet | R600a | MinimizeLCOE_Brownfield | IgnoreSilica | 2019 | 123.7038 | 14.637 | 1.7857 | 4 | 9142.4318 | 19289.5803 | 186.3808 | 393.2442 | 83.3617 | 13.2573 | 47.4043 | 4481114.177 | 0 | 3348912.6942 | 0 | 0 | 0 | 1943401.4805 | 3811637.0572 | 9917097.7484 | 6768622.9893 | 30270786.1465 | 961560.8286 | 34069368.3502 | 34069368.3502 | 25261752.1078 | 13146991.7455 | 0 | 65301715.3254 | 137779827.529 | 4216965.0343 | 7.1427 | 9142.4318 | 19289.5803 | 186.3808 | 393.2442
1 | 7000 | 707 | 0.02 | 15 | 15 | 7 | 5.6234e-09 | 5spot_SharedNeighbor | CO2 | Porous | Wet | R600a | MinimizeLCOE_Brownfield | IgnoreSilica | 2019 | 123.7692 | 14.6454 | 1.7869 | 4 | 9137.5518 | 19278.0209 | 186.2814 | 393.0085 | 83.3578 | 13.2554 | 48.2952 | 4482496.8967 | 0 | 3350388.9092 | 0 | 0 | 0 | 1943168.5013 | 3812661.1798 | 9919762.3055 | 6770441.6042 | 30278919.3968 | 961560.8286 | 34069368.3502 | 34069368.3502 | 25261752.1078 | 13146991.7455 | 0 | 65309848.5757 | 137787960.7792 | 5623413.2519 | 7.1474 | 9137.5518 | 19278.0209 | 186.2814 | 393.0085
1 | 7000 | 707 | 0.02 | 15 | 15 | 7 | 7.4989e-09 | 5spot_SharedNeighbor | CO2 | Porous | Wet | R600a | MinimizeLCOE_Brownfield | IgnoreSilica | 2019 | 123.8009 | 14.6498 | 1.7876 | 4 | 9133.8931 | 19269.8871 | 186.2068 | 392.8427 | 83.3559 | 13.2545 | 76.9921 | 4483165.6174 | 0 | 3351103.2776 | 0 | 0 | 0 | 1942648.3034 | 3812997.7074 | 9920637.8812 | 6771039.2026 | 30281591.9896 | 961560.8286 | 34069368.3502 | 34069368.3502 | 25261752.1078 | 13146991.7455 | 0 | 65312521.1684 | 137790633.372 | 7498942.0933 | 7.1506 | 9133.8931 | 19269.8871 | 186.2068 | 392.8427
1 | 7000 | 707 | 0.02 | 15 | 15 | 7 | 1e-08 | 5spot_SharedNeighbor | CO2 | Porous | Wet | R600a | MinimizeLCOE_Brownfield | IgnoreSilica | 2019 | 123.8398 | 14.6548 | 1.7883 | 4 | 9131.1499 | 19263.3269 | 186.1508 | 392.709 | 83.3535 | 13.2534 | 86.0254 | 4483987.4438 | 0 | 3351981.1647 | 0 | 0 | 0 | 1942557.3289 | 3813625.1156 | 9922270.2687 | 6772153.3407 | 30286574.6625 | 961560.8286 | 34069368.3502 | 34069368.3502 | 25261752.1078 | 13146991.7455 | 0 | 65317503.8413 | 137795616.0449 | 10000000 | 7.1533 | 9131.1499 | 19263.3269 | 186.1508 | 392.709

## Water (R245fa)
Time [year] | Depth [m] | Res Length [m] | Temp Gradient [C/m] | Temp Surface Air [C] | Temp Surface Rock [C] | dT Approach [C] | Transmissivity [m^3] | Config Number [-] | Fluid | Reservoir | Cooling Wet/Dry | orcFluid | Method | Silica? | CostYear | mass flow [kg/s] | Reservoir Heat [MWth] | Electric Power I-P Pair [MWe] | N_IP_Multiplier | SpCC (Brownfield) [$/kWe] | SpCC (Greenfield) [$/kWe] | LCOE (Brownfield) [$/MWh] | LCOE (Greenfield) [$/MWh] | Temp Production [C] | dP Surface [Mpa] | SolveTime [s] | C_T_G_N | C_pump_orc_N | C_coolingTowers_N | C_heatExchanger_N | C_recuperator_N | C_pump_prod_N | C_pump_inj_N | C_plant_otherEquipment_N | C_plant_installation_N | C_plant_indirectContingency_N | C_surfacePlant_N | C_gatheringSystem_N | C_wells_production_N | C_wells_injection_N | C_wellfield_N | C_exploration_N | C_stimulation_N | CapitalCost_N (Brownfield) | CapitalCost_N (Greenfield) | Trans [mD-m] | Electric Power 5-spot [MW] | Sp CC (Brownfield) [$/kWe] | Sp CC (Greenfield) [$/kWe] | LCOE (Brownfield) [$/MWh] | LCOE (Greenfield) [$/MWh]
1 | 1000 | 707 | 0.02 | 15 | 15 | 7 | 1e-13 | 5spot_SharedNeighbor | Water | Porous | Wet | R245fa | MinimizeLCOE_Brownfield | IgnoreSilica | 2019 | 0 | 0 | 0 | 0 |  |  |  |  | 15 |  | 11.9603 | [19 empty] | 100 | 0
1 | 1000 | 707 | 0.02 | 15 | 15 | 7 | 1.3335e-13 | 5spot_SharedNeighbor | Water | Porous | Wet | R245fa | MinimizeLCOE_Brownfield | IgnoreSilica | 2019 | 0 | 0 | 0 | 0 |  |  |  |  | 15 |  | 13.6669 | [19 empty] | 133.3521 | 0
1 | 1000 | 707 | 0.02 | 15 | 15 | 7 | 1.7783e-13 | 5spot_SharedNeighbor | Water | Porous | Wet | R245fa | MinimizeLCOE_Brownfield | IgnoreSilica | 2019 | 0 | 0 | 0 | 0 |  |  |  |  | 15 |  | 16.8841 | [19 empty] | 177.8279 | 0
1 | 1000 | 707 | 0.02 | 15 | 15 | 7 | 2.3714e-13 | 5spot_SharedNeighbor | Water | Porous | Wet | R245fa | MinimizeLCOE_Brownfield | IgnoreSilica | 2019 | 0 | 0 | 0 | 0 |  |  |  |  | 15 |  | 21.0925 | [19 empty] | 237.1374 | 0
1 | 1000 | 707 | 0.02 | 15 | 15 | 7 | 3.1623e-13 | 5spot_SharedNeighbor | Water | Porous | Wet | R245fa | MinimizeLCOE_Brownfield | IgnoreSilica | 2019 | 0 | 0 | 0 | 0 |  |  |  |  | 15 |  | 23.3561 | [19 empty] | 316.2278 | 0
1 | 1000 | 707 | 0.02 | 15 | 15 | 7 | 4.217e-13 | 5spot_SharedNeighbor | Water | Porous | Wet | R245fa | MinimizeLCOE_Brownfield | IgnoreSilica | 2019 | 0 | 0 | 0 | 0 |  |  |  |  | 15 |  | 22.377 | [19 empty] | 421.6965 | 0
1 | 1000 | 707 | 0.02 | 15 | 15 | 7 | 5.6234e-13 | 5spot_SharedNeighbor | Water | Porous | Wet | R245fa | MinimizeLCOE_Brownfield | IgnoreSilica | 2019 | 0 | 0 | 0 | 0 |  |  |  |  | 15 |  | 21.0257 | [19 empty] | 562.3413 | 0
1 | 1000 | 707 | 0.02 | 15 | 15 | 7 | 7.4989e-13 | 5spot_SharedNeighbor | Water | Porous | Wet | R245fa | MinimizeLCOE_Brownfield | IgnoreSilica | 2019 | 0 | 0 | 0 | 0 |  |  |  |  | 15 |  | 21.5593 | [19 empty] | 749.8942 | 0
1 | 1000 | 707 | 0.02 | 15 | 15 | 7 | 1e-12 | 5spot_SharedNeighbor | Water | Porous | Wet | R245fa | MinimizeLCOE_Brownfield | IgnoreSilica | 2019 | 0 | 0 | 0 | 0 |  |  |  |  | 15 |  | 23.672 | [19 empty] | 1000 | 0
1 | 1000 | 707 | 0.02 | 15 | 15 | 7 | 1.3335e-12 | 5spot_SharedNeighbor | Water | Porous | Wet | R245fa | MinimizeLCOE_Brownfield | IgnoreSilica | 2019 | 0 | 0 | 0 | 0 |  |  |  |  | 15 |  | 25.5274 | [19 empty] | 1333.5214 | 0
1 | 1000 | 707 | 0.02 | 15 | 15 | 7 | 1.7783e-12 | 5spot_SharedNeighbor | Water | Porous | Wet | R245fa | MinimizeLCOE_Brownfield | IgnoreSilica | 2019 | 0 | 0 | 0 | 0 |  |  |  |  | 15 |  | 172.9384 | [19 empty] | 1778.2794 | 0
1 | 1000 | 707 | 0.02 | 15 | 15 | 7 | 2.3714e-12 | 5spot_SharedNeighbor | Water | Porous | Wet | R245fa | MinimizeLCOE_Brownfield | IgnoreSilica | 2019 | 0 | 0 | 0 | 0 |  |  |  |  | 15 |  | 27.7705 | [19 empty] | 2371.3737 | 0
1 | 1000 | 707 | 0.02 | 15 | 15 | 7 | 3.1623e-12 | 5spot_SharedNeighbor | Water | Porous | Wet | R245fa | MinimizeLCOE_Brownfield | IgnoreSilica | 2019 | 0 | 0 | 0 | 0 |  |  |  |  | 15 |  | 31.2678 | [19 empty] | 3162.2777 | 0
1 | 1000 | 707 | 0.02 | 15 | 15 | 7 | 4.217e-12 | 5spot_SharedNeighbor | Water | Porous | Wet | R245fa | MinimizeLCOE_Brownfield | IgnoreSilica | 2019 | 0 | 0 | 0 | 0 |  |  |  |  | 15 |  | 33.4655 | [19 empty] | 4216.965 | 0
1 | 1000 | 707 | 0.02 | 15 | 15 | 7 | 5.6234e-12 | 5spot_SharedNeighbor | Water | Porous | Wet | R245fa | MinimizeLCOE_Brownfield | IgnoreSilica | 2019 | 0 | 0 | 0 | 0 |  |  |  |  | 15 |  | 36.5953 | [19 empty] | 5623.4133 | 0
1 | 1000 | 707 | 0.02 | 15 | 15 | 7 | 7.4989e-12 | 5spot_SharedNeighbor | Water | Porous | Wet | R245fa | MinimizeLCOE_Brownfield | IgnoreSilica | 2019 | 0 | 0 | 0 | 0 |  |  |  |  | 15 |  | 35.0328 | [19 empty] | 7498.9421 | 0
1 | 1000 | 707 | 0.02 | 15 | 15 | 7 | 1e-11 | 5spot_SharedNeighbor | Water | Porous | Wet | R245fa | MinimizeLCOE_Brownfield | IgnoreSilica | 2019 | 0 | 0 | 0 | 0 |  |  |  |  | 15 |  | 34.8693 | [19 empty] | 10000 | 0
1 | 1000 | 707 | 0.02 | 15 | 15 | 7 | 1.3335e-11 | 5spot_SharedNeighbor | Water | Porous | Wet | R245fa | MinimizeLCOE_Brownfield | IgnoreSilica | 2019 | 0 | 0 | 0 | 0 |  |  |  |  | 15 |  | 34.7079 | [19 empty] | 13335.2143 | 0
1 | 1000 | 707 | 0.02 | 15 | 15 | 7 | 1.7783e-11 | 5spot_SharedNeighbor | Water | Porous | Wet | R245fa | MinimizeLCOE_Brownfield | IgnoreSilica | 2019 | 0 | 0 | 0 | 0 |  |  |  |  | 15 |  | 33.5617 | [19 empty] | 17782.7941 | 0
1 | 1000 | 707 | 0.02 | 15 | 15 | 7 | 2.3714e-11 | 5spot_SharedNeighbor | Water | Porous | Wet | R245fa | MinimizeLCOE_Brownfield | IgnoreSilica | 2019 | 0 | 0 | 0 | 0 |  |  |  |  | 15 |  | 33.8957 | [19 empty] | 23713.7371 | 0
1 | 1000 | 707 | 0.02 | 15 | 15 | 7 | 3.1623e-11 | 5spot_SharedNeighbor | Water | Porous | Wet | R245fa | MinimizeLCOE_Brownfield | IgnoreSilica | 2019 | 0 | 0 | 0 | 0 |  |  |  |  | 15 |  | 32.8011 | [19 empty] | 31622.7766 | 0
1 | 1000 | 707 | 0.02 | 15 | 15 | 7 | 4.217e-11 | 5spot_SharedNeighbor | Water | Porous | Wet | R245fa | MinimizeLCOE_Brownfield | IgnoreSilica | 2019 | 0 | 0 | 0 | 0 |  |  |  |  | 15 |  | 182.8976 | [19 empty] | 42169.6503 | 0
1 | 1000 | 707 | 0.02 | 15 | 15 | 7 | 5.6234e-11 | 5spot_SharedNeighbor | Water | Porous | Wet | R245fa | MinimizeLCOE_Brownfield | IgnoreSilica | 2019 | 0 | 0 | 0 | 0 |  |  |  |  | 15 |  | 32.1236 | [19 empty] | 56234.1325 | 0
1 | 1000 | 707 | 0.02 | 15 | 15 | 7 | 7.4989e-11 | 5spot_SharedNeighbor | Water | Porous | Wet | R245fa | MinimizeLCOE_Brownfield | IgnoreSilica | 2019 | 0 | 0 | 0 | 0 |  |  |  |  | 15 |  | 32.7143 | [19 empty] | 74989.4209 | 0
1 | 1000 | 707 | 0.02 | 15 | 15 | 7 | 1e-10 | 5spot_SharedNeighbor | Water | Porous | Wet | R245fa | MinimizeLCOE_Brownfield | IgnoreSilica | 2019 | 0 | 0 | 0 | 0 |  |  |  |  | 15 |  | 32.397 | [19 empty] | 100000 | 0
1 | 1000 | 707 | 0.02 | 15 | 15 | 7 | 1.3335e-10 | 5spot_SharedNeighbor | Water | Porous | Wet | R245fa | MinimizeLCOE_Brownfield | IgnoreSilica | 2019 | 0 | 0 | 0 | 0 |  |  |  |  | 15 |  | 32.7059 | [19 empty] | 133352.1432 | 0
1 | 1000 | 707 | 0.02 | 15 | 15 | 7 | 1.7783e-10 | 5spot_SharedNeighbor | Water | Porous | Wet | R245fa | MinimizeLCOE_Brownfield | IgnoreSilica | 2019 | 0 | 0 | 0 | 0 |  |  |  |  | 15 |  | 31.6066 | [19 empty] | 177827.941 | 0
1 | 1000 | 707 | 0.02 | 15 | 15 | 7 | 2.3714e-10 | 5spot_SharedNeighbor | Water | Porous | Wet | R245fa | MinimizeLCOE_Brownfield | IgnoreSilica | 2019 | 0 | 0 | 0 | 0 |  |  |  |  | 15 |  | 31.2141 | [19 empty] | 237137.3706 | 0
1 | 1000 | 707 | 0.02 | 15 | 15 | 7 | 3.1623e-10 | 5spot_SharedNeighbor | Water | Porous | Wet | R245fa | MinimizeLCOE_Brownfield | IgnoreSilica | 2019 | 0 | 0 | 0 | 0 |  |  |  |  | 15 |  | 32.0994 | [19 empty] | 316227.766 | 0
1 | 1000 | 707 | 0.02 | 15 | 15 | 7 | 4.217e-10 | 5spot_SharedNeighbor | Water | Porous | Wet | R245fa | MinimizeLCOE_Brownfield | IgnoreSilica | 2019 | 0 | 0 | 0 | 0 |  |  |  |  | 15 |  | 30.9862 | [19 empty] | 421696.5034 | 0
1 | 1000 | 707 | 0.02 | 15 | 15 | 7 | 5.6234e-10 | 5spot_SharedNeighbor | Water | Porous | Wet | R245fa | MinimizeLCOE_Brownfield | IgnoreSilica | 2019 | 0 | 0 | 0 | 0 |  |  |  |  | 15 |  | 31.0739 | [19 empty] | 562341.3252 | 0
1 | 1000 | 707 | 0.02 | 15 | 15 | 7 | 7.4989e-10 | 5spot_SharedNeighbor | Water | Porous | Wet | R245fa | MinimizeLCOE_Brownfield | IgnoreSilica | 2019 | 0 | 0 | 0 | 0 |  |  |  |  | 15 |  | 29.6996 | [19 empty] | 749894.2093 | 0
1 | 1000 | 707 | 0.02 | 15 | 15 | 7 | 1e-09 | 5spot_SharedNeighbor | Water | Porous | Wet | R245fa | MinimizeLCOE_Brownfield | IgnoreSilica | 2019 | 0 | 0 | 0 | 0 |  |  |  |  | 15 |  | 184.7301 | [19 empty] | 1000000 | 0
1 | 1000 | 707 | 0.02 | 15 | 15 | 7 | 1.3335e-09 | 5spot_SharedNeighbor | Water | Porous | Wet | R245fa | MinimizeLCOE_Brownfield | IgnoreSilica | 2019 | 0 | 0 | 0 | 0 |  |  |  |  | 15 |  | 30.5828 | [19 empty] | 1333521.4322 | 0
1 | 1000 | 707 | 0.02 | 15 | 15 | 7 | 1.7783e-09 | 5spot_SharedNeighbor | Water | Porous | Wet | R245fa | MinimizeLCOE_Brownfield | IgnoreSilica | 2019 | 0 | 0 | 0 | 0 |  |  |  |  | 15 |  | 29.0281 | [19 empty] | 1778279.41 | 0
1 | 1000 | 707 | 0.02 | 15 | 15 | 7 | 2.3714e-09 | 5spot_SharedNeighbor | Water | Porous | Wet | R245fa | MinimizeLCOE_Brownfield | IgnoreSilica | 2019 | 0 | 0 | 0 | 0 |  |  |  |  | 15 |  | 28.0709 | [19 empty] | 2371373.7057 | 0
1 | 1000 | 707 | 0.02 | 15 | 15 | 7 | 3.1623e-09 | 5spot_SharedNeighbor | Water | Porous | Wet | R245fa | MinimizeLCOE_Brownfield | IgnoreSilica | 2019 | 0 | 0 | 0 | 0 |  |  |  |  | 15 |  | 28.3422 | [19 empty] | 3162277.6602 | 0
1 | 1000 | 707 | 0.02 | 15 | 15 | 7 | 4.217e-09 | 5spot_SharedNeighbor | Water | Porous | Wet | R245fa | MinimizeLCOE_Brownfield | IgnoreSilica | 2019 | 0 | 0 | 0 | 0 |  |  |  |  | 15 |  | 29.8321 | [19 empty] | 4216965.0343 | 0
1 | 1000 | 707 | 0.02 | 15 | 15 | 7 | 5.6234e-09 | 5spot_SharedNeighbor | Water | Porous | Wet | R245fa | MinimizeLCOE_Brownfield | IgnoreSilica | 2019 | 0 | 0 | 0 | 0 |  |  |  |  | 15 |  | 29.1434 | [19 empty] | 5623413.2519 | 0
1 | 1000 | 707 | 0.02 | 15 | 15 | 7 | 7.4989e-09 | 5spot_SharedNeighbor | Water | Porous | Wet | R245fa | MinimizeLCOE_Brownfield | IgnoreSilica | 2019 | 0 | 0 | 0 | 0 |  |  |  |  | 15 |  | 30.7343 | [19 empty] | 7498942.0933 | 0
1 | 1000 | 707 | 0.02 | 15 | 15 | 7 | 1e-08 | 5spot_SharedNeighbor | Water | Porous | Wet | R245fa | MinimizeLCOE_Brownfield | IgnoreSilica | 2019 | 0 | 0 | 0 | 0 |  |  |  |  | 15 |  | 29.3065 | [19 empty] | 10000000 | 0
1 | 1100 | 707 | 0.02 | 15 | 15 | 7 | 1e-13 | 5spot_SharedNeighbor | Water | Porous | Wet | R245fa | MinimizeLCOE_Brownfield | IgnoreSilica | 2019 | 0 | 0 | 0 | 0 |  |  |  |  | 15 |  | 12.9595 | [19 empty] | 100 | 0
1 | 1100 | 707 | 0.02 | 15 | 15 | 7 | 1.3335e-13 | 5spot_SharedNeighbor | Water | Porous | Wet | R245fa | MinimizeLCOE_Brownfield | IgnoreSilica | 2019 | 0 | 0 | 0 | 0 |  |  |  |  | 15 |  | 15.3954 | [19 empty] | 133.3521 | 0
1 | 1100 | 707 | 0.02 | 15 | 15 | 7 | 1.7783e-13 | 5spot_SharedNeighbor | Water | Porous | Wet | R245fa | MinimizeLCOE_Brownfield | IgnoreSilica | 2019 | 0 | 0 | 0 | 0 |  |  |  |  | 15 |  | 161.6553 | [19 empty] | 177.8279 | 0
1 | 1100 | 707 | 0.02 | 15 | 15 | 7 | 2.3714e-13 | 5spot_SharedNeighbor | Water | Porous | Wet | R245fa | MinimizeLCOE_Brownfield | IgnoreSilica | 2019 | 0 | 0 | 0 | 0 |  |  |  |  | 15 |  | 23.9173 | [19 empty] | 237.1374 | 0
1 | 1100 | 707 | 0.02 | 15 | 15 | 7 | 3.1623e-13 | 5spot_SharedNeighbor | Water | Porous | Wet | R245fa | MinimizeLCOE_Brownfield | IgnoreSilica | 2019 | 0 | 0 | 0 | 0 |  |  |  |  | 15 |  | 22.4958 | [19 empty] | 316.2278 | 0
1 | 1100 | 707 | 0.02 | 15 | 15 | 7 | 4.217e-13 | 5spot_SharedNeighbor | Water | Porous | Wet | R245fa | MinimizeLCOE_Brownfield | IgnoreSilica | 2019 | 0 | 0 | 0 | 0 |  |  |  |  | 15 |  | 22.2884 | [19 empty] | 421.6965 | 0
1 | 1100 | 707 | 0.02 | 15 | 15 | 7 | 5.6234e-13 | 5spot_SharedNeighbor | Water | Porous | Wet | R245fa | MinimizeLCOE_Brownfield | IgnoreSilica | 2019 | 0 | 0 | 0 | 0 |  |  |  |  | 15 |  | 22.7107 | [19 empty] | 562.3413 | 0
1 | 1100 | 707 | 0.02 | 15 | 15 | 7 | 7.4989e-13 | 5spot_SharedNeighbor | Water | Porous | Wet | R245fa | MinimizeLCOE_Brownfield | IgnoreSilica | 2019 | 0 | 0 | 0 | 0 |  |  |  |  | 15 |  | 22.6493 | [19 empty] | 749.8942 | 0
1 | 1100 | 707 | 0.02 | 15 | 15 | 7 | 1e-12 | 5spot_SharedNeighbor | Water | Porous | Wet | R245fa | MinimizeLCOE_Brownfield | IgnoreSilica | 2019 | 0 | 0 | 0 | 0 |  |  |  |  | 15 |  | 23.7376 | [19 empty] | 1000 | 0
1 | 1100 | 707 | 0.02 | 15 | 15 | 7 | 1.3335e-12 | 5spot_SharedNeighbor | Water | Porous | Wet | R245fa | MinimizeLCOE_Brownfield | IgnoreSilica | 2019 | 0 | 0 | 0 | 0 |  |  |  |  | 15 |  | 23.9196 | [19 empty] | 1333.5214 | 0
1 | 1100 | 707 | 0.02 | 15 | 15 | 7 | 1.7783e-12 | 5spot_SharedNeighbor | Water | Porous | Wet | R245fa | MinimizeLCOE_Brownfield | IgnoreSilica | 2019 | 0 | 0 | 0 | 0 |  |  |  |  | 15 |  | 28.4251 | [19 empty] | 1778.2794 | 0
1 | 1100 | 707 | 0.02 | 15 | 15 | 7 | 2.3714e-12 | 5spot_SharedNeighbor | Water | Porous | Wet | R245fa | MinimizeLCOE_Brownfield | IgnoreSilica | 2019 | 0 | 0 | 0 | 0 |  |  |  |  | 15 |  | 29.2015 | [19 empty] | 2371.3737 | 0
1 | 1100 | 707 | 0.02 | 15 | 15 | 7 | 3.1623e-12 | 5spot_SharedNeighbor | Water | Porous | Wet | R245fa | MinimizeLCOE_Brownfield | IgnoreSilica | 2019 | 0 | 0 | 0 | 0 |  |  |  |  | 15 |  | 30.8768 | [19 empty] | 3162.2777 | 0
1 | 1100 | 707 | 0.02 | 15 | 15 | 7 | 4.217e-12 | 5spot_SharedNeighbor | Water | Porous | Wet | R245fa | MinimizeLCOE_Brownfield | IgnoreSilica | 2019 | 0 | 0 | 0 | 0 |  |  |  |  | 15 |  | 176.2573 | [19 empty] | 4216.965 | 0
1 | 1100 | 707 | 0.02 | 15 | 15 | 7 | 5.6234e-12 | 5spot_SharedNeighbor | Water | Porous | Wet | R245fa | MinimizeLCOE_Brownfield | IgnoreSilica | 2019 | 0 | 0 | 0 | 0 |  |  |  |  | 15 |  | 37.5405 | [19 empty] | 5623.4133 | 0
1 | 1100 | 707 | 0.02 | 15 | 15 | 7 | 7.4989e-12 | 5spot_SharedNeighbor | Water | Porous | Wet | R245fa | MinimizeLCOE_Brownfield | IgnoreSilica | 2019 | 0 | 0 | 0 | 0 |  |  |  |  | 15 |  | 35.947 | [19 empty] | 7498.9421 | 0
1 | 1100 | 707 | 0.02 | 15 | 15 | 7 | 1e-11 | 5spot_SharedNeighbor | Water | Porous | Wet | R245fa | MinimizeLCOE_Brownfield | IgnoreSilica | 2019 | 0 | 0 | 0 | 0 |  |  |  |  | 15 |  | 36.9252 | [19 empty] | 10000 | 0
1 | 1100 | 707 | 0.02 | 15 | 15 | 7 | 1.3335e-11 | 5spot_SharedNeighbor | Water | Porous | Wet | R245fa | MinimizeLCOE_Brownfield | IgnoreSilica | 2019 | 0 | 0 | 0 | 0 |  |  |  |  | 15 |  | 34.7156 | [19 empty] | 13335.2143 | 0
1 | 1100 | 707 | 0.02 | 15 | 15 | 7 | 1.7783e-11 | 5spot_SharedNeighbor | Water | Porous | Wet | R245fa | MinimizeLCOE_Brownfield | IgnoreSilica | 2019 | 0 | 0 | 0 | 0 |  |  |  |  | 15 |  | 33.5552 | [19 empty] | 17782.7941 | 0
1 | 1100 | 707 | 0.02 | 15 | 15 | 7 | 2.3714e-11 | 5spot_SharedNeighbor | Water | Porous | Wet | R245fa | MinimizeLCOE_Brownfield | IgnoreSilica | 2019 | 0 | 0 | 0 | 0 |  |  |  |  | 15 |  | 32.7974 | [19 empty] | 23713.7371 | 0
1 | 1100 | 707 | 0.02 | 15 | 15 | 7 | 3.1623e-11 | 5spot_SharedNeighbor | Water | Porous | Wet | R245fa | MinimizeLCOE_Brownfield | IgnoreSilica | 2019 | 0 | 0 | 0 | 0 |  |  |  |  | 15 |  | 32.8078 | [19 empty] | 31622.7766 | 0
1 | 1100 | 707 | 0.02 | 15 | 15 | 7 | 4.217e-11 | 5spot_SharedNeighbor | Water | Porous | Wet | R245fa | MinimizeLCOE_Brownfield | IgnoreSilica | 2019 | 0 | 0 | 0 | 0 |  |  |  |  | 15 |  | 32.0311 | [19 empty] | 42169.6503 | 0
1 | 1100 | 707 | 0.02 | 15 | 15 | 7 | 5.6234e-11 | 5spot_SharedNeighbor | Water | Porous | Wet | R245fa | MinimizeLCOE_Brownfield | IgnoreSilica | 2019 | 0 | 0 | 0 | 0 |  |  |  |  | 15 |  | 32.7194 | [19 empty] | 56234.1325 | 0
1 | 1100 | 707 | 0.02 | 15 | 15 | 7 | 7.4989e-11 | 5spot_SharedNeighbor | Water | Porous | Wet | R245fa | MinimizeLCOE_Brownfield | IgnoreSilica | 2019 | 0 | 0 | 0 | 0 |  |  |  |  | 15 |  | 32.7543 | [19 empty] | 74989.4209 | 0
1 | 1100 | 707 | 0.02 | 15 | 15 | 7 | 1e-10 | 5spot_SharedNeighbor | Water | Porous | Wet | R245fa | MinimizeLCOE_Brownfield | IgnoreSilica | 2019 | 0 | 0 | 0 | 0 |  |  |  |  | 15 |  | 186.0605 | [19 empty] | 100000 | 0
1 | 1100 | 707 | 0.02 | 15 | 15 | 7 | 1.3335e-10 | 5spot_SharedNeighbor | Water | Porous | Wet | R245fa | MinimizeLCOE_Brownfield | IgnoreSilica | 2019 | 0 | 0 | 0 | 0 |  |  |  |  | 15 |  | 30.8406 | [19 empty] | 133352.1432 | 0
1 | 1100 | 707 | 0.02 | 15 | 15 | 7 | 1.7783e-10 | 5spot_SharedNeighbor | Water | Porous | Wet | R245fa | MinimizeLCOE_Brownfield | IgnoreSilica | 2019 | 0 | 0 | 0 | 0 |  |  |  |  | 15 |  | 31.009 | [19 empty] | 177827.941 | 0
1 | 1100 | 707 | 0.02 | 15 | 15 | 7 | 2.3714e-10 | 5spot_SharedNeighbor | Water | Porous | Wet | R245fa | MinimizeLCOE_Brownfield | IgnoreSilica | 2019 | 0 | 0 | 0 | 0 |  |  |  |  | 15 |  | 31.2234 | [19 empty] | 237137.3706 | 0
1 | 1100 | 707 | 0.02 | 15 | 15 | 7 | 3.1623e-10 | 5spot_SharedNeighbor | Water | Porous | Wet | R245fa | MinimizeLCOE_Brownfield | IgnoreSilica | 2019 | 0 | 0 | 0 | 0 |  |  |  |  | 15 |  | 30.2593 | [19 empty] | 316227.766 | 0
1 | 1100 | 707 | 0.02 | 15 | 15 | 7 | 4.217e-10 | 5spot_SharedNeighbor | Water | Porous | Wet | R245fa | MinimizeLCOE_Brownfield | IgnoreSilica | 2019 | 0 | 0 | 0 | 0 |  |  |  |  | 15 |  | 29.55 | [19 empty] | 421696.5034 | 0
1 | 1100 | 707 | 0.02 | 15 | 15 | 7 | 5.6234e-10 | 5spot_SharedNeighbor | Water | Porous | Wet | R245fa | MinimizeLCOE_Brownfield | IgnoreSilica | 2019 | 0 | 0 | 0 | 0 |  |  |  |  | 15 |  | 30.7841 | [19 empty] | 562341.3252 | 0
1 | 1100 | 707 | 0.02 | 15 | 15 | 7 | 7.4989e-10 | 5spot_SharedNeighbor | Water | Porous | Wet | R245fa | MinimizeLCOE_Brownfield | IgnoreSilica | 2019 | 0 | 0 | 0 | 0 |  |  |  |  | 15 |  | 30.5761 | [19 empty] | 749894.2093 | 0
1 | 1100 | 707 | 0.02 | 15 | 15 | 7 | 1e-09 | 5spot_SharedNeighbor | Water | Porous | Wet | R245fa | MinimizeLCOE_Brownfield | IgnoreSilica | 2019 | 0 | 0 | 0 | 0 |  |  |  |  | 15 |  | 30.3484 | [19 empty] | 1000000 | 0
1 | 1100 | 707 | 0.02 | 15 | 15 | 7 | 1.3335e-09 | 5spot_SharedNeighbor | Water | Porous | Wet | R245fa | MinimizeLCOE_Brownfield | IgnoreSilica | 2019 | 0 | 0 | 0 | 0 |  |  |  |  | 15 |  | 29.6067 | [19 empty] | 1333521.4322 | 0
1 | 1100 | 707 | 0.02 | 15 | 15 | 7 | 1.7783e-09 | 5spot_SharedNeighbor | Water | Porous | Wet | R245fa | MinimizeLCOE_Brownfield | IgnoreSilica | 2019 | 0 | 0 | 0 | 0 |  |  |  |  | 15 |  | 28.3299 | [19 empty] | 1778279.41 | 0
1 | 1100 | 707 | 0.02 | 15 | 15 | 7 | 2.3714e-09 | 5spot_SharedNeighbor | Water | Porous | Wet | R245fa | MinimizeLCOE_Brownfield | IgnoreSilica | 2019 | 0 | 0 | 0 | 0 |  |  |  |  | 15 |  | 185.2634 | [19 empty] | 2371373.7057 | 0
1 | 1100 | 707 | 0.02 | 15 | 15 | 7 | 3.1623e-09 | 5spot_SharedNeighbor | Water | Porous | Wet | R245fa | MinimizeLCOE_Brownfield | IgnoreSilica | 2019 | 0 | 0 | 0 | 0 |  |  |  |  | 15 |  | 29.0068 | [19 empty] | 3162277.6602 | 0
1 | 1100 | 707 | 0.02 | 15 | 15 | 7 | 4.217e-09 | 5spot_SharedNeighbor | Water | Porous | Wet | R245fa | MinimizeLCOE_Brownfield | IgnoreSilica | 2019 | 0 | 0 | 0 | 0 |  |  |  |  | 15 |  | 29.7697 | [19 empty] | 4216965.0343 | 0
1 | 1100 | 707 | 0.02 | 15 | 15 | 7 | 5.6234e-09 | 5spot_SharedNeighbor | Water | Porous | Wet | R245fa | MinimizeLCOE_Brownfield | IgnoreSilica | 2019 | 0 | 0 | 0 | 0 |  |  |  |  | 15 |  | 28.7572 | [19 empty] | 5623413.2519 | 0
1 | 1100 | 707 | 0.02 | 15 | 15 | 7 | 7.4989e-09 | 5spot_SharedNeighbor | Water | Porous | Wet | R245fa | MinimizeLCOE_Brownfield | IgnoreSilica | 2019 | 0 | 0 | 0 | 0 |  |  |  |  | 15 |  | 29.181 | [19 empty] | 7498942.0933 | 0
1 | 1100 | 707 | 0.02 | 15 | 15 | 7 | 1e-08 | 5spot_SharedNeighbor | Water | Porous | Wet | R245fa | MinimizeLCOE_Brownfield | IgnoreSilica | 2019 | 0 | 0 | 0 | 0 |  |  |  |  | 15 |  | 27.3366 | [19 empty] | 10000000 | 0
1 | 1200 | 707 | 0.02 | 15 | 15 | 7 | 1e-13 | 5spot_SharedNeighbor | Water | Porous | Wet | R245fa | MinimizeLCOE_Brownfield | IgnoreSilica | 2019 | 0 | 0 | 0 | 0 |  |  |  |  | 15 |  | 11.3715 | [19 empty] | 100 | 0
1 | 1200 | 707 | 0.02 | 15 | 15 | 7 | 1.3335e-13 | 5spot_SharedNeighbor | Water | Porous | Wet | R245fa | MinimizeLCOE_Brownfield | IgnoreSilica | 2019 | 0 | 0 | 0 | 0 |  |  |  |  | 15 |  | 15.6104 | [19 empty] | 133.3521 | 0
1 | 1200 | 707 | 0.02 | 15 | 15 | 7 | 1.7783e-13 | 5spot_SharedNeighbor | Water | Porous | Wet | R245fa | MinimizeLCOE_Brownfield | IgnoreSilica | 2019 | 0 | 0 | 0 | 0 |  |  |  |  | 15 |  | 19.85 | [19 empty] | 177.8279 | 0
1 | 1200 | 707 | 0.02 | 15 | 15 | 7 | 2.3714e-13 | 5spot_SharedNeighbor | Water | Porous | Wet | R245fa | MinimizeLCOE_Brownfield | IgnoreSilica | 2019 | 0 | 0 | 0 | 0 |  |  |  |  | 15 |  | 21.3895 | [19 empty] | 237.1374 | 0
1 | 1200 | 707 | 0.02 | 15 | 15 | 7 | 3.1623e-13 | 5spot_SharedNeighbor | Water | Porous | Wet | R245fa | MinimizeLCOE_Brownfield | IgnoreSilica | 2019 | 0 | 0 | 0 | 0 |  |  |  |  | 15 |  | 21.0689 | [19 empty] | 316.2278 | 0
1 | 1200 | 707 | 0.02 | 15 | 15 | 7 | 4.217e-13 | 5spot_SharedNeighbor | Water | Porous | Wet | R245fa | MinimizeLCOE_Brownfield | IgnoreSilica | 2019 | 0 | 0 | 0 | 0 |  |  |  |  | 15 |  | 172.7086 | [19 empty] | 421.6965 | 0
1 | 1200 | 707 | 0.02 | 15 | 15 | 7 | 5.6234e-13 | 5spot_SharedNeighbor | Water | Porous | Wet | R245fa | MinimizeLCOE_Brownfield | IgnoreSilica | 2019 | 0 | 0 | 0 | 0 |  |  |  |  | 15 |  | 21.1054 | [19 empty] | 562.3413 | 0
1 | 1200 | 707 | 0.02 | 15 | 15 | 7 | 7.4989e-13 | 5spot_SharedNeighbor | Water | Porous | Wet | R245fa | MinimizeLCOE_Brownfield | IgnoreSilica | 2019 | 0 | 0 | 0 | 0 |  |  |  |  | 15 |  | 22.6392 | [19 empty] | 749.8942 | 0
1 | 1200 | 707 | 0.02 | 15 | 15 | 7 | 1e-12 | 5spot_SharedNeighbor | Water | Porous | Wet | R245fa | MinimizeLCOE_Brownfield | IgnoreSilica | 2019 | 0 | 0 | 0 | 0 |  |  |  |  | 15 |  | 24.7386 | [19 empty] | 1000 | 0
1 | 1200 | 707 | 0.02 | 15 | 15 | 7 | 1.3335e-12 | 5spot_SharedNeighbor | Water | Porous | Wet | R245fa | MinimizeLCOE_Brownfield | IgnoreSilica | 2019 | 0 | 0 | 0 | 0 |  |  |  |  | 15 |  | 24.0299 | [19 empty] | 1333.5214 | 0
1 | 1200 | 707 | 0.02 | 15 | 15 | 7 | 1.7783e-12 | 5spot_SharedNeighbor | Water | Porous | Wet | R245fa | MinimizeLCOE_Brownfield | IgnoreSilica | 2019 | 0 | 0 | 0 | 0 |  |  |  |  | 15 |  | 26.1148 | [19 empty] | 1778.2794 | 0
1 | 1200 | 707 | 0.02 | 15 | 15 | 7 | 2.3714e-12 | 5spot_SharedNeighbor | Water | Porous | Wet | R245fa | MinimizeLCOE_Brownfield | IgnoreSilica | 2019 | 0 | 0 | 0 | 0 |  |  |  |  | 15 |  | 28.2411 | [19 empty] | 2371.3737 | 0
1 | 1200 | 707 | 0.02 | 15 | 15 | 7 | 3.1623e-12 | 5spot_SharedNeighbor | Water | Porous | Wet | R245fa | MinimizeLCOE_Brownfield | IgnoreSilica | 2019 | 0 | 0 | 0 | 0 |  |  |  |  | 15 |  | 31.5921 | [19 empty] | 3162.2777 | 0
1 | 1200 | 707 | 0.02 | 15 | 15 | 7 | 4.217e-12 | 5spot_SharedNeighbor | Water | Porous | Wet | R245fa | MinimizeLCOE_Brownfield | IgnoreSilica | 2019 | 0 | 0 | 0 | 0 |  |  |  |  | 15 |  | 34.0754 | [19 empty] | 4216.965 | 0
1 | 1200 | 707 | 0.02 | 15 | 15 | 7 | 5.6234e-12 | 5spot_SharedNeighbor | Water | Porous | Wet | R245fa | MinimizeLCOE_Brownfield | IgnoreSilica | 2019 | 0 | 0 | 0 | 0 |  |  |  |  | 15 |  | 36.8717 | [19 empty] | 5623.4133 | 0
1 | 1200 | 707 | 0.02 | 15 | 15 | 7 | 7.4989e-12 | 5spot_SharedNeighbor | Water | Porous | Wet | R245fa | MinimizeLCOE_Brownfield | IgnoreSilica | 2019 | 0 | 0 | 0 | 0 |  |  |  |  | 15 |  | 35.3708 | [19 empty] | 7498.9421 | 0
1 | 1200 | 707 | 0.02 | 15 | 15 | 7 | 1e-11 | 5spot_SharedNeighbor | Water | Porous | Wet | R245fa | MinimizeLCOE_Brownfield | IgnoreSilica | 2019 | 0 | 0 | 0 | 0 |  |  |  |  | 15 |  | 189.4576 | [19 empty] | 10000 | 0
1 | 1200 | 707 | 0.02 | 15 | 15 | 7 | 1.3335e-11 | 5spot_SharedNeighbor | Water | Porous | Wet | R245fa | MinimizeLCOE_Brownfield | IgnoreSilica | 2019 | 0 | 0 | 0 | 0 |  |  |  |  | 15 |  | 34.0136 | [19 empty] | 13335.2143 | 0
1 | 1200 | 707 | 0.02 | 15 | 15 | 7 | 1.7783e-11 | 5spot_SharedNeighbor | Water | Porous | Wet | R245fa | MinimizeLCOE_Brownfield | IgnoreSilica | 2019 | 0 | 0 | 0 | 0 |  |  |  |  | 15 |  | 33.3224 | [19 empty] | 17782.7941 | 0
1 | 1200 | 707 | 0.02 | 15 | 15 | 7 | 2.3714e-11 | 5spot_SharedNeighbor | Water | Porous | Wet | R245fa | MinimizeLCOE_Brownfield | IgnoreSilica | 2019 | 0 | 0 | 0 | 0 |  |  |  |  | 15 |  | 33.7914 | [19 empty] | 23713.7371 | 0
1 | 1200 | 707 | 0.02 | 15 | 15 | 7 | 3.1623e-11 | 5spot_SharedNeighbor | Water | Porous | Wet | R245fa | MinimizeLCOE_Brownfield | IgnoreSilica | 2019 | 0 | 0 | 0 | 0 |  |  |  |  | 15 |  | 32.0577 | [19 empty] | 31622.7766 | 0
1 | 1200 | 707 | 0.02 | 15 | 15 | 7 | 4.217e-11 | 5spot_SharedNeighbor | Water | Porous | Wet | R245fa | MinimizeLCOE_Brownfield | IgnoreSilica | 2019 | 0 | 0 | 0 | 0 |  |  |  |  | 15 |  | 32.0829 | [19 empty] | 42169.6503 | 0
1 | 1200 | 707 | 0.02 | 15 | 15 | 7 | 5.6234e-11 | 5spot_SharedNeighbor | Water | Porous | Wet | R245fa | MinimizeLCOE_Brownfield | IgnoreSilica | 2019 | 0 | 0 | 0 | 0 |  |  |  |  | 15 |  | 32.1698 | [19 empty] | 56234.1325 | 0
1 | 1200 | 707 | 0.02 | 15 | 15 | 7 | 7.4989e-11 | 5spot_SharedNeighbor | Water | Porous | Wet | R245fa | MinimizeLCOE_Brownfield | IgnoreSilica | 2019 | 0 | 0 | 0 | 0 |  |  |  |  | 15 |  | 30.4068 | [19 empty] | 74989.4209 | 0
1 | 1200 | 707 | 0.02 | 15 | 15 | 7 | 1e-10 | 5spot_SharedNeighbor | Water | Porous | Wet | R245fa | MinimizeLCOE_Brownfield | IgnoreSilica | 2019 | 0 | 0 | 0 | 0 |  |  |  |  | 15 |  | 31.8484 | [19 empty] | 100000 | 0
1 | 1200 | 707 | 0.02 | 15 | 15 | 7 | 1.3335e-10 | 5spot_SharedNeighbor | Water | Porous | Wet | R245fa | MinimizeLCOE_Brownfield | IgnoreSilica | 2019 | 0 | 0 | 0 | 0 |  |  |  |  | 15 |  | 31.0017 | [19 empty] | 133352.1432 | 0
1 | 1200 | 707 | 0.02 | 15 | 15 | 7 | 1.7783e-10 | 5spot_SharedNeighbor | Water | Porous | Wet | R245fa | MinimizeLCOE_Brownfield | IgnoreSilica | 2019 | 0 | 0 | 0 | 0 |  |  |  |  | 15 |  | 32.5802 | [19 empty] | 177827.941 | 0
1 | 1200 | 707 | 0.02 | 15 | 15 | 7 | 2.3714e-10 | 5spot_SharedNeighbor | Water | Porous | Wet | R245fa | MinimizeLCOE_Brownfield | IgnoreSilica | 2019 | 0 | 0 | 0 | 0 |  |  |  |  | 15 |  | 183.9868 | [19 empty] | 237137.3706 | 0
1 | 1200 | 707 | 0.02 | 15 | 15 | 7 | 3.1623e-10 | 5spot_SharedNeighbor | Water | Porous | Wet | R245fa | MinimizeLCOE_Brownfield | IgnoreSilica | 2019 | 0 | 0 | 0 | 0 |  |  |  |  | 15 |  | 29.36 | [19 empty] | 316227.766 | 0
1 | 1200 | 707 | 0.02 | 15 | 15 | 7 | 4.217e-10 | 5spot_SharedNeighbor | Water | Porous | Wet | R245fa | MinimizeLCOE_Brownfield | IgnoreSilica | 2019 | 0 | 0 | 0 | 0 |  |  |  |  | 15 |  | 31.0767 | [19 empty] | 421696.5034 | 0
1 | 1200 | 707 | 0.02 | 15 | 15 | 7 | 5.6234e-10 | 5spot_SharedNeighbor | Water | Porous | Wet | R245fa | MinimizeLCOE_Brownfield | IgnoreSilica | 2019 | 0 | 0 | 0 | 0 |  |  |  |  | 15 |  | 30.6768 | [19 empty] | 562341.3252 | 0
1 | 1200 | 707 | 0.02 | 15 | 15 | 7 | 7.4989e-10 | 5spot_SharedNeighbor | Water | Porous | Wet | R245fa | MinimizeLCOE_Brownfield | IgnoreSilica | 2019 | 0 | 0 | 0 | 0 |  |  |  |  | 15 |  | 29.9796 | [19 empty] | 749894.2093 | 0
1 | 1200 | 707 | 0.02 | 15 | 15 | 7 | 1e-09 | 5spot_SharedNeighbor | Water | Porous | Wet | R245fa | MinimizeLCOE_Brownfield | IgnoreSilica | 2019 | 0 | 0 | 0 | 0 |  |  |  |  | 15 |  | 29.9033 | [19 empty] | 1000000 | 0
1 | 1200 | 707 | 0.02 | 15 | 15 | 7 | 1.3335e-09 | 5spot_SharedNeighbor | Water | Porous | Wet | R245fa | MinimizeLCOE_Brownfield | IgnoreSilica | 2019 | 0 | 0 | 0 | 0 |  |  |  |  | 15 |  | 30.1955 | [19 empty] | 1333521.4322 | 0
1 | 1200 | 707 | 0.02 | 15 | 15 | 7 | 1.7783e-09 | 5spot_SharedNeighbor | Water | Porous | Wet | R245fa | MinimizeLCOE_Brownfield | IgnoreSilica | 2019 | 0 | 0 | 0 | 0 |  |  |  |  | 15 |  | 29.4662 | [19 empty] | 1778279.41 | 0
1 | 1200 | 707 | 0.02 | 15 | 15 | 7 | 2.3714e-09 | 5spot_SharedNeighbor | Water | Porous | Wet | R245fa | MinimizeLCOE_Brownfield | IgnoreSilica | 2019 | 0 | 0 | 0 | 0 |  |  |  |  | 15 |  | 28.6108 | [19 empty] | 2371373.7057 | 0
1 | 1200 | 707 | 0.02 | 15 | 15 | 7 | 3.1623e-09 | 5spot_SharedNeighbor | Water | Porous | Wet | R245fa | MinimizeLCOE_Brownfield | IgnoreSilica | 2019 | 0 | 0 | 0 | 0 |  |  |  |  | 15 |  | 28.5246 | [19 empty] | 3162277.6602 | 0
1 | 1200 | 707 | 0.02 | 15 | 15 | 7 | 4.217e-09 | 5spot_SharedNeighbor | Water | Porous | Wet | R245fa | MinimizeLCOE_Brownfield | IgnoreSilica | 2019 | 0 | 0 | 0 | 0 |  |  |  |  | 15 |  | 29.0643 | [19 empty] | 4216965.0343 | 0
1 | 1200 | 707 | 0.02 | 15 | 15 | 7 | 5.6234e-09 | 5spot_SharedNeighbor | Water | Porous | Wet | R245fa | MinimizeLCOE_Brownfield | IgnoreSilica | 2019 | 0 | 0 | 0 | 0 |  |  |  |  | 15 |  | 172.3964 | [19 empty] | 5623413.2519 | 0
1 | 1200 | 707 | 0.02 | 15 | 15 | 7 | 7.4989e-09 | 5spot_SharedNeighbor | Water | Porous | Wet | R245fa | MinimizeLCOE_Brownfield | IgnoreSilica | 2019 | 0 | 0 | 0 | 0 |  |  |  |  | 15 |  | 29.4625 | [19 empty] | 7498942.0933 | 0
1 | 1200 | 707 | 0.02 | 15 | 15 | 7 | 1e-08 | 5spot_SharedNeighbor | Water | Porous | Wet | R245fa | MinimizeLCOE_Brownfield | IgnoreSilica | 2019 | 0 | 0 | 0 | 0 |  |  |  |  | 15 |  | 30.1345 | [19 empty] | 10000000 | 0
1 | 1300 | 707 | 0.02 | 15 | 15 | 7 | 1e-13 | 5spot_SharedNeighbor | Water | Porous | Wet | R245fa | MinimizeLCOE_Brownfield | IgnoreSilica | 2019 | 0 | 0 | 0 | 0 |  |  |  |  | 15 |  | 14.7966 | [19 empty] | 100 | 0
1 | 1300 | 707 | 0.02 | 15 | 15 | 7 | 1.3335e-13 | 5spot_SharedNeighbor | Water | Porous | Wet | R245fa | MinimizeLCOE_Brownfield | IgnoreSilica | 2019 | 0 | 0 | 0 | 0 |  |  |  |  | 15 |  | 17.7668 | [19 empty] | 133.3521 | 0
1 | 1300 | 707 | 0.02 | 15 | 15 | 7 | 1.7783e-13 | 5spot_SharedNeighbor | Water | Porous | Wet | R245fa | MinimizeLCOE_Brownfield | IgnoreSilica | 2019 | 0 | 0 | 0 | 0 |  |  |  |  | 15 |  | 20.0883 | [19 empty] | 177.8279 | 0
1 | 1300 | 707 | 0.02 | 15 | 15 | 7 | 2.3714e-13 | 5spot_SharedNeighbor | Water | Porous | Wet | R245fa | MinimizeLCOE_Brownfield | IgnoreSilica | 2019 | 0 | 0 | 0 | 0 |  |  |  |  | 15 |  | 23.4155 | [19 empty] | 237.1374 | 0
1 | 1300 | 707 | 0.02 | 15 | 15 | 7 | 3.1623e-13 | 5spot_SharedNeighbor | Water | Porous | Wet | R245fa | MinimizeLCOE_Brownfield | IgnoreSilica | 2019 | 0 | 0 | 0 | 0 |  |  |  |  | 15 |  | 21.7123 | [19 empty] | 316.2278 | 0
1 | 1300 | 707 | 0.02 | 15 | 15 | 7 | 4.217e-13 | 5spot_SharedNeighbor | Water | Porous | Wet | R245fa | MinimizeLCOE_Brownfield | IgnoreSilica | 2019 | 0 | 0 | 0 | 0 |  |  |  |  | 15 |  | 20.8976 | [19 empty] | 421.6965 | 0
1 | 1300 | 707 | 0.02 | 15 | 15 | 7 | 5.6234e-13 | 5spot_SharedNeighbor | Water | Porous | Wet | R245fa | MinimizeLCOE_Brownfield | IgnoreSilica | 2019 | 0 | 0 | 0 | 0 |  |  |  |  | 15 |  | 22.3868 | [19 empty] | 562.3413 | 0
1 | 1300 | 707 | 0.02 | 15 | 15 | 7 | 7.4989e-13 | 5spot_SharedNeighbor | Water | Porous | Wet | R245fa | MinimizeLCOE_Brownfield | IgnoreSilica | 2019 | 0 | 0 | 0 | 0 |  |  |  |  | 15 |  | 24.3437 | [19 empty] | 749.8942 | 0
1 | 1300 | 707 | 0.02 | 15 | 15 | 7 | 1e-12 | 5spot_SharedNeighbor | Water | Porous | Wet | R245fa | MinimizeLCOE_Brownfield | IgnoreSilica | 2019 | 0 | 0 | 0 | 0 |  |  |  |  | 15 |  | 174.7398 | [19 empty] | 1000 | 0
1 | 1300 | 707 | 0.02 | 15 | 15 | 7 | 1.3335e-12 | 5spot_SharedNeighbor | Water | Porous | Wet | R245fa | MinimizeLCOE_Brownfield | IgnoreSilica | 2019 | 0 | 0 | 0 | 0 |  |  |  |  | 15 |  | 22.445 | [19 empty] | 1333.5214 | 0
1 | 1300 | 707 | 0.02 | 15 | 15 | 7 | 1.7783e-12 | 5spot_SharedNeighbor | Water | Porous | Wet | R245fa | MinimizeLCOE_Brownfield | IgnoreSilica | 2019 | 0 | 0 | 0 | 0 |  |  |  |  | 15 |  | 24.045 | [19 empty] | 1778.2794 | 0
1 | 1300 | 707 | 0.02 | 15 | 15 | 7 | 2.3714e-12 | 5spot_SharedNeighbor | Water | Porous | Wet | R245fa | MinimizeLCOE_Brownfield | IgnoreSilica | 2019 | 0 | 0 | 0 | 0 |  |  |  |  | 15 |  | 24.6322 | [19 empty] | 2371.3737 | 0
1 | 1300 | 707 | 0.02 | 15 | 15 | 7 | 3.1623e-12 | 5spot_SharedNeighbor | Water | Porous | Wet | R245fa | MinimizeLCOE_Brownfield | IgnoreSilica | 2019 | 0 | 0 | 0 | 0 |  |  |  |  | 15 |  | 31.0321 | [19 empty] | 3162.2777 | 0
1 | 1300 | 707 | 0.02 | 15 | 15 | 7 | 4.217e-12 | 5spot_SharedNeighbor | Water | Porous | Wet | R245fa | MinimizeLCOE_Brownfield | IgnoreSilica | 2019 | 0 | 0 | 0 | 0 |  |  |  |  | 15 |  | 32.3296 | [19 empty] | 4216.965 | 0
1 | 1300 | 707 | 0.02 | 15 | 15 | 7 | 5.6234e-12 | 5spot_SharedNeighbor | Water | Porous | Wet | R245fa | MinimizeLCOE_Brownfield | IgnoreSilica | 2019 | 0 | 0 | 0 | 0 |  |  |  |  | 15 |  | 32.7892 | [19 empty] | 5623.4133 | 0
1 | 1300 | 707 | 0.02 | 15 | 15 | 7 | 7.4989e-12 | 5spot_SharedNeighbor | Water | Porous | Wet | R245fa | MinimizeLCOE_Brownfield | IgnoreSilica | 2019 | 0 | 0 | 0 | 0 |  |  |  |  | 15 |  | 31.8157 | [19 empty] | 7498.9421 | 0
1 | 1300 | 707 | 0.02 | 15 | 15 | 7 | 1e-11 | 5spot_SharedNeighbor | Water | Porous | Wet | R245fa | MinimizeLCOE_Brownfield | IgnoreSilica | 2019 | 0 | 0 | 0 | 0 |  |  |  |  | 15 |  | 32.2867 | [19 empty] | 10000 | 0
1 | 1300 | 707 | 0.02 | 15 | 15 | 7 | 1.3335e-11 | 5spot_SharedNeighbor | Water | Porous | Wet | R245fa | MinimizeLCOE_Brownfield | IgnoreSilica | 2019 | 0 | 0 | 0 | 0 |  |  |  |  | 15 |  | 31.1922 | [19 empty] | 13335.2143 | 0
1 | 1300 | 707 | 0.02 | 15 | 15 | 7 | 1.7783e-11 | 5spot_SharedNeighbor | Water | Porous | Wet | R245fa | MinimizeLCOE_Brownfield | IgnoreSilica | 2019 | 0 | 0 | 0 | 0 |  |  |  |  | 15 |  | 30.4484 | [19 empty] | 17782.7941 | 0
1 | 1300 | 707 | 0.02 | 15 | 15 | 7 | 2.3714e-11 | 5spot_SharedNeighbor | Water | Porous | Wet | R245fa | MinimizeLCOE_Brownfield | IgnoreSilica | 2019 | 0 | 0 | 0 | 0 |  |  |  |  | 15 |  | 30.5679 | [19 empty] | 23713.7371 | 0
1 | 1300 | 707 | 0.02 | 15 | 15 | 7 | 3.1623e-11 | 5spot_SharedNeighbor | Water | Porous | Wet | R245fa | MinimizeLCOE_Brownfield | IgnoreSilica | 2019 | 0 | 0 | 0 | 0 |  |  |  |  | 15 |  | 28.9798 | [19 empty] | 31622.7766 | 0
1 | 1300 | 707 | 0.02 | 15 | 15 | 7 | 4.217e-11 | 5spot_SharedNeighbor | Water | Porous | Wet | R245fa | MinimizeLCOE_Brownfield | IgnoreSilica | 2019 | 0 | 0 | 0 | 0 |  |  |  |  | 15 |  | 30.533 | [19 empty] | 42169.6503 | 0
1 | 1300 | 707 | 0.02 | 15 | 15 | 7 | 5.6234e-11 | 5spot_SharedNeighbor | Water | Porous | Wet | R245fa | MinimizeLCOE_Brownfield | IgnoreSilica | 2019 | 0 | 0 | 0 | 0 |  |  |  |  | 15 |  | 26.6802 | [19 empty] | 56234.1325 | 0
1 | 1300 | 707 | 0.02 | 15 | 15 | 7 | 7.4989e-11 | 5spot_SharedNeighbor | Water | Porous | Wet | R245fa | MinimizeLCOE_Brownfield | IgnoreSilica | 2019 | 0 | 0 | 0 | 0 |  |  |  |  | 15 |  | 28.2382 | [19 empty] | 74989.4209 | 0
1 | 1300 | 707 | 0.02 | 15 | 15 | 7 | 1e-10 | 5spot_SharedNeighbor | Water | Porous | Wet | R245fa | MinimizeLCOE_Brownfield | IgnoreSilica | 2019 | 0 | 0 | 0 | 0 |  |  |  |  | 15 |  | 27.4068 | [19 empty] | 100000 | 0
1 | 1300 | 707 | 0.02 | 15 | 15 | 7 | 1.3335e-10 | 5spot_SharedNeighbor | Water | Porous | Wet | R245fa | MinimizeLCOE_Brownfield | IgnoreSilica | 2019 | 0 | 0 | 0 | 0 |  |  |  |  | 15 |  | 29.2772 | [19 empty] | 133352.1432 | 0
1 | 1300 | 707 | 0.02 | 15 | 15 | 7 | 1.7783e-10 | 5spot_SharedNeighbor | Water | Porous | Wet | R245fa | MinimizeLCOE_Brownfield | IgnoreSilica | 2019 | 0 | 0 | 0 | 0 |  |  |  |  | 15 |  | 29.0552 | [19 empty] | 177827.941 | 0
1 | 1300 | 707 | 0.02 | 15 | 15 | 7 | 2.3714e-10 | 5spot_SharedNeighbor | Water | Porous | Wet | R245fa | MinimizeLCOE_Brownfield | IgnoreSilica | 2019 | 0 | 0 | 0 | 0 |  |  |  |  | 15 |  | 28.9915 | [19 empty] | 237137.3706 | 0
1 | 1300 | 707 | 0.02 | 15 | 15 | 7 | 3.1623e-10 | 5spot_SharedNeighbor | Water | Porous | Wet | R245fa | MinimizeLCOE_Brownfield | IgnoreSilica | 2019 | 0 | 0 | 0 | 0 |  |  |  |  | 15 |  | 29.6472 | [19 empty] | 316227.766 | 0
1 | 1300 | 707 | 0.02 | 15 | 15 | 7 | 4.217e-10 | 5spot_SharedNeighbor | Water | Porous | Wet | R245fa | MinimizeLCOE_Brownfield | IgnoreSilica | 2019 | 0 | 0 | 0 | 0 |  |  |  |  | 15 |  | 28.0004 | [19 empty] | 421696.5034 | 0
1 | 1300 | 707 | 0.02 | 15 | 15 | 7 | 5.6234e-10 | 5spot_SharedNeighbor | Water | Porous | Wet | R245fa | MinimizeLCOE_Brownfield | IgnoreSilica | 2019 | 0 | 0 | 0 | 0 |  |  |  |  | 15 |  | 26.5996 | [19 empty] | 562341.3252 | 0
1 | 1300 | 707 | 0.02 | 15 | 15 | 7 | 7.4989e-10 | 5spot_SharedNeighbor | Water | Porous | Wet | R245fa | MinimizeLCOE_Brownfield | IgnoreSilica | 2019 | 0 | 0 | 0 | 0 |  |  |  |  | 15 |  | 28.8404 | [19 empty] | 749894.2093 | 0
1 | 1300 | 707 | 0.02 | 15 | 15 | 7 | 1e-09 | 5spot_SharedNeighbor | Water | Porous | Wet | R245fa | MinimizeLCOE_Brownfield | IgnoreSilica | 2019 | 0 | 0 | 0 | 0 |  |  |  |  | 15 |  | 29.1616 | [19 empty] | 1000000 | 0
1 | 1300 | 707 | 0.02 | 15 | 15 | 7 | 1.3335e-09 | 5spot_SharedNeighbor | Water | Porous | Wet | R245fa | MinimizeLCOE_Brownfield | IgnoreSilica | 2019 | 0 | 0 | 0 | 0 |  |  |  |  | 15 |  | 28.6972 | [19 empty] | 1333521.4322 | 0
1 | 1300 | 707 | 0.02 | 15 | 15 | 7 | 1.7783e-09 | 5spot_SharedNeighbor | Water | Porous | Wet | R245fa | MinimizeLCOE_Brownfield | IgnoreSilica | 2019 | 0 | 0 | 0 | 0 |  |  |  |  | 15 |  | 27.654 | [19 empty] | 1778279.41 | 0
1 | 1300 | 707 | 0.02 | 15 | 15 | 7 | 2.3714e-09 | 5spot_SharedNeighbor | Water | Porous | Wet | R245fa | MinimizeLCOE_Brownfield | IgnoreSilica | 2019 | 0 | 0 | 0 | 0 |  |  |  |  | 15 |  | 28.2456 | [19 empty] | 2371373.7057 | 0
1 | 1300 | 707 | 0.02 | 15 | 15 | 7 | 3.1623e-09 | 5spot_SharedNeighbor | Water | Porous | Wet | R245fa | MinimizeLCOE_Brownfield | IgnoreSilica | 2019 | 0 | 0 | 0 | 0 |  |  |  |  | 15 |  | 28.5401 | [19 empty] | 3162277.6602 | 0
1 | 1300 | 707 | 0.02 | 15 | 15 | 7 | 4.217e-09 | 5spot_SharedNeighbor | Water | Porous | Wet | R245fa | MinimizeLCOE_Brownfield | IgnoreSilica | 2019 | 0 | 0 | 0 | 0 |  |  |  |  | 15 |  | 27.9517 | [19 empty] | 4216965.0343 | 0
1 | 1300 | 707 | 0.02 | 15 | 15 | 7 | 5.6234e-09 | 5spot_SharedNeighbor | Water | Porous | Wet | R245fa | MinimizeLCOE_Brownfield | IgnoreSilica | 2019 | 0 | 0 | 0 | 0 |  |  |  |  | 15 |  | 26.0991 | [19 empty] | 5623413.2519 | 0
1 | 1300 | 707 | 0.02 | 15 | 15 | 7 | 7.4989e-09 | 5spot_SharedNeighbor | Water | Porous | Wet | R245fa | MinimizeLCOE_Brownfield | IgnoreSilica | 2019 | 0 | 0 | 0 | 0 |  |  |  |  | 15 |  | 28.5268 | [19 empty] | 7498942.0933 | 0
1 | 1300 | 707 | 0.02 | 15 | 15 | 7 | 1e-08 | 5spot_SharedNeighbor | Water | Porous | Wet | R245fa | MinimizeLCOE_Brownfield | IgnoreSilica | 2019 | 0 | 0 | 0 | 0 |  |  |  |  | 15 |  | 28.5038 | [19 empty] | 10000000 | 0
1 | 1400 | 707 | 0.02 | 15 | 15 | 7 | 1e-13 | 5spot_SharedNeighbor | Water | Porous | Wet | R245fa | MinimizeLCOE_Brownfield | IgnoreSilica | 2019 | 0 | 0 | 0 | 0 |  |  |  |  | 15 |  | 13.6221 | [19 empty] | 100 | 0
1 | 1400 | 707 | 0.02 | 15 | 15 | 7 | 1.3335e-13 | 5spot_SharedNeighbor | Water | Porous | Wet | R245fa | MinimizeLCOE_Brownfield | IgnoreSilica | 2019 | 0 | 0 | 0 | 0 |  |  |  |  | 15 |  | 17.0961 | [19 empty] | 133.3521 | 0
1 | 1400 | 707 | 0.02 | 15 | 15 | 7 | 1.7783e-13 | 5spot_SharedNeighbor | Water | Porous | Wet | R245fa | MinimizeLCOE_Brownfield | IgnoreSilica | 2019 | 0 | 0 | 0 | 0 |  |  |  |  | 15 |  | 19.7783 | [19 empty] | 177.8279 | 0
1 | 1400 | 707 | 0.02 | 15 | 15 | 7 | 2.3714e-13 | 5spot_SharedNeighbor | Water | Porous | Wet | R245fa | MinimizeLCOE_Brownfield | IgnoreSilica | 2019 | 0 | 0 | 0 | 0 |  |  |  |  | 15 |  | 22.062 | [19 empty] | 237.1374 | 0
1 | 1400 | 707 | 0.02 | 15 | 15 | 7 | 3.1623e-13 | 5spot_SharedNeighbor | Water | Porous | Wet | R245fa | MinimizeLCOE_Brownfield | IgnoreSilica | 2019 | 0 | 0 | 0 | 0 |  |  |  |  | 15 |  | 22.7684 | [19 empty] | 316.2278 | 0
1 | 1400 | 707 | 0.02 | 15 | 15 | 7 | 4.217e-13 | 5spot_SharedNeighbor | Water | Porous | Wet | R245fa | MinimizeLCOE_Brownfield | IgnoreSilica | 2019 | 0 | 0 | 0 | 0 |  |  |  |  | 15 |  | 21.9052 | [19 empty] | 421.6965 | 0
1 | 1400 | 707 | 0.02 | 15 | 15 | 7 | 5.6234e-13 | 5spot_SharedNeighbor | Water | Porous | Wet | R245fa | MinimizeLCOE_Brownfield | IgnoreSilica | 2019 | 0 | 0 | 0 | 0 |  |  |  |  | 15 |  | 21.83 | [19 empty] | 562.3413 | 0
1 | 1400 | 707 | 0.02 | 15 | 15 | 7 | 7.4989e-13 | 5spot_SharedNeighbor | Water | Porous | Wet | R245fa | MinimizeLCOE_Brownfield | IgnoreSilica | 2019 | 0 | 0 | 0 | 0 |  |  |  |  | 15 |  | 23.2497 | [19 empty] | 749.8942 | 0
1 | 1400 | 707 | 0.02 | 15 | 15 | 7 | 1e-12 | 5spot_SharedNeighbor | Water | Porous | Wet | R245fa | MinimizeLCOE_Brownfield | IgnoreSilica | 2019 | 0 | 0 | 0 | 0 |  |  |  |  | 15 |  | 22.9012 | [19 empty] | 1000 | 0
1 | 1400 | 707 | 0.02 | 15 | 15 | 7 | 1.3335e-12 | 5spot_SharedNeighbor | Water | Porous | Wet | R245fa | MinimizeLCOE_Brownfield | IgnoreSilica | 2019 | 0 | 0 | 0 | 0 |  |  |  |  | 15 |  | 25.1008 | [19 empty] | 1333.5214 | 0
1 | 1400 | 707 | 0.02 | 15 | 15 | 7 | 1.7783e-12 | 5spot_SharedNeighbor | Water | Porous | Wet | R245fa | MinimizeLCOE_Brownfield | IgnoreSilica | 2019 | 0 | 0 | 0 | 0 |  |  |  |  | 15 |  | 27.377 | [19 empty] | 1778.2794 | 0
1 | 1400 | 707 | 0.02 | 15 | 15 | 7 | 2.3714e-12 | 5spot_SharedNeighbor | Water | Porous | Wet | R245fa | MinimizeLCOE_Brownfield | IgnoreSilica | 2019 | 0 | 0 | 0 | 0 |  |  |  |  | 15 |  | 29.0317 | [19 empty] | 2371.3737 | 0
1 | 1400 | 707 | 0.02 | 15 | 15 | 7 | 3.1623e-12 | 5spot_SharedNeighbor | Water | Porous | Wet | R245fa | MinimizeLCOE_Brownfield | IgnoreSilica | 2019 | 0 | 0 | 0 | 0 |  |  |  |  | 15 |  | 30.7859 | [19 empty] | 3162.2777 | 0
1 | 1400 | 707 | 0.02 | 15 | 15 | 7 | 4.217e-12 | 5spot_SharedNeighbor | Water | Porous | Wet | R245fa | MinimizeLCOE_Brownfield | IgnoreSilica | 2019 | 0 | 0 | 0 | 0 |  |  |  |  | 15 |  | 33.33 | [19 empty] | 4216.965 | 0
1 | 1400 | 707 | 0.02 | 15 | 15 | 7 | 5.6234e-12 | 5spot_SharedNeighbor | Water | Porous | Wet | R245fa | MinimizeLCOE_Brownfield | IgnoreSilica | 2019 | 0 | 0 | 0 | 0 |  |  |  |  | 15 |  | 34.2213 | [19 empty] | 5623.4133 | 0
1 | 1400 | 707 | 0.02 | 15 | 15 | 7 | 7.4989e-12 | 5spot_SharedNeighbor | Water | Porous | Wet | R245fa | MinimizeLCOE_Brownfield | IgnoreSilica | 2019 | 0 | 0 | 0 | 0 |  |  |  |  | 15 |  | 33.6231 | [19 empty] | 7498.9421 | 0
1 | 1400 | 707 | 0.02 | 15 | 15 | 7 | 1e-11 | 5spot_SharedNeighbor | Water | Porous | Wet | R245fa | MinimizeLCOE_Brownfield | IgnoreSilica | 2019 | 0 | 0 | 0 | 0 |  |  |  |  | 15 |  | 34.5425 | [19 empty] | 10000 | 0
1 | 1400 | 707 | 0.02 | 15 | 15 | 7 | 1.3335e-11 | 5spot_SharedNeighbor | Water | Porous | Wet | R245fa | MinimizeLCOE_Brownfield | IgnoreSilica | 2019 | 0 | 0 | 0 | 0 |  |  |  |  | 15 |  | 34.1161 | [19 empty] | 13335.2143 | 0
1 | 1400 | 707 | 0.02 | 15 | 15 | 7 | 1.7783e-11 | 5spot_SharedNeighbor | Water | Porous | Wet | R245fa | MinimizeLCOE_Brownfield | IgnoreSilica | 2019 | 0 | 0 | 0 | 0 |  |  |  |  | 15 |  | 32.9937 | [19 empty] | 17782.7941 | 0
1 | 1400 | 707 | 0.02 | 15 | 15 | 7 | 2.3714e-11 | 5spot_SharedNeighbor | Water | Porous | Wet | R245fa | MinimizeLCOE_Brownfield | IgnoreSilica | 2019 | 0 | 0 | 0 | 0 |  |  |  |  | 15 |  | 32.1678 | [19 empty] | 23713.7371 | 0
1 | 1400 | 707 | 0.02 | 15 | 15 | 7 | 3.1623e-11 | 5spot_SharedNeighbor | Water | Porous | Wet | R245fa | MinimizeLCOE_Brownfield | IgnoreSilica | 2019 | 0 | 0 | 0 | 0 |  |  |  |  | 15 |  | 32.8174 | [19 empty] | 31622.7766 | 0
1 | 1400 | 707 | 0.02 | 15 | 15 | 7 | 4.217e-11 | 5spot_SharedNeighbor | Water | Porous | Wet | R245fa | MinimizeLCOE_Brownfield | IgnoreSilica | 2019 | 0 | 0 | 0 | 0 |  |  |  |  | 15 |  | 31.0874 | [19 empty] | 42169.6503 | 0
1 | 1400 | 707 | 0.02 | 15 | 15 | 7 | 5.6234e-11 | 5spot_SharedNeighbor | Water | Porous | Wet | R245fa | MinimizeLCOE_Brownfield | IgnoreSilica | 2019 | 0 | 0 | 0 | 0 |  |  |  |  | 15 |  | 30.0659 | [19 empty] | 56234.1325 | 0
1 | 1400 | 707 | 0.02 | 15 | 15 | 7 | 7.4989e-11 | 5spot_SharedNeighbor | Water | Porous | Wet | R245fa | MinimizeLCOE_Brownfield | IgnoreSilica | 2019 | 0 | 0 | 0 | 0 |  |  |  |  | 15 |  | 30.3811 | [19 empty] | 74989.4209 | 0
1 | 1400 | 707 | 0.02 | 15 | 15 | 7 | 1e-10 | 5spot_SharedNeighbor | Water | Porous | Wet | R245fa | MinimizeLCOE_Brownfield | IgnoreSilica | 2019 | 0 | 0 | 0 | 0 |  |  |  |  | 15 |  | 30.0714 | [19 empty] | 100000 | 0
1 | 1400 | 707 | 0.02 | 15 | 15 | 7 | 1.3335e-10 | 5spot_SharedNeighbor | Water | Porous | Wet | R245fa | MinimizeLCOE_Brownfield | IgnoreSilica | 2019 | 0 | 0 | 0 | 0 |  |  |  |  | 15 |  | 30.2835 | [19 empty] | 133352.1432 | 0
1 | 1400 | 707 | 0.02 | 15 | 15 | 7 | 1.7783e-10 | 5spot_SharedNeighbor | Water | Porous | Wet | R245fa | MinimizeLCOE_Brownfield | IgnoreSilica | 2019 | 0 | 0 | 0 | 0 |  |  |  |  | 15 |  | 29.5629 | [19 empty] | 177827.941 | 0
1 | 1400 | 707 | 0.02 | 15 | 15 | 7 | 2.3714e-10 | 5spot_SharedNeighbor | Water | Porous | Wet | R245fa | MinimizeLCOE_Brownfield | IgnoreSilica | 2019 | 0 | 0 | 0 | 0 |  |  |  |  | 15 |  | 29.3445 | [19 empty] | 237137.3706 | 0
1 | 1400 | 707 | 0.02 | 15 | 15 | 7 | 3.1623e-10 | 5spot_SharedNeighbor | Water | Porous | Wet | R245fa | MinimizeLCOE_Brownfield | IgnoreSilica | 2019 | 0 | 0 | 0 | 0 |  |  |  |  | 15 |  | 30.7025 | [19 empty] | 316227.766 | 0
1 | 1400 | 707 | 0.02 | 15 | 15 | 7 | 4.217e-10 | 5spot_SharedNeighbor | Water | Porous | Wet | R245fa | MinimizeLCOE_Brownfield | IgnoreSilica | 2019 | 0 | 0 | 0 | 0 |  |  |  |  | 15 |  | 28.4104 | [19 empty] | 421696.5034 | 0
1 | 1400 | 707 | 0.02 | 15 | 15 | 7 | 5.6234e-10 | 5spot_SharedNeighbor | Water | Porous | Wet | R245fa | MinimizeLCOE_Brownfield | IgnoreSilica | 2019 | 0 | 0 | 0 | 0 |  |  |  |  | 15 |  | 29.4272 | [19 empty] | 562341.3252 | 0
1 | 1400 | 707 | 0.02 | 15 | 15 | 7 | 7.4989e-10 | 5spot_SharedNeighbor | Water | Porous | Wet | R245fa | MinimizeLCOE_Brownfield | IgnoreSilica | 2019 | 0 | 0 | 0 | 0 |  |  |  |  | 15 |  | 28.5372 | [19 empty] | 749894.2093 | 0
1 | 1400 | 707 | 0.02 | 15 | 15 | 7 | 1e-09 | 5spot_SharedNeighbor | Water | Porous | Wet | R245fa | MinimizeLCOE_Brownfield | IgnoreSilica | 2019 | 0 | 0 | 0 | 0 |  |  |  |  | 15 |  | 27.5884 | [19 empty] | 1000000 | 0
1 | 1400 | 707 | 0.02 | 15 | 15 | 7 | 1.3335e-09 | 5spot_SharedNeighbor | Water | Porous | Wet | R245fa | MinimizeLCOE_Brownfield | IgnoreSilica | 2019 | 0 | 0 | 0 | 0 |  |  |  |  | 15 |  | 28.2615 | [19 empty] | 1333521.4322 | 0
1 | 1400 | 707 | 0.02 | 15 | 15 | 7 | 1.7783e-09 | 5spot_SharedNeighbor | Water | Porous | Wet | R245fa | MinimizeLCOE_Brownfield | IgnoreSilica | 2019 | 0 | 0 | 0 | 0 |  |  |  |  | 15 |  | 28.9478 | [19 empty] | 1778279.41 | 0
1 | 1400 | 707 | 0.02 | 15 | 15 | 7 | 2.3714e-09 | 5spot_SharedNeighbor | Water | Porous | Wet | R245fa | MinimizeLCOE_Brownfield | IgnoreSilica | 2019 | 0 | 0 | 0 | 0 |  |  |  |  | 15 |  | 27.2221 | [19 empty] | 2371373.7057 | 0
1 | 1400 | 707 | 0.02 | 15 | 15 | 7 | 3.1623e-09 | 5spot_SharedNeighbor | Water | Porous | Wet | R245fa | MinimizeLCOE_Brownfield | IgnoreSilica | 2019 | 0 | 0 | 0 | 0 |  |  |  |  | 15 |  | 28.3656 | [19 empty] | 3162277.6602 | 0
1 | 1400 | 707 | 0.02 | 15 | 15 | 7 | 4.217e-09 | 5spot_SharedNeighbor | Water | Porous | Wet | R245fa | MinimizeLCOE_Brownfield | IgnoreSilica | 2019 | 0 | 0 | 0 | 0 |  |  |  |  | 15 |  | 28.2813 | [19 empty] | 4216965.0343 | 0
1 | 1400 | 707 | 0.02 | 15 | 15 | 7 | 5.6234e-09 | 5spot_SharedNeighbor | Water | Porous | Wet | R245fa | MinimizeLCOE_Brownfield | IgnoreSilica | 2019 | 0 | 0 | 0 | 0 |  |  |  |  | 15 |  | 28.1282 | [19 empty] | 5623413.2519 | 0
1 | 1400 | 707 | 0.02 | 15 | 15 | 7 | 7.4989e-09 | 5spot_SharedNeighbor | Water | Porous | Wet | R245fa | MinimizeLCOE_Brownfield | IgnoreSilica | 2019 | 0 | 0 | 0 | 0 |  |  |  |  | 15 |  | 28.3178 | [19 empty] | 7498942.0933 | 0
1 | 1400 | 707 | 0.02 | 15 | 15 | 7 | 1e-08 | 5spot_SharedNeighbor | Water | Porous | Wet | R245fa | MinimizeLCOE_Brownfield | IgnoreSilica | 2019 | 0 | 0 | 0 | 0 |  |  |  |  | 15 |  | 27.4334 | [19 empty] | 10000000 | 0
1 | 1500 | 707 | 0.02 | 15 | 15 | 7 | 1e-13 | 5spot_SharedNeighbor | Water | Porous | Wet | R245fa | MinimizeLCOE_Brownfield | IgnoreSilica | 2019 | 0 | 0 | 0 | 0 |  |  |  |  | 15 |  | 13.6216 | [19 empty] | 100 | 0
1 | 1500 | 707 | 0.02 | 15 | 15 | 7 | 1.3335e-13 | 5spot_SharedNeighbor | Water | Porous | Wet | R245fa | MinimizeLCOE_Brownfield | IgnoreSilica | 2019 | 0 | 0 | 0 | 0 |  |  |  |  | 15 |  | 19.2862 | [19 empty] | 133.3521 | 0
1 | 1500 | 707 | 0.02 | 15 | 15 | 7 | 1.7783e-13 | 5spot_SharedNeighbor | Water | Porous | Wet | R245fa | MinimizeLCOE_Brownfield | IgnoreSilica | 2019 | 0 | 0 | 0 | 0 |  |  |  |  | 15 |  | 19.6419 | [19 empty] | 177.8279 | 0
1 | 1500 | 707 | 0.02 | 15 | 15 | 7 | 2.3714e-13 | 5spot_SharedNeighbor | Water | Porous | Wet | R245fa | MinimizeLCOE_Brownfield | IgnoreSilica | 2019 | 0 | 0 | 0 | 0 |  |  |  |  | 15 |  | 22.0534 | [19 empty] | 237.1374 | 0
1 | 1500 | 707 | 0.02 | 15 | 15 | 7 | 3.1623e-13 | 5spot_SharedNeighbor | Water | Porous | Wet | R245fa | MinimizeLCOE_Brownfield | IgnoreSilica | 2019 | 0 | 0 | 0 | 0 |  |  |  |  | 15 |  | 21.8364 | [19 empty] | 316.2278 | 0
1 | 1500 | 707 | 0.02 | 15 | 15 | 7 | 4.217e-13 | 5spot_SharedNeighbor | Water | Porous | Wet | R245fa | MinimizeLCOE_Brownfield | IgnoreSilica | 2019 | 0 | 0 | 0 | 0 |  |  |  |  | 15 |  | 21.9241 | [19 empty] | 421.6965 | 0
1 | 1500 | 707 | 0.02 | 15 | 15 | 7 | 5.6234e-13 | 5spot_SharedNeighbor | Water | Porous | Wet | R245fa | MinimizeLCOE_Brownfield | IgnoreSilica | 2019 | 0 | 0 | 0 | 0 |  |  |  |  | 15 |  | 21.5301 | [19 empty] | 562.3413 | 0
1 | 1500 | 707 | 0.02 | 15 | 15 | 7 | 7.4989e-13 | 5spot_SharedNeighbor | Water | Porous | Wet | R245fa | MinimizeLCOE_Brownfield | IgnoreSilica | 2019 | 0 | 0 | 0 | 0 |  |  |  |  | 15 |  | 23.9321 | [19 empty] | 749.8942 | 0
1 | 1500 | 707 | 0.02 | 15 | 15 | 7 | 1e-12 | 5spot_SharedNeighbor | Water | Porous | Wet | R245fa | MinimizeLCOE_Brownfield | IgnoreSilica | 2019 | 0 | 0 | 0 | 0 |  |  |  |  | 15 |  | 24.9509 | [19 empty] | 1000 | 0
1 | 1500 | 707 | 0.02 | 15 | 15 | 7 | 1.3335e-12 | 5spot_SharedNeighbor | Water | Porous | Wet | R245fa | MinimizeLCOE_Brownfield | IgnoreSilica | 2019 | 0 | 0 | 0 | 0 |  |  |  |  | 15 |  | 24.7348 | [19 empty] | 1333.5214 | 0
1 | 1500 | 707 | 0.02 | 15 | 15 | 7 | 1.7783e-12 | 5spot_SharedNeighbor | Water | Porous | Wet | R245fa | MinimizeLCOE_Brownfield | IgnoreSilica | 2019 | 0 | 0 | 0 | 0 |  |  |  |  | 15 |  | 28.0031 | [19 empty] | 1778.2794 | 0
1 | 1500 | 707 | 0.02 | 15 | 15 | 7 | 2.3714e-12 | 5spot_SharedNeighbor | Water | Porous | Wet | R245fa | MinimizeLCOE_Brownfield | IgnoreSilica | 2019 | 0 | 0 | 0 | 0 |  |  |  |  | 15 |  | 29.809 | [19 empty] | 2371.3737 | 0
1 | 1500 | 707 | 0.02 | 15 | 15 | 7 | 3.1623e-12 | 5spot_SharedNeighbor | Water | Porous | Wet | R245fa | MinimizeLCOE_Brownfield | IgnoreSilica | 2019 | 0 | 0 | 0 | 0 |  |  |  |  | 15 |  | 33.1511 | [19 empty] | 3162.2777 | 0
1 | 1500 | 707 | 0.02 | 15 | 15 | 7 | 4.217e-12 | 5spot_SharedNeighbor | Water | Porous | Wet | R245fa | MinimizeLCOE_Brownfield | IgnoreSilica | 2019 | 0 | 0 | 0 | 0 |  |  |  |  | 15 |  | 35.6234 | [19 empty] | 4216.965 | 0
1 | 1500 | 707 | 0.02 | 15 | 15 | 7 | 5.6234e-12 | 5spot_SharedNeighbor | Water | Porous | Wet | R245fa | MinimizeLCOE_Brownfield | IgnoreSilica | 2019 | 0 | 0 | 0 | 0 |  |  |  |  | 15 |  | 36.4626 | [19 empty] | 5623.4133 | 0
1 | 1500 | 707 | 0.02 | 15 | 15 | 7 | 7.4989e-12 | 5spot_SharedNeighbor | Water | Porous | Wet | R245fa | MinimizeLCOE_Brownfield | IgnoreSilica | 2019 | 0 | 0 | 0 | 0 |  |  |  |  | 15 |  | 35.2167 | [19 empty] | 7498.9421 | 0
1 | 1500 | 707 | 0.02 | 15 | 15 | 7 | 1e-11 | 5spot_SharedNeighbor | Water | Porous | Wet | R245fa | MinimizeLCOE_Brownfield | IgnoreSilica | 2019 | 0 | 0 | 0 | 0 |  |  |  |  | 15 |  | 34.2313 | [19 empty] | 10000 | 0
1 | 1500 | 707 | 0.02 | 15 | 15 | 7 | 1.3335e-11 | 5spot_SharedNeighbor | Water | Porous | Wet | R245fa | MinimizeLCOE_Brownfield | IgnoreSilica | 2019 | 0 | 0 | 0 | 0 |  |  |  |  | 15 |  | 33.119 | [19 empty] | 13335.2143 | 0
1 | 1500 | 707 | 0.02 | 15 | 15 | 7 | 1.7783e-11 | 5spot_SharedNeighbor | Water | Porous | Wet | R245fa | MinimizeLCOE_Brownfield | IgnoreSilica | 2019 | 0 | 0 | 0 | 0 |  |  |  |  | 15 |  | 32.8032 | [19 empty] | 17782.7941 | 0
1 | 1500 | 707 | 0.02 | 15 | 15 | 7 | 2.3714e-11 | 5spot_SharedNeighbor | Water | Porous | Wet | R245fa | MinimizeLCOE_Brownfield | IgnoreSilica | 2019 | 0 | 0 | 0 | 0 |  |  |  |  | 15 |  | 31.3756 | [19 empty] | 23713.7371 | 0
1 | 1500 | 707 | 0.02 | 15 | 15 | 7 | 3.1623e-11 | 5spot_SharedNeighbor | Water | Porous | Wet | R245fa | MinimizeLCOE_Brownfield | IgnoreSilica | 2019 | 0 | 0 | 0 | 0 |  |  |  |  | 15 |  | 30.1941 | [19 empty] | 31622.7766 | 0
1 | 1500 | 707 | 0.02 | 15 | 15 | 7 | 4.217e-11 | 5spot_SharedNeighbor | Water | Porous | Wet | R245fa | MinimizeLCOE_Brownfield | IgnoreSilica | 2019 | 0 | 0 | 0 | 0 |  |  |  |  | 15 |  | 30.9879 | [19 empty] | 42169.6503 | 0
1 | 1500 | 707 | 0.02 | 15 | 15 | 7 | 5.6234e-11 | 5spot_SharedNeighbor | Water | Porous | Wet | R245fa | MinimizeLCOE_Brownfield | IgnoreSilica | 2019 | 0 | 0 | 0 | 0 |  |  |  |  | 15 |  | 29.9718 | [19 empty] | 56234.1325 | 0
1 | 1500 | 707 | 0.02 | 15 | 15 | 7 | 7.4989e-11 | 5spot_SharedNeighbor | Water | Porous | Wet | R245fa | MinimizeLCOE_Brownfield | IgnoreSilica | 2019 | 0 | 0 | 0 | 0 |  |  |  |  | 15 |  | 29.8614 | [19 empty] | 74989.4209 | 0
1 | 1500 | 707 | 0.02 | 15 | 15 | 7 | 1e-10 | 5spot_SharedNeighbor | Water | Porous | Wet | R245fa | MinimizeLCOE_Brownfield | IgnoreSilica | 2019 | 0 | 0 | 0 | 0 |  |  |  |  | 15 |  | 30.6688 | [19 empty] | 100000 | 0
1 | 1500 | 707 | 0.02 | 15 | 15 | 7 | 1.3335e-10 | 5spot_SharedNeighbor | Water | Porous | Wet | R245fa | MinimizeLCOE_Brownfield | IgnoreSilica | 2019 | 0 | 0 | 0 | 0 |  |  |  |  | 15 |  | 30.4513 | [19 empty] | 133352.1432 | 0
1 | 1500 | 707 | 0.02 | 15 | 15 | 7 | 1.7783e-10 | 5spot_SharedNeighbor | Water | Porous | Wet | R245fa | MinimizeLCOE_Brownfield | IgnoreSilica | 2019 | 0 | 0 | 0 | 0 |  |  |  |  | 15 |  | 27.2417 | [19 empty] | 177827.941 | 0
1 | 1500 | 707 | 0.02 | 15 | 15 | 7 | 2.3714e-10 | 5spot_SharedNeighbor | Water | Porous | Wet | R245fa | MinimizeLCOE_Brownfield | IgnoreSilica | 2019 | 0 | 0 | 0 | 0 |  |  |  |  | 15 |  | 27.8898 | [19 empty] | 237137.3706 | 0
1 | 1500 | 707 | 0.02 | 15 | 15 | 7 | 3.1623e-10 | 5spot_SharedNeighbor | Water | Porous | Wet | R245fa | MinimizeLCOE_Brownfield | IgnoreSilica | 2019 | 0 | 0 | 0 | 0 |  |  |  |  | 15 |  | 26.1618 | [19 empty] | 316227.766 | 0
1 | 1500 | 707 | 0.02 | 15 | 15 | 7 | 4.217e-10 | 5spot_SharedNeighbor | Water | Porous | Wet | R245fa | MinimizeLCOE_Brownfield | IgnoreSilica | 2019 | 0 | 0 | 0 | 0 |  |  |  |  | 15 |  | 28.4271 | [19 empty] | 421696.5034 | 0
1 | 1500 | 707 | 0.02 | 15 | 15 | 7 | 5.6234e-10 | 5spot_SharedNeighbor | Water | Porous | Wet | R245fa | MinimizeLCOE_Brownfield | IgnoreSilica | 2019 | 0 | 0 | 0 | 0 |  |  |  |  | 15 |  | 26.7852 | [19 empty] | 562341.3252 | 0
1 | 1500 | 707 | 0.02 | 15 | 15 | 7 | 7.4989e-10 | 5spot_SharedNeighbor | Water | Porous | Wet | R245fa | MinimizeLCOE_Brownfield | IgnoreSilica | 2019 | 5.8 | 0.16318 | 4.6051e-05 | 4 | 33293461.4899 | 80122899.3372 | 678732.2452 | 1633413.6772 | 43.7052 | 0 | 29.7786 | 42506.6861 | 980.6931 | 85174.4024 | 95992.9634 | 0 | 0 | 0 | 87615.3505 | 227957.1697 | 155585.4524 | 695812.7176 | 961560.8286 | 4475407.202 | 4475407.202 | 1478867.319 | 2671883.9507 | 0 | 6132780.7482 | 14758939.2199 | 749894.2093 | 0.0001842 | 33293461.4899 | 80122899.3372 | 678732.2452 | 1633413.6772
1 | 1500 | 707 | 0.02 | 15 | 15 | 7 | 1e-09 | 5spot_SharedNeighbor | Water | Porous | Wet | R245fa | MinimizeLCOE_Brownfield | IgnoreSilica | 2019 | 7.6896 | 0.21888 | 0.00012426 | 4 | 12692361.3248 | 30047038.0592 | 258750.9533 | 612549.5125 | 43.8913 | 0 | 91.1665 | 52350.6827 | 1215.1079 | 107709.0648 | 120194.5602 | 0 | 0 | 0 | 109773.0721 | 285607.016 | 194932.657 | 871782.1606 | 961560.8286 | 4475407.202 | 4475407.202 | 1478867.319 | 2671883.9507 | 0 | 6308750.1912 | 14934908.6628 | 1000000 | 0.00049705 | 12692361.3248 | 30047038.0592 | 258750.9533 | 612549.5125
1 | 1500 | 707 | 0.02 | 15 | 15 | 7 | 1.3335e-09 | 5spot_SharedNeighbor | Water | Porous | Wet | R245fa | MinimizeLCOE_Brownfield | IgnoreSilica | 2019 | 9.607 | 0.2758 | 0.00021423 | 4 | 7564847.4895 | 17631381.4076 | 154219.6483 | 359439.5582 | 44.0282 | 0 | 76.7053 | 61667.0698 | 1437.6488 | 129568.5872 | 144870.6291 | 0 | 0 | 0 | 131642.1346 | 342505.8307 | 233767.2672 | 1045459.1673 | 961560.8286 | 4475407.202 | 4475407.202 | 1478867.319 | 2671883.9507 | 0 | 6482427.1978 | 15108585.6695 | 1333521.4322 | 0.00085691 | 7564847.4895 | 17631381.4076 | 154219.6483 | 359439.5582
1 | 1500 | 707 | 0.02 | 15 | 15 | 7 | 1.7783e-09 | 5spot_SharedNeighbor | Water | Porous | Wet | R245fa | MinimizeLCOE_Brownfield | IgnoreSilica | 2019 | 11.683 | 0.33727 | 0.00030678 | 4 | 5431255.7416 | 12460870.8943 | 110723.4946 | 254031.7078 | 44.1163 | 0 | 64.4353 | 71040.6371 | 1661.7565 | 152181.8466 | 171536.9122 | 0 | 0 | 0 | 154604.2495 | 402248.5434 | 274542.8963 | 1227816.8416 | 961560.8286 | 4475407.202 | 4475407.202 | 1478867.319 | 2671883.9507 | 0 | 6664784.8722 | 15290943.3438 | 1778279.41 | 0.0012271 | 5431255.7416 | 12460870.8943 | 110723.4946 | 254031.7078
1 | 1500 | 707 | 0.02 | 15 | 15 | 7 | 2.3714e-09 | 5spot_SharedNeighbor | Water | Porous | Wet | R245fa | MinimizeLCOE_Brownfield | IgnoreSilica | 2019 | 13.807 | 0.40016 | 0.00040196 | 4 | 4258597.9204 | 9623714.6998 | 86817.2788 | 196192.4412 | 44.1793 | 0 | 69.0421 | 80093.6774 | 1878.4475 | 174480.7569 | 198822.6902 | 0 | 0 | 0 | 177557.4731 | 461968.123 | 315302.7364 | 1410103.9045 | 961560.8286 | 4475407.202 | 4475407.202 | 1478867.319 | 2671883.9507 | 0 | 6847071.9351 | 15473230.4067 | 2371373.7057 | 0.0016078 | 4258597.9204 | 9623714.6998 | 86817.2788 | 196192.4412
1 | 1500 | 707 | 0.02 | 15 | 15 | 7 | 3.1623e-09 | 5spot_SharedNeighbor | Water | Porous | Wet | R245fa | MinimizeLCOE_Brownfield | IgnoreSilica | 2019 | 15.8675 | 0.46119 | 0.00049464 | 4 | 3548309.9258 | 7908126.6566 | 72337.0973 | 161217.8584 | 44.2245 | 0 | 90.5267 | 88461.6876 | 2078.9145 | 195450.7017 | 225292.5102 | 0 | 0 | 0 | 199400.6875 | 518799.6861 | 354091.446 | 1583575.6336 | 961560.8286 | 4475407.202 | 4475407.202 | 1478867.319 | 2671883.9507 | 0 | 7020543.6642 | 15646702.1358 | 3162277.6602 | 0.0019786 | 3548309.9258 | 7908126.6566 | 72337.0973 | 161217.8584
1 | 1500 | 707 | 0.02 | 15 | 15 | 7 | 4.217e-09 | 5spot_SharedNeighbor | Water | Porous | Wet | R245fa | MinimizeLCOE_Brownfield | IgnoreSilica | 2019 | 17.7628 | 0.51732 | 0.00058014 | 4 | 3093092.2437 | 6810385.117 | 63056.8691 | 138838.9123 | 44.257 | 0 | 87.6615 | 95861.1858 | 2256.2932 | 214255.0341 | 249642.3616 | 0 | 0 | 0 | 219185.8012 | 570276.4935 | 389225.4248 | 1740702.5943 | 961560.8286 | 4475407.202 | 4475407.202 | 1478867.319 | 2671883.9507 | 0 | 7177670.6249 | 15803829.0965 | 4216965.0343 | 0.0023205 | 3093092.2437 | 6810385.117 | 63056.8691 | 138838.9123
1 | 1500 | 707 | 0.02 | 15 | 15 | 7 | 5.6234e-09 | 5spot_SharedNeighbor | Water | Porous | Wet | R245fa | MinimizeLCOE_Brownfield | IgnoreSilica | 2019 | 19.3901 | 0.56552 | 0.0006537 | 4 | 2795988.3199 | 6094957.6628 | 57000.0038 | 124253.956 | 44.2799 | 0 | 74.9932 | 102018.8789 | 2403.9728 | 230077.1047 | 270550.1479 | 0 | 0 | 0 | 235969.5407 | 613944.3408 | 419029.6279 | 1873993.6138 | 961560.8286 | 4475407.202 | 4475407.202 | 1478867.319 | 2671883.9507 | 0 | 7310961.6443 | 15937120.116 | 5623413.2519 | 0.0026148 | 2795988.3199 | 6094957.6628 | 57000.0038 | 124253.956
1 | 1500 | 707 | 0.02 | 15 | 15 | 7 | 7.4989e-09 | 5spot_SharedNeighbor | Water | Porous | Wet | R245fa | MinimizeLCOE_Brownfield | IgnoreSilica | 2019 | 20.7324 | 0.60529 | 0.00071448 | 4 | 2596269.078 | 5614615.9971 | 52928.4569 | 114461.5414 | 44.2962 | 0 | 73.0685 | 106977.3551 | 2522.9315 | 242925.8007 | 287796.1759 | 0 | 0 | 0 | 249686.6827 | 649633.5305 | 443388.2332 | 1982930.7096 | 961560.8286 | 4475407.202 | 4475407.202 | 1478867.319 | 2671883.9507 | 0 | 7419898.7402 | 16046057.2118 | 7498942.0933 | 0.0028579 | 2596269.078 | 5614615.9971 | 52928.4569 | 114461.5414
1 | 1500 | 707 | 0.02 | 15 | 15 | 7 | 1e-08 | 5spot_SharedNeighbor | Water | Porous | Wet | R245fa | MinimizeLCOE_Brownfield | IgnoreSilica | 2019 | 21.8385 | 0.63805 | 0.00076462 | 4 | 2455143.6474 | 5275537.1214 | 50051.4241 | 107548.9599 | 44.3081 | 0 | 77.1799 | 110988.7917 | 2619.1933 | 253387.8077 | 302008.4456 | 0 | 0 | 0 | 260911.6529 | 678838.6005 | 463321.2936 | 2072075.7852 | 961560.8286 | 4475407.202 | 4475407.202 | 1478867.319 | 2671883.9507 | 0 | 7509043.8157 | 16135202.2874 | 10000000 | 0.0030585 | 2455143.6474 | 5275537.1214 | 50051.4241 | 107548.9599
1 | 1600 | 707 | 0.02 | 15 | 15 | 7 | 1e-13 | 5spot_SharedNeighbor | Water | Porous | Wet | R245fa | MinimizeLCOE_Brownfield | IgnoreSilica | 2019 | 0 | 0 | 0 | 0 |  |  |  |  | 15 |  | 13.2562 | [19 empty] | 100 | 0
1 | 1600 | 707 | 0.02 | 15 | 15 | 7 | 1.3335e-13 | 5spot_SharedNeighbor | Water | Porous | Wet | R245fa | MinimizeLCOE_Brownfield | IgnoreSilica | 2019 | 0 | 0 | 0 | 0 |  |  |  |  | 15 |  | 18.2881 | [19 empty] | 133.3521 | 0
1 | 1600 | 707 | 0.02 | 15 | 15 | 7 | 1.7783e-13 | 5spot_SharedNeighbor | Water | Porous | Wet | R245fa | MinimizeLCOE_Brownfield | IgnoreSilica | 2019 | 0 | 0 | 0 | 0 |  |  |  |  | 15 |  | 18.2962 | [19 empty] | 177.8279 | 0
1 | 1600 | 707 | 0.02 | 15 | 15 | 7 | 2.3714e-13 | 5spot_SharedNeighbor | Water | Porous | Wet | R245fa | MinimizeLCOE_Brownfield | IgnoreSilica | 2019 | 0 | 0 | 0 | 0 |  |  |  |  | 15 |  | 20.4102 | [19 empty] | 237.1374 | 0
1 | 1600 | 707 | 0.02 | 15 | 15 | 7 | 3.1623e-13 | 5spot_SharedNeighbor | Water | Porous | Wet | R245fa | MinimizeLCOE_Brownfield | IgnoreSilica | 2019 | 0 | 0 | 0 | 0 |  |  |  |  | 15 |  | 20.8341 | [19 empty] | 316.2278 | 0
1 | 1600 | 707 | 0.02 | 15 | 15 | 7 | 4.217e-13 | 5spot_SharedNeighbor | Water | Porous | Wet | R245fa | MinimizeLCOE_Brownfield | IgnoreSilica | 2019 | 0 | 0 | 0 | 0 |  |  |  |  | 15 |  | 21.5321 | [19 empty] | 421.6965 | 0
1 | 1600 | 707 | 0.02 | 15 | 15 | 7 | 5.6234e-13 | 5spot_SharedNeighbor | Water | Porous | Wet | R245fa | MinimizeLCOE_Brownfield | IgnoreSilica | 2019 | 0 | 0 | 0 | 0 |  |  |  |  | 15 |  | 20.648 | [19 empty] | 562.3413 | 0
1 | 1600 | 707 | 0.02 | 15 | 15 | 7 | 7.4989e-13 | 5spot_SharedNeighbor | Water | Porous | Wet | R245fa | MinimizeLCOE_Brownfield | IgnoreSilica | 2019 | 0 | 0 | 0 | 0 |  |  |  |  | 15 |  | 21.6477 | [19 empty] | 749.8942 | 0
1 | 1600 | 707 | 0.02 | 15 | 15 | 7 | 1e-12 | 5spot_SharedNeighbor | Water | Porous | Wet | R245fa | MinimizeLCOE_Brownfield | IgnoreSilica | 2019 | 0 | 0 | 0 | 0 |  |  |  |  | 15 |  | 23.1869 | [19 empty] | 1000 | 0
1 | 1600 | 707 | 0.02 | 15 | 15 | 7 | 1.3335e-12 | 5spot_SharedNeighbor | Water | Porous | Wet | R245fa | MinimizeLCOE_Brownfield | IgnoreSilica | 2019 | 0 | 0 | 0 | 0 |  |  |  |  | 15 |  | 23.2379 | [19 empty] | 1333.5214 | 0
1 | 1600 | 707 | 0.02 | 15 | 15 | 7 | 1.7783e-12 | 5spot_SharedNeighbor | Water | Porous | Wet | R245fa | MinimizeLCOE_Brownfield | IgnoreSilica | 2019 | 0 | 0 | 0 | 0 |  |  |  |  | 15 |  | 25.4512 | [19 empty] | 1778.2794 | 0
1 | 1600 | 707 | 0.02 | 15 | 15 | 7 | 2.3714e-12 | 5spot_SharedNeighbor | Water | Porous | Wet | R245fa | MinimizeLCOE_Brownfield | IgnoreSilica | 2019 | 0 | 0 | 0 | 0 |  |  |  |  | 15 |  | 26.6435 | [19 empty] | 2371.3737 | 0
1 | 1600 | 707 | 0.02 | 15 | 15 | 7 | 3.1623e-12 | 5spot_SharedNeighbor | Water | Porous | Wet | R245fa | MinimizeLCOE_Brownfield | IgnoreSilica | 2019 | 0 | 0 | 0 | 0 |  |  |  |  | 15 |  | 30.4168 | [19 empty] | 3162.2777 | 0
1 | 1600 | 707 | 0.02 | 15 | 15 | 7 | 4.217e-12 | 5spot_SharedNeighbor | Water | Porous | Wet | R245fa | MinimizeLCOE_Brownfield | IgnoreSilica | 2019 | 0 | 0 | 0 | 0 |  |  |  |  | 15 |  | 32.4041 | [19 empty] | 4216.965 | 0
1 | 1600 | 707 | 0.02 | 15 | 15 | 7 | 5.6234e-12 | 5spot_SharedNeighbor | Water | Porous | Wet | R245fa | MinimizeLCOE_Brownfield | IgnoreSilica | 2019 | 0 | 0 | 0 | 0 |  |  |  |  | 15 |  | 34.3293 | [19 empty] | 5623.4133 | 0
1 | 1600 | 707 | 0.02 | 15 | 15 | 7 | 7.4989e-12 | 5spot_SharedNeighbor | Water | Porous | Wet | R245fa | MinimizeLCOE_Brownfield | IgnoreSilica | 2019 | 0 | 0 | 0 | 0 |  |  |  |  | 15 |  | 31.1803 | [19 empty] | 7498.9421 | 0
1 | 1600 | 707 | 0.02 | 15 | 15 | 7 | 1e-11 | 5spot_SharedNeighbor | Water | Porous | Wet | R245fa | MinimizeLCOE_Brownfield | IgnoreSilica | 2019 | 0 | 0 | 0 | 0 |  |  |  |  | 15 |  | 31.8469 | [19 empty] | 10000 | 0
1 | 1600 | 707 | 0.02 | 15 | 15 | 7 | 1.3335e-11 | 5spot_SharedNeighbor | Water | Porous | Wet | R245fa | MinimizeLCOE_Brownfield | IgnoreSilica | 2019 | 0 | 0 | 0 | 0 |  |  |  |  | 15 |  | 30.5032 | [19 empty] | 13335.2143 | 0
1 | 1600 | 707 | 0.02 | 15 | 15 | 7 | 1.7783e-11 | 5spot_SharedNeighbor | Water | Porous | Wet | R245fa | MinimizeLCOE_Brownfield | IgnoreSilica | 2019 | 0 | 0 | 0 | 0 |  |  |  |  | 15 |  | 31.0485 | [19 empty] | 17782.7941 | 0
1 | 1600 | 707 | 0.02 | 15 | 15 | 7 | 2.3714e-11 | 5spot_SharedNeighbor | Water | Porous | Wet | R245fa | MinimizeLCOE_Brownfield | IgnoreSilica | 2019 | 0 | 0 | 0 | 0 |  |  |  |  | 15 |  | 29.1312 | [19 empty] | 23713.7371 | 0
1 | 1600 | 707 | 0.02 | 15 | 15 | 7 | 3.1623e-11 | 5spot_SharedNeighbor | Water | Porous | Wet | R245fa | MinimizeLCOE_Brownfield | IgnoreSilica | 2019 | 0 | 0 | 0 | 0 |  |  |  |  | 15 |  | 28.9112 | [19 empty] | 31622.7766 | 0
1 | 1600 | 707 | 0.02 | 15 | 15 | 7 | 4.217e-11 | 5spot_SharedNeighbor | Water | Porous | Wet | R245fa | MinimizeLCOE_Brownfield | IgnoreSilica | 2019 | 0 | 0 | 0 | 0 |  |  |  |  | 15 |  | 29.2983 | [19 empty] | 42169.6503 | 0
1 | 1600 | 707 | 0.02 | 15 | 15 | 7 | 5.6234e-11 | 5spot_SharedNeighbor | Water | Porous | Wet | R245fa | MinimizeLCOE_Brownfield | IgnoreSilica | 2019 | 0 | 0 | 0 | 0 |  |  |  |  | 15 |  | 30.092 | [19 empty] | 56234.1325 | 0
1 | 1600 | 707 | 0.02 | 15 | 15 | 7 | 7.4989e-11 | 5spot_SharedNeighbor | Water | Porous | Wet | R245fa | MinimizeLCOE_Brownfield | IgnoreSilica | 2019 | 0 | 0 | 0 | 0 |  |  |  |  | 15 |  | 28.6713 | [19 empty] | 74989.4209 | 0
1 | 1600 | 707 | 0.02 | 15 | 15 | 7 | 1e-10 | 5spot_SharedNeighbor | Water | Porous | Wet | R245fa | MinimizeLCOE_Brownfield | IgnoreSilica | 2019 | 0 | 0 | 0 | 0 |  |  |  |  | 15 |  | 28.3515 | [19 empty] | 100000 | 0
1 | 1600 | 707 | 0.02 | 15 | 15 | 7 | 1.3335e-10 | 5spot_SharedNeighbor | Water | Porous | Wet | R245fa | MinimizeLCOE_Brownfield | IgnoreSilica | 2019 | 0 | 0 | 0 | 0 |  |  |  |  | 15 |  | 27.4313 | [19 empty] | 133352.1432 | 0
1 | 1600 | 707 | 0.02 | 15 | 15 | 7 | 1.7783e-10 | 5spot_SharedNeighbor | Water | Porous | Wet | R245fa | MinimizeLCOE_Brownfield | IgnoreSilica | 2019 | 3.7 | 0.113 | 2.5851e-05 | 4 | 60952072.3103 | 148356494.7617 | 1242590.4378 | 3024447.8127 | 45.0325 | 0 | 29.7233 | 34714.1698 | 805.1207 | 63394.1205 | 72618.1252 | 0 | 13010.696 | 0 | 71971.4706 | 187255.003 | 127805.3873 | 571574.093 | 961560.8286 | 4769433.0752 | 4769433.0752 | 1478867.319 | 2789494.2999 | 0 | 6302567.9968 | 15340362.691 | 177827.941 | 0.0001034 | 60952072.3103 | 148356494.7617 | 1242590.4378 | 3024447.8127
1 | 1600 | 707 | 0.02 | 15 | 15 | 7 | 2.3714e-10 | 5spot_SharedNeighbor | Water | Porous | Wet | R245fa | MinimizeLCOE_Brownfield | IgnoreSilica | 2019 | 3.7 | 0.113 | 0.00013367 | 4 | 11774308.6578 | 28677670.0016 | 240035.2079 | 584633.0924 | 45.0325 | 0 | 30.5114 | 34714.205 | 805.1216 | 63394.1614 | 72618.1526 | 0 | 10703.2237 | 0 | 71071.5971 | 184913.7168 | 126207.4113 | 564427.5896 | 961560.8286 | 4769433.0752 | 4769433.0752 | 1478867.319 | 2789494.2999 | 0 | 6295421.4934 | 15333216.1876 | 237137.3706 | 0.00053467 | 11774308.6578 | 28677670.0016 | 240035.2079 | 584633.0924
1 | 1600 | 707 | 0.02 | 15 | 15 | 7 | 3.1623e-10 | 5spot_SharedNeighbor | Water | Porous | Wet | R245fa | MinimizeLCOE_Brownfield | IgnoreSilica | 2019 | 3.7 | 0.113 | 0.0002434 | 4 | 6451481.0031 | 15734495.6488 | 131522.1665 | 320768.9763 | 45.0325 | 0 | 28.9253 | 34714.2237 | 805.1221 | 63394.1832 | 72618.1671 | 0 | 6065.9313 | 0 | 69263.0747 | 180208.3125 | 122995.8762 | 550064.8907 | 961560.8286 | 4769433.0752 | 4769433.0752 | 1478867.319 | 2789494.2999 | 0 | 6281058.7945 | 15318853.4887 | 316227.766 | 0.00097358 | 6451481.0031 | 15734495.6488 | 131522.1665 | 320768.9763
1 | 1600 | 707 | 0.02 | 15 | 15 | 7 | 4.217e-10 | 5spot_SharedNeighbor | Water | Porous | Wet | R245fa | MinimizeLCOE_Brownfield | IgnoreSilica | 2019 | 6.5667 | 0.20825 | 0.00041347 | 4 | 3997330.3873 | 9461876.5874 | 81490.9867 | 192893.1524 | 45.6462 | 0 | 68.9728 | 53847.083 | 1267.1559 | 103317.0803 | 112461.2147 | 0 | 13287.4449 | 0 | 110830.1917 | 288357.4244 | 196809.8673 | 880177.4621 | 961560.8286 | 4769433.0752 | 4769433.0752 | 1478867.319 | 2789494.2999 | 0 | 6611171.3659 | 15648966.0601 | 421696.5034 | 0.0016539 | 3997330.3873 | 9461876.5874 | 81490.9867 | 192893.1524
1 | 1600 | 707 | 0.02 | 15 | 15 | 7 | 5.6234e-10 | 5spot_SharedNeighbor | Water | Porous | Wet | R245fa | MinimizeLCOE_Brownfield | IgnoreSilica | 2019 | 9.5 | 0.30593 | 0.0006144 | 4 | 2814344.2826 | 6491843.7846 | 57374.2149 | 132345.0164 | 45.9025 | 0 | 64.6845 | 70713.4921 | 1676.1656 | 140507.3826 | 153278.5491 | 0 | 16588.3903 | 0 | 149277.9521 | 388390.6102 | 265084.5721 | 1185517.1142 | 961560.8286 | 4769433.0752 | 4769433.0752 | 1478867.319 | 2789494.2999 | 0 | 6916511.018 | 15954305.7122 | 562341.3252 | 0.0024576 | 2814344.2826 | 6491843.7846 | 57374.2149 | 132345.0164
1 | 1600 | 707 | 0.02 | 15 | 15 | 7 | 7.4989e-10 | 5spot_SharedNeighbor | Water | Porous | Wet | R245fa | MinimizeLCOE_Brownfield | IgnoreSilica | 2019 | 8.723 | 0.27955 | 0.0008562 | 4 | 1990829.5142 | 4629769.1557 | 40585.7524 | 94384.1065 | 45.8212 | 0 | 257.6362 | 66287.8153 | 1568.4186 | 130738.1397 | 142322.544 | 0 | 10092.2707 | 0 | 136893.5834 | 356169.0234 | 243092.677 | 1087164.4721 | 961560.8286 | 4769433.0752 | 4769433.0752 | 1478867.319 | 2789494.2999 | 0 | 6818158.3759 | 15855953.0701 | 749894.2093 | 0.0034248 | 1990829.5142 | 4629769.1557 | 40585.7524 | 94384.1065
1 | 1600 | 707 | 0.02 | 15 | 15 | 7 | 1e-09 | 5spot_SharedNeighbor | Water | Porous | Wet | R245fa | MinimizeLCOE_Brownfield | IgnoreSilica | 2019 | 11.281 | 0.36524 | 0.0011861 | 4 | 1490901.5148 | 3395834.4844 | 30394.044 | 69228.6792 | 45.9927 | 0 | 76.1962 | 80112.1299 | 1904.4641 | 161890.4389 | 178057.0391 | 0 | 11472.5963 | 0 | 169040.3006 | 439808.1873 | 300178.125 | 1342463.2812 | 961560.8286 | 4769433.0752 | 4769433.0752 | 1478867.319 | 2789494.2999 | 0 | 7073457.185 | 16111251.8792 | 1000000 | 0.0047444 | 1490901.5148 | 3395834.4844 | 30394.044 | 69228.6792
1 | 1600 | 707 | 0.02 | 15 | 15 | 7 | 1.3335e-09 | 5spot_SharedNeighbor | Water | Porous | Wet | R245fa | MinimizeLCOE_Brownfield | IgnoreSilica | 2019 | 14.187 | 0.46188 | 0.0015339 | 4 | 1198326.159 | 2671346.1789 | 24429.4996 | 54459.0051 | 46.0913 | 0 | 141.1808 | 94478.7977 | 2253.8734 | 195314.7625 | 218446.2495 | 0 | 13002.8819 | 0 | 204163.6604 | 531191.9645 | 362549.4307 | 1621401.6206 | 961560.8286 | 4769433.0752 | 4769433.0752 | 1478867.319 | 2789494.2999 | 0 | 7352395.5245 | 16390190.2186 | 1333521.4322 | 0.0061356 | 1198326.159 | 2671346.1789 | 24429.4996 | 54459.0051
1 | 1600 | 707 | 0.02 | 15 | 15 | 7 | 1.7783e-09 | 5spot_SharedNeighbor | Water | Porous | Wet | R245fa | MinimizeLCOE_Brownfield | IgnoreSilica | 2019 | 17.5607 | 0.57408 | 0.0018995 | 4 | 1009227.3776 | 2198697.4676 | 20574.4652 | 44823.4218 | 46.1654 | 0 | 80.4656 | 110035.423 | 2632.6099 | 232411.4211 | 265337.579 | 0 | 15068.1426 | 0 | 243939.2185 | 634679.8078 | 433182.0102 | 1937286.2121 | 961560.8286 | 4769433.0752 | 4769433.0752 | 1478867.319 | 2789494.2999 | 0 | 7668280.1159 | 16706074.8101 | 1778279.41 | 0.0075982 | 1009227.3776 | 2198697.4676 | 20574.4652 | 44823.4218
1 | 1600 | 707 | 0.02 | 15 | 15 | 7 | 2.3714e-09 | 5spot_SharedNeighbor | Water | Porous | Wet | R245fa | MinimizeLCOE_Brownfield | IgnoreSilica | 2019 | 19.5 | 0.63858 | 0.0022159 | 4 | 884637.915 | 1904269.4922 | 18034.5405 | 38821.1093 | 46.1965 | 0 | 86.0285 | 118549.9732 | 2840.029 | 253069.0229 | 292292.881 | 0 | 14576.2367 | 0 | 265717.9757 | 691343.6666 | 471856.2581 | 2110246.0433 | 961560.8286 | 4769433.0752 | 4769433.0752 | 1478867.319 | 2789494.2999 | 0 | 7841239.9471 | 16879034.6412 | 2371373.7057 | 0.0088638 | 884637.915 | 1904269.4922 | 18034.5405 | 38821.1093
1 | 1600 | 707 | 0.02 | 15 | 15 | 7 | 3.1623e-09 | 5spot_SharedNeighbor | Water | Porous | Wet | R245fa | MinimizeLCOE_Brownfield | IgnoreSilica | 2019 | 21.1493 | 0.69344 | 0.0025037 | 4 | 797387.3739 | 1699829.9987 | 16255.8202 | 34653.3337 | 46.2187 | 0 | 81.9855 | 125585.899 | 3011.4822 | 270312.1583 | 315219.4233 | 0 | 13835.9776 | 0 | 283906.3268 | 738666.0251 | 504154.7402 | 2254692.0324 | 961560.8286 | 4769433.0752 | 4769433.0752 | 1478867.319 | 2789494.2999 | 0 | 7985685.9362 | 17023480.6304 | 3162277.6602 | 0.010015 | 797387.3739 | 1699829.9987 | 16255.8202 | 34653.3337
1 | 1600 | 707 | 0.02 | 15 | 15 | 7 | 4.217e-09 | 5spot_SharedNeighbor | Water | Porous | Wet | R245fa | MinimizeLCOE_Brownfield | IgnoreSilica | 2019 | 22.4964 | 0.73825 | 0.0027539 | 4 | 735468.7031 | 1555921.6807 | 14993.5243 | 31719.568 | 46.2344 | 0 | 84.3342 | 131206.8767 | 3148.4862 | 284194.042 | 333945.1361 | 0 | 12908.2928 | 0 | 298507.1052 | 776654.2554 | 530082.488 | 2370646.6823 | 961560.8286 | 4769433.0752 | 4769433.0752 | 1478867.319 | 2789494.2999 | 0 | 8101640.5861 | 17139435.2803 | 4216965.0343 | 0.011016 | 735468.7031 | 1555921.6807 | 14993.5243 | 31719.568
1 | 1600 | 707 | 0.02 | 15 | 15 | 7 | 5.6234e-09 | 5spot_SharedNeighbor | Water | Porous | Wet | R245fa | MinimizeLCOE_Brownfield | IgnoreSilica | 2019 | 23.5823 | 0.77438 | 0.0029643 | 4 | 691017.6714 | 1453226.3868 | 14087.3299 | 29625.9855 | 46.2458 | 0 | 104.993 | 135662.3324 | 3257.0993 | 295261.8426 | 349039.8487 | 0 | 11890.3503 | 0 | 310093.4746 | 806799.6119 | 550657.3132 | 2462661.873 | 961560.8286 | 4769433.0752 | 4769433.0752 | 1478867.319 | 2789494.2999 | 0 | 8193655.7768 | 17231450.4709 | 5623413.2519 | 0.011857 | 691017.6714 | 1453226.3868 | 14087.3299 | 29625.9855
1 | 1600 | 707 | 0.02 | 15 | 15 | 7 | 7.4989e-09 | 5spot_SharedNeighbor | Water | Porous | Wet | R245fa | MinimizeLCOE_Brownfield | IgnoreSilica | 2019 | 23.2 | 0.76166 | 0.0030836 | 4 | 658593.7819 | 1391322.1874 | 13426.3251 | 28363.9847 | 46.2419 | 0 | 99.9497 | 134101.1923 | 3219.0409 | 291377.4897 | 343725.8557 | 0 | 0 | 0 | 301245.1957 | 783778.2052 | 534944.7301 | 2392391.7096 | 961560.8286 | 4769433.0752 | 4769433.0752 | 1478867.319 | 2789494.2999 | 0 | 8123385.6134 | 17161180.3076 | 7498942.0933 | 0.012334 | 658593.7819 | 1391322.1874 | 13426.3251 | 28363.9847
1 | 1600 | 707 | 0.02 | 15 | 15 | 7 | 1e-08 | 5spot_SharedNeighbor | Water | Porous | Wet | R245fa | MinimizeLCOE_Brownfield | IgnoreSilica | 2019 | 25.0003 | 0.82156 | 0.0032703 | 4 | 635209.6956 | 1326117.4516 | 12949.6088 | 27034.698 | 46.2593 | 0 | 77.1444 | 141386.8463 | 3396.6691 | 309562.5752 | 368753.3048 | 0 | 9319.3698 | 0 | 324643.3184 | 844655.321 | 576494.6125 | 2578212.017 | 961560.8286 | 4769433.0752 | 4769433.0752 | 1478867.319 | 2789494.2999 | 0 | 8309205.9209 | 17347000.615 | 10000000 | 0.013081 | 635209.6956 | 1326117.4516 | 12949.6088 | 27034.698
1 | 1700 | 707 | 0.02 | 15 | 15 | 7 | 1e-13 | 5spot_SharedNeighbor | Water | Porous | Wet | R245fa | MinimizeLCOE_Brownfield | IgnoreSilica | 2019 | 0 | 0 | 0 | 0 |  |  |  |  | 15 |  | 14.1257 | [19 empty] | 100 | 0
1 | 1700 | 707 | 0.02 | 15 | 15 | 7 | 1.3335e-13 | 5spot_SharedNeighbor | Water | Porous | Wet | R245fa | MinimizeLCOE_Brownfield | IgnoreSilica | 2019 | 0 | 0 | 0 | 0 |  |  |  |  | 15 |  | 16.9178 | [19 empty] | 133.3521 | 0
1 | 1700 | 707 | 0.02 | 15 | 15 | 7 | 1.7783e-13 | 5spot_SharedNeighbor | Water | Porous | Wet | R245fa | MinimizeLCOE_Brownfield | IgnoreSilica | 2019 | 0 | 0 | 0 | 0 |  |  |  |  | 15 |  | 18.9972 | [19 empty] | 177.8279 | 0
1 | 1700 | 707 | 0.02 | 15 | 15 | 7 | 2.3714e-13 | 5spot_SharedNeighbor | Water | Porous | Wet | R245fa | MinimizeLCOE_Brownfield | IgnoreSilica | 2019 | 0 | 0 | 0 | 0 |  |  |  |  | 15 |  | 21.2726 | [19 empty] | 237.1374 | 0
1 | 1700 | 707 | 0.02 | 15 | 15 | 7 | 3.1623e-13 | 5spot_SharedNeighbor | Water | Porous | Wet | R245fa | MinimizeLCOE_Brownfield | IgnoreSilica | 2019 | 0 | 0 | 0 | 0 |  |  |  |  | 15 |  | 21.8057 | [19 empty] | 316.2278 | 0
1 | 1700 | 707 | 0.02 | 15 | 15 | 7 | 4.217e-13 | 5spot_SharedNeighbor | Water | Porous | Wet | R245fa | MinimizeLCOE_Brownfield | IgnoreSilica | 2019 | 0 | 0 | 0 | 0 |  |  |  |  | 15 |  | 22.7168 | [19 empty] | 421.6965 | 0
1 | 1700 | 707 | 0.02 | 15 | 15 | 7 | 5.6234e-13 | 5spot_SharedNeighbor | Water | Porous | Wet | R245fa | MinimizeLCOE_Brownfield | IgnoreSilica | 2019 | 0 | 0 | 0 | 0 |  |  |  |  | 15 |  | 22.8039 | [19 empty] | 562.3413 | 0
1 | 1700 | 707 | 0.02 | 15 | 15 | 7 | 7.4989e-13 | 5spot_SharedNeighbor | Water | Porous | Wet | R245fa | MinimizeLCOE_Brownfield | IgnoreSilica | 2019 | 0 | 0 | 0 | 0 |  |  |  |  | 15 |  | 23.0701 | [19 empty] | 749.8942 | 0
1 | 1700 | 707 | 0.02 | 15 | 15 | 7 | 1e-12 | 5spot_SharedNeighbor | Water | Porous | Wet | R245fa | MinimizeLCOE_Brownfield | IgnoreSilica | 2019 | 0 | 0 | 0 | 0 |  |  |  |  | 15 |  | 24.2406 | [19 empty] | 1000 | 0
1 | 1700 | 707 | 0.02 | 15 | 15 | 7 | 1.3335e-12 | 5spot_SharedNeighbor | Water | Porous | Wet | R245fa | MinimizeLCOE_Brownfield | IgnoreSilica | 2019 | 0 | 0 | 0 | 0 |  |  |  |  | 15 |  | 26.581 | [19 empty] | 1333.5214 | 0
1 | 1700 | 707 | 0.02 | 15 | 15 | 7 | 1.7783e-12 | 5spot_SharedNeighbor | Water | Porous | Wet | R245fa | MinimizeLCOE_Brownfield | IgnoreSilica | 2019 | 0 | 0 | 0 | 0 |  |  |  |  | 15 |  | 27.8373 | [19 empty] | 1778.2794 | 0
1 | 1700 | 707 | 0.02 | 15 | 15 | 7 | 2.3714e-12 | 5spot_SharedNeighbor | Water | Porous | Wet | R245fa | MinimizeLCOE_Brownfield | IgnoreSilica | 2019 | 0 | 0 | 0 | 0 |  |  |  |  | 15 |  | 32.8167 | [19 empty] | 2371.3737 | 0
1 | 1700 | 707 | 0.02 | 15 | 15 | 7 | 3.1623e-12 | 5spot_SharedNeighbor | Water | Porous | Wet | R245fa | MinimizeLCOE_Brownfield | IgnoreSilica | 2019 | 0 | 0 | 0 | 0 |  |  |  |  | 15 |  | 33.3208 | [19 empty] | 3162.2777 | 0
1 | 1700 | 707 | 0.02 | 15 | 15 | 7 | 4.217e-12 | 5spot_SharedNeighbor | Water | Porous | Wet | R245fa | MinimizeLCOE_Brownfield | IgnoreSilica | 2019 | 0 | 0 | 0 | 0 |  |  |  |  | 15 |  | 37.3411 | [19 empty] | 4216.965 | 0
1 | 1700 | 707 | 0.02 | 15 | 15 | 7 | 5.6234e-12 | 5spot_SharedNeighbor | Water | Porous | Wet | R245fa | MinimizeLCOE_Brownfield | IgnoreSilica | 2019 | 0 | 0 | 0 | 0 |  |  |  |  | 15 |  | 38.1463 | [19 empty] | 5623.4133 | 0
1 | 1700 | 707 | 0.02 | 15 | 15 | 7 | 7.4989e-12 | 5spot_SharedNeighbor | Water | Porous | Wet | R245fa | MinimizeLCOE_Brownfield | IgnoreSilica | 2019 | 0 | 0 | 0 | 0 |  |  |  |  | 15 |  | 35.9413 | [19 empty] | 7498.9421 | 0
1 | 1700 | 707 | 0.02 | 15 | 15 | 7 | 1e-11 | 5spot_SharedNeighbor | Water | Porous | Wet | R245fa | MinimizeLCOE_Brownfield | IgnoreSilica | 2019 | 0 | 0 | 0 | 0 |  |  |  |  | 15 |  | 35.5977 | [19 empty] | 10000 | 0
1 | 1700 | 707 | 0.02 | 15 | 15 | 7 | 1.3335e-11 | 5spot_SharedNeighbor | Water | Porous | Wet | R245fa | MinimizeLCOE_Brownfield | IgnoreSilica | 2019 | 0 | 0 | 0 | 0 |  |  |  |  | 15 |  | 34.5631 | [19 empty] | 13335.2143 | 0
1 | 1700 | 707 | 0.02 | 15 | 15 | 7 | 1.7783e-11 | 5spot_SharedNeighbor | Water | Porous | Wet | R245fa | MinimizeLCOE_Brownfield | IgnoreSilica | 2019 | 0 | 0 | 0 | 0 |  |  |  |  | 15 |  | 32.8169 | [19 empty] | 17782.7941 | 0
1 | 1700 | 707 | 0.02 | 15 | 15 | 7 | 2.3714e-11 | 5spot_SharedNeighbor | Water | Porous | Wet | R245fa | MinimizeLCOE_Brownfield | IgnoreSilica | 2019 | 0 | 0 | 0 | 0 |  |  |  |  | 15 |  | 32.6519 | [19 empty] | 23713.7371 | 0
1 | 1700 | 707 | 0.02 | 15 | 15 | 7 | 3.1623e-11 | 5spot_SharedNeighbor | Water | Porous | Wet | R245fa | MinimizeLCOE_Brownfield | IgnoreSilica | 2019 | 0 | 0 | 0 | 0 |  |  |  |  | 15 |  | 30.6758 | [19 empty] | 31622.7766 | 0
1 | 1700 | 707 | 0.02 | 15 | 15 | 7 | 4.217e-11 | 5spot_SharedNeighbor | Water | Porous | Wet | R245fa | MinimizeLCOE_Brownfield | IgnoreSilica | 2019 | 0 | 0 | 0 | 0 |  |  |  |  | 15 |  | 31.1321 | [19 empty] | 42169.6503 | 0
1 | 1700 | 707 | 0.02 | 15 | 15 | 7 | 5.6234e-11 | 5spot_SharedNeighbor | Water | Porous | Wet | R245fa | MinimizeLCOE_Brownfield | IgnoreSilica | 2019 | 0 | 0 | 0 | 0 |  |  |  |  | 15 |  | 31.1576 | [19 empty] | 56234.1325 | 0
1 | 1700 | 707 | 0.02 | 15 | 15 | 7 | 7.4989e-11 | 5spot_SharedNeighbor | Water | Porous | Wet | R245fa | MinimizeLCOE_Brownfield | IgnoreSilica | 2019 | 1.6 | 0.04825 | 2.4335e-05 | 4 | 65322562.7901 | 162481537.0784 | 1331688.7978 | 3312405.9059 | 44.8231 | 0 | 34.0965 | 19297.9625 | 439.7269 | 32097.1301 | 44886.5297 | 0 | 9094.894 | 0 | 41268.3348 | 107371.7419 | 73283.4201 | 327739.7401 | 961560.8286 | 5069319.0393 | 5069319.0393 | 1478867.319 | 2909448.6856 | 0 | 6358619.608 | 15816254.6519 | 74989.4209 | 9.7342e-05 | 65322562.7901 | 162481537.0784 | 1331688.7978 | 3312405.9059
1 | 1700 | 707 | 0.02 | 15 | 15 | 7 | 1e-10 | 5spot_SharedNeighbor | Water | Porous | Wet | R245fa | MinimizeLCOE_Brownfield | IgnoreSilica | 2019 | 2.8667 | 0.094652 | 0.00014553 | 4 | 11237716.4777 | 27484662.2672 | 229096.0505 | 560312.0161 | 46.3451 | 0 | 64.4926 | 32128.999 | 751.0074 | 54942.006 | 63725.7721 | 0 | 13370.5899 | 0 | 64318.166 | 167342.6745 | 114214.8139 | 510794.0288 | 961560.8286 | 5069319.0393 | 5069319.0393 | 1478867.319 | 2909448.6856 | 0 | 6541673.8967 | 15999308.9406 | 100000 | 0.00058212 | 11237716.4777 | 27484662.2672 | 229096.0505 | 560312.0161
1 | 1700 | 707 | 0.02 | 15 | 15 | 7 | 1.3335e-10 | 5spot_SharedNeighbor | Water | Porous | Wet | R245fa | MinimizeLCOE_Brownfield | IgnoreSilica | 2019 | 3.8413 | 0.13041 | 0.00029998 | 4 | 5556900.4293 | 13438658.1999 | 113284.9315 | 273965.2245 | 46.8552 | 0 | 68.2014 | 40662.6529 | 959.6955 | 70960.0399 | 78204.1487 | 0 | 14900.9351 | 0 | 80218.1141 | 208711.0779 | 142449.5993 | 637066.2635 | 961560.8286 | 5069319.0393 | 5069319.0393 | 1478867.319 | 2909448.6856 | 0 | 6667946.1314 | 16125581.1753 | 133352.1432 | 0.0011999 | 5556900.4293 | 13438658.1999 | 113284.9315 | 273965.2245
1 | 1700 | 707 | 0.02 | 15 | 15 | 7 | 1.7783e-10 | 5spot_SharedNeighbor | Water | Porous | Wet | R245fa | MinimizeLCOE_Brownfield | IgnoreSilica | 2019 | 5.0593 | 0.17528 | 0.0005069 | 4 | 3362691.0408 | 8027172.2758 | 68553.0052 | 163644.7644 | 47.2227 | 0 | 60.1744 | 50359.7819 | 1197.5517 | 89866.217 | 96339.3549 | 0 | 16418.4463 | 0 | 99130.7272 | 257917.8177 | 176034.2103 | 787264.1071 | 961560.8286 | 5069319.0393 | 5069319.0393 | 1478867.319 | 2909448.6856 | 0 | 6818143.975 | 16275779.0189 | 177827.941 | 0.0020276 | 3362691.0408 | 8027172.2758 | 68553.0052 | 163644.7644
1 | 1700 | 707 | 0.02 | 15 | 15 | 7 | 2.3714e-10 | 5spot_SharedNeighbor | Water | Porous | Wet | R245fa | MinimizeLCOE_Brownfield | IgnoreSilica | 2019 | 6.5519 | 0.23034 | 0.00077596 | 4 | 2253309.2334 | 5300381.5669 | 45936.7565 | 108055.4475 | 47.4858 | 0 | 95.1534 | 61219.4441 | 1464.4874 | 111785.1522 | 118573.2879 | 0 | 17890.8038 | 0 | 121263.9384 | 315503.893 | 215337.8899 | 963038.8966 | 961560.8286 | 5069319.0393 | 5069319.0393 | 1478867.319 | 2909448.6856 | 0 | 6993918.7645 | 16451553.8084 | 237137.3706 | 0.0031038 | 2253309.2334 | 5300381.5669 | 45936.7565 | 108055.4475
1 | 1700 | 707 | 0.02 | 15 | 15 | 7 | 3.1623e-10 | 5spot_SharedNeighbor | Water | Porous | Wet | R245fa | MinimizeLCOE_Brownfield | IgnoreSilica | 2019 | 9.5 | 0.33934 | 0.0011302 | 4 | 1621514.3742 | 3713508.201 | 33056.7638 | 75704.8876 | 47.7762 | 0 | 83.0524 | 80593.0008 | 1941.9248 | 152364.2705 | 162550.6288 | 0 | 22205.2134 | 0 | 163665.465 | 425823.9674 | 290633.6076 | 1299778.0783 | 961560.8286 | 5069319.0393 | 5069319.0393 | 1478867.319 | 2909448.6856 | 0 | 7330657.9462 | 16788292.9901 | 316227.766 | 0.0045209 | 1621514.3742 | 3713508.201 | 33056.7638 | 75704.8876
1 | 1700 | 707 | 0.02 | 15 | 15 | 7 | 4.217e-10 | 5spot_SharedNeighbor | Water | Porous | Wet | R245fa | MinimizeLCOE_Brownfield | IgnoreSilica | 2019 | 10.7861 | 0.3869 | 0.0015686 | 4 | 1189663.5564 | 2697032.1366 | 24252.9007 | 54982.6481 | 47.853 | 0 | 77.5888 | 88407.435 | 2134.7605 | 169205.9733 | 181733.3347 | 0 | 21311.9163 | 0 | 180489.4337 | 469596.4831 | 320509.249 | 1433388.5856 | 961560.8286 | 5069319.0393 | 5069319.0393 | 1478867.319 | 2909448.6856 | 0 | 7464268.4535 | 16921903.4974 | 421696.5034 | 0.0062743 | 1189663.5564 | 2697032.1366 | 24252.9007 | 54982.6481
1 | 1700 | 707 | 0.02 | 15 | 15 | 7 | 5.6234e-10 | 5spot_SharedNeighbor | Water | Porous | Wet | R245fa | MinimizeLCOE_Brownfield | IgnoreSilica | 2019 | 13.3466 | 0.48157 | 0.0020947 | 4 | 923038.6838 | 2051815.7986 | 18817.3921 | 41829.0403 | 47.9616 | 0 | 82.0081 | 103128.8757 | 2498.3202 | 201565.9238 | 219919.6075 | 0 | 22711.0442 | 0 | 214431.2708 | 557906.1808 | 380782.4322 | 1702943.6552 | 961560.8286 | 5069319.0393 | 5069319.0393 | 1478867.319 | 2909448.6856 | 0 | 7733823.5231 | 17191458.567 | 562341.3252 | 0.0083787 | 923038.6838 | 2051815.7986 | 18817.3921 | 41829.0403
1 | 1700 | 707 | 0.02 | 15 | 15 | 7 | 7.4989e-10 | 5spot_SharedNeighbor | Water | Porous | Wet | R245fa | MinimizeLCOE_Brownfield | IgnoreSilica | 2019 | 16.1233 | 0.5842 | 0.002698 | 4 | 742917.766 | 1619283.4394 | 15145.3835 | 33011.2832 | 48.041 | 0 | 123.461 | 118111.0948 | 2868.6446 | 235235.1116 | 261318.2923 | 0 | 23874.1634 | 0 | 250148.8496 | 650835.9942 | 444208.9394 | 1986601.09 | 961560.8286 | 5069319.0393 | 5069319.0393 | 1478867.319 | 2909448.6856 | 0 | 8017480.9579 | 17475116.0018 | 749894.2093 | 0.010792 | 742917.766 | 1619283.4394 | 15145.3835 | 33011.2832
1 | 1700 | 707 | 0.02 | 15 | 15 | 7 | 1e-09 | 5spot_SharedNeighbor | Water | Porous | Wet | R245fa | MinimizeLCOE_Brownfield | IgnoreSilica | 2019 | 18.8908 | 0.68646 | 0.0033489 | 4 | 619058.4871 | 1325083.1802 | 12620.3446 | 27013.6129 | 48.0972 | 0 | 81.0013 | 132254.3198 | 3218.4504 | 267621.2497 | 302571.6924 | 0 | 24590.7162 | 0 | 284800.0071 | 740991.1979 | 505741.7184 | 2261789.3518 | 961560.8286 | 5069319.0393 | 5069319.0393 | 1478867.319 | 2909448.6856 | 0 | 8292669.2197 | 17750304.2636 | 1000000 | 0.013396 | 619058.4871 | 1325083.1802 | 12620.3446 | 27013.6129
1 | 1700 | 707 | 0.02 | 15 | 15 | 7 | 1.3335e-09 | 5spot_SharedNeighbor | Water | Porous | Wet | R245fa | MinimizeLCOE_Brownfield | IgnoreSilica | 2019 | 21.5218 | 0.78368 | 0.0040108 | 4 | 532851.9985 | 1122367.0219 | 10862.9087 | 22880.9699 | 48.1375 | 0 | 101.5975 | 145111.7804 | 3536.579 | 297525.9901 | 341792.478 | 0 | 24916.5256 | 0 | 317024.5077 | 824832.7385 | 562965.2926 | 2517705.892 | 961560.8286 | 5069319.0393 | 5069319.0393 | 1478867.319 | 2909448.6856 | 0 | 8548585.7599 | 18006220.8038 | 1333521.4322 | 0.016043 | 532851.9985 | 1122367.0219 | 10862.9087 | 22880.9699
1 | 1700 | 707 | 0.02 | 15 | 15 | 7 | 1.7783e-09 | 5spot_SharedNeighbor | Water | Porous | Wet | R245fa | MinimizeLCOE_Brownfield | IgnoreSilica | 2019 | 23.7365 | 0.86553 | 0.0046401 | 4 | 471936.4914 | 981499.7343 | 9621.0637 | 20009.1997 | 48.1647 | 0 | 71.5238 | 155560.9278 | 3795.186 | 322127.2192 | 374808.7757 | 0 | 24614.8464 | 0 | 343553.7125 | 893856.2874 | 610075.283 | 2728392.2381 | 961560.8286 | 5069319.0393 | 5069319.0393 | 1478867.319 | 2909448.6856 | 0 | 8759272.106 | 18216907.1499 | 1778279.41 | 0.01856 | 471936.4914 | 981499.7343 | 9621.0637 | 20009.1997
1 | 1700 | 707 | 0.02 | 15 | 15 | 7 | 2.3714e-09 | 5spot_SharedNeighbor | Water | Porous | Wet | R245fa | MinimizeLCOE_Brownfield | IgnoreSilica | 2019 | 25.9406 | 0.947 | 0.0052274 | 4 | 428876.3145 | 881188.6457 | 8743.2238 | 17964.2224 | 48.1873 | 0 | 101.8416 | 165666.3566 | 4045.3311 | 346155.9129 | 407670.6703 | 0 | 24630.5352 | 0 | 369785.8343 | 962106.8875 | 656657.72 | 2936719.2478 | 961560.8286 | 5069319.0393 | 5069319.0393 | 1478867.319 | 2909448.6856 | 0 | 8967599.1158 | 18425234.1597 | 2371373.7057 | 0.02091 | 428876.3145 | 881188.6457 | 8743.2238 | 17964.2224
1 | 1700 | 707 | 0.02 | 15 | 15 | 7 | 3.1623e-09 | 5spot_SharedNeighbor | Water | Porous | Wet | R245fa | MinimizeLCOE_Brownfield | IgnoreSilica | 2019 | 27.6191 | 1.009 | 0.0057305 | 4 | 398017.718 | 810615.6723 | 8114.1295 | 16525.4969 | 48.2022 | 0 | 101.4483 | 173185.4676 | 4231.4789 | 364177.6649 | 432695.9966 | 0 | 24189.0488 | 0 | 389407.0661 | 1013157.3077 | 691500.6808 | 3092544.7115 | 961560.8286 | 5069319.0393 | 5069319.0393 | 1478867.319 | 2909448.6856 | 0 | 9123424.5794 | 18581059.6233 | 3162277.6602 | 0.022922 | 398017.718 | 810615.6723 | 8114.1295 | 16525.4969
1 | 1700 | 707 | 0.02 | 15 | 15 | 7 | 4.217e-09 | 5spot_SharedNeighbor | Water | Porous | Wet | R245fa | MinimizeLCOE_Brownfield | IgnoreSilica | 2019 | 28.9614 | 1.0587 | 0.0061529 | 4 | 375703.4314 | 759977.3778 | 7659.2226 | 15493.1668 | 48.213 | 0 | 96.4732 | 179098.3725 | 4377.8741 | 378431.5268 | 452709.9373 | 0 | 23663.5042 | 0 | 404929.6738 | 1053543.9488 | 719065.3932 | 3215820.2307 | 961560.8286 | 5069319.0393 | 5069319.0393 | 1478867.319 | 2909448.6856 | 0 | 9246700.0987 | 18704335.1426 | 4216965.0343 | 0.024612 | 375703.4314 | 759977.3778 | 7659.2226 | 15493.1668
1 | 1700 | 707 | 0.02 | 15 | 15 | 7 | 5.6234e-09 | 5spot_SharedNeighbor | Water | Porous | Wet | R245fa | MinimizeLCOE_Brownfield | IgnoreSilica | 2019 | 30.3601 | 1.1104 | 0.0067715 | 4 | 345916.0181 | 695087.3091 | 7051.9659 | 14170.295 | 48.2232 | 0 | 76.5984 | 185171.8198 | 4528.2533 | 393144.8105 | 473567.0585 | 0 | 21505.2892 | 0 | 420387.7202 | 1093762.6146 | 746515.459 | 3338583.025 | 961560.8286 | 5069319.0393 | 5069319.0393 | 1478867.319 | 2909448.6856 | 0 | 9369462.8929 | 18827097.9368 | 5623413.2519 | 0.027086 | 345916.0181 | 695087.3091 | 7051.9659 | 14170.295
1 | 1700 | 707 | 0.02 | 15 | 15 | 7 | 7.4989e-09 | 5spot_SharedNeighbor | Water | Porous | Wet | R245fa | MinimizeLCOE_Brownfield | IgnoreSilica | 2019 | 31.1929 | 1.1412 | 0.0070573 | 4 | 334562.094 | 669594.5283 | 6820.5008 | 13650.5902 | 48.2289 | 0 | 95.2168 | 188747.0396 | 4616.7798 | 401839.4081 | 485984.5771 | 0 | 20910.497 | 0 | 429818.3376 | 1118299.1466 | 763262.1463 | 3413477.9322 | 961560.8286 | 5069319.0393 | 5069319.0393 | 1478867.319 | 2909448.6856 | 0 | 9444357.8001 | 18901992.844 | 7498942.0933 | 0.028229 | 334562.094 | 669594.5283 | 6820.5008 | 13650.5902
1 | 1700 | 707 | 0.02 | 15 | 15 | 7 | 1e-08 | 5spot_SharedNeighbor | Water | Porous | Wet | R245fa | MinimizeLCOE_Brownfield | IgnoreSilica | 2019 | 31.8145 | 1.1642 | 0.0072808 | 4 | 326193.4432 | 650940.544 | 6649.8945 | 13270.3035 | 48.233 | 0 | 71.9902 | 191396.8048 | 4682.3926 | 408299.023 | 495253.6795 | 0 | 20352.9534 | 0 | 436794.0928 | 1136448.6306 | 775649.5421 | 3468877.1187 | 961560.8286 | 5069319.0393 | 5069319.0393 | 1478867.319 | 2909448.6856 | 0 | 9499756.9866 | 18957392.0305 | 10000000 | 0.029123 | 326193.4432 | 650940.544 | 6649.8945 | 13270.3035
1 | 1800 | 707 | 0.02 | 15 | 15 | 7 | 1e-13 | 5spot_SharedNeighbor | Water | Porous | Wet | R245fa | MinimizeLCOE_Brownfield | IgnoreSilica | 2019 | 0 | 0 | 0 | 0 |  |  |  |  | 15 |  | 15.2511 | [19 empty] | 100 | 0
1 | 1800 | 707 | 0.02 | 15 | 15 | 7 | 1.3335e-13 | 5spot_SharedNeighbor | Water | Porous | Wet | R245fa | MinimizeLCOE_Brownfield | IgnoreSilica | 2019 | 0 | 0 | 0 | 0 |  |  |  |  | 15 |  | 18.0877 | [19 empty] | 133.3521 | 0
1 | 1800 | 707 | 0.02 | 15 | 15 | 7 | 1.7783e-13 | 5spot_SharedNeighbor | Water | Porous | Wet | R245fa | MinimizeLCOE_Brownfield | IgnoreSilica | 2019 | 0 | 0 | 0 | 0 |  |  |  |  | 15 |  | 18.2065 | [19 empty] | 177.8279 | 0
1 | 1800 | 707 | 0.02 | 15 | 15 | 7 | 2.3714e-13 | 5spot_SharedNeighbor | Water | Porous | Wet | R245fa | MinimizeLCOE_Brownfield | IgnoreSilica | 2019 | 0 | 0 | 0 | 0 |  |  |  |  | 15 |  | 21.6199 | [19 empty] | 237.1374 | 0
1 | 1800 | 707 | 0.02 | 15 | 15 | 7 | 3.1623e-13 | 5spot_SharedNeighbor | Water | Porous | Wet | R245fa | MinimizeLCOE_Brownfield | IgnoreSilica | 2019 | 0 | 0 | 0 | 0 |  |  |  |  | 15 |  | 20.7838 | [19 empty] | 316.2278 | 0
1 | 1800 | 707 | 0.02 | 15 | 15 | 7 | 4.217e-13 | 5spot_SharedNeighbor | Water | Porous | Wet | R245fa | MinimizeLCOE_Brownfield | IgnoreSilica | 2019 | 0 | 0 | 0 | 0 |  |  |  |  | 15 |  | 20.2861 | [19 empty] | 421.6965 | 0
1 | 1800 | 707 | 0.02 | 15 | 15 | 7 | 5.6234e-13 | 5spot_SharedNeighbor | Water | Porous | Wet | R245fa | MinimizeLCOE_Brownfield | IgnoreSilica | 2019 | 0 | 0 | 0 | 0 |  |  |  |  | 15 |  | 21.143 | [19 empty] | 562.3413 | 0
1 | 1800 | 707 | 0.02 | 15 | 15 | 7 | 7.4989e-13 | 5spot_SharedNeighbor | Water | Porous | Wet | R245fa | MinimizeLCOE_Brownfield | IgnoreSilica | 2019 | 0 | 0 | 0 | 0 |  |  |  |  | 15 |  | 22.0608 | [19 empty] | 749.8942 | 0
1 | 1800 | 707 | 0.02 | 15 | 15 | 7 | 1e-12 | 5spot_SharedNeighbor | Water | Porous | Wet | R245fa | MinimizeLCOE_Brownfield | IgnoreSilica | 2019 | 0 | 0 | 0 | 0 |  |  |  |  | 15 |  | 23.5367 | [19 empty] | 1000 | 0
1 | 1800 | 707 | 0.02 | 15 | 15 | 7 | 1.3335e-12 | 5spot_SharedNeighbor | Water | Porous | Wet | R245fa | MinimizeLCOE_Brownfield | IgnoreSilica | 2019 | 0 | 0 | 0 | 0 |  |  |  |  | 15 |  | 23.3142 | [19 empty] | 1333.5214 | 0
1 | 1800 | 707 | 0.02 | 15 | 15 | 7 | 1.7783e-12 | 5spot_SharedNeighbor | Water | Porous | Wet | R245fa | MinimizeLCOE_Brownfield | IgnoreSilica | 2019 | 0 | 0 | 0 | 0 |  |  |  |  | 15 |  | 27.2395 | [19 empty] | 1778.2794 | 0
1 | 1800 | 707 | 0.02 | 15 | 15 | 7 | 2.3714e-12 | 5spot_SharedNeighbor | Water | Porous | Wet | R245fa | MinimizeLCOE_Brownfield | IgnoreSilica | 2019 | 0 | 0 | 0 | 0 |  |  |  |  | 15 |  | 31.0529 | [19 empty] | 2371.3737 | 0
1 | 1800 | 707 | 0.02 | 15 | 15 | 7 | 3.1623e-12 | 5spot_SharedNeighbor | Water | Porous | Wet | R245fa | MinimizeLCOE_Brownfield | IgnoreSilica | 2019 | 0 | 0 | 0 | 0 |  |  |  |  | 15 |  | 31.5652 | [19 empty] | 3162.2777 | 0
1 | 1800 | 707 | 0.02 | 15 | 15 | 7 | 4.217e-12 | 5spot_SharedNeighbor | Water | Porous | Wet | R245fa | MinimizeLCOE_Brownfield | IgnoreSilica | 2019 | 0 | 0 | 0 | 0 |  |  |  |  | 15 |  | 33.949 | [19 empty] | 4216.965 | 0
1 | 1800 | 707 | 0.02 | 15 | 15 | 7 | 5.6234e-12 | 5spot_SharedNeighbor | Water | Porous | Wet | R245fa | MinimizeLCOE_Brownfield | IgnoreSilica | 2019 | 0 | 0 | 0 | 0 |  |  |  |  | 15 |  | 32.77 | [19 empty] | 5623.4133 | 0
1 | 1800 | 707 | 0.02 | 15 | 15 | 7 | 7.4989e-12 | 5spot_SharedNeighbor | Water | Porous | Wet | R245fa | MinimizeLCOE_Brownfield | IgnoreSilica | 2019 | 0 | 0 | 0 | 0 |  |  |  |  | 15 |  | 30.3824 | [19 empty] | 7498.9421 | 0
1 | 1800 | 707 | 0.02 | 15 | 15 | 7 | 1e-11 | 5spot_SharedNeighbor | Water | Porous | Wet | R245fa | MinimizeLCOE_Brownfield | IgnoreSilica | 2019 | 0 | 0 | 0 | 0 |  |  |  |  | 15 |  | 31.0169 | [19 empty] | 10000 | 0
1 | 1800 | 707 | 0.02 | 15 | 15 | 7 | 1.3335e-11 | 5spot_SharedNeighbor | Water | Porous | Wet | R245fa | MinimizeLCOE_Brownfield | IgnoreSilica | 2019 | 0 | 0 | 0 | 0 |  |  |  |  | 15 |  | 31.0971 | [19 empty] | 13335.2143 | 0
1 | 1800 | 707 | 0.02 | 15 | 15 | 7 | 1.7783e-11 | 5spot_SharedNeighbor | Water | Porous | Wet | R245fa | MinimizeLCOE_Brownfield | IgnoreSilica | 2019 | 0 | 0 | 0 | 0 |  |  |  |  | 15 |  | 27.4371 | [19 empty] | 17782.7941 | 0
1 | 1800 | 707 | 0.02 | 15 | 15 | 7 | 2.3714e-11 | 5spot_SharedNeighbor | Water | Porous | Wet | R245fa | MinimizeLCOE_Brownfield | IgnoreSilica | 2019 | 0 | 0 | 0 | 0 |  |  |  |  | 15 |  | 28.5181 | [19 empty] | 23713.7371 | 0
1 | 1800 | 707 | 0.02 | 15 | 15 | 7 | 3.1623e-11 | 5spot_SharedNeighbor | Water | Porous | Wet | R245fa | MinimizeLCOE_Brownfield | IgnoreSilica | 2019 | 0 | 0 | 0 | 0 |  |  |  |  | 15 |  | 28.2081 | [19 empty] | 31622.7766 | 0
1 | 1800 | 707 | 0.02 | 15 | 15 | 7 | 4.217e-11 | 5spot_SharedNeighbor | Water | Porous | Wet | R245fa | MinimizeLCOE_Brownfield | IgnoreSilica | 2019 | 1.6 | 0.052849 | 3.8094e-05 | 4 | 43920331.4304 | 108797183.5421 | 895375.3629 | 2217977.7456 | 46.352 | 0 | 30.3262 | 21604.0186 | 499.5773 | 34468.7919 | 46212.1028 | 0 | 12085.4743 | 0 | 44799.2863 | 116558.5535 | 79553.6078 | 355781.4125 | 961560.8286 | 5375065.0943 | 5375065.0943 | 1478867.319 | 3031747.1076 | 0 | 6692407.3354 | 16578086.8563 | 42169.6503 | 0.00015238 | 43920331.4304 | 108797183.5421 | 895375.3629 | 2217977.7456
1 | 1800 | 707 | 0.02 | 15 | 15 | 7 | 5.6234e-11 | 5spot_SharedNeighbor | Water | Porous | Wet | R245fa | MinimizeLCOE_Brownfield | IgnoreSilica | 2019 | 1.6 | 0.052849 | 0.0001195 | 4 | 13988398.866 | 34670080.6956 | 285172.4316 | 706796.4897 | 46.352 | 0 | 30.5123 | 21604.0919 | 499.5793 | 34468.8635 | 46212.1423 | 0 | 10127.467 | 0 | 44035.7362 | 114571.9526 | 78197.7118 | 349717.5447 | 961560.8286 | 5375065.0943 | 5375065.0943 | 1478867.319 | 3031747.1076 | 0 | 6686343.4675 | 16572022.9884 | 56234.1325 | 0.00047799 | 13988398.866 | 34670080.6956 | 285172.4316 | 706796.4897
1 | 1800 | 707 | 0.02 | 15 | 15 | 7 | 7.4989e-11 | 5spot_SharedNeighbor | Water | Porous | Wet | R245fa | MinimizeLCOE_Brownfield | IgnoreSilica | 2019 | 3.2734 | 0.12033 | 0.00036312 | 4 | 4783029.9014 | 11589127.0783 | 97508.5341 | 236260.0309 | 48.3223 | 0 | 76.2085 | 40219.0794 | 959.3685 | 66439.0843 | 72702.5175 | 0 | 16822.6324 | 0 | 76885.646 | 200040.6796 | 136531.8742 | 610600.8819 | 961560.8286 | 5375065.0943 | 5375065.0943 | 1478867.319 | 3031747.1076 | 0 | 6947226.8048 | 16832906.3257 | 74989.4209 | 0.0014525 | 4783029.9014 | 11589127.0783 | 97508.5341 | 236260.0309
1 | 1800 | 707 | 0.02 | 15 | 15 | 7 | 1e-10 | 5spot_SharedNeighbor | Water | Porous | Wet | R245fa | MinimizeLCOE_Brownfield | IgnoreSilica | 2019 | 4.3749 | 0.16491 | 0.00062523 | 4 | 2838734.6977 | 6791532.8048 | 57871.4465 | 138454.5825 | 48.8216 | 0 | 63.5586 | 50638.3843 | 1218.7604 | 85450.8202 | 90146.9672 | 0 | 18846.0805 | 0 | 96057.395 | 249921.6376 | 170576.653 | 762856.6983 | 961560.8286 | 5375065.0943 | 5375065.0943 | 1478867.319 | 3031747.1076 | 0 | 7099482.6212 | 16985162.142 | 100000 | 0.0025009 | 2838734.6977 | 6791532.8048 | 57871.4465 | 138454.5825
1 | 1800 | 707 | 0.02 | 15 | 15 | 7 | 1.3335e-10 | 5spot_SharedNeighbor | Water | Porous | Wet | R245fa | MinimizeLCOE_Brownfield | IgnoreSilica | 2019 | 5.7165 | 0.21938 | 0.00097353 | 4 | 1868400.3089 | 4407010.8774 | 38089.8675 | 89842.8777 | 49.1741 | 0 | 96.0227 | 62200.4697 | 1507.3045 | 107326.7226 | 111424.6362 | 0 | 20766.8391 | 0 | 118258.1291 | 307683.3938 | 210000.2386 | 939167.7335 | 961560.8286 | 5375065.0943 | 5375065.0943 | 1478867.319 | 3031747.1076 | 0 | 7275793.6564 | 17161473.1773 | 133352.1432 | 0.0038941 | 1868400.3089 | 4407010.8774 | 38089.8675 | 89842.8777
1 | 1800 | 707 | 0.02 | 15 | 15 | 7 | 1.7783e-10 | 5spot_SharedNeighbor | Water | Porous | Wet | R245fa | MinimizeLCOE_Brownfield | IgnoreSilica | 2019 | 7.3413 | 0.28532 | 0.0014209 | 4 | 1315977.7599 | 3055277.1549 | 26827.9866 | 62285.9574 | 49.421 | 0 | 98.3755 | 75014.2645 | 1827.513 | 132408.9156 | 137182.889 | 0 | 22607.7803 | 0 | 143926.1314 | 374466.2706 | 255580.9242 | 1143014.6887 | 961560.8286 | 5375065.0943 | 5375065.0943 | 1478867.319 | 3031747.1076 | 0 | 7479640.6116 | 17365320.1324 | 177827.941 | 0.0056837 | 1315977.7599 | 3055277.1549 | 26827.9866 | 62285.9574
1 | 1800 | 707 | 0.02 | 15 | 15 | 7 | 2.3714e-10 | 5spot_SharedNeighbor | Water | Porous | Wet | R245fa | MinimizeLCOE_Brownfield | IgnoreSilica | 2019 | 9.6607 | 0.37998 | 0.0020252 | 4 | 958152.1761 | 2178468.0652 | 19533.2281 | 44411.0181 | 49.6559 | 0 | 76.7163 | 91945.5728 | 2251.6449 | 166477.4016 | 174080.9429 | 0 | 25422.0396 | 0 | 179469.2647 | 466942.2126 | 318697.6548 | 1425286.7341 | 961560.8286 | 5375065.0943 | 5375065.0943 | 1478867.319 | 3031747.1076 | 0 | 7761912.657 | 17647592.1778 | 237137.3706 | 0.0081009 | 958152.1761 | 2178468.0652 | 19533.2281 | 44411.0181
1 | 1800 | 707 | 0.02 | 15 | 15 | 7 | 3.1623e-10 | 5spot_SharedNeighbor | Water | Porous | Wet | R245fa | MinimizeLCOE_Brownfield | IgnoreSilica | 2019 | 12.2017 | 0.48349 | 0.0027644 | 4 | 728656.9576 | 1622663.7758 | 14854.6577 | 33080.1959 | 49.8028 | 0 | 80.1673 | 108984.7604 | 2678.8065 | 201834.4495 | 214450.5658 | 0 | 27595.4276 | 0 | 216662.1638 | 563710.5068 | 384744.004 | 1720660.6844 | 961560.8286 | 5375065.0943 | 5375065.0943 | 1478867.319 | 3031747.1076 | 0 | 8057286.6073 | 17942966.1281 | 316227.766 | 0.011058 | 728656.9576 | 1622663.7758 | 14854.6577 | 33080.1959
1 | 1800 | 707 | 0.02 | 15 | 15 | 7 | 4.217e-10 | 5spot_SharedNeighbor | Water | Porous | Wet | R245fa | MinimizeLCOE_Brownfield | IgnoreSilica | 2019 | 15.1318 | 0.60287 | 0.003658 | 4 | 573168.6131 | 1248791.5647 | 11684.8174 | 25458.3052 | 49.9117 | 0 | 86.9828 | 127286.9384 | 3137.9945 | 240779.9381 | 261004.5488 | 0 | 29650.2037 | 0 | 258125.2532 | 671588.96 | 458373.265 | 2049947.1016 | 961560.8286 | 5375065.0943 | 5375065.0943 | 1478867.319 | 3031747.1076 | 0 | 8386573.0245 | 18272252.5454 | 421696.5034 | 0.014632 | 573168.6131 | 1248791.5647 | 11684.8174 | 25458.3052
1 | 1800 | 707 | 0.02 | 15 | 15 | 7 | 5.6234e-10 | 5spot_SharedNeighbor | Water | Porous | Wet | R245fa | MinimizeLCOE_Brownfield | IgnoreSilica | 2019 | 18.3159 | 0.73263 | 0.0046884 | 4 | 465702.3471 | 992833.0264 | 9493.9723 | 20240.2441 | 49.991 | 0 | 108.6558 | 145952.3219 | 3606.5554 | 281392.9605 | 311598.283 | 0 | 31374.7905 | 0 | 301830.7154 | 785301.6074 | 535984.4834 | 2397041.7173 | 961560.8286 | 5375065.0943 | 5375065.0943 | 1478867.319 | 3031747.1076 | 0 | 8733667.6402 | 18619347.161 | 562341.3252 | 0.018754 | 465702.3471 | 992833.0264 | 9493.9723 | 20240.2441
1 | 1800 | 707 | 0.02 | 15 | 15 | 7 | 7.4989e-10 | 5spot_SharedNeighbor | Water | Porous | Wet | R245fa | MinimizeLCOE_Brownfield | IgnoreSilica | 2019 | 21.5755 | 0.86535 | 0.0058142 | 4 | 390399.3749 | 815466.1349 | 7958.8193 | 16624.3802 | 50.0485 | 0 | 87.6833 | 164032.061 | 4060.6505 | 321466.4908 | 363362.4801 | 0 | 32637.7773 | 0 | 345368.1893 | 898577.1839 | 613297.3919 | 2742802.2249 | 961560.8286 | 5375065.0943 | 5375065.0943 | 1478867.319 | 3031747.1076 | 0 | 9079428.1477 | 18965107.6686 | 749894.2093 | 0.023257 | 390399.3749 | 815466.1349 | 7958.8193 | 16624.3802
1 | 1800 | 707 | 0.02 | 15 | 15 | 7 | 1e-09 | 5spot_SharedNeighbor | Water | Porous | Wet | R245fa | MinimizeLCOE_Brownfield | IgnoreSilica | 2019 | 24.6714 | 0.9914 | 0.0069679 | 4 | 337269.8156 | 691958.5622 | 6875.7014 | 14106.5112 | 50.0894 | 0 | 81.5394 | 180433.7976 | 4472.7022 | 358396.6299 | 412523.773 | 0 | 33295.5994 | 0 | 385757.7758 | 1003662.6029 | 685020.3497 | 3063563.2306 | 961560.8286 | 5375065.0943 | 5375065.0943 | 1478867.319 | 3031747.1076 | 0 | 9400189.1535 | 19285868.6744 | 1000000 | 0.027871 | 337269.8156 | 691958.5622 | 6875.7014 | 14106.5112
1 | 1800 | 707 | 0.02 | 15 | 15 | 7 | 1.3335e-09 | 5spot_SharedNeighbor | Water | Porous | Wet | R245fa | MinimizeLCOE_Brownfield | IgnoreSilica | 2019 | 27.4876 | 1.1061 | 0.008085 | 4 | 299520.5662 | 605200.2713 | 6106.1319 | 12337.8261 | 50.1188 | 0 | 95.6362 | 194811.9706 | 4833.9635 | 391184.5409 | 457248.542 | 0 | 33481.4617 | 0 | 421808.5867 | 1097459.4177 | 749038.6031 | 3349867.0861 | 961560.8286 | 5375065.0943 | 5375065.0943 | 1478867.319 | 3031747.1076 | 0 | 9686493.0089 | 19572172.5298 | 1333521.4322 | 0.03234 | 299520.5662 | 605200.2713 | 6106.1319 | 12337.8261
1 | 1800 | 707 | 0.02 | 15 | 15 | 7 | 1.7783e-09 | 5spot_SharedNeighbor | Water | Porous | Wet | R245fa | MinimizeLCOE_Brownfield | IgnoreSilica | 2019 | 29.9165 | 1.205 | 0.0091094 | 4 | 272508.079 | 543813.9056 | 5555.4458 | 11086.382 | 50.14 | 0 | 95.9971 | 206854.3002 | 5136.5564 | 418922.4093 | 495825.6381 | 0 | 33276.069 | 0 | 452405.8395 | 1177067.1931 | 803372.5456 | 3592860.5513 | 961560.8286 | 5375065.0943 | 5375065.0943 | 1478867.319 | 3031747.1076 | 0 | 9929486.4742 | 19815165.995 | 1778279.41 | 0.036437 | 272508.079 | 543813.9056 | 5555.4458 | 11086.382
1 | 1800 | 707 | 0.02 | 15 | 15 | 7 | 2.3714e-09 | 5spot_SharedNeighbor | Water | Porous | Wet | R245fa | MinimizeLCOE_Brownfield | IgnoreSilica | 2019 | 31.9387 | 1.2874 | 0.010007 | 4 | 253040.3354 | 499998.2548 | 5158.5695 | 10193.1407 | 50.1553 | 0 | 100.7223 | 216654.331 | 5382.8147 | 441671.0608 | 527944.9643 | 0 | 32828.9251 | 0 | 477548.0174 | 1242481.9828 | 848019.4837 | 3792531.5798 | 961560.8286 | 5375065.0943 | 5375065.0943 | 1478867.319 | 3031747.1076 | 0 | 10129157.5027 | 20014837.0235 | 2371373.7057 | 0.04003 | 253040.3354 | 499998.2548 | 5158.5695 | 10193.1407
1 | 1800 | 707 | 0.02 | 15 | 15 | 7 | 3.1623e-09 | 5spot_SharedNeighbor | Water | Porous | Wet | R245fa | MinimizeLCOE_Brownfield | IgnoreSilica | 2019 | 33.5628 | 1.3535 | 0.010765 | 4 | 238913.1195 | 468489.3083 | 4870.5671 | 9550.7882 | 50.1664 | 0 | 122.2652 | 224389.0513 | 5577.1782 | 459731.946 | 553742.0765 | 0 | 32240.589 | 0 | 497515.528 | 1294433.3493 | 883477.3589 | 3951107.0772 | 961560.8286 | 5375065.0943 | 5375065.0943 | 1478867.319 | 3031747.1076 | 0 | 10287733.0001 | 20173412.5209 | 3162277.6602 | 0.043061 | 238913.1195 | 468489.3083 | 4870.5671 | 9550.7882
1 | 1800 | 707 | 0.02 | 15 | 15 | 7 | 4.217e-09 | 5spot_SharedNeighbor | Water | Porous | Wet | R245fa | MinimizeLCOE_Brownfield | IgnoreSilica | 2019 | 34.8734 | 1.4069 | 0.01139 | 4 | 228596.5662 | 445580.0489 | 4660.2502 | 9083.752 | 50.1746 | 0 | 107.0172 | 230548.4146 | 5731.9557 | 474179.1996 | 574560.8927 | 0 | 31675.3933 | 0 | 513511.3838 | 1336051.285 | 911882.4551 | 4078140.9799 | 961560.8286 | 5375065.0943 | 5375065.0943 | 1478867.319 | 3031747.1076 | 0 | 10414766.9028 | 20300446.4237 | 4216965.0343 | 0.04556 | 228596.5662 | 445580.0489 | 4660.2502 | 9083.752
1 | 1800 | 707 | 0.02 | 15 | 15 | 7 | 5.6234e-09 | 5spot_SharedNeighbor | Water | Porous | Wet | R245fa | MinimizeLCOE_Brownfield | IgnoreSilica | 2019 | 35.8823 | 1.448 | 0.01189 | 4 | 221021.4035 | 428878.4649 | 4505.8203 | 8743.2676 | 50.1805 | 0 | 94.0382 | 235242.0978 | 5849.9023 | 485226.2368 | 590587.2347 | 0 | 31111.2218 | 0 | 525726.5104 | 1367832.5387 | 933573.8138 | 4175149.5562 | 961560.8286 | 5375065.0943 | 5375065.0943 | 1478867.319 | 3031747.1076 | 0 | 10511775.479 | 20397454.9999 | 5623413.2519 | 0.04756 | 221021.4035 | 428878.4649 | 4505.8203 | 8743.2676
1 | 1800 | 707 | 0.02 | 15 | 15 | 7 | 7.4989e-09 | 5spot_SharedNeighbor | Water | Porous | Wet | R245fa | MinimizeLCOE_Brownfield | IgnoreSilica | 2019 | 36.6593 | 1.4797 | 0.012285 | 4 | 215433.5909 | 416613.9314 | 4391.9051 | 8493.2385 | 50.1849 | 0 | 84.8394 | 238829.8306 | 5940.0574 | 493691.8528 | 602930.4489 | 0 | 30608.9539 | 0 | 535080.446 | 1392169.5603 | 950184.3311 | 4249435.481 | 961560.8286 | 5375065.0943 | 5375065.0943 | 1478867.319 | 3031747.1076 | 0 | 10586061.4039 | 20471740.9247 | 7498942.0933 | 0.049138 | 215433.5909 | 416613.9314 | 4391.9051 | 8493.2385
1 | 1800 | 707 | 0.02 | 15 | 15 | 7 | 1e-08 | 5spot_SharedNeighbor | Water | Porous | Wet | R245fa | MinimizeLCOE_Brownfield | IgnoreSilica | 2019 | 37.064 | 1.4962 | 0.012573 | 4 | 211229.1192 | 407797.8589 | 4306.1913 | 8313.5109 | 50.1871 | 0 | 94.3672 | 240689.4098 | 5986.7861 | 498086.9617 | 609359.5975 | 0 | 29794.2101 | 0 | 539727.6164 | 1404260.5446 | 958436.6763 | 4286341.8025 | 961560.8286 | 5375065.0943 | 5375065.0943 | 1478867.319 | 3031747.1076 | 0 | 10622967.7254 | 20508647.2462 | 10000000 | 0.050291 | 211229.1192 | 407797.8589 | 4306.1913 | 8313.5109
1 | 1900 | 707 | 0.02 | 15 | 15 | 7 | 1e-13 | 5spot_SharedNeighbor | Water | Porous | Wet | R245fa | MinimizeLCOE_Brownfield | IgnoreSilica | 2019 | 0 | 0 | 0 | 0 |  |  |  |  | 15 |  | 16.3178 | [19 empty] | 100 | 0
1 | 1900 | 707 | 0.02 | 15 | 15 | 7 | 1.3335e-13 | 5spot_SharedNeighbor | Water | Porous | Wet | R245fa | MinimizeLCOE_Brownfield | IgnoreSilica | 2019 | 0 | 0 | 0 | 0 |  |  |  |  | 15 |  | 18.3455 | [19 empty] | 133.3521 | 0
1 | 1900 | 707 | 0.02 | 15 | 15 | 7 | 1.7783e-13 | 5spot_SharedNeighbor | Water | Porous | Wet | R245fa | MinimizeLCOE_Brownfield | IgnoreSilica | 2019 | 0 | 0 | 0 | 0 |  |  |  |  | 15 |  | 19.6224 | [19 empty] | 177.8279 | 0
1 | 1900 | 707 | 0.02 | 15 | 15 | 7 | 2.3714e-13 | 5spot_SharedNeighbor | Water | Porous | Wet | R245fa | MinimizeLCOE_Brownfield | IgnoreSilica | 2019 | 0 | 0 | 0 | 0 |  |  |  |  | 15 |  | 20.6139 | [19 empty] | 237.1374 | 0
1 | 1900 | 707 | 0.02 | 15 | 15 | 7 | 3.1623e-13 | 5spot_SharedNeighbor | Water | Porous | Wet | R245fa | MinimizeLCOE_Brownfield | IgnoreSilica | 2019 | 0 | 0 | 0 | 0 |  |  |  |  | 15 |  | 22.1301 | [19 empty] | 316.2278 | 0
1 | 1900 | 707 | 0.02 | 15 | 15 | 7 | 4.217e-13 | 5spot_SharedNeighbor | Water | Porous | Wet | R245fa | MinimizeLCOE_Brownfield | IgnoreSilica | 2019 | 0 | 0 | 0 | 0 |  |  |  |  | 15 |  | 22.7581 | [19 empty] | 421.6965 | 0
1 | 1900 | 707 | 0.02 | 15 | 15 | 7 | 5.6234e-13 | 5spot_SharedNeighbor | Water | Porous | Wet | R245fa | MinimizeLCOE_Brownfield | IgnoreSilica | 2019 | 0 | 0 | 0 | 0 |  |  |  |  | 15 |  | 22.0895 | [19 empty] | 562.3413 | 0
1 | 1900 | 707 | 0.02 | 15 | 15 | 7 | 7.4989e-13 | 5spot_SharedNeighbor | Water | Porous | Wet | R245fa | MinimizeLCOE_Brownfield | IgnoreSilica | 2019 | 0 | 0 | 0 | 0 |  |  |  |  | 15 |  | 25.7738 | [19 empty] | 749.8942 | 0
1 | 1900 | 707 | 0.02 | 15 | 15 | 7 | 1e-12 | 5spot_SharedNeighbor | Water | Porous | Wet | R245fa | MinimizeLCOE_Brownfield | IgnoreSilica | 2019 | 0 | 0 | 0 | 0 |  |  |  |  | 15 |  | 25.0077 | [19 empty] | 1000 | 0
1 | 1900 | 707 | 0.02 | 15 | 15 | 7 | 1.3335e-12 | 5spot_SharedNeighbor | Water | Porous | Wet | R245fa | MinimizeLCOE_Brownfield | IgnoreSilica | 2019 | 0 | 0 | 0 | 0 |  |  |  |  | 15 |  | 26.9247 | [19 empty] | 1333.5214 | 0
1 | 1900 | 707 | 0.02 | 15 | 15 | 7 | 1.7783e-12 | 5spot_SharedNeighbor | Water | Porous | Wet | R245fa | MinimizeLCOE_Brownfield | IgnoreSilica | 2019 | 0 | 0 | 0 | 0 |  |  |  |  | 15 |  | 28.6782 | [19 empty] | 1778.2794 | 0
1 | 1900 | 707 | 0.02 | 15 | 15 | 7 | 2.3714e-12 | 5spot_SharedNeighbor | Water | Porous | Wet | R245fa | MinimizeLCOE_Brownfield | IgnoreSilica | 2019 | 0 | 0 | 0 | 0 |  |  |  |  | 15 |  | 32.4818 | [19 empty] | 2371.3737 | 0
1 | 1900 | 707 | 0.02 | 15 | 15 | 7 | 3.1623e-12 | 5spot_SharedNeighbor | Water | Porous | Wet | R245fa | MinimizeLCOE_Brownfield | IgnoreSilica | 2019 | 0 | 0 | 0 | 0 |  |  |  |  | 15 |  | 30.8909 | [19 empty] | 3162.2777 | 0
1 | 1900 | 707 | 0.02 | 15 | 15 | 7 | 4.217e-12 | 5spot_SharedNeighbor | Water | Porous | Wet | R245fa | MinimizeLCOE_Brownfield | IgnoreSilica | 2019 | 0 | 0 | 0 | 0 |  |  |  |  | 15 |  | 32.0111 | [19 empty] | 4216.965 | 0
1 | 1900 | 707 | 0.02 | 15 | 15 | 7 | 5.6234e-12 | 5spot_SharedNeighbor | Water | Porous | Wet | R245fa | MinimizeLCOE_Brownfield | IgnoreSilica | 2019 | 0 | 0 | 0 | 0 |  |  |  |  | 15 |  | 33.9803 | [19 empty] | 5623.4133 | 0
1 | 1900 | 707 | 0.02 | 15 | 15 | 7 | 7.4989e-12 | 5spot_SharedNeighbor | Water | Porous | Wet | R245fa | MinimizeLCOE_Brownfield | IgnoreSilica | 2019 | 0 | 0 | 0 | 0 |  |  |  |  | 15 |  | 33.8496 | [19 empty] | 7498.9421 | 0
1 | 1900 | 707 | 0.02 | 15 | 15 | 7 | 1e-11 | 5spot_SharedNeighbor | Water | Porous | Wet | R245fa | MinimizeLCOE_Brownfield | IgnoreSilica | 2019 | 0 | 0 | 0 | 0 |  |  |  |  | 15 |  | 33.5962 | [19 empty] | 10000 | 0
1 | 1900 | 707 | 0.02 | 15 | 15 | 7 | 1.3335e-11 | 5spot_SharedNeighbor | Water | Porous | Wet | R245fa | MinimizeLCOE_Brownfield | IgnoreSilica | 2019 | 0 | 0 | 0 | 0 |  |  |  |  | 15 |  | 32.6296 | [19 empty] | 13335.2143 | 0
1 | 1900 | 707 | 0.02 | 15 | 15 | 7 | 1.7783e-11 | 5spot_SharedNeighbor | Water | Porous | Wet | R245fa | MinimizeLCOE_Brownfield | IgnoreSilica | 2019 | 0 | 0 | 0 | 0 |  |  |  |  | 15 |  | 30.8613 | [19 empty] | 17782.7941 | 0
1 | 1900 | 707 | 0.02 | 15 | 15 | 7 | 2.3714e-11 | 5spot_SharedNeighbor | Water | Porous | Wet | R245fa | MinimizeLCOE_Brownfield | IgnoreSilica | 2019 | 0 | 0 | 0 | 0 |  |  |  |  | 15 |  | 29.6391 | [19 empty] | 23713.7371 | 0
1 | 1900 | 707 | 0.02 | 15 | 15 | 7 | 3.1623e-11 | 5spot_SharedNeighbor | Water | Porous | Wet | R245fa | MinimizeLCOE_Brownfield | IgnoreSilica | 2019 | 1.6 | 0.057409 | 0.00011237 | 4 | 15633095.8789 | 38597729.0548 | 318701.8048 | 786866.9141 | 47.8583 | 0 | 33.3255 | 23942.5338 | 561.5661 | 36771.9796 | 47468.0299 | 0 | 13423.9216 | 0 | 47645.5321 | 123963.901 | 84607.9097 | 378385.3737 | 961560.8286 | 5686671.2401 | 5686671.2401 | 1478867.319 | 3156389.5659 | 0 | 7026617.4424 | 17348545.5674 | 31622.7766 | 0.00044947 | 15633095.8789 | 38597729.0548 | 318701.8048 | 786866.9141
1 | 1900 | 707 | 0.02 | 15 | 15 | 7 | 4.217e-11 | 5spot_SharedNeighbor | Water | Porous | Wet | R245fa | MinimizeLCOE_Brownfield | IgnoreSilica | 2019 | 1.6 | 0.057409 | 0.00021793 | 4 | 8053276.4667 | 19894300.0883 | 164176.9336 | 405572.2163 | 47.8584 | 0 | 32.4985 | 23942.6358 | 561.5688 | 36772.0802 | 47468.0841 | 0 | 11324.0578 | 0 | 46826.6864 | 121833.4326 | 83153.8212 | 371882.367 | 961560.8286 | 5686671.2401 | 5686671.2401 | 1478867.319 | 3156389.5659 | 0 | 7020114.4357 | 17342042.5607 | 42169.6503 | 0.00087171 | 8053276.4667 | 19894300.0883 | 164176.9336 | 405572.2163
1 | 1900 | 707 | 0.02 | 15 | 15 | 7 | 5.6234e-11 | 5spot_SharedNeighbor | Water | Porous | Wet | R245fa | MinimizeLCOE_Brownfield | IgnoreSilica | 2019 | 3.4586 | 0.1394 | 0.00059349 | 4 | 3088854.7222 | 7436843.8578 | 62970.4815 | 151610.1211 | 50.1545 | 0 | 70.0637 | 46799.4111 | 1135.5251 | 74602.9971 | 78639.4749 | 0 | 19846.8959 | 0 | 86199.4786 | 224273.3615 | 153071.1776 | 684568.3219 | 961560.8286 | 5686671.2401 | 5686671.2401 | 1478867.319 | 3156389.5659 | 0 | 7332800.3906 | 17654728.5156 | 56234.1325 | 0.002374 | 3088854.7222 | 7436843.8578 | 62970.4815 | 151610.1211
1 | 1900 | 707 | 0.02 | 15 | 15 | 7 | 7.4989e-11 | 5spot_SharedNeighbor | Water | Porous | Wet | R245fa | MinimizeLCOE_Brownfield | IgnoreSilica | 2019 | 4.5964 | 0.18972 | 0.00097293 | 4 | 1927491.8344 | 4579763.8972 | 39294.5282 | 93364.6816 | 50.6717 | 0 | 91.2564 | 58622.4836 | 1434.8286 | 95410.5952 | 97709.1681 | 0 | 22243.2915 | 0 | 107413.9432 | 279469.0464 | 190743.3667 | 853046.7234 | 961560.8286 | 5686671.2401 | 5686671.2401 | 1478867.319 | 3156389.5659 | 0 | 7501278.7921 | 17823206.9171 | 74989.4209 | 0.0038917 | 1927491.8344 | 4579763.8972 | 39294.5282 | 93364.6816
1 | 1900 | 707 | 0.02 | 15 | 15 | 7 | 1e-10 | 5spot_SharedNeighbor | Water | Porous | Wet | R245fa | MinimizeLCOE_Brownfield | IgnoreSilica | 2019 | 6.0138 | 0.25249 | 0.0014774 | 4 | 1303067.7032 | 3049651.2412 | 26564.7977 | 62171.2655 | 51.0457 | 0 | 84.7111 | 72045.3984 | 1775.3924 | 119877.7745 | 121476.5725 | 0 | 24678.8916 | 0 | 132543.0715 | 344849.8836 | 235367.1315 | 1052614.116 | 961560.8286 | 5686671.2401 | 5686671.2401 | 1478867.319 | 3156389.5659 | 0 | 7700846.1847 | 18022774.3097 | 100000 | 0.0059098 | 1303067.7032 | 3049651.2412 | 26564.7977 | 62171.2655
1 | 1900 | 707 | 0.02 | 15 | 15 | 7 | 1.3335e-10 | 5spot_SharedNeighbor | Water | Porous | Wet | R245fa | MinimizeLCOE_Brownfield | IgnoreSilica | 2019 | 7.7117 | 0.32774 | 0.0021223 | 4 | 933983.8255 | 2149859.5393 | 19040.5236 | 43827.7946 | 51.3004 | 0 | 90.3884 | 86755.9063 | 2148.8385 | 147655.5912 | 149953.9382 | 0 | 26959.3078 | 0 | 161254.697 | 419551.6437 | 286352.6177 | 1280632.5404 | 961560.8286 | 5686671.2401 | 5686671.2401 | 1478867.319 | 3156389.5659 | 0 | 7928864.6091 | 18250792.7341 | 133352.1432 | 0.0084893 | 933983.8255 | 2149859.5393 | 19040.5236 | 43827.7946
1 | 1900 | 707 | 0.02 | 15 | 15 | 7 | 1.7783e-10 | 5spot_SharedNeighbor | Water | Porous | Wet | R245fa | MinimizeLCOE_Brownfield | IgnoreSilica | 2019 | 10.1749 | 0.4377 | 0.0030057 | 4 | 686244.621 | 1544787.5356 | 13990.0248 | 31492.5834 | 51.5578 | 0 | 81.5581 | 106575.1969 | 2653.296 | 186065.1677 | 191458.9095 | 0 | 30551.072 | 0 | 201748.4204 | 524908.0056 | 358260.4996 | 1602220.5676 | 961560.8286 | 5686671.2401 | 5686671.2401 | 1478867.319 | 3156389.5659 | 0 | 8250452.6363 | 18572380.7613 | 177827.941 | 0.012023 | 686244.621 | 1544787.5356 | 13990.0248 | 31492.5834
1 | 1900 | 707 | 0.02 | 15 | 15 | 7 | 2.3714e-10 | 5spot_SharedNeighbor | Water | Porous | Wet | R245fa | MinimizeLCOE_Brownfield | IgnoreSilica | 2019 | 12.925 | 0.56015 | 0.0040904 | 4 | 525182.7707 | 1156044.9612 | 10706.5611 | 23567.5402 | 51.7164 | 0 | 81.7674 | 126849.9327 | 3169.5145 | 226620.7255 | 237712.9778 | 0 | 33496.4485 | 0 | 244861.3436 | 637078.9881 | 434819.5 | 1944609.4306 | 961560.8286 | 5686671.2401 | 5686671.2401 | 1478867.319 | 3156389.5659 | 0 | 8592841.4993 | 18914769.6243 | 237137.3706 | 0.016362 | 525182.7707 | 1156044.9612 | 10706.5611 | 23567.5402
1 | 1900 | 707 | 0.02 | 15 | 15 | 7 | 3.1623e-10 | 5spot_SharedNeighbor | Water | Porous | Wet | R245fa | MinimizeLCOE_Brownfield | IgnoreSilica | 2019 | 16.1233 | 0.70259 | 0.0054155 | 4 | 414420.3164 | 890916.2422 | 8448.5187 | 18162.5327 | 51.8337 | 0 | 124.2358 | 148779.9998 | 3728.2136 | 271622.0739 | 291508.414 | 0 | 36319.3058 | 0 | 293263.6228 | 763011.7899 | 520771.2249 | 2329004.6447 | 961560.8286 | 5686671.2401 | 5686671.2401 | 1478867.319 | 3156389.5659 | 0 | 8977236.7134 | 19299164.8384 | 316227.766 | 0.021662 | 414420.3164 | 890916.2422 | 8448.5187 | 18162.5327
1 | 1900 | 707 | 0.02 | 15 | 15 | 7 | 4.217e-10 | 5spot_SharedNeighbor | Water | Porous | Wet | R245fa | MinimizeLCOE_Brownfield | IgnoreSilica | 2019 | 19.6265 | 0.85863 | 0.0069631 | 4 | 336955.9914 | 707550.6159 | 6869.3037 | 14424.3763 | 51.919 | 0 | 104.6977 | 171289.3578 | 4301.8856 | 318871.1107 | 350438.9207 | 0 | 38714.2459 | 0 | 344610.0531 | 896604.6689 | 611951.1099 | 2736781.3528 | 961560.8286 | 5686671.2401 | 5686671.2401 | 1478867.319 | 3156389.5659 | 0 | 9385013.4215 | 19706941.5465 | 421696.5034 | 0.027852 | 336955.9914 | 707550.6159 | 6869.3037 | 14424.3763
1 | 1900 | 707 | 0.02 | 15 | 15 | 7 | 5.6234e-10 | 5spot_SharedNeighbor | Water | Porous | Wet | R245fa | MinimizeLCOE_Brownfield | IgnoreSilica | 2019 | 23.2734 | 1.0211 | 0.0086792 | 4 | 282223.9196 | 579542.8587 | 5753.5163 | 11814.7651 | 51.9811 | 0 | 93.9574 | 193432.5226 | 4866.3418 | 366269.4061 | 411792.569 | 0 | 40555.2469 | 0 | 396597.2737 | 1031864.7529 | 704268.8965 | 3149647.0095 | 961560.8286 | 5686671.2401 | 5686671.2401 | 1478867.319 | 3156389.5659 | 0 | 9797879.0782 | 20119807.2032 | 562341.3252 | 0.034717 | 282223.9196 | 579542.8587 | 5753.5163 | 11814.7651
1 | 1900 | 707 | 0.02 | 15 | 15 | 7 | 7.4989e-10 | 5spot_SharedNeighbor | Water | Porous | Wet | R245fa | MinimizeLCOE_Brownfield | IgnoreSilica | 2019 | 26.8297 | 1.1796 | 0.010472 | 4 | 243297.7472 | 489725.369 | 4959.9537 | 9983.714 | 52.0258 | 0 | 96.8321 | 214016.0376 | 5391.0933 | 411056.4912 | 471624.7067 | 0 | 41698.3327 | 0 | 446076.798 | 1160600.3255 | 792133.5701 | 3542597.3551 | 961560.8286 | 5686671.2401 | 5686671.2401 | 1478867.319 | 3156389.5659 | 0 | 10190829.4238 | 20512757.5488 | 749894.2093 | 0.041886 | 243297.7472 | 489725.369 | 4959.9537 | 9983.714
1 | 1900 | 707 | 0.02 | 15 | 15 | 7 | 1e-09 | 5spot_SharedNeighbor | Water | Porous | Wet | R245fa | MinimizeLCOE_Brownfield | IgnoreSilica | 2019 | 30.1017 | 1.3254 | 0.012235 | 4 | 215469.528 | 426380.7381 | 4392.6378 | 8692.3481 | 52.058 | 0 | 97.6582 | 232227.3372 | 5855.3798 | 451213.0009 | 526679.0132 | 0 | 42165.2866 | 0 | 490674.6069 | 1276634.6759 | 871329.3985 | 3896778.6991 | 961560.8286 | 5686671.2401 | 5686671.2401 | 1478867.319 | 3156389.5659 | 0 | 10545010.7678 | 20866938.8928 | 1000000 | 0.04894 | 215469.528 | 426380.7381 | 4392.6378 | 8692.3481
1 | 1900 | 707 | 0.02 | 15 | 15 | 7 | 1.3335e-09 | 5spot_SharedNeighbor | Water | Porous | Wet | R245fa | MinimizeLCOE_Brownfield | IgnoreSilica | 2019 | 32.9787 | 1.4536 | 0.013878 | 4 | 195471.5115 | 381408.6522 | 3984.9512 | 7775.5313 | 52.0814 | 0 | 77.2425 | 247747.2056 | 6251.0419 | 485799.269 | 575090.8598 | 0 | 42113.0536 | 0 | 529230.5576 | 1376949.3508 | 939796.2254 | 4202977.5637 | 961560.8286 | 5686671.2401 | 5686671.2401 | 1478867.319 | 3156389.5659 | 0 | 10851209.6324 | 21173137.7574 | 1333521.4322 | 0.055513 | 195471.5115 | 381408.6522 | 3984.9512 | 7775.5313
1 | 1900 | 707 | 0.02 | 15 | 15 | 7 | 1.7783e-09 | 5spot_SharedNeighbor | Water | Porous | Wet | R245fa | MinimizeLCOE_Brownfield | IgnoreSilica | 2019 | 35.3876 | 1.561 | 0.015335 | 4 | 181019.054 | 349290.1765 | 3690.3183 | 7120.7527 | 52.0982 | 0 | 109.5424 | 260427.999 | 6574.3123 | 514292.6681 | 615628.0342 | 0 | 41663.6178 | 0 | 561048.7863 | 1459733.8549 | 996298.3505 | 4455667.6231 | 961560.8286 | 5686671.2401 | 5686671.2401 | 1478867.319 | 3156389.5659 | 0 | 11103899.6918 | 21425827.8168 | 1778279.41 | 0.061341 | 181019.054 | 349290.1765 | 3690.3183 | 7120.7527
1 | 1900 | 707 | 0.02 | 15 | 15 | 7 | 2.3714e-09 | 5spot_SharedNeighbor | Water | Porous | Wet | R245fa | MinimizeLCOE_Brownfield | IgnoreSilica | 2019 | 37.3561 | 1.6487 | 0.016579 | 4 | 170513.367 | 326157.0873 | 3476.1456 | 6649.1534 | 52.1104 | 0 | 99.5473 | 270597.7776 | 6833.5581 | 537288.9268 | 648756.8888 | 0 | 41022.2891 | 0 | 586754.7818 | 1526615.5822 | 1041946.5037 | 4659816.3081 | 961560.8286 | 5686671.2401 | 5686671.2401 | 1478867.319 | 3156389.5659 | 0 | 11308048.3768 | 21629976.5018 | 2371373.7057 | 0.066318 | 170513.367 | 326157.0873 | 3476.1456 | 6649.1534
1 | 1900 | 707 | 0.02 | 15 | 15 | 7 | 3.1623e-09 | 5spot_SharedNeighbor | Water | Porous | Wet | R245fa | MinimizeLCOE_Brownfield | IgnoreSilica | 2019 | 38.9297 | 1.7189 | 0.01761 | 4 | 162833.8034 | 309372.149 | 3319.5873 | 6306.9697 | 52.1194 | 0 | 91.1363 | 278611.4997 | 7037.8331 | 555497.589 | 675241.4069 | 0 | 40320.5551 | 0 | 607116.4647 | 1579592.5044 | 1078104.3416 | 4821522.1944 | 961560.8286 | 5686671.2401 | 5686671.2401 | 1478867.319 | 3156389.5659 | 0 | 11469754.2631 | 21791682.3881 | 3162277.6602 | 0.070438 | 162833.8034 | 309372.149 | 3319.5873 | 6306.9697
1 | 1900 | 707 | 0.02 | 15 | 15 | 7 | 4.217e-09 | 5spot_SharedNeighbor | Water | Porous | Wet | R245fa | MinimizeLCOE_Brownfield | IgnoreSilica | 2019 | 40.1406 | 1.7729 | 0.018438 | 4 | 157191.7122 | 297147.8148 | 3204.5657 | 6057.7601 | 52.1258 | 0 | 101.9671 | 284711.8021 | 7193.3277 | 569409.1004 | 695622.5174 | 0 | 39588.2029 | 0 | 622644.7307 | 1619993.8674 | 1105679.1021 | 4944842.6509 | 961560.8286 | 5686671.2401 | 5686671.2401 | 1478867.319 | 3156389.5659 | 0 | 11593074.7196 | 21915002.8446 | 4216965.0343 | 0.073751 | 157191.7122 | 297147.8148 | 3204.5657 | 6057.7601
1 | 1900 | 707 | 0.02 | 15 | 15 | 7 | 5.6234e-09 | 5spot_SharedNeighbor | Water | Porous | Wet | R245fa | MinimizeLCOE_Brownfield | IgnoreSilica | 2019 | 41.1003 | 1.8157 | 0.019098 | 4 | 153028.5453 | 288143.6804 | 3119.6939 | 5874.1987 | 52.1307 | 0 | 107.1165 | 289506.6269 | 7315.542 | 580373.5597 | 711773.9654 | 0 | 38977.5584 | 0 | 634899.4284 | 1651878.077 | 1127440.7302 | 5042165.488 | 961560.8286 | 5686671.2401 | 5686671.2401 | 1478867.319 | 3156389.5659 | 0 | 11690397.5567 | 22012325.6817 | 5623413.2519 | 0.076394 | 153028.5453 | 288143.6804 | 3119.6939 | 5874.1987
1 | 1900 | 707 | 0.02 | 15 | 15 | 7 | 7.4989e-09 | 5spot_SharedNeighbor | Water | Porous | Wet | R245fa | MinimizeLCOE_Brownfield | IgnoreSilica | 2019 | 41.8339 | 1.8484 | 0.019614 | 4 | 149945.6374 | 281505.6829 | 3056.8446 | 5738.8741 | 52.1342 | 0 | 82.9673 | 293149.5848 | 7408.3939 | 588721.4352 | 724122.2328 | 0 | 38446.1201 | 0 | 644220.6291 | 1676129.929 | 1143993.1176 | 5116191.4425 | 961560.8286 | 5686671.2401 | 5686671.2401 | 1478867.319 | 3156389.5659 | 0 | 11764423.5112 | 22086351.6362 | 7498942.0933 | 0.078458 | 149945.6374 | 281505.6829 | 3056.8446 | 5738.8741
1 | 1900 | 707 | 0.02 | 15 | 15 | 7 | 1e-08 | 5spot_SharedNeighbor | Water | Porous | Wet | R245fa | MinimizeLCOE_Brownfield | IgnoreSilica | 2019 | 42.3861 | 1.873 | 0.020013 | 4 | 147656.0903 | 276599.5945 | 3010.1691 | 5638.8569 | 52.1368 | 0 | 102.4481 | 295878.9713 | 7477.9592 | 594985.6052 | 733417.0414 | 0 | 37990.252 | 0 | 651202.4333 | 1694295.1515 | 1156391.2552 | 5171638.6691 | 961560.8286 | 5686671.2401 | 5686671.2401 | 1478867.319 | 3156389.5659 | 0 | 11819870.7378 | 22141798.8628 | 10000000 | 0.08005 | 147656.0903 | 276599.5945 | 3010.1691 | 5638.8569
1 | 2000 | 707 | 0.02 | 15 | 15 | 7 | 1e-13 | 5spot_SharedNeighbor | Water | Porous | Wet | R245fa | MinimizeLCOE_Brownfield | IgnoreSilica | 2019 | 0 | 0 | 0 | 0 |  |  |  |  | 15 |  | 16.8279 | [19 empty] | 100 | 0
1 | 2000 | 707 | 0.02 | 15 | 15 | 7 | 1.3335e-13 | 5spot_SharedNeighbor | Water | Porous | Wet | R245fa | MinimizeLCOE_Brownfield | IgnoreSilica | 2019 | 0 | 0 | 0 | 0 |  |  |  |  | 15 |  | 18.4362 | [19 empty] | 133.3521 | 0
1 | 2000 | 707 | 0.02 | 15 | 15 | 7 | 1.7783e-13 | 5spot_SharedNeighbor | Water | Porous | Wet | R245fa | MinimizeLCOE_Brownfield | IgnoreSilica | 2019 | 0 | 0 | 0 | 0 |  |  |  |  | 15 |  | 21.0306 | [19 empty] | 177.8279 | 0
1 | 2000 | 707 | 0.02 | 15 | 15 | 7 | 2.3714e-13 | 5spot_SharedNeighbor | Water | Porous | Wet | R245fa | MinimizeLCOE_Brownfield | IgnoreSilica | 2019 | 0 | 0 | 0 | 0 |  |  |  |  | 15 |  | 22.9361 | [19 empty] | 237.1374 | 0
1 | 2000 | 707 | 0.02 | 15 | 15 | 7 | 3.1623e-13 | 5spot_SharedNeighbor | Water | Porous | Wet | R245fa | MinimizeLCOE_Brownfield | IgnoreSilica | 2019 | 0 | 0 | 0 | 0 |  |  |  |  | 15 |  | 23.9674 | [19 empty] | 316.2278 | 0
1 | 2000 | 707 | 0.02 | 15 | 15 | 7 | 4.217e-13 | 5spot_SharedNeighbor | Water | Porous | Wet | R245fa | MinimizeLCOE_Brownfield | IgnoreSilica | 2019 | 0 | 0 | 0 | 0 |  |  |  |  | 15 |  | 23.7443 | [19 empty] | 421.6965 | 0
1 | 2000 | 707 | 0.02 | 15 | 15 | 7 | 5.6234e-13 | 5spot_SharedNeighbor | Water | Porous | Wet | R245fa | MinimizeLCOE_Brownfield | IgnoreSilica | 2019 | 0 | 0 | 0 | 0 |  |  |  |  | 15 |  | 22.8414 | [19 empty] | 562.3413 | 0
1 | 2000 | 707 | 0.02 | 15 | 15 | 7 | 7.4989e-13 | 5spot_SharedNeighbor | Water | Porous | Wet | R245fa | MinimizeLCOE_Brownfield | IgnoreSilica | 2019 | 0 | 0 | 0 | 0 |  |  |  |  | 15 |  | 25.5232 | [19 empty] | 749.8942 | 0
1 | 2000 | 707 | 0.02 | 15 | 15 | 7 | 1e-12 | 5spot_SharedNeighbor | Water | Porous | Wet | R245fa | MinimizeLCOE_Brownfield | IgnoreSilica | 2019 | 0 | 0 | 0 | 0 |  |  |  |  | 15 |  | 25.1765 | [19 empty] | 1000 | 0
1 | 2000 | 707 | 0.02 | 15 | 15 | 7 | 1.3335e-12 | 5spot_SharedNeighbor | Water | Porous | Wet | R245fa | MinimizeLCOE_Brownfield | IgnoreSilica | 2019 | 0 | 0 | 0 | 0 |  |  |  |  | 15 |  | 26.584 | [19 empty] | 1333.5214 | 0
1 | 2000 | 707 | 0.02 | 15 | 15 | 7 | 1.7783e-12 | 5spot_SharedNeighbor | Water | Porous | Wet | R245fa | MinimizeLCOE_Brownfield | IgnoreSilica | 2019 | 0 | 0 | 0 | 0 |  |  |  |  | 15 |  | 28.6217 | [19 empty] | 1778.2794 | 0
1 | 2000 | 707 | 0.02 | 15 | 15 | 7 | 2.3714e-12 | 5spot_SharedNeighbor | Water | Porous | Wet | R245fa | MinimizeLCOE_Brownfield | IgnoreSilica | 2019 | 0 | 0 | 0 | 0 |  |  |  |  | 15 |  | 32.5342 | [19 empty] | 2371.3737 | 0
1 | 2000 | 707 | 0.02 | 15 | 15 | 7 | 3.1623e-12 | 5spot_SharedNeighbor | Water | Porous | Wet | R245fa | MinimizeLCOE_Brownfield | IgnoreSilica | 2019 | 0 | 0 | 0 | 0 |  |  |  |  | 15 |  | 34.3061 | [19 empty] | 3162.2777 | 0
1 | 2000 | 707 | 0.02 | 15 | 15 | 7 | 4.217e-12 | 5spot_SharedNeighbor | Water | Porous | Wet | R245fa | MinimizeLCOE_Brownfield | IgnoreSilica | 2019 | 0 | 0 | 0 | 0 |  |  |  |  | 15 |  | 35.918 | [19 empty] | 4216.965 | 0
1 | 2000 | 707 | 0.02 | 15 | 15 | 7 | 5.6234e-12 | 5spot_SharedNeighbor | Water | Porous | Wet | R245fa | MinimizeLCOE_Brownfield | IgnoreSilica | 2019 | 0 | 0 | 0 | 0 |  |  |  |  | 15 |  | 36.1856 | [19 empty] | 5623.4133 | 0
1 | 2000 | 707 | 0.02 | 15 | 15 | 7 | 7.4989e-12 | 5spot_SharedNeighbor | Water | Porous | Wet | R245fa | MinimizeLCOE_Brownfield | IgnoreSilica | 2019 | 0 | 0 | 0 | 0 |  |  |  |  | 15 |  | 33.9266 | [19 empty] | 7498.9421 | 0
1 | 2000 | 707 | 0.02 | 15 | 15 | 7 | 1e-11 | 5spot_SharedNeighbor | Water | Porous | Wet | R245fa | MinimizeLCOE_Brownfield | IgnoreSilica | 2019 | 0 | 0 | 0 | 0 |  |  |  |  | 15 |  | 33.7142 | [19 empty] | 10000 | 0
1 | 2000 | 707 | 0.02 | 15 | 15 | 7 | 1.3335e-11 | 5spot_SharedNeighbor | Water | Porous | Wet | R245fa | MinimizeLCOE_Brownfield | IgnoreSilica | 2019 | 0 | 0 | 0 | 0 |  |  |  |  | 15 |  | 32.6479 | [19 empty] | 13335.2143 | 0
1 | 2000 | 707 | 0.02 | 15 | 15 | 7 | 1.7783e-11 | 5spot_SharedNeighbor | Water | Porous | Wet | R245fa | MinimizeLCOE_Brownfield | IgnoreSilica | 2019 | 0 | 0 | 0 | 0 |  |  |  |  | 15 |  | 32.6029 | [19 empty] | 17782.7941 | 0
1 | 2000 | 707 | 0.02 | 15 | 15 | 7 | 2.3714e-11 | 5spot_SharedNeighbor | Water | Porous | Wet | R245fa | MinimizeLCOE_Brownfield | IgnoreSilica | 2019 | 1.6 | 0.061935 | 0.00017657 | 4 | 10430700.169 | 25674310.3254 | 212643.9315 | 523405.5431 | 49.3424 | 0 | 32.7511 | 26309.0019 | 625.5913 | 39015.2057 | 48663.4689 | 0 | 14979.4055 | 0 | 50541.1425 | 131497.6855 | 89749.8723 | 401381.3736 | 961560.8286 | 6004137.4768 | 6004137.4768 | 1478867.319 | 3283376.0606 | 0 | 7367079.6789 | 18133460.5353 | 23713.7371 | 0.00070629 | 10430700.169 | 25674310.3254 | 212643.9315 | 523405.5431
1 | 2000 | 707 | 0.02 | 15 | 15 | 7 | 3.1623e-11 | 5spot_SharedNeighbor | Water | Porous | Wet | R245fa | MinimizeLCOE_Brownfield | IgnoreSilica | 2019 | 1.6 | 0.061935 | 0.00031354 | 4 | 5868450.0517 | 14452916.5142 | 119636.292 | 294642.2522 | 49.3425 | 0 | 32.1138 | 26309.1421 | 625.5951 | 39015.3401 | 48663.5397 | 0 | 12704.3638 | 0 | 49654.0125 | 129189.555 | 88174.5259 | 394336.0741 | 961560.8286 | 6004137.4768 | 6004137.4768 | 1478867.319 | 3283376.0606 | 0 | 7360034.3795 | 18126415.2358 | 31622.7766 | 0.0012542 | 5868450.0517 | 14452916.5142 | 119636.292 | 294642.2522
1 | 2000 | 707 | 0.02 | 15 | 15 | 7 | 4.217e-11 | 5spot_SharedNeighbor | Water | Porous | Wet | R245fa | MinimizeLCOE_Brownfield | IgnoreSilica | 2019 | 3.4392 | 0.15002 | 0.00080653 | 4 | 2384816.7017 | 5722058.8138 | 48617.7142 | 116651.9086 | 51.8556 | 0 | 68.5028 | 51412.7176 | 1265.9442 | 78978.8671 | 81158.7835 | 0 | 22241.363 | 0 | 91672.4934 | 238513.0233 | 162790.0393 | 728033.2315 | 961560.8286 | 6004137.4768 | 6004137.4768 | 1478867.319 | 3283376.0606 | 0 | 7693731.5369 | 18460112.3932 | 42169.6503 | 0.0032261 | 2384816.7017 | 5722058.8138 | 48617.7142 | 116651.9086
1 | 2000 | 707 | 0.02 | 15 | 15 | 7 | 5.6234e-11 | 5spot_SharedNeighbor | Water | Porous | Wet | R245fa | MinimizeLCOE_Brownfield | IgnoreSilica | 2019 | 4.5964 | 0.20592 | 0.0012993 | 4 | 1516005.3167 | 3587523.7757 | 30905.8189 | 73136.5247 | 52.439 | 0 | 86.4409 | 64791.7873 | 1609.7004 | 101696.0992 | 101674.0395 | 0 | 25164.8901 | 0 | 115025.2414 | 299272.0833 | 204259.3463 | 913493.1876 | 961560.8286 | 6004137.4768 | 6004137.4768 | 1478867.319 | 3283376.0606 | 0 | 7879191.493 | 18645572.3494 | 56234.1325 | 0.0051973 | 1516005.3167 | 3587523.7757 | 30905.8189 | 73136.5247
1 | 2000 | 707 | 0.02 | 15 | 15 | 7 | 7.4989e-11 | 5spot_SharedNeighbor | Water | Porous | Wet | R245fa | MinimizeLCOE_Brownfield | IgnoreSilica | 2019 | 6.0332 | 0.27539 | 0.0019566 | 4 | 1034634.4285 | 2410265.5208 | 21092.4223 | 49136.5228 | 52.8564 | 0 | 86.3153 | 79905.774 | 1998.9084 | 128272.5821 | 127147.527 | 0 | 28118.6914 | 0 | 142522.9583 | 370815.502 | 253089.1996 | 1131871.1426 | 961560.8286 | 6004137.4768 | 6004137.4768 | 1478867.319 | 3283376.0606 | 0 | 8097569.448 | 18863950.3043 | 74989.4209 | 0.0078265 | 1034634.4285 | 2410265.5208 | 21092.4223 | 49136.5228
1 | 2000 | 707 | 0.02 | 15 | 15 | 7 | 1e-10 | 5spot_SharedNeighbor | Water | Porous | Wet | R245fa | MinimizeLCOE_Brownfield | IgnoreSilica | 2019 | 7.7628 | 0.35873 | 0.0028044 | 4 | 744118.3785 | 1703901.236 | 15169.8596 | 34736.3314 | 53.14 | 0 | 98.2224 | 96502.7753 | 2426.7529 | 158437.8536 | 157730.4177 | 0 | 30930.4225 | 0 | 173951.0066 | 452584.8369 | 308898.4509 | 1381462.5164 | 961560.8286 | 6004137.4768 | 6004137.4768 | 1478867.319 | 3283376.0606 | 0 | 8347160.8218 | 19113541.6782 | 100000 | 0.011218 | 744118.3785 | 1703901.236 | 15169.8596 | 34736.3314
1 | 2000 | 707 | 0.02 | 15 | 15 | 7 | 1.3335e-10 | 5spot_SharedNeighbor | Water | Porous | Wet | R245fa | MinimizeLCOE_Brownfield | IgnoreSilica | 2019 | 10.2649 | 0.48007 | 0.0039706 | 4 | 547619.5285 | 1225495.9056 | 11163.9648 | 24983.3916 | 53.4252 | 0 | 93.9845 | 118783.9217 | 3002.7301 | 199971.0654 | 202149.94 | 0 | 35257.5226 | 0 | 218074.4201 | 567384.908 | 387251.8583 | 1731876.3663 | 961560.8286 | 6004137.4768 | 6004137.4768 | 1478867.319 | 3283376.0606 | 0 | 8697574.6717 | 19463955.5281 | 133352.1432 | 0.015883 | 547619.5285 | 1225495.9056 | 11163.9648 | 24983.3916
1 | 2000 | 707 | 0.02 | 15 | 15 | 7 | 1.7783e-10 | 5spot_SharedNeighbor | Water | Porous | Wet | R245fa | MinimizeLCOE_Brownfield | IgnoreSilica | 2019 | 13.1102 | 0.61769 | 0.0054174 | 4 | 418887.8545 | 915728.5859 | 8539.5955 | 18668.3658 | 53.6026 | 0 | 70.9597 | 141970.9399 | 3602.1503 | 244605.2114 | 252572.0829 | 0 | 38972.4378 | 0 | 265871.9007 | 691744.1477 | 472129.5947 | 2111468.4653 | 961560.8286 | 6004137.4768 | 6004137.4768 | 1478867.319 | 3283376.0606 | 0 | 9077166.7707 | 19843547.6271 | 177827.941 | 0.02167 | 418887.8545 | 915728.5859 | 8539.5955 | 18668.3658
1 | 2000 | 707 | 0.02 | 15 | 15 | 7 | 2.3714e-10 | 5spot_SharedNeighbor | Water | Porous | Wet | R245fa | MinimizeLCOE_Brownfield | IgnoreSilica | 2019 | 16.4398 | 0.77878 | 0.0072048 | 4 | 329824.3643 | 703409.9238 | 6723.9158 | 14339.9627 | 53.7333 | 0 | 97.6407 | 167169.0133 | 4253.8377 | 294388.7841 | 311580.6285 | 0 | 42536.2321 | 0 | 319772.1133 | 831981.4446 | 567844.4314 | 2539526.4851 | 961560.8286 | 6004137.4768 | 6004137.4768 | 1478867.319 | 3283376.0606 | 0 | 9505224.7905 | 20271605.6468 | 237137.3706 | 0.028819 | 329824.3643 | 703409.9238 | 6723.9158 | 14339.9627
1 | 2000 | 707 | 0.02 | 15 | 15 | 7 | 3.1623e-10 | 5spot_SharedNeighbor | Water | Porous | Wet | R245fa | MinimizeLCOE_Brownfield | IgnoreSilica | 2019 | 20.1749 | 0.95952 | 0.0093291 | 4 | 267167.9883 | 555684.3019 | 5446.5808 | 11328.3761 | 53.8293 | 0 | 79.9309 | 193605.4151 | 4937.701 | 347848.8503 | 377782.1075 | 0 | 45730.5527 | 0 | 378262.8044 | 984162.2247 | 671710.9408 | 3004040.5965 | 961560.8286 | 6004137.4768 | 6004137.4768 | 1478867.319 | 3283376.0606 | 0 | 9969738.9019 | 20736119.7583 | 316227.766 | 0.037316 | 267167.9883 | 555684.3019 | 5446.5808 | 11328.3761
1 | 2000 | 707 | 0.02 | 15 | 15 | 7 | 4.217e-10 | 5spot_SharedNeighbor | Water | Porous | Wet | R245fa | MinimizeLCOE_Brownfield | IgnoreSilica | 2019 | 24.1649 | 1.1526 | 0.011736 | 4 | 222646.9773 | 451998.5352 | 4538.9598 | 9214.6015 | 53.8998 | 0 | 105.951 | 220221.1747 | 5626.2507 | 402780.8877 | 448508.9211 | 0 | 48360.3513 | 0 | 438944.0583 | 1142042.3999 | 779467.4046 | 3485951.4482 | 961560.8286 | 6004137.4768 | 6004137.4768 | 1478867.319 | 3283376.0606 | 0 | 10451649.7536 | 21218030.61 | 421696.5034 | 0.046943 | 222646.9773 | 451998.5352 | 4538.9598 | 9214.6015
1 | 2000 | 707 | 0.02 | 15 | 15 | 7 | 5.6234e-10 | 5spot_SharedNeighbor | Water | Porous | Wet | R245fa | MinimizeLCOE_Brownfield | IgnoreSilica | 2019 | 28.1527 | 1.3457 | 0.014308 | 4 | 190825.7357 | 378950.2831 | 3890.2407 | 7725.4141 | 53.9508 | 0 | 101.7875 | 245502.9443 | 6280.2694 | 455873.1941 | 519202.1483 | 0 | 50166.917 | 0 | 498039.9345 | 1295797.7474 | 884408.5886 | 3955271.7435 | 961560.8286 | 6004137.4768 | 6004137.4768 | 1478867.319 | 3283376.0606 | 0 | 10920970.0489 | 21687350.9053 | 562341.3252 | 0.05723 | 190825.7357 | 378950.2831 | 3890.2407 | 7725.4141
1 | 2000 | 707 | 0.02 | 15 | 15 | 7 | 7.4989e-10 | 5spot_SharedNeighbor | Water | Porous | Wet | R245fa | MinimizeLCOE_Brownfield | IgnoreSilica | 2019 | 31.8922 | 1.5267 | 0.016893 | 4 | 167987.8561 | 327318.9706 | 3424.6597 | 6672.8399 | 53.9876 | 0 | 85.9462 | 268234.6649 | 6868.2689 | 504295.8652 | 585502.4417 | 0 | 51075.5092 | 0 | 552230.9325 | 1436791.6081 | 980639.7957 | 4385639.0862 | 961560.8286 | 6004137.4768 | 6004137.4768 | 1478867.319 | 3283376.0606 | 0 | 11351337.3916 | 22117718.2479 | 749894.2093 | 0.067572 | 167987.8561 | 327318.9706 | 3424.6597 | 6672.8399
1 | 2000 | 707 | 0.02 | 15 | 15 | 7 | 1e-09 | 5spot_SharedNeighbor | Water | Porous | Wet | R245fa | MinimizeLCOE_Brownfield | IgnoreSilica | 2019 | 35.2413 | 1.6889 | 0.019352 | 4 | 151534.9215 | 290624.0263 | 3089.2443 | 5924.7639 | 54.0143 | 0 | 114.7639 | 287915.5628 | 7377.2774 | 546706.5942 | 644892.1844 | 0 | 51267.1807 | 0 | 599881.9318 | 1560769.7339 | 1065257.414 | 4764067.8793 | 961560.8286 | 6004137.4768 | 6004137.4768 | 1478867.319 | 3283376.0606 | 0 | 11729766.1847 | 22496147.041 | 1000000 | 0.077406 | 151534.9215 | 290624.0263 | 3089.2443 | 5924.7639
1 | 2000 | 707 | 0.02 | 15 | 15 | 7 | 1.3335e-09 | 5spot_SharedNeighbor | Water | Porous | Wet | R245fa | MinimizeLCOE_Brownfield | IgnoreSilica | 2019 | 38.0944 | 1.8271 | 0.02157 | 4 | 139627.7272 | 264410.9908 | 2846.5001 | 5390.3757 | 54.0336 | 0 | 94.01 | 304240.6996 | 7799.4341 | 582206.66 | 695496.9879 | 0 | 50894.393 | 0 | 639848.8881 | 1664755.5557 | 1136229.8741 | 5081472.4924 | 961560.8286 | 6004137.4768 | 6004137.4768 | 1478867.319 | 3283376.0606 | 0 | 12047170.7978 | 22813551.6542 | 1333521.4322 | 0.086281 | 139627.7272 | 264410.9908 | 2846.5001 | 5390.3757
1 | 2000 | 707 | 0.02 | 15 | 15 | 7 | 1.7783e-09 | 5spot_SharedNeighbor | Water | Porous | Wet | R245fa | MinimizeLCOE_Brownfield | IgnoreSilica | 2019 | 40.4307 | 1.9403 | 0.023486 | 4 | 130966.3277 | 245569.2095 | 2669.9257 | 5006.2605 | 54.0475 | 0 | 96.507 | 317335.5872 | 8138.0212 | 610880.008 | 736938.4075 | 0 | 50153.6602 | 0 | 672143.8168 | 1748780.3357 | 1193578.513 | 5337948.3497 | 961560.8286 | 6004137.4768 | 6004137.4768 | 1478867.319 | 3283376.0606 | 0 | 12303646.6551 | 23070027.5115 | 1778279.41 | 0.093945 | 130966.3277 | 245569.2095 | 2669.9257 | 5006.2605
1 | 2000 | 707 | 0.02 | 15 | 15 | 7 | 2.3714e-09 | 5spot_SharedNeighbor | Water | Porous | Wet | R245fa | MinimizeLCOE_Brownfield | IgnoreSilica | 2019 | 42.3324 | 2.0325 | 0.025094 | 4 | 124634.1232 | 231893.1995 | 2540.8352 | 4727.4565 | 54.0577 | 0 | 105.1096 | 327826.6762 | 8409.2565 | 633974.168 | 770672.1373 | 0 | 49330.731 | 0 | 698183.0579 | 1816529.0997 | 1239818.4365 | 5544743.5631 | 961560.8286 | 6004137.4768 | 6004137.4768 | 1478867.319 | 3283376.0606 | 0 | 12510441.8685 | 23276822.7249 | 2371373.7057 | 0.10038 | 124634.1232 | 231893.1995 | 2540.8352 | 4727.4565
1 | 2000 | 707 | 0.02 | 15 | 15 | 7 | 3.1623e-09 | 5spot_SharedNeighbor | Water | Porous | Wet | R245fa | MinimizeLCOE_Brownfield | IgnoreSilica | 2019 | 43.8166 | 2.1044 | 0.0264 | 4 | 119982.734 | 221935.8353 | 2446.0103 | 4524.4622 | 54.0651 | 0 | 102.2582 | 335915.4178 | 8618.3638 | 651852.2343 | 796998.8386 | 0 | 48451.8447 | 0 | 718316.3127 | 1868911.6987 | 1275570.6366 | 5704635.3472 | 961560.8286 | 6004137.4768 | 6004137.4768 | 1478867.319 | 3283376.0606 | 0 | 12670333.6526 | 23436714.5089 | 3162277.6602 | 0.1056 | 119982.734 | 221935.8353 | 2446.0103 | 4524.4622
1 | 2000 | 707 | 0.02 | 15 | 15 | 7 | 4.217e-09 | 5spot_SharedNeighbor | Water | Porous | Wet | R245fa | MinimizeLCOE_Brownfield | IgnoreSilica | 2019 | 44.966 | 2.1601 | 0.027441 | 4 | 116551.6197 | 214637.3551 | 2376.0624 | 4375.6728 | 54.0705 | 0 | 102.4511 | 342123.3092 | 8778.8366 | 665614.9697 | 817388.9611 | 0 | 47628.7037 | 0 | 733798.5643 | 1909193.3415 | 1303063.6856 | 5827590.3717 | 961560.8286 | 6004137.4768 | 6004137.4768 | 1478867.319 | 3283376.0606 | 0 | 12793288.6771 | 23559669.5335 | 4216965.0343 | 0.10977 | 116551.6197 | 214637.3551 | 2376.0624 | 4375.6728
1 | 2000 | 707 | 0.02 | 15 | 15 | 7 | 5.6234e-09 | 5spot_SharedNeighbor | Water | Porous | Wet | R245fa | MinimizeLCOE_Brownfield | IgnoreSilica | 2019 | 45.8675 | 2.2038 | 0.028263 | 4 | 114011.6295 | 209244.7262 | 2324.2813 | 4265.7368 | 54.0745 | 0 | 110.9233 | 346958.1436 | 8903.8089 | 676358.4544 | 833379.4669 | 0 | 46949.6071 | 0 | 745894.2976 | 1940663.9583 | 1324543.0282 | 5923650.7651 | 961560.8286 | 6004137.4768 | 6004137.4768 | 1478867.319 | 3283376.0606 | 0 | 12889349.0705 | 23655729.9269 | 5623413.2519 | 0.11305 | 114011.6295 | 209244.7262 | 2324.2813 | 4265.7368
1 | 2000 | 707 | 0.02 | 15 | 15 | 7 | 7.4989e-09 | 5spot_SharedNeighbor | Water | Porous | Wet | R245fa | MinimizeLCOE_Brownfield | IgnoreSilica | 2019 | 46.5519 | 2.2369 | 0.0289 | 4 | 112125.8644 | 205259.3878 | 2285.8374 | 4184.4903 | 54.0775 | 0 | 95.8379 | 350609.5762 | 8998.1879 | 684486.5323 | 845519.5758 | 0 | 46368.0042 | 0 | 755032.9318 | 1964440.81 | 1340771.218 | 5996226.8362 | 961560.8286 | 6004137.4768 | 6004137.4768 | 1478867.319 | 3283376.0606 | 0 | 12961925.1416 | 23728305.998 | 7498942.0933 | 0.1156 | 112125.8644 | 205259.3878 | 2285.8374 | 4184.4903
1 | 2000 | 707 | 0.02 | 15 | 15 | 7 | 1e-08 | 5spot_SharedNeighbor | Water | Porous | Wet | R245fa | MinimizeLCOE_Brownfield | IgnoreSilica | 2019 | 47.066 | 2.2618 | 0.029389 | 4 | 110722.5633 | 202306.9494 | 2257.2292 | 4124.3008 | 54.0797 | 0 | 94.0259 | 353342.0711 | 9068.8124 | 690577.0059 | 854640.0186 | 0 | 45879.6218 | 0 | 761867.9366 | 1982224.0905 | 1352908.6724 | 6050508.2293 | 961560.8286 | 6004137.4768 | 6004137.4768 | 1478867.319 | 3283376.0606 | 0 | 13016206.5347 | 23782587.391 | 10000000 | 0.11756 | 110722.5633 | 202306.9494 | 2257.2292 | 4124.3008
1 | 2100 | 707 | 0.02 | 15 | 15 | 7 | 1e-13 | 5spot_SharedNeighbor | Water | Porous | Wet | R245fa | MinimizeLCOE_Brownfield | IgnoreSilica | 2019 | 0 | 0 | 0 | 0 |  |  |  |  | 15 |  | 16.8215 | [19 empty] | 100 | 0
1 | 2100 | 707 | 0.02 | 15 | 15 | 7 | 1.3335e-13 | 5spot_SharedNeighbor | Water | Porous | Wet | R245fa | MinimizeLCOE_Brownfield | IgnoreSilica | 2019 | 0 | 0 | 0 | 0 |  |  |  |  | 15 |  | 17.0159 | [19 empty] | 133.3521 | 0
1 | 2100 | 707 | 0.02 | 15 | 15 | 7 | 1.7783e-13 | 5spot_SharedNeighbor | Water | Porous | Wet | R245fa | MinimizeLCOE_Brownfield | IgnoreSilica | 2019 | 0 | 0 | 0 | 0 |  |  |  |  | 15 |  | 17.802 | [19 empty] | 177.8279 | 0
1 | 2100 | 707 | 0.02 | 15 | 15 | 7 | 2.3714e-13 | 5spot_SharedNeighbor | Water | Porous | Wet | R245fa | MinimizeLCOE_Brownfield | IgnoreSilica | 2019 | 0 | 0 | 0 | 0 |  |  |  |  | 15 |  | 20.0445 | [19 empty] | 237.1374 | 0
1 | 2100 | 707 | 0.02 | 15 | 15 | 7 | 3.1623e-13 | 5spot_SharedNeighbor | Water | Porous | Wet | R245fa | MinimizeLCOE_Brownfield | IgnoreSilica | 2019 | 0 | 0 | 0 | 0 |  |  |  |  | 15 |  | 18.6564 | [19 empty] | 316.2278 | 0
1 | 2100 | 707 | 0.02 | 15 | 15 | 7 | 4.217e-13 | 5spot_SharedNeighbor | Water | Porous | Wet | R245fa | MinimizeLCOE_Brownfield | IgnoreSilica | 2019 | 0 | 0 | 0 | 0 |  |  |  |  | 15 |  | 22.2502 | [19 empty] | 421.6965 | 0
1 | 2100 | 707 | 0.02 | 15 | 15 | 7 | 5.6234e-13 | 5spot_SharedNeighbor | Water | Porous | Wet | R245fa | MinimizeLCOE_Brownfield | IgnoreSilica | 2019 | 0 | 0 | 0 | 0 |  |  |  |  | 15 |  | 19.8513 | [19 empty] | 562.3413 | 0
1 | 2100 | 707 | 0.02 | 15 | 15 | 7 | 7.4989e-13 | 5spot_SharedNeighbor | Water | Porous | Wet | R245fa | MinimizeLCOE_Brownfield | IgnoreSilica | 2019 | 0 | 0 | 0 | 0 |  |  |  |  | 15 |  | 23.1891 | [19 empty] | 749.8942 | 0
1 | 2100 | 707 | 0.02 | 15 | 15 | 7 | 1e-12 | 5spot_SharedNeighbor | Water | Porous | Wet | R245fa | MinimizeLCOE_Brownfield | IgnoreSilica | 2019 | 0 | 0 | 0 | 0 |  |  |  |  | 15 |  | 23.2744 | [19 empty] | 1000 | 0
1 | 2100 | 707 | 0.02 | 15 | 15 | 7 | 1.3335e-12 | 5spot_SharedNeighbor | Water | Porous | Wet | R245fa | MinimizeLCOE_Brownfield | IgnoreSilica | 2019 | 0 | 0 | 0 | 0 |  |  |  |  | 15 |  | 22.2444 | [19 empty] | 1333.5214 | 0
1 | 2100 | 707 | 0.02 | 15 | 15 | 7 | 1.7783e-12 | 5spot_SharedNeighbor | Water | Porous | Wet | R245fa | MinimizeLCOE_Brownfield | IgnoreSilica | 2019 | 0 | 0 | 0 | 0 |  |  |  |  | 15 |  | 27.7058 | [19 empty] | 1778.2794 | 0
1 | 2100 | 707 | 0.02 | 15 | 15 | 7 | 2.3714e-12 | 5spot_SharedNeighbor | Water | Porous | Wet | R245fa | MinimizeLCOE_Brownfield | IgnoreSilica | 2019 | 0 | 0 | 0 | 0 |  |  |  |  | 15 |  | 28.8668 | [19 empty] | 2371.3737 | 0
1 | 2100 | 707 | 0.02 | 15 | 15 | 7 | 3.1623e-12 | 5spot_SharedNeighbor | Water | Porous | Wet | R245fa | MinimizeLCOE_Brownfield | IgnoreSilica | 2019 | 0 | 0 | 0 | 0 |  |  |  |  | 15 |  | 30.3721 | [19 empty] | 3162.2777 | 0
1 | 2100 | 707 | 0.02 | 15 | 15 | 7 | 4.217e-12 | 5spot_SharedNeighbor | Water | Porous | Wet | R245fa | MinimizeLCOE_Brownfield | IgnoreSilica | 2019 | 0 | 0 | 0 | 0 |  |  |  |  | 15 |  | 31.621 | [19 empty] | 4216.965 | 0
1 | 2100 | 707 | 0.02 | 15 | 15 | 7 | 5.6234e-12 | 5spot_SharedNeighbor | Water | Porous | Wet | R245fa | MinimizeLCOE_Brownfield | IgnoreSilica | 2019 | 0 | 0 | 0 | 0 |  |  |  |  | 15 |  | 33.2072 | [19 empty] | 5623.4133 | 0
1 | 2100 | 707 | 0.02 | 15 | 15 | 7 | 7.4989e-12 | 5spot_SharedNeighbor | Water | Porous | Wet | R245fa | MinimizeLCOE_Brownfield | IgnoreSilica | 2019 | 0 | 0 | 0 | 0 |  |  |  |  | 15 |  | 29.2193 | [19 empty] | 7498.9421 | 0
1 | 2100 | 707 | 0.02 | 15 | 15 | 7 | 1e-11 | 5spot_SharedNeighbor | Water | Porous | Wet | R245fa | MinimizeLCOE_Brownfield | IgnoreSilica | 2019 | 0 | 0 | 0 | 0 |  |  |  |  | 15 |  | 30.9474 | [19 empty] | 10000 | 0
1 | 2100 | 707 | 0.02 | 15 | 15 | 7 | 1.3335e-11 | 5spot_SharedNeighbor | Water | Porous | Wet | R245fa | MinimizeLCOE_Brownfield | IgnoreSilica | 2019 | 0 | 0 | 0 | 0 |  |  |  |  | 15 |  | 27.8014 | [19 empty] | 13335.2143 | 0
1 | 2100 | 707 | 0.02 | 15 | 15 | 7 | 1.7783e-11 | 5spot_SharedNeighbor | Water | Porous | Wet | R245fa | MinimizeLCOE_Brownfield | IgnoreSilica | 2019 | 1.6 | 0.066442 | 0.00022102 | 4 | 8725470.6447 | 21415652.4363 | 177880.5212 | 436587.0417 | 50.8047 | 0 | 30.4844 | 28700.5004 | 691.575 | 41209.4732 | 49807.992 | 0 | 16783.5948 | 0 | 53505.3228 | 139209.8744 | 95013.5998 | 424921.9323 | 961560.8286 | 6327463.8043 | 6327463.8043 | 1478867.319 | 3412706.5916 | 0 | 7713946.5653 | 18932984.2802 | 17782.7941 | 0.00088407 | 8725470.6447 | 21415652.4363 | 177880.5212 | 436587.0417
1 | 2100 | 707 | 0.02 | 15 | 15 | 7 | 2.3714e-11 | 5spot_SharedNeighbor | Water | Porous | Wet | R245fa | MinimizeLCOE_Brownfield | IgnoreSilica | 2019 | 1.6 | 0.066442 | 0.00039886 | 4 | 4830201.7632 | 11862203.2127 | 98470.1963 | 241827.0573 | 50.8048 | 0 | 28.802 | 28700.6895 | 691.5803 | 41209.64 | 49808.0781 | 0 | 14291.5062 | 0 | 52533.5827 | 136681.606 | 93288.0047 | 417204.6875 | 961560.8286 | 6327463.8043 | 6327463.8043 | 1478867.319 | 3412706.5916 | 0 | 7706229.3204 | 18925267.0354 | 23713.7371 | 0.0015954 | 4830201.7632 | 11862203.2127 | 98470.1963 | 241827.0573
1 | 2100 | 707 | 0.02 | 15 | 15 | 7 | 3.1623e-11 | 5spot_SharedNeighbor | Water | Porous | Wet | R245fa | MinimizeLCOE_Brownfield | IgnoreSilica | 2019 | 3.3419 | 0.15667 | 0.00097593 | 4 | 2061339.7944 | 4935288.503 | 42023.1999 | 100612.5316 | 53.4824 | 0 | 64.9923 | 55044.7098 | 1373.6521 | 81637.4721 | 82139.7352 | 0 | 24482.6493 | 0 | 95424.5052 | 248274.9882 | 169452.781 | 757830.4929 | 961560.8286 | 6327463.8043 | 6327463.8043 | 1478867.319 | 3412706.5916 | 0 | 8046855.1258 | 19265892.8408 | 31622.7766 | 0.0039037 | 2061339.7944 | 4935288.503 | 42023.1999 | 100612.5316
1 | 2100 | 707 | 0.02 | 15 | 15 | 7 | 4.217e-11 | 5spot_SharedNeighbor | Water | Porous | Wet | R245fa | MinimizeLCOE_Brownfield | IgnoreSilica | 2019 | 4.4527 | 0.21448 | 0.0015763 | 4 | 1306570.3309 | 3085921.297 | 26636.2035 | 62910.6797 | 54.134 | 0 | 70.6514 | 69319.4886 | 1746.2225 | 104886.48 | 102766.1026 | 0 | 27704.8222 | 0 | 119505.0152 | 310927.5356 | 212214.432 | 949070.0985 | 961560.8286 | 6327463.8043 | 6327463.8043 | 1478867.319 | 3412706.5916 | 0 | 8238094.7314 | 19457132.4464 | 42169.6503 | 0.0063051 | 1306570.3309 | 3085921.297 | 26636.2035 | 62910.6797
1 | 2100 | 707 | 0.02 | 15 | 15 | 7 | 5.6234e-11 | 5spot_SharedNeighbor | Water | Porous | Wet | R245fa | MinimizeLCOE_Brownfield | IgnoreSilica | 2019 | 5.8675 | 0.28835 | 0.0023798 | 4 | 889726.035 | 2068285.0882 | 18138.2687 | 42164.7891 | 54.6135 | 0 | 91.7922 | 85875.5508 | 2179.1481 | 132846.578 | 129080.3305 | 0 | 31172.1042 | 0 | 148649.9475 | 386756.6712 | 263969.3751 | 1180529.7054 | 961560.8286 | 6327463.8043 | 6327463.8043 | 1478867.319 | 3412706.5916 | 0 | 8469554.3384 | 19688592.0533 | 56234.1325 | 0.0095193 | 889726.035 | 2068285.0882 | 18138.2687 | 42164.7891
1 | 2100 | 707 | 0.02 | 15 | 15 | 7 | 7.4989e-11 | 5spot_SharedNeighbor | Water | Porous | Wet | R245fa | MinimizeLCOE_Brownfield | IgnoreSilica | 2019 | 7.5756 | 0.37738 | 0.0034231 | 4 | 637925.0507 | 1457288.636 | 13004.965 | 29708.8 | 54.942 | 0 | 80.4662 | 104109.4023 | 2656.3505 | 164700.3161 | 160801.7073 | 0 | 34496.6132 | 0 | 182038.1119 | 473625.826 | 323259.3583 | 1445687.6855 | 961560.8286 | 6327463.8043 | 6327463.8043 | 1478867.319 | 3412706.5916 | 0 | 8734712.3185 | 19953750.0334 | 74989.4209 | 0.013692 | 637925.0507 | 1457288.636 | 13004.965 | 29708.8
1 | 2100 | 707 | 0.02 | 15 | 15 | 7 | 1e-10 | 5spot_SharedNeighbor | Water | Porous | Wet | R245fa | MinimizeLCOE_Brownfield | IgnoreSilica | 2019 | 10.0091 | 0.50521 | 0.0048487 | 4 | 469244.8607 | 1047702.2408 | 9566.1912 | 21358.8273 | 55.2571 | 0 | 83.4354 | 128183.5928 | 3287.748 | 207931.3547 | 206212.4932 | 0 | 39375.1073 | 0 | 228146.2154 | 593589.6533 | 405137.1355 | 1811863.3002 | 961560.8286 | 6327463.8043 | 6327463.8043 | 1478867.319 | 3412706.5916 | 0 | 9100887.9332 | 20319925.6481 | 100000 | 0.019395 | 469244.8607 | 1047702.2408 | 9566.1912 | 21358.8273
1 | 2100 | 707 | 0.02 | 15 | 15 | 7 | 1.3335e-10 | 5spot_SharedNeighbor | Water | Porous | Wet | R245fa | MinimizeLCOE_Brownfield | IgnoreSilica | 2019 | 12.8324 | 0.6532 | 0.0066414 | 4 | 357808.7845 | 780122.383 | 7294.416 | 15903.85 | 55.4599 | 0 | 77.5232 | 153747.6899 | 3958.2112 | 255326.5564 | 258818.0036 | 0 | 43751.3852 | 0 | 279084.72 | 726121.1934 | 495592.6348 | 2216400.3944 | 961560.8286 | 6327463.8043 | 6327463.8043 | 1478867.319 | 3412706.5916 | 0 | 9505425.0273 | 20724462.7422 | 133352.1432 | 0.026566 | 357808.7845 | 780122.383 | 7294.416 | 15903.85
1 | 2100 | 707 | 0.02 | 15 | 15 | 7 | 1.7783e-10 | 5spot_SharedNeighbor | Water | Porous | Wet | R245fa | MinimizeLCOE_Brownfield | IgnoreSilica | 2019 | 16.2159 | 0.8306 | 0.0088881 | 4 | 280490.48 | 596054.1321 | 5718.1778 | 12151.3697 | 55.6112 | 0 | 111.8922 | 182145.0938 | 4703.2194 | 309393.4086 | 321867.2885 | 0 | 48167.6394 | 0 | 337847.8934 | 879010.9164 | 599943.0123 | 2683078.4718 | 961560.8286 | 6327463.8043 | 6327463.8043 | 1478867.319 | 3412706.5916 | 0 | 9972103.1048 | 21191140.8197 | 177827.941 | 0.035552 | 280490.48 | 596054.1321 | 5718.1778 | 12151.3697
1 | 2100 | 707 | 0.02 | 15 | 15 | 7 | 2.3714e-10 | 5spot_SharedNeighbor | Water | Porous | Wet | R245fa | MinimizeLCOE_Brownfield | IgnoreSilica | 2019 | 20.0823 | 1.0334 | 0.011606 | 4 | 225898.2895 | 467565.4475 | 4605.2422 | 9531.9541 | 55.7225 | 0 | 84.3474 | 212414.6011 | 5497.4282 | 368430.9895 | 393923.546 | 0 | 52250.3913 | 0 | 402681.6129 | 1047694.9555 | 715073.3351 | 3197966.8597 | 961560.8286 | 6327463.8043 | 6327463.8043 | 1478867.319 | 3412706.5916 | 0 | 10486991.4926 | 21706029.2075 | 237137.3706 | 0.046424 | 225898.2895 | 467565.4475 | 4605.2422 | 9531.9541
1 | 2100 | 707 | 0.02 | 15 | 15 | 7 | 3.1623e-10 | 5spot_SharedNeighbor | Water | Porous | Wet | R245fa | MinimizeLCOE_Brownfield | IgnoreSilica | 2019 | 24.3157 | 1.2554 | 0.014755 | 4 | 186943.1144 | 377030.2845 | 3811.0882 | 7686.2723 | 55.8047 | 0 | 96.7547 | 243554.9251 | 6314.4512 | 430479.1536 | 472827.4894 | 0 | 55781.9357 | 0 | 471493.6025 | 1226729.637 | 837268.1841 | 3744449.3787 | 961560.8286 | 6327463.8043 | 6327463.8043 | 1478867.319 | 3412706.5916 | 0 | 11033474.0116 | 22252511.7266 | 316227.766 | 0.05902 | 186943.1144 | 377030.2845 | 3811.0882 | 7686.2723
1 | 2100 | 707 | 0.02 | 15 | 15 | 7 | 4.217e-10 | 5spot_SharedNeighbor | Water | Porous | Wet | R245fa | MinimizeLCOE_Brownfield | IgnoreSilica | 2019 | 28.6667 | 1.4837 | 0.018209 | 4 | 158981.0833 | 313010.041 | 3241.0444 | 6381.1331 | 55.8645 | 0 | 75.5648 | 273869.4777 | 7109.6989 | 492006.6626 | 553930.9522 | 0 | 58411.1747 | 0 | 540277.9068 | 1405692.2872 | 959413.8701 | 4290712.0301 | 961560.8286 | 6327463.8043 | 6327463.8043 | 1478867.319 | 3412706.5916 | 0 | 11579736.6631 | 22798774.378 | 421696.5034 | 0.072837 | 158981.0833 | 313010.041 | 3241.0444 | 6381.1331
1 | 2100 | 707 | 0.02 | 15 | 15 | 7 | 5.6234e-10 | 5spot_SharedNeighbor | Water | Porous | Wet | R245fa | MinimizeLCOE_Brownfield | IgnoreSilica | 2019 | 32.8667 | 1.7041 | 0.021778 | 4 | 138839.8447 | 267630.2722 | 2830.438 | 5456.0051 | 55.9079 | 0 | 72.8738 | 301827.6073 | 7842.9925 | 549631.9528 | 632229.9926 | 0 | 59979.3795 | 0 | 605089.6506 | 1574319.1499 | 1074505.1689 | 4805425.8941 | 961560.8286 | 6327463.8043 | 6327463.8043 | 1478867.319 | 3412706.5916 | 0 | 12094450.527 | 23313488.2419 | 562341.3252 | 0.087111 | 138839.8447 | 267630.2722 | 2830.438 | 5456.0051
1 | 2100 | 707 | 0.02 | 15 | 15 | 7 | 7.4989e-10 | 5spot_SharedNeighbor | Water | Porous | Wet | R245fa | MinimizeLCOE_Brownfield | IgnoreSilica | 2019 | 36.6982 | 1.9052 | 0.025252 | 4 | 124290.1898 | 235359.8047 | 2533.8236 | 4798.128 | 55.9393 | 0 | 87.5557 | 326401.5163 | 8487.3929 | 600918.249 | 703667.3568 | 0 | 60551.2682 | 0 | 663010.0555 | 1725016.1623 | 1177358.9763 | 5265410.9774 | 961560.8286 | 6327463.8043 | 6327463.8043 | 1478867.319 | 3412706.5916 | 0 | 12554435.6104 | 23773473.3253 | 749894.2093 | 0.10101 | 124290.1898 | 235359.8047 | 2533.8236 | 4798.128
1 | 2100 | 707 | 0.02 | 15 | 15 | 7 | 1e-09 | 5spot_SharedNeighbor | Water | Porous | Wet | R245fa | MinimizeLCOE_Brownfield | IgnoreSilica | 2019 | 40.046 | 2.0809 | 0.028462 | 4 | 113744.8147 | 212289.0593 | 2318.8419 | 4327.7996 | 55.9621 | 0 | 98.4673 | 347245.1716 | 9033.8658 | 644853.1604 | 766091.683 | 0 | 60383.4427 | 0 | 712766.8562 | 1854473.1513 | 1265716.0314 | 5660563.3625 | 961560.8286 | 6327463.8043 | 6327463.8043 | 1478867.319 | 3412706.5916 | 0 | 12949587.9955 | 24168625.7104 | 1000000 | 0.11385 | 113744.8147 | 212289.0593 | 2318.8419 | 4327.7996
1 | 2100 | 707 | 0.02 | 15 | 15 | 7 | 1.3335e-09 | 5spot_SharedNeighbor | Water | Porous | Wet | R245fa | MinimizeLCOE_Brownfield | IgnoreSilica | 2019 | 42.8419 | 2.2277 | 0.031288 | 4 | 106070.9674 | 195715.2411 | 2162.4001 | 3989.9199 | 55.9786 | 0 | 100.1122 | 364252.6846 | 9479.6811 | 680981.1508 | 818228.4212 | 0 | 59681.2751 | 0 | 753723.0529 | 1961032.7739 | 1338445.1634 | 5985824.2029 | 961560.8286 | 6327463.8043 | 6327463.8043 | 1478867.319 | 3412706.5916 | 0 | 13274848.8359 | 24493886.5508 | 1333521.4322 | 0.12515 | 106070.9674 | 195715.2411 | 2162.4001 | 3989.9199
1 | 2100 | 707 | 0.02 | 15 | 15 | 7 | 1.7783e-09 | 5spot_SharedNeighbor | Water | Porous | Wet | R245fa | MinimizeLCOE_Brownfield | IgnoreSilica | 2019 | 45.1124 | 2.3469 | 0.033684 | 4 | 100461.8963 | 183728.5548 | 2048.0516 | 3745.5551 | 55.9905 | 0 | 87.933 | 377817.7664 | 9835.2017 | 709969.1707 | 860565.7719 | 0 | 58706.9982 | 0 | 786589.0145 | 2046543.2641 | 1396807.83 | 6246835.0175 | 961560.8286 | 6327463.8043 | 6327463.8043 | 1478867.319 | 3412706.5916 | 0 | 13535859.6505 | 24754897.3654 | 1778279.41 | 0.13474 | 100461.8963 | 183728.5548 | 2048.0516 | 3745.5551
1 | 2100 | 707 | 0.02 | 15 | 15 | 7 | 2.3714e-09 | 5spot_SharedNeighbor | Water | Porous | Wet | R245fa | MinimizeLCOE_Brownfield | IgnoreSilica | 2019 | 46.8956 | 2.4405 | 0.03565 | 4 | 96343.8189 | 175018.2466 | 1964.0991 | 3567.9837 | 55.999 | 0 | 89.5564 | 388327.8282 | 10110.6158 | 732530.9979 | 893819.0627 | 0 | 57599.1726 | 0 | 812131.1941 | 2112998.7761 | 1442165.0824 | 6449682.7298 | 961560.8286 | 6327463.8043 | 6327463.8043 | 1478867.319 | 3412706.5916 | 0 | 13738707.3628 | 24957745.0777 | 2371373.7057 | 0.1426 | 96343.8189 | 175018.2466 | 1964.0991 | 3567.9837
1 | 2100 | 707 | 0.02 | 15 | 15 | 7 | 3.1623e-09 | 5spot_SharedNeighbor | Water | Porous | Wet | R245fa | MinimizeLCOE_Brownfield | IgnoreSilica | 2019 | 48.3159 | 2.5151 | 0.03724 | 4 | 93307.5441 | 168622.5495 | 1902.2005 | 3437.5988 | 56.0053 | 0 | 114.9518 | 396610.8869 | 10327.656 | 750371.2931 | 920298.2492 | 0 | 56608.1767 | 0 | 832344.3421 | 2165589.2408 | 1478059.1553 | 6610209 | 961560.8286 | 6327463.8043 | 6327463.8043 | 1478867.319 | 3412706.5916 | 0 | 13899233.633 | 25118271.3479 | 3162277.6602 | 0.14896 | 93307.5441 | 168622.5495 | 1902.2005 | 3437.5988
1 | 2100 | 707 | 0.02 | 15 | 15 | 7 | 4.217e-09 | 5spot_SharedNeighbor | Water | Porous | Wet | R245fa | MinimizeLCOE_Brownfield | IgnoreSilica | 2019 | 49.4024 | 2.5721 | 0.038494 | 4 | 91061.1796 | 163923.8441 | 1856.4053 | 3341.8093 | 56.0099 | 0 | 103.6086 | 402897.3814 | 10492.3658 | 763946.7254 | 940553.9061 | 0 | 55690.6606 | 0 | 847696.6053 | 2205532.6806 | 1505321.3737 | 6732131.6988 | 961560.8286 | 6327463.8043 | 6327463.8043 | 1478867.319 | 3412706.5916 | 0 | 14021156.3318 | 25240194.0467 | 4216965.0343 | 0.15398 | 91061.1796 | 163923.8441 | 1856.4053 | 3341.8093
1 | 2100 | 707 | 0.02 | 15 | 15 | 7 | 5.6234e-09 | 5spot_SharedNeighbor | Water | Porous | Wet | R245fa | MinimizeLCOE_Brownfield | IgnoreSilica | 2019 | 50.2332 | 2.6157 | 0.039471 | 4 | 89394.3258 | 160453.1569 | 1822.4242 | 3271.0546 | 56.0132 | 0 | 94.9597 | 407676.4699 | 10617.5711 | 774287.389 | 956043.836 | 0 | 54904.4995 | 0 | 859376.6085 | 2235921.6531 | 1526062.4718 | 6824890.4989 | 961560.8286 | 6327463.8043 | 6327463.8043 | 1478867.319 | 3412706.5916 | 0 | 14113915.1319 | 25332952.8468 | 5623413.2519 | 0.15788 | 89394.3258 | 160453.1569 | 1822.4242 | 3271.0546
1 | 2100 | 707 | 0.02 | 15 | 15 | 7 | 7.4989e-09 | 5spot_SharedNeighbor | Water | Porous | Wet | R245fa | MinimizeLCOE_Brownfield | IgnoreSilica | 2019 | 50.8781 | 2.6495 | 0.04023 | 4 | 88154.5034 | 157872.9616 | 1797.1488 | 3218.4539 | 56.0157 | 0 | 114.3304 | 411368.7783 | 10714.2984 | 782288.5351 | 968064.9994 | 0 | 54286.6058 | 0 | 868422.0546 | 2259456.0482 | 1542125.1801 | 6896726.4998 | 961560.8286 | 6327463.8043 | 6327463.8043 | 1478867.319 | 3412706.5916 | 0 | 14185751.1327 | 25404788.8477 | 7498942.0933 | 0.16092 | 88154.5034 | 157872.9616 | 1797.1488 | 3218.4539
1 | 2100 | 707 | 0.02 | 15 | 15 | 7 | 1e-08 | 5spot_SharedNeighbor | Water | Porous | Wet | R245fa | MinimizeLCOE_Brownfield | IgnoreSilica | 2019 | 51.3534 | 2.6745 | 0.040807 | 4 | 87230.5485 | 155963.2565 | 1778.3127 | 3179.5219 | 56.0175 | 0 | 104.7102 | 414080.9428 | 10785.3456 | 788172.3496 | 976924.7769 | 0 | 53753.7864 | 0 | 875049.7085 | 2276699.8443 | 1553894.4252 | 6949361.1794 | 961560.8286 | 6327463.8043 | 6327463.8043 | 1478867.319 | 3412706.5916 | 0 | 14238385.8123 | 25457423.5273 | 10000000 | 0.16323 | 87230.5485 | 155963.2565 | 1778.3127 | 3179.5219
1 | 2200 | 707 | 0.02 | 15 | 15 | 7 | 1e-13 | 5spot_SharedNeighbor | Water | Porous | Wet | R245fa | MinimizeLCOE_Brownfield | IgnoreSilica | 2019 | 0 | 0 | 0 | 0 |  |  |  |  | 15 |  | 15.9179 | [19 empty] | 100 | 0
1 | 2200 | 707 | 0.02 | 15 | 15 | 7 | 1.3335e-13 | 5spot_SharedNeighbor | Water | Porous | Wet | R245fa | MinimizeLCOE_Brownfield | IgnoreSilica | 2019 | 0 | 0 | 0 | 0 |  |  |  |  | 15 |  | 17.883 | [19 empty] | 133.3521 | 0
1 | 2200 | 707 | 0.02 | 15 | 15 | 7 | 1.7783e-13 | 5spot_SharedNeighbor | Water | Porous | Wet | R245fa | MinimizeLCOE_Brownfield | IgnoreSilica | 2019 | 0 | 0 | 0 | 0 |  |  |  |  | 15 |  | 22.1485 | [19 empty] | 177.8279 | 0
1 | 2200 | 707 | 0.02 | 15 | 15 | 7 | 2.3714e-13 | 5spot_SharedNeighbor | Water | Porous | Wet | R245fa | MinimizeLCOE_Brownfield | IgnoreSilica | 2019 | 0 | 0 | 0 | 0 |  |  |  |  | 15 |  | 21.3957 | [19 empty] | 237.1374 | 0
1 | 2200 | 707 | 0.02 | 15 | 15 | 7 | 3.1623e-13 | 5spot_SharedNeighbor | Water | Porous | Wet | R245fa | MinimizeLCOE_Brownfield | IgnoreSilica | 2019 | 0 | 0 | 0 | 0 |  |  |  |  | 15 |  | 23.264 | [19 empty] | 316.2278 | 0
1 | 2200 | 707 | 0.02 | 15 | 15 | 7 | 4.217e-13 | 5spot_SharedNeighbor | Water | Porous | Wet | R245fa | MinimizeLCOE_Brownfield | IgnoreSilica | 2019 | 0 | 0 | 0 | 0 |  |  |  |  | 15 |  | 23.523 | [19 empty] | 421.6965 | 0
1 | 2200 | 707 | 0.02 | 15 | 15 | 7 | 5.6234e-13 | 5spot_SharedNeighbor | Water | Porous | Wet | R245fa | MinimizeLCOE_Brownfield | IgnoreSilica | 2019 | 0 | 0 | 0 | 0 |  |  |  |  | 15 |  | 22.1932 | [19 empty] | 562.3413 | 0
1 | 2200 | 707 | 0.02 | 15 | 15 | 7 | 7.4989e-13 | 5spot_SharedNeighbor | Water | Porous | Wet | R245fa | MinimizeLCOE_Brownfield | IgnoreSilica | 2019 | 0 | 0 | 0 | 0 |  |  |  |  | 15 |  | 25.1253 | [19 empty] | 749.8942 | 0
1 | 2200 | 707 | 0.02 | 15 | 15 | 7 | 1e-12 | 5spot_SharedNeighbor | Water | Porous | Wet | R245fa | MinimizeLCOE_Brownfield | IgnoreSilica | 2019 | 0 | 0 | 0 | 0 |  |  |  |  | 15 |  | 27.1663 | [19 empty] | 1000 | 0
1 | 2200 | 707 | 0.02 | 15 | 15 | 7 | 1.3335e-12 | 5spot_SharedNeighbor | Water | Porous | Wet | R245fa | MinimizeLCOE_Brownfield | IgnoreSilica | 2019 | 0 | 0 | 0 | 0 |  |  |  |  | 15 |  | 27.6661 | [19 empty] | 1333.5214 | 0
1 | 2200 | 707 | 0.02 | 15 | 15 | 7 | 1.7783e-12 | 5spot_SharedNeighbor | Water | Porous | Wet | R245fa | MinimizeLCOE_Brownfield | IgnoreSilica | 2019 | 0 | 0 | 0 | 0 |  |  |  |  | 15 |  | 30.3346 | [19 empty] | 1778.2794 | 0
1 | 2200 | 707 | 0.02 | 15 | 15 | 7 | 2.3714e-12 | 5spot_SharedNeighbor | Water | Porous | Wet | R245fa | MinimizeLCOE_Brownfield | IgnoreSilica | 2019 | 0 | 0 | 0 | 0 |  |  |  |  | 15 |  | 33.0343 | [19 empty] | 2371.3737 | 0
1 | 2200 | 707 | 0.02 | 15 | 15 | 7 | 3.1623e-12 | 5spot_SharedNeighbor | Water | Porous | Wet | R245fa | MinimizeLCOE_Brownfield | IgnoreSilica | 2019 | 0 | 0 | 0 | 0 |  |  |  |  | 15 |  | 35.3423 | [19 empty] | 3162.2777 | 0
1 | 2200 | 707 | 0.02 | 15 | 15 | 7 | 4.217e-12 | 5spot_SharedNeighbor | Water | Porous | Wet | R245fa | MinimizeLCOE_Brownfield | IgnoreSilica | 2019 | 0 | 0 | 0 | 0 |  |  |  |  | 15 |  | 35.3748 | [19 empty] | 4216.965 | 0
1 | 2200 | 707 | 0.02 | 15 | 15 | 7 | 5.6234e-12 | 5spot_SharedNeighbor | Water | Porous | Wet | R245fa | MinimizeLCOE_Brownfield | IgnoreSilica | 2019 | 0 | 0 | 0 | 0 |  |  |  |  | 15 |  | 36.0803 | [19 empty] | 5623.4133 | 0
1 | 2200 | 707 | 0.02 | 15 | 15 | 7 | 7.4989e-12 | 5spot_SharedNeighbor | Water | Porous | Wet | R245fa | MinimizeLCOE_Brownfield | IgnoreSilica | 2019 | 0 | 0 | 0 | 0 |  |  |  |  | 15 |  | 34.4576 | [19 empty] | 7498.9421 | 0
1 | 2200 | 707 | 0.02 | 15 | 15 | 7 | 1e-11 | 5spot_SharedNeighbor | Water | Porous | Wet | R245fa | MinimizeLCOE_Brownfield | IgnoreSilica | 2019 | 0 | 0 | 0 | 0 |  |  |  |  | 15 |  | 35.1043 | [19 empty] | 10000 | 0
1 | 2200 | 707 | 0.02 | 15 | 15 | 7 | 1.3335e-11 | 5spot_SharedNeighbor | Water | Porous | Wet | R245fa | MinimizeLCOE_Brownfield | IgnoreSilica | 2019 | 1.6 | 0.071053 | 0.00023233 | 4 | 8681239.4517 | 21249391.9494 | 176978.8085 | 433197.5968 | 52.2454 | 0 | 36.4071 | 31128.6609 | 759.6481 | 43420.7721 | 50937.933 | 0 | 18875.7699 | 0 | 56597.8858 | 147256.0889 | 100505.3065 | 449482.0651 | 961560.8286 | 6656650.2227 | 6656650.2227 | 1478867.319 | 3544381.159 | 0 | 8067693.1165 | 19747591.8172 | 13335.2143 | 0.00092933 | 8681239.4517 | 21249391.9494 | 176978.8085 | 433197.5968
1 | 2200 | 707 | 0.02 | 15 | 15 | 7 | 1.7783e-11 | 5spot_SharedNeighbor | Water | Porous | Wet | R245fa | MinimizeLCOE_Brownfield | IgnoreSilica | 2019 | 1.6 | 0.071054 | 0.0004634 | 4 | 4347840.0101 | 10649044.8898 | 88636.5995 | 217095.184 | 52.2456 | 0 | 34.43 | 31128.9229 | 759.6555 | 43421.0082 | 50938.0525 | 0 | 16115.606 | 0 | 55521.6655 | 144455.9846 | 98594.1778 | 440935.0729 | 961560.8286 | 6656650.2227 | 6656650.2227 | 1478867.319 | 3544381.159 | 0 | 8059146.1243 | 19739044.825 | 17782.7941 | 0.0018536 | 4347840.0101 | 10649044.8898 | 88636.5995 | 217095.184
1 | 2200 | 707 | 0.02 | 15 | 15 | 7 | 2.3714e-11 | 5spot_SharedNeighbor | Water | Porous | Wet | R245fa | MinimizeLCOE_Brownfield | IgnoreSilica | 2019 | 3.1251 | 0.15584 | 0.0010847 | 4 | 1931321.4094 | 4623269.658 | 39372.5992 | 94251.6054 | 54.9679 | 0 | 50.1126 | 56696.8609 | 1431.3643 | 81172.5125 | 80516.1269 | 0 | 26032.914 | 0 | 95881.4137 | 249463.7704 | 170264.1493 | 761459.112 | 961560.8286 | 6656650.2227 | 6656650.2227 | 1478867.319 | 3544381.159 | 0 | 8379670.1634 | 20059568.8641 | 23713.7371 | 0.0043388 | 1931321.4094 | 4623269.658 | 39372.5992 | 94251.6054
1 | 2200 | 707 | 0.02 | 15 | 15 | 7 | 3.1623e-11 | 5spot_SharedNeighbor | Water | Porous | Wet | R245fa | MinimizeLCOE_Brownfield | IgnoreSilica | 2019 | 4.1897 | 0.21574 | 0.0017726 | 4 | 1209866.0632 | 2857131.0066 | 24664.7562 | 58246.4801 | 55.7393 | 0 | 73.5073 | 72031.7046 | 1837.09 | 105216.2082 | 101269.5639 | 0 | 29700.6876 | 0 | 120921.5492 | 314613.0666 | 214729.8826 | 960319.7528 | 961560.8286 | 6656650.2227 | 6656650.2227 | 1478867.319 | 3544381.159 | 0 | 8578530.8041 | 20258429.5049 | 31622.7766 | 0.0070905 | 1209866.0632 | 2857131.0066 | 24664.7562 | 58246.4801
1 | 2200 | 707 | 0.02 | 15 | 15 | 7 | 4.217e-11 | 5spot_SharedNeighbor | Water | Porous | Wet | R245fa | MinimizeLCOE_Brownfield | IgnoreSilica | 2019 | 5.5534 | 0.29251 | 0.0027013 | 4 | 816223.2712 | 1897166.2476 | 16639.8154 | 38676.3001 | 56.3061 | 0 | 82.0474 | 89861.2128 | 2310.1035 | 134160.8339 | 127843.3502 | 0 | 33689.2049 | 0 | 151267.2351 | 393566.3165 | 268617.098 | 1201315.3549 | 961560.8286 | 6656650.2227 | 6656650.2227 | 1478867.319 | 3544381.159 | 0 | 8819526.4063 | 20499425.107 | 42169.6503 | 0.010805 | 816223.2712 | 1897166.2476 | 16639.8154 | 38676.3001
1 | 2200 | 707 | 0.02 | 15 | 15 | 7 | 5.6234e-11 | 5spot_SharedNeighbor | Water | Porous | Wet | R245fa | MinimizeLCOE_Brownfield | IgnoreSilica | 2019 | 7.2124 | 0.38576 | 0.0039199 | 4 | 580193.8117 | 1325108.4096 | 11828.0356 | 27014.1273 | 56.7 | 0 | 75.1408 | 109624.7239 | 2835.0646 | 167337.8483 | 160122.3432 | 0 | 37582.3508 | 0 | 186225.909 | 484521.6151 | 330695.9582 | 1478945.8132 | 961560.8286 | 6656650.2227 | 6656650.2227 | 1478867.319 | 3544381.159 | 0 | 9097156.8645 | 20777055.5652 | 56234.1325 | 0.01568 | 580193.8117 | 1325108.4096 | 11828.0356 | 27014.1273
1 | 2200 | 707 | 0.02 | 15 | 15 | 7 | 7.4989e-11 | 5spot_SharedNeighbor | Water | Porous | Wet | R245fa | MinimizeLCOE_Brownfield | IgnoreSilica | 2019 | 9.5681 | 0.51885 | 0.005577 | 4 | 424853.7794 | 948430.9345 | 8661.219 | 19335.0474 | 57.0572 | 0 | 85.183 | 135496.0811 | 3523.5682 | 212044.7643 | 206097.098 | 0 | 43169.6939 | 0 | 234129.1701 | 609156.0742 | 415761.5375 | 1859377.9873 | 961560.8286 | 6656650.2227 | 6656650.2227 | 1478867.319 | 3544381.159 | 0 | 9477589.0387 | 21157487.7394 | 74989.4209 | 0.022308 | 424853.7794 | 948430.9345 | 8661.219 | 19335.0474
1 | 2200 | 707 | 0.02 | 15 | 15 | 7 | 1e-10 | 5spot_SharedNeighbor | Water | Porous | Wet | R245fa | MinimizeLCOE_Brownfield | IgnoreSilica | 2019 | 12.2749 | 0.67168 | 0.0076831 | 4 | 321917.1917 | 701970.6852 | 6562.7174 | 14310.6219 | 57.2901 | 0 | 74.1629 | 162730.8263 | 4248.3242 | 260632.0807 | 258894.4733 | 0 | 48025.1493 | 0 | 286467.0329 | 745328.4572 | 508701.987 | 2275028.3308 | 961560.8286 | 6656650.2227 | 6656650.2227 | 1478867.319 | 3544381.159 | 0 | 9893239.3821 | 21573138.0828 | 100000 | 0.030732 | 321917.1917 | 701970.6852 | 6562.7174 | 14310.6219
1 | 2200 | 707 | 0.02 | 15 | 15 | 7 | 1.3335e-10 | 5spot_SharedNeighbor | Water | Porous | Wet | R245fa | MinimizeLCOE_Brownfield | IgnoreSilica | 2019 | 15.5922 | 0.85904 | 0.010356 | 4 | 250665.0265 | 532632.3221 | 5110.1456 | 10858.4303 | 57.4664 | 0 | 94.3798 | 193633.9256 | 5070.8651 | 317273.0147 | 323606.6984 | 0 | 53160.4013 | 0 | 348170.513 | 905868.2551 | 618273.6979 | 2765057.371 | 961560.8286 | 6656650.2227 | 6656650.2227 | 1478867.319 | 3544381.159 | 0 | 10383268.4223 | 22063167.123 | 133352.1432 | 0.041423 | 250665.0265 | 532632.3221 | 5110.1456 | 10858.4303
1 | 2200 | 707 | 0.02 | 15 | 15 | 7 | 1.7783e-10 | 5spot_SharedNeighbor | Water | Porous | Wet | R245fa | MinimizeLCOE_Brownfield | IgnoreSilica | 2019 | 19.5 | 1.0798 | 0.013651 | 4 | 200348.7107 | 414248.5163 | 4084.3795 | 8445.0163 | 57.5983 | 0 | 96.7188 | 227506.9618 | 5972.4578 | 380925.5368 | 399843.7021 | 0 | 58229.3781 | 0 | 418266.4343 | 1088243.4638 | 742748.5252 | 3321736.4599 | 961560.8286 | 6656650.2227 | 6656650.2227 | 1478867.319 | 3544381.159 | 0 | 10939947.5112 | 22619846.212 | 177827.941 | 0.054605 | 200348.7107 | 414248.5163 | 4084.3795 | 8445.0163
1 | 2200 | 707 | 0.02 | 15 | 15 | 7 | 2.3714e-10 | 5spot_SharedNeighbor | Water | Porous | Wet | R245fa | MinimizeLCOE_Brownfield | IgnoreSilica | 2019 | 23.8756 | 1.327 | 0.017555 | 4 | 164379.931 | 330711.6854 | 3351.1072 | 6742.005 | 57.6957 | 0 | 82.2373 | 263027.5065 | 6917.7598 | 449190.6831 | 485216.053 | 0 | 62780.1555 | 0 | 494181.5416 | 1285759.0006 | 877556.9376 | 3924629.6378 | 961560.8286 | 6656650.2227 | 6656650.2227 | 1478867.319 | 3544381.159 | 0 | 11542840.6891 | 23222739.3899 | 237137.3706 | 0.07022 | 164379.931 | 330711.6854 | 3351.1072 | 6742.005
1 | 2200 | 707 | 0.02 | 15 | 15 | 7 | 3.1623e-10 | 5spot_SharedNeighbor | Water | Porous | Wet | R245fa | MinimizeLCOE_Brownfield | IgnoreSilica | 2019 | 28.5009 | 1.5884 | 0.021954 | 4 | 138489.3487 | 271495.7151 | 2823.2927 | 5534.8074 | 57.767 | 0 | 94.4373 | 298464.9837 | 7860.6192 | 518646.9912 | 575472.5584 | 0 | 66394.1978 | 0 | 572067.3466 | 1488401.8888 | 1015864.8727 | 4543173.4586 | 961560.8286 | 6656650.2227 | 6656650.2227 | 1478867.319 | 3544381.159 | 0 | 12161384.5099 | 23841283.2107 | 316227.766 | 0.087815 | 138489.3487 | 271495.7151 | 2823.2927 | 5534.8074
1 | 2200 | 707 | 0.02 | 15 | 15 | 7 | 4.217e-10 | 5spot_SharedNeighbor | Water | Porous | Wet | R245fa | MinimizeLCOE_Brownfield | IgnoreSilica | 2019 | 33.1218 | 1.8496 | 0.026638 | 4 | 119785.5498 | 229401.7901 | 2441.9905 | 4676.6658 | 57.8191 | 0 | 121.0597 | 332157.9911 | 8756.803 | 585794.6363 | 665653.4585 | 0 | 68868.3147 | 0 | 647880.1694 | 1685651.3023 | 1150491.6505 | 5145254.3257 | 961560.8286 | 6656650.2227 | 6656650.2227 | 1478867.319 | 3544381.159 | 0 | 12763465.3771 | 24443364.0778 | 421696.5034 | 0.10655 | 119785.5498 | 229401.7901 | 2441.9905 | 4676.6658
1 | 2200 | 707 | 0.02 | 15 | 15 | 7 | 5.6234e-10 | 5spot_SharedNeighbor | Water | Porous | Wet | R245fa | MinimizeLCOE_Brownfield | IgnoreSilica | 2019 | 37.4681 | 2.0954 | 0.031337 | 4 | 106243.0538 | 199424.1136 | 2165.9084 | 4065.5303 | 57.857 | 0 | 97.8792 | 362571.4847 | 9565.5117 | 647246.8039 | 750485.9612 | 0 | 70134.5345 | 0 | 717601.6755 | 1867052.3592 | 1274301.5992 | 5698959.9299 | 961560.8286 | 6656650.2227 | 6656650.2227 | 1478867.319 | 3544381.159 | 0 | 13317170.9812 | 24997069.682 | 562341.3252 | 0.12535 | 106243.0538 | 199424.1136 | 2165.9084 | 4065.5303
1 | 2200 | 707 | 0.02 | 15 | 15 | 7 | 7.4989e-10 | 5spot_SharedNeighbor | Water | Porous | Wet | R245fa | MinimizeLCOE_Brownfield | IgnoreSilica | 2019 | 41.3197 | 2.3132 | 0.035779 | 4 | 96414.8138 | 178027.066 | 1965.5464 | 3629.3225 | 57.8843 | 0 | 85.8126 | 388643.655 | 10258.58 | 700512.562 | 825669.0363 | 0 | 70280.4517 | 0 | 778192.0711 | 2024696.1399 | 1381896.7188 | 6180149.2147 | 961560.8286 | 6656650.2227 | 6656650.2227 | 1478867.319 | 3544381.159 | 0 | 13798360.266 | 25478258.9667 | 749894.2093 | 0.14311 | 96414.8138 | 178027.066 | 1965.5464 | 3629.3225
1 | 2200 | 707 | 0.02 | 15 | 15 | 7 | 1e-09 | 5spot_SharedNeighbor | Water | Porous | Wet | R245fa | MinimizeLCOE_Brownfield | IgnoreSilica | 2019 | 44.6176 | 2.4997 | 0.039782 | 4 | 89260.3902 | 162659.2976 | 1819.6938 | 3316.0298 | 57.9041 | 0 | 101.7847 | 410389.6514 | 10836.49 | 745328.7283 | 890046.0537 | 0 | 69705.5555 | 0 | 829259.5268 | 2157563.1843 | 1472581.2067 | 6585710.3968 | 961560.8286 | 6656650.2227 | 6656650.2227 | 1478867.319 | 3544381.159 | 0 | 14203921.4482 | 25883820.1489 | 1000000 | 0.15913 | 89260.3902 | 162659.2976 | 1819.6938 | 3316.0298
1 | 2200 | 707 | 0.02 | 15 | 15 | 7 | 1.3335e-09 | 5spot_SharedNeighbor | Water | Porous | Wet | R245fa | MinimizeLCOE_Brownfield | IgnoreSilica | 2019 | 47.3218 | 2.6526 | 0.043233 | 4 | 84032.8301 | 151573.434 | 1713.1229 | 3090.0295 | 57.9182 | 0 | 116.6161 | 427859.7607 | 11300.653 | 781577.8331 | 942832.5978 | 0 | 68636.8345 | 0 | 870560.9948 | 2265021.132 | 1545923.4641 | 6913713.27 | 961560.8286 | 6656650.2227 | 6656650.2227 | 1478867.319 | 3544381.159 | 0 | 14531924.3213 | 26211823.0221 | 1333521.4322 | 0.17293 | 84032.8301 | 151573.434 | 1713.1229 | 3090.0295
1 | 2200 | 707 | 0.02 | 15 | 15 | 7 | 1.7783e-09 | 5spot_SharedNeighbor | Water | Porous | Wet | R245fa | MinimizeLCOE_Brownfield | IgnoreSilica | 2019 | 49.4903 | 2.7752 | 0.046111 | 4 | 80197.6331 | 143522.2075 | 1634.9372 | 2925.8943 | 57.9283 | 0 | 103.3524 | 441651.0436 | 11666.9956 | 810343.1477 | 985161.3795 | 0 | 67370.8221 | 0 | 903315.4215 | 2350241.4312 | 1604088.0694 | 7173838.3105 | 961560.8286 | 6656650.2227 | 6656650.2227 | 1478867.319 | 3544381.159 | 0 | 14792049.3619 | 26471948.0626 | 1778279.41 | 0.18444 | 80197.6331 | 143522.2075 | 1634.9372 | 2925.8943
1 | 2200 | 707 | 0.02 | 15 | 15 | 7 | 2.3714e-09 | 5spot_SharedNeighbor | Water | Porous | Wet | R245fa | MinimizeLCOE_Brownfield | IgnoreSilica | 2019 | 51.1876 | 2.8712 | 0.048446 | 4 | 77372.7603 | 137645.1264 | 1577.3484 | 2806.0821 | 57.9356 | 0 | 120.0341 | 452316.6248 | 11950.2588 | 832677.4969 | 1018288.7479 | 0 | 66067.7532 | 0 | 928707.3438 | 2416306.0045 | 1649178.4982 | 7375492.728 | 961560.8286 | 6656650.2227 | 6656650.2227 | 1478867.319 | 3544381.159 | 0 | 14993703.7794 | 26673602.4801 | 2371373.7057 | 0.19379 | 77372.7603 | 137645.1264 | 1577.3484 | 2806.0821
1 | 2200 | 707 | 0.02 | 15 | 15 | 7 | 3.1623e-09 | 5spot_SharedNeighbor | Water | Porous | Wet | R245fa | MinimizeLCOE_Brownfield | IgnoreSilica | 2019 | 52.5176 | 2.9464 | 0.050311 | 4 | 75284.5895 | 133322.5402 | 1534.7782 | 2717.9603 | 57.9408 | 0 | 101.7501 | 460599.1162 | 12170.1983 | 850073.9614 | 1044247.6215 | 0 | 64903.2804 | 0 | 948477.7293 | 2467744.4922 | 1684286.323 | 7532502.7224 | 961560.8286 | 6656650.2227 | 6656650.2227 | 1478867.319 | 3544381.159 | 0 | 15150713.7738 | 26830612.4745 | 3162277.6602 | 0.20125 | 75284.5895 | 133322.5402 | 1534.7782 | 2717.9603
1 | 2200 | 707 | 0.02 | 15 | 15 | 7 | 4.217e-09 | 5spot_SharedNeighbor | Water | Porous | Wet | R245fa | MinimizeLCOE_Brownfield | IgnoreSilica | 2019 | 53.5387 | 3.0041 | 0.051774 | 4 | 73736.2575 | 130134.5658 | 1503.2133 | 2652.9691 | 57.9447 | 0 | 113.7568 | 466913.8243 | 12337.8642 | 863367.7894 | 1064175.1319 | 0 | 63884.0014 | 0 | 963564.6583 | 2506997.5867 | 1711077.3666 | 7652318.2228 | 961560.8286 | 6656650.2227 | 6656650.2227 | 1478867.319 | 3544381.159 | 0 | 15270529.2742 | 26950427.9749 | 4216965.0343 | 0.2071 | 73736.2575 | 130134.5658 | 1503.2133 | 2652.9691
1 | 2200 | 707 | 0.02 | 15 | 15 | 7 | 5.6234e-09 | 5spot_SharedNeighbor | Water | Porous | Wet | R245fa | MinimizeLCOE_Brownfield | IgnoreSilica | 2019 | 54.3157 | 3.048 | 0.052908 | 4 | 72585.3029 | 127775.4066 | 1479.7496 | 2604.8745 | 57.9474 | 0 | 104.823 | 471694.079 | 12464.7761 | 873448.664 | 1079338.1627 | 0 | 63023.6626 | 0 | 974988.0443 | 2536718.8937 | 1731362.7693 | 7743039.0518 | 961560.8286 | 6656650.2227 | 6656650.2227 | 1478867.319 | 3544381.159 | 0 | 15361250.1031 | 27041148.8038 | 5623413.2519 | 0.21163 | 72585.3029 | 127775.4066 | 1479.7496 | 2604.8745
1 | 2200 | 707 | 0.02 | 15 | 15 | 7 | 7.4989e-09 | 5spot_SharedNeighbor | Water | Porous | Wet | R245fa | MinimizeLCOE_Brownfield | IgnoreSilica | 2019 | 54.9077 | 3.0815 | 0.05378 | 4 | 71728.008 | 126022.7981 | 1462.2725 | 2569.1452 | 57.9495 | 0 | 93.6035 | 475321.6771 | 12561.079 | 881108.7042 | 1090889.5356 | 0 | 62328.5558 | 0 | 983661.7251 | 2559286.032 | 1746765.3049 | 7811922.6136 | 961560.8286 | 6656650.2227 | 6656650.2227 | 1478867.319 | 3544381.159 | 0 | 15430133.665 | 27110032.3657 | 7498942.0933 | 0.21512 | 71728.008 | 126022.7981 | 1462.2725 | 2569.1452
1 | 2200 | 707 | 0.02 | 15 | 15 | 7 | 1e-08 | 5spot_SharedNeighbor | Water | Porous | Wet | R245fa | MinimizeLCOE_Brownfield | IgnoreSilica | 2019 | 55.3487 | 3.1064 | 0.054444 | 4 | 71088.4303 | 124721.5227 | 1449.2338 | 2542.6169 | 57.951 | 0 | 96.4866 | 478016.3053 | 12632.6101 | 886804.2224 | 1099494.8796 | 0 | 61755.3765 | 0 | 990094.3236 | 2576022.3337 | 1758188.1747 | 7863008.2258 | 961560.8286 | 6656650.2227 | 6656650.2227 | 1478867.319 | 3544381.159 | 0 | 15481219.2771 | 27161117.9778 | 10000000 | 0.21777 | 71088.4303 | 124721.5227 | 1449.2338 | 2542.6169
1 | 2300 | 707 | 0.02 | 15 | 15 | 7 | 1e-13 | 5spot_SharedNeighbor | Water | Porous | Wet | R245fa | MinimizeLCOE_Brownfield | IgnoreSilica | 2019 | 0 | 0 | 0 | 0 |  |  |  |  | 15 |  | 15.2367 | [19 empty] | 100 | 0
1 | 2300 | 707 | 0.02 | 15 | 15 | 7 | 1.3335e-13 | 5spot_SharedNeighbor | Water | Porous | Wet | R245fa | MinimizeLCOE_Brownfield | IgnoreSilica | 2019 | 0 | 0 | 0 | 0 |  |  |  |  | 15 |  | 15.6939 | [19 empty] | 133.3521 | 0
1 | 2300 | 707 | 0.02 | 15 | 15 | 7 | 1.7783e-13 | 5spot_SharedNeighbor | Water | Porous | Wet | R245fa | MinimizeLCOE_Brownfield | IgnoreSilica | 2019 | 0 | 0 | 0 | 0 |  |  |  |  | 15 |  | 19.5899 | [19 empty] | 177.8279 | 0
1 | 2300 | 707 | 0.02 | 15 | 15 | 7 | 2.3714e-13 | 5spot_SharedNeighbor | Water | Porous | Wet | R245fa | MinimizeLCOE_Brownfield | IgnoreSilica | 2019 | 0 | 0 | 0 | 0 |  |  |  |  | 15 |  | 21.0168 | [19 empty] | 237.1374 | 0
1 | 2300 | 707 | 0.02 | 15 | 15 | 7 | 3.1623e-13 | 5spot_SharedNeighbor | Water | Porous | Wet | R245fa | MinimizeLCOE_Brownfield | IgnoreSilica | 2019 | 0 | 0 | 0 | 0 |  |  |  |  | 15 |  | 20.3046 | [19 empty] | 316.2278 | 0
1 | 2300 | 707 | 0.02 | 15 | 15 | 7 | 4.217e-13 | 5spot_SharedNeighbor | Water | Porous | Wet | R245fa | MinimizeLCOE_Brownfield | IgnoreSilica | 2019 | 0 | 0 | 0 | 0 |  |  |  |  | 15 |  | 22.3631 | [19 empty] | 421.6965 | 0
1 | 2300 | 707 | 0.02 | 15 | 15 | 7 | 5.6234e-13 | 5spot_SharedNeighbor | Water | Porous | Wet | R245fa | MinimizeLCOE_Brownfield | IgnoreSilica | 2019 | 0 | 0 | 0 | 0 |  |  |  |  | 15 |  | 22.4256 | [19 empty] | 562.3413 | 0
1 | 2300 | 707 | 0.02 | 15 | 15 | 7 | 7.4989e-13 | 5spot_SharedNeighbor | Water | Porous | Wet | R245fa | MinimizeLCOE_Brownfield | IgnoreSilica | 2019 | 0 | 0 | 0 | 0 |  |  |  |  | 15 |  | 24.0141 | [19 empty] | 749.8942 | 0
1 | 2300 | 707 | 0.02 | 15 | 15 | 7 | 1e-12 | 5spot_SharedNeighbor | Water | Porous | Wet | R245fa | MinimizeLCOE_Brownfield | IgnoreSilica | 2019 | 0 | 0 | 0 | 0 |  |  |  |  | 15 |  | 23.1019 | [19 empty] | 1000 | 0
1 | 2300 | 707 | 0.02 | 15 | 15 | 7 | 1.3335e-12 | 5spot_SharedNeighbor | Water | Porous | Wet | R245fa | MinimizeLCOE_Brownfield | IgnoreSilica | 2019 | 0 | 0 | 0 | 0 |  |  |  |  | 15 |  | 24.9699 | [19 empty] | 1333.5214 | 0
1 | 2300 | 707 | 0.02 | 15 | 15 | 7 | 1.7783e-12 | 5spot_SharedNeighbor | Water | Porous | Wet | R245fa | MinimizeLCOE_Brownfield | IgnoreSilica | 2019 | 0 | 0 | 0 | 0 |  |  |  |  | 15 |  | 29.2089 | [19 empty] | 1778.2794 | 0
1 | 2300 | 707 | 0.02 | 15 | 15 | 7 | 2.3714e-12 | 5spot_SharedNeighbor | Water | Porous | Wet | R245fa | MinimizeLCOE_Brownfield | IgnoreSilica | 2019 | 0 | 0 | 0 | 0 |  |  |  |  | 15 |  | 32.3336 | [19 empty] | 2371.3737 | 0
1 | 2300 | 707 | 0.02 | 15 | 15 | 7 | 3.1623e-12 | 5spot_SharedNeighbor | Water | Porous | Wet | R245fa | MinimizeLCOE_Brownfield | IgnoreSilica | 2019 | 0 | 0 | 0 | 0 |  |  |  |  | 15 |  | 30.7111 | [19 empty] | 3162.2777 | 0
1 | 2300 | 707 | 0.02 | 15 | 15 | 7 | 4.217e-12 | 5spot_SharedNeighbor | Water | Porous | Wet | R245fa | MinimizeLCOE_Brownfield | IgnoreSilica | 2019 | 0 | 0 | 0 | 0 |  |  |  |  | 15 |  | 34.4977 | [19 empty] | 4216.965 | 0
1 | 2300 | 707 | 0.02 | 15 | 15 | 7 | 5.6234e-12 | 5spot_SharedNeighbor | Water | Porous | Wet | R245fa | MinimizeLCOE_Brownfield | IgnoreSilica | 2019 | 0 | 0 | 0 | 0 |  |  |  |  | 15 |  | 34.2917 | [19 empty] | 5623.4133 | 0
1 | 2300 | 707 | 0.02 | 15 | 15 | 7 | 7.4989e-12 | 5spot_SharedNeighbor | Water | Porous | Wet | R245fa | MinimizeLCOE_Brownfield | IgnoreSilica | 2019 | 0 | 0 | 0 | 0 |  |  |  |  | 15 |  | 29.8202 | [19 empty] | 7498.9421 | 0
1 | 2300 | 707 | 0.02 | 15 | 15 | 7 | 1e-11 | 5spot_SharedNeighbor | Water | Porous | Wet | R245fa | MinimizeLCOE_Brownfield | IgnoreSilica | 2019 | 1.6 | 0.07558 | 0.00019677 | 4 | 10707840.8062 | 26143247.9247 | 218293.8183 | 532965.4703 | 53.665 | 0 | 31.8294 | 33566.7698 | 829.3767 | 45556.0349 | 52008.4974 | 0 | 21308.6199 | 0 | 59775.0265 | 155522.3573 | 106147.2046 | 474713.887 | 961560.8286 | 6991696.732 | 6991696.732 | 1478867.319 | 3678399.7627 | 0 | 8427971.4477 | 20576935.2614 | 10000 | 0.00078708 | 10707840.8062 | 26143247.9247 | 218293.8183 | 532965.4703
1 | 2300 | 707 | 0.02 | 15 | 15 | 7 | 1.3335e-11 | 5spot_SharedNeighbor | Water | Porous | Wet | R245fa | MinimizeLCOE_Brownfield | IgnoreSilica | 2019 | 1.6 | 0.075581 | 0.00049715 | 4 | 4233366.8241 | 10342716.7 | 86302.9088 | 210850.2695 | 53.6652 | 0 | 32.1041 | 33567.1238 | 829.387 | 45556.3354 | 52008.6468 | 0 | 18221.1697 | 0 | 58571.2384 | 152390.3477 | 104009.5436 | 465153.7924 | 961560.8286 | 6991696.732 | 6991696.732 | 1478867.319 | 3678399.7627 | 0 | 8418411.353 | 20567375.1667 | 13335.2143 | 0.0019886 | 4233366.8241 | 10342716.7 | 86302.9088 | 210850.2695
1 | 2300 | 707 | 0.02 | 15 | 15 | 7 | 1.7783e-11 | 5spot_SharedNeighbor | Water | Porous | Wet | R245fa | MinimizeLCOE_Brownfield | IgnoreSilica | 2019 | 2.8861 | 0.15228 | 0.0011214 | 4 | 1941451.1908 | 4649818.9709 | 39579.1085 | 94792.8491 | 56.3501 | 0 | 63.3972 | 57424.1012 | 1464.6252 | 79581.633 | 78062.7401 | 0 | 27404.8258 | 0 | 95135.7908 | 247523.8127 | 168940.0883 | 755537.617 | 961560.8286 | 6991696.732 | 6991696.732 | 1478867.319 | 3678399.7627 | 0 | 8708795.1776 | 20857758.9913 | 17782.7941 | 0.0044857 | 1941451.1908 | 4649818.9709 | 39579.1085 | 94792.8491
1 | 2300 | 707 | 0.02 | 15 | 15 | 7 | 2.3714e-11 | 5spot_SharedNeighbor | Water | Porous | Wet | R245fa | MinimizeLCOE_Brownfield | IgnoreSilica | 2019 | 3.8756 | 0.21179 | 0.001879 | 4 | 1185224.4659 | 2801648.3955 | 24162.4039 | 57115.3921 | 57.2561 | 0 | 68.8215 | 73348.6072 | 1892.0774 | 103523.2224 | 98156.0137 | 0 | 31363.5239 | 0 | 120230.5434 | 312815.2113 | 213502.8094 | 954832.0087 | 961560.8286 | 6991696.732 | 6991696.732 | 1478867.319 | 3678399.7627 | 0 | 8908089.5693 | 21057053.383 | 23713.7371 | 0.007516 | 1185224.4659 | 2801648.3955 | 24162.4039 | 57115.3921
1 | 2300 | 707 | 0.02 | 15 | 15 | 7 | 3.1623e-11 | 5spot_SharedNeighbor | Water | Porous | Wet | R245fa | MinimizeLCOE_Brownfield | IgnoreSilica | 2019 | 5.1519 | 0.28888 | 0.0029068 | 4 | 787063.0786 | 1831919.7827 | 16045.3454 | 37346.1626 | 57.9268 | 0 | 52.2919 | 92002.8482 | 2394.0687 | 132619.4362 | 124121.5624 | 0 | 35733.0206 | 0 | 150879.6651 | 392557.9389 | 267928.8595 | 1198237.3996 | 961560.8286 | 6991696.732 | 6991696.732 | 1478867.319 | 3678399.7627 | 0 | 9151494.9602 | 21300458.7739 | 31622.7766 | 0.011627 | 787063.0786 | 1831919.7827 | 16045.3454 | 37346.1626
1 | 2300 | 707 | 0.02 | 15 | 15 | 7 | 4.217e-11 | 5spot_SharedNeighbor | Water | Porous | Wet | R245fa | MinimizeLCOE_Brownfield | IgnoreSilica | 2019 | 6.7371 | 0.38462 | 0.0042701 | 4 | 552547.4204 | 1263825.1426 | 11264.4265 | 25764.785 | 58.4059 | 0 | 88.0609 | 113104.322 | 2962.7157 | 166672.0417 | 156352.9607 | 0 | 40208.9611 | 0 | 186927.3904 | 486346.7258 | 331941.6338 | 1484516.7512 | 961560.8286 | 6991696.732 | 6991696.732 | 1478867.319 | 3678399.7627 | 0 | 9437774.3119 | 21586738.1256 | 42169.6503 | 0.01708 | 552547.4204 | 1263825.1426 | 11264.4265 | 25764.785
1 | 2300 | 707 | 0.02 | 15 | 15 | 7 | 5.6234e-11 | 5spot_SharedNeighbor | Water | Porous | Wet | R245fa | MinimizeLCOE_Brownfield | IgnoreSilica | 2019 | 9.2735 | 0.53822 | 0.0061282 | 4 | 403030.4968 | 898647.2568 | 8216.3218 | 18320.1398 | 58.8508 | 0 | 72.0664 | 143849.5562 | 3792.3944 | 217979.8919 | 207992.365 | 0 | 48277.3815 | 0 | 242537.7197 | 631033.3954 | 430693.2588 | 1926155.963 | 961560.8286 | 6991696.732 | 6991696.732 | 1478867.319 | 3678399.7627 | 0 | 9879413.5236 | 22028377.3373 | 56234.1325 | 0.024513 | 403030.4968 | 898647.2568 | 8216.3218 | 18320.1398
1 | 2300 | 707 | 0.02 | 15 | 15 | 7 | 7.4989e-11 | 5spot_SharedNeighbor | Water | Porous | Wet | R245fa | MinimizeLCOE_Brownfield | IgnoreSilica | 2019 | 11.4855 | 0.67235 | 0.0084803 | 4 | 301846.7038 | 659999.9764 | 6153.5533 | 13454.9922 | 59.0859 | 0 | 69.9117 | 168530.3112 | 4458.8911 | 260393.3327 | 253058.1842 | 0 | 51543.3441 | 0 | 287813.7847 | 748832.4289 | 511093.5197 | 2285723.7965 | 961560.8286 | 6991696.732 | 6991696.732 | 1478867.319 | 3678399.7627 | 0 | 10238981.3572 | 22387945.1709 | 74989.4209 | 0.033921 | 301846.7038 | 659999.9764 | 6153.5533 | 13454.9922
1 | 2300 | 707 | 0.02 | 15 | 15 | 7 | 1e-10 | 5spot_SharedNeighbor | Water | Porous | Wet | R245fa | MinimizeLCOE_Brownfield | IgnoreSilica | 2019 | 14.6908 | 0.86654 | 0.011525 | 4 | 233119.6841 | 496666.1071 | 4752.4601 | 10125.2104 | 59.2962 | 0 | 93.3105 | 201711.3789 | 5354.8433 | 318931.3793 | 318317.306 | 0 | 57482.2038 | 0 | 351700.8734 | 915053.5289 | 624542.836 | 2793094.3497 | 961560.8286 | 6991696.732 | 6991696.732 | 1478867.319 | 3678399.7627 | 0 | 10746351.9103 | 22895315.724 | 100000 | 0.046098 | 233119.6841 | 496666.1071 | 4752.4601 | 10125.2104
1 | 2300 | 707 | 0.02 | 15 | 15 | 7 | 1.3335e-10 | 5spot_SharedNeighbor | Water | Porous | Wet | R245fa | MinimizeLCOE_Brownfield | IgnoreSilica | 2019 | 18.5398 | 1.0998 | 0.015339 | 4 | 184709.46 | 382721.3776 | 3765.5522 | 7802.293 | 59.4541 | 0 | 109.0406 | 238688.4081 | 6353.2051 | 385877.4028 | 396690.8565 | 0 | 63530.297 | 0 | 425544.6661 | 1107179.93 | 755673.0525 | 3379537.8183 | 961560.8286 | 6991696.732 | 6991696.732 | 1478867.319 | 3678399.7627 | 0 | 11332795.3789 | 23481759.1926 | 133352.1432 | 0.061355 | 184709.46 | 382721.3776 | 3765.5522 | 7802.293
1 | 2300 | 707 | 0.02 | 15 | 15 | 7 | 1.7783e-10 | 5spot_SharedNeighbor | Water | Porous | Wet | R245fa | MinimizeLCOE_Brownfield | IgnoreSilica | 2019 | 22.925 | 1.3656 | 0.019948 | 4 | 150109.1701 | 302367.3474 | 3060.1785 | 6164.1674 | 59.5704 | 0 | 92.8556 | 278023.603 | 7414.9722 | 458787.0069 | 485992.0335 | 0 | 69073.1375 | 0 | 506723.3937 | 1318390.327 | 899828.4884 | 4024232.9621 | 961560.8286 | 6991696.732 | 6991696.732 | 1478867.319 | 3678399.7627 | 0 | 11977490.5227 | 24126454.3364 | 177827.941 | 0.079792 | 150109.1701 | 302367.3474 | 3060.1785 | 6164.1674
1 | 2300 | 707 | 0.02 | 15 | 15 | 7 | 2.3714e-10 | 5spot_SharedNeighbor | Water | Porous | Wet | R245fa | MinimizeLCOE_Brownfield | IgnoreSilica | 2019 | 27.7434 | 1.6577 | 0.025294 | 4 | 125164.9808 | 245240.2552 | 2551.6574 | 4999.5543 | 59.6568 | 0 | 124.6209 | 318664.3244 | 8511.5959 | 535705.7249 | 584124.4113 | 0 | 73913.0069 | 0 | 593158.4348 | 1543276.5738 | 1053317.9728 | 4710672.0449 | 961560.8286 | 6991696.732 | 6991696.732 | 1478867.319 | 3678399.7627 | 0 | 12663929.6055 | 24812893.4192 | 237137.3706 | 0.10118 | 125164.9808 | 245240.2552 | 2551.6574 | 4999.5543
1 | 2300 | 707 | 0.02 | 15 | 15 | 7 | 3.1623e-10 | 5spot_SharedNeighbor | Water | Porous | Wet | R245fa | MinimizeLCOE_Brownfield | IgnoreSilica | 2019 | 32.7035 | 1.9585 | 0.031164 | 4 | 107101.5725 | 204562.1085 | 2183.4104 | 4170.2753 | 59.7202 | 0 | 71.9558 | 358311.6592 | 9580.9885 | 612113.4806 | 685158.172 | 0 | 77512.4068 | 0 | 679643.9158 | 1768294.0547 | 1206897.0271 | 5397511.7046 | 961560.8286 | 6991696.732 | 6991696.732 | 1478867.319 | 3678399.7627 | 0 | 13350769.2652 | 25499733.0789 | 316227.766 | 0.12466 | 107101.5725 | 204562.1085 | 2183.4104 | 4170.2753
1 | 2300 | 707 | 0.02 | 15 | 15 | 7 | 4.217e-10 | 5spot_SharedNeighbor | Water | Porous | Wet | R245fa | MinimizeLCOE_Brownfield | IgnoreSilica | 2019 | 37.507 | 2.2499 | 0.037236 | 4 | 93992.382 | 175559.7296 | 1916.1618 | 3579.0225 | 59.7663 | 0 | 119.7762 | 395005.299 | 10570.3104 | 683907.7369 | 783013.6441 | 0 | 79664.7907 | 0 | 761343.0946 | 1980858.5591 | 1351976.6692 | 6046340.1039 | 961560.8286 | 6991696.732 | 6991696.732 | 1478867.319 | 3678399.7627 | 0 | 13999597.6645 | 26148561.4782 | 421696.5034 | 0.14894 | 93992.382 | 175559.7296 | 1916.1618 | 3579.0225
1 | 2300 | 707 | 0.02 | 15 | 15 | 7 | 5.6234e-10 | 5spot_SharedNeighbor | Water | Porous | Wet | R245fa | MinimizeLCOE_Brownfield | IgnoreSilica | 2019 | 41.9038 | 2.5166 | 0.043157 | 4 | 84463.7694 | 154839.6368 | 1721.9082 | 3156.6154 | 59.7997 | 0 | 152.3589 | 427366.7875 | 11442.4881 | 748012.4321 | 872591.3977 | 0 | 80449.2401 | 0 | 834546.3147 | 2171318.3219 | 1481969.3708 | 6627696.353 | 961560.8286 | 6991696.732 | 6991696.732 | 1478867.319 | 3678399.7627 | 0 | 14580953.9136 | 26729917.7273 | 562341.3252 | 0.17263 | 84463.7694 | 154839.6368 | 1721.9082 | 3156.6154
1 | 2300 | 707 | 0.02 | 15 | 15 | 7 | 7.4989e-10 | 5spot_SharedNeighbor | Water | Porous | Wet | R245fa | MinimizeLCOE_Brownfield | IgnoreSilica | 2019 | 45.736 | 2.7491 | 0.048626 | 4 | 77523.4992 | 139985.0558 | 1580.4214 | 2853.7847 | 59.8237 | 0 | 133.8522 | 454745.0388 | 12180.0904 | 802783.528 | 950668.1397 | 0 | 80145.2444 | 0 | 897203.5961 | 2334339.7152 | 1593234.8215 | 7125300.1738 | 961560.8286 | 6991696.732 | 6991696.732 | 1478867.319 | 3678399.7627 | 0 | 15078557.7345 | 27227521.5482 | 749894.2093 | 0.1945 | 77523.4992 | 139985.0558 | 1580.4214 | 2853.7847
1 | 2300 | 707 | 0.02 | 15 | 15 | 7 | 1e-09 | 5spot_SharedNeighbor | Water | Porous | Wet | R245fa | MinimizeLCOE_Brownfield | IgnoreSilica | 2019 | 48.9445 | 2.9437 | 0.053444 | 4 | 72453.7291 | 129284.0832 | 1477.0673 | 2635.6309 | 59.8408 | 0 | 93.3878 | 477136.9754 | 12783.1523 | 847928.1274 | 1016036.8557 | 0 | 79111.7621 | 0 | 948868.7804 | 2468761.927 | 1684980.7431 | 7535608.3235 | 961560.8286 | 6991696.732 | 6991696.732 | 1478867.319 | 3678399.7627 | 0 | 15488865.8841 | 27637829.6978 | 1000000 | 0.21378 | 72453.7291 | 129284.0832 | 1477.0673 | 2635.6309
1 | 2300 | 707 | 0.02 | 15 | 15 | 7 | 1.3335e-09 | 5spot_SharedNeighbor | Water | Porous | Wet | R245fa | MinimizeLCOE_Brownfield | IgnoreSilica | 2019 | 51.536 | 3.1009 | 0.057523 | 4 | 68737.1573 | 121537.4757 | 1401.2999 | 2477.7058 | 59.8529 | 0 | 149.1264 | 494897.1017 | 13261.3276 | 883950.2289 | 1068829.0261 | 0 | 77651.7804 | 0 | 990049.8913 | 2575906.73 | 1758109.2728 | 7862655.3589 | 961560.8286 | 6991696.732 | 6991696.732 | 1478867.319 | 3678399.7627 | 0 | 15815912.9195 | 27964876.7332 | 1333521.4322 | 0.23009 | 68737.1573 | 121537.4757 | 1401.2999 | 2477.7058
1 | 2300 | 707 | 0.02 | 15 | 15 | 7 | 1.7783e-09 | 5spot_SharedNeighbor | Water | Porous | Wet | R245fa | MinimizeLCOE_Brownfield | IgnoreSilica | 2019 | 53.5971 | 3.2259 | 0.060882 | 4 | 66002.3626 | 115889.945 | 1345.5474 | 2362.5733 | 59.8615 | 0 | 133.6536 | 508827.3932 | 13636.2931 | 912334.9586 | 1110812.5601 | 0 | 76094.4389 | 0 | 1022465.2012 | 2660244.7169 | 1815671.6819 | 8120087.2439 | 961560.8286 | 6991696.732 | 6991696.732 | 1478867.319 | 3678399.7627 | 0 | 16073344.8046 | 28222308.6183 | 1778279.41 | 0.24353 | 66002.3626 | 115889.945 | 1345.5474 | 2362.5733
1 | 2300 | 707 | 0.02 | 15 | 15 | 7 | 2.3714e-09 | 5spot_SharedNeighbor | Water | Porous | Wet | R245fa | MinimizeLCOE_Brownfield | IgnoreSilica | 2019 | 55.2218 | 3.3244 | 0.06359 | 4 | 63982.8067 | 111745.5534 | 1304.3761 | 2278.0843 | 59.8676 | 0 | 138.4777 | 519691.966 | 13928.676 | 934551.3077 | 1143903.7838 | 0 | 74643.6952 | 0 | 1047820.5772 | 2726214.2043 | 1860697.2125 | 8321451.4228 | 961560.8286 | 6991696.732 | 6991696.732 | 1478867.319 | 3678399.7627 | 0 | 16274708.9834 | 28423672.7971 | 2371373.7057 | 0.25436 | 63982.8067 | 111745.5534 | 1304.3761 | 2278.0843
1 | 2300 | 707 | 0.02 | 15 | 15 | 7 | 3.1623e-09 | 5spot_SharedNeighbor | Water | Porous | Wet | R245fa | MinimizeLCOE_Brownfield | IgnoreSilica | 2019 | 56.4593 | 3.3994 | 0.065721 | 4 | 62486.7144 | 108700.7356 | 1273.8762 | 2216.0115 | 59.872 | 0 | 133.1171 | 527900.1733 | 14149.5342 | 951380.8879 | 1169104.4601 | 0 | 73291.9298 | 0 | 1066972.5242 | 2776043.6419 | 1894706.8276 | 8473549.979 | 961560.8286 | 6991696.732 | 6991696.732 | 1478867.319 | 3678399.7627 | 0 | 16426807.5396 | 28575771.3533 | 3162277.6602 | 0.26288 | 62486.7144 | 108700.7356 | 1273.8762 | 2216.0115
1 | 2300 | 707 | 0.02 | 15 | 15 | 7 | 4.217e-09 | 5spot_SharedNeighbor | Water | Porous | Wet | R245fa | MinimizeLCOE_Brownfield | IgnoreSilica | 2019 | 57.4144 | 3.4573 | 0.067387 | 4 | 61375.4573 | 106447.0075 | 1251.2217 | 2170.0662 | 59.8751 | 0 | 134.5231 | 534197.5262 | 14318.9543 | 964318.6852 | 1188554.6114 | 0 | 72163.604 | 0 | 1081685.8186 | 2814324.6157 | 1920834.3788 | 8590398.1941 | 961560.8286 | 6991696.732 | 6991696.732 | 1478867.319 | 3678399.7627 | 0 | 16543655.7547 | 28692619.5684 | 4216965.0343 | 0.26955 | 61375.4573 | 106447.0075 | 1251.2217 | 2170.0662
1 | 2300 | 707 | 0.02 | 15 | 15 | 7 | 5.6234e-09 | 5spot_SharedNeighbor | Water | Porous | Wet | R245fa | MinimizeLCOE_Brownfield | IgnoreSilica | 2019 | 58.1332 | 3.5009 | 0.068669 | 4 | 60548.2582 | 104778.5589 | 1234.3581 | 2136.0526 | 59.8774 | 0 | 126.33 | 538915.0895 | 14445.8593 | 974025.6096 | 1203191.1896 | 0 | 71208.7806 | 0 | 1092696.7462 | 2842972.7907 | 1940387.3469 | 8677843.4125 | 961560.8286 | 6991696.732 | 6991696.732 | 1478867.319 | 3678399.7627 | 0 | 16631100.9731 | 28780064.7868 | 5623413.2519 | 0.27468 | 60548.2582 | 104778.5589 | 1234.3581 | 2136.0526
1 | 2300 | 707 | 0.02 | 15 | 15 | 7 | 7.4989e-09 | 5spot_SharedNeighbor | Water | Porous | Wet | R245fa | MinimizeLCOE_Brownfield | IgnoreSilica | 2019 | 58.7003 | 3.5353 | 0.069664 | 4 | 59931.4441 | 103530.178 | 1221.7836 | 2110.6027 | 59.8791 | 0 | 131.6933 | 542623.5736 | 14545.6114 | 981665.0905 | 1214736.4786 | 0 | 70506.0763 | 0 | 1101389.9638 | 2865590.7598 | 1955824.5755 | 8746882.1295 | 961560.8286 | 6991696.732 | 6991696.732 | 1478867.319 | 3678399.7627 | 0 | 16700139.6901 | 28849103.5038 | 7498942.0933 | 0.27865 | 59931.4441 | 103530.178 | 1221.7836 | 2110.6027
1 | 2300 | 707 | 0.02 | 15 | 15 | 7 | 1e-08 | 5spot_SharedNeighbor | Water | Porous | Wet | R245fa | MinimizeLCOE_Brownfield | IgnoreSilica | 2019 | 59.107 | 3.5599 | 0.070409 | 4 | 59470.8894 | 102607.7408 | 1212.3945 | 2091.7976 | 59.8803 | 0 | 150.3093 | 545276.6596 | 14616.9705 | 987135.2195 | 1223017.3571 | 0 | 69885.0147 | 0 | 1107573.1763 | 2881678.2103 | 1966804.5911 | 8795987.199 | 961560.8286 | 6991696.732 | 6991696.732 | 1478867.319 | 3678399.7627 | 0 | 16749244.7596 | 28898208.5733 | 10000000 | 0.28164 | 59470.8894 | 102607.7408 | 1212.3945 | 2091.7976
1 | 2400 | 707 | 0.02 | 15 | 15 | 7 | 1e-13 | 5spot_SharedNeighbor | Water | Porous | Wet | R245fa | MinimizeLCOE_Brownfield | IgnoreSilica | 2019 | 0 | 0 | 0 | 0 |  |  |  |  | 15 |  | 17.2342 | [19 empty] | 100 | 0
1 | 2400 | 707 | 0.02 | 15 | 15 | 7 | 1.3335e-13 | 5spot_SharedNeighbor | Water | Porous | Wet | R245fa | MinimizeLCOE_Brownfield | IgnoreSilica | 2019 | 0 | 0 | 0 | 0 |  |  |  |  | 15 |  | 17.8377 | [19 empty] | 133.3521 | 0
1 | 2400 | 707 | 0.02 | 15 | 15 | 7 | 1.7783e-13 | 5spot_SharedNeighbor | Water | Porous | Wet | R245fa | MinimizeLCOE_Brownfield | IgnoreSilica | 2019 | 0 | 0 | 0 | 0 |  |  |  |  | 15 |  | 21.1728 | [19 empty] | 177.8279 | 0
1 | 2400 | 707 | 0.02 | 15 | 15 | 7 | 2.3714e-13 | 5spot_SharedNeighbor | Water | Porous | Wet | R245fa | MinimizeLCOE_Brownfield | IgnoreSilica | 2019 | 0 | 0 | 0 | 0 |  |  |  |  | 15 |  | 21.7772 | [19 empty] | 237.1374 | 0
1 | 2400 | 707 | 0.02 | 15 | 15 | 7 | 3.1623e-13 | 5spot_SharedNeighbor | Water | Porous | Wet | R245fa | MinimizeLCOE_Brownfield | IgnoreSilica | 2019 | 0 | 0 | 0 | 0 |  |  |  |  | 15 |  | 22.3398 | [19 empty] | 316.2278 | 0
1 | 2400 | 707 | 0.02 | 15 | 15 | 7 | 4.217e-13 | 5spot_SharedNeighbor | Water | Porous | Wet | R245fa | MinimizeLCOE_Brownfield | IgnoreSilica | 2019 | 0 | 0 | 0 | 0 |  |  |  |  | 15 |  | 21.9241 | [19 empty] | 421.6965 | 0
1 | 2400 | 707 | 0.02 | 15 | 15 | 7 | 5.6234e-13 | 5spot_SharedNeighbor | Water | Porous | Wet | R245fa | MinimizeLCOE_Brownfield | IgnoreSilica | 2019 | 0 | 0 | 0 | 0 |  |  |  |  | 15 |  | 23.3152 | [19 empty] | 562.3413 | 0
1 | 2400 | 707 | 0.02 | 15 | 15 | 7 | 7.4989e-13 | 5spot_SharedNeighbor | Water | Porous | Wet | R245fa | MinimizeLCOE_Brownfield | IgnoreSilica | 2019 | 0 | 0 | 0 | 0 |  |  |  |  | 15 |  | 23.4166 | [19 empty] | 749.8942 | 0
1 | 2400 | 707 | 0.02 | 15 | 15 | 7 | 1e-12 | 5spot_SharedNeighbor | Water | Porous | Wet | R245fa | MinimizeLCOE_Brownfield | IgnoreSilica | 2019 | 0 | 0 | 0 | 0 |  |  |  |  | 15 |  | 26.6834 | [19 empty] | 1000 | 0
1 | 2400 | 707 | 0.02 | 15 | 15 | 7 | 1.3335e-12 | 5spot_SharedNeighbor | Water | Porous | Wet | R245fa | MinimizeLCOE_Brownfield | IgnoreSilica | 2019 | 0 | 0 | 0 | 0 |  |  |  |  | 15 |  | 29.4986 | [19 empty] | 1333.5214 | 0
1 | 2400 | 707 | 0.02 | 15 | 15 | 7 | 1.7783e-12 | 5spot_SharedNeighbor | Water | Porous | Wet | R245fa | MinimizeLCOE_Brownfield | IgnoreSilica | 2019 | 0 | 0 | 0 | 0 |  |  |  |  | 15 |  | 31.0754 | [19 empty] | 1778.2794 | 0
1 | 2400 | 707 | 0.02 | 15 | 15 | 7 | 2.3714e-12 | 5spot_SharedNeighbor | Water | Porous | Wet | R245fa | MinimizeLCOE_Brownfield | IgnoreSilica | 2019 | 0 | 0 | 0 | 0 |  |  |  |  | 15 |  | 32.8678 | [19 empty] | 2371.3737 | 0
1 | 2400 | 707 | 0.02 | 15 | 15 | 7 | 3.1623e-12 | 5spot_SharedNeighbor | Water | Porous | Wet | R245fa | MinimizeLCOE_Brownfield | IgnoreSilica | 2019 | 0 | 0 | 0 | 0 |  |  |  |  | 15 |  | 33.8763 | [19 empty] | 3162.2777 | 0
1 | 2400 | 707 | 0.02 | 15 | 15 | 7 | 4.217e-12 | 5spot_SharedNeighbor | Water | Porous | Wet | R245fa | MinimizeLCOE_Brownfield | IgnoreSilica | 2019 | 0 | 0 | 0 | 0 |  |  |  |  | 15 |  | 34.2802 | [19 empty] | 4216.965 | 0
1 | 2400 | 707 | 0.02 | 15 | 15 | 7 | 5.6234e-12 | 5spot_SharedNeighbor | Water | Porous | Wet | R245fa | MinimizeLCOE_Brownfield | IgnoreSilica | 2019 | 0 | 0 | 0 | 0 |  |  |  |  | 15 |  | 35.8995 | [19 empty] | 5623.4133 | 0
1 | 2400 | 707 | 0.02 | 15 | 15 | 7 | 7.4989e-12 | 5spot_SharedNeighbor | Water | Porous | Wet | R245fa | MinimizeLCOE_Brownfield | IgnoreSilica | 2019 | 1.6 | 0.080108 | 9.3235e-05 | 4 | 23583524.9988 | 57439561.9115 | 480782.0562 | 1170983.1623 | 55.0636 | 0 | 36.8462 | 36022.3113 | 900.8329 | 47661.0816 | 53045.3112 | 0 | 24142.6968 | 0 | 63091.1712 | 164150.2856 | 112035.9428 | 501049.6333 | 961560.8286 | 7332603.3321 | 7332603.3321 | 1478867.319 | 3814762.4027 | 0 | 8795213.794 | 21421446.8479 | 7498.9421 | 0.00037294 | 23583524.9988 | 57439561.9115 | 480782.0562 | 1170983.1623
1 | 2400 | 707 | 0.02 | 15 | 15 | 7 | 1e-11 | 5spot_SharedNeighbor | Water | Porous | Wet | R245fa | MinimizeLCOE_Brownfield | IgnoreSilica | 2019 | 1.6 | 0.080109 | 0.00048392 | 4 | 4538153.5654 | 11061039.8528 | 92516.3987 | 225494.2586 | 55.0639 | 0 | 38.3503 | 36022.8002 | 900.8472 | 47661.5071 | 53045.5189 | 0 | 20657.1875 | 0 | 61732.2657 | 160614.6924 | 109622.8278 | 490257.6467 | 961560.8286 | 7332603.3321 | 7332603.3321 | 1478867.319 | 3814762.4027 | 0 | 8784421.8075 | 21410654.8614 | 10000 | 0.0019357 | 4538153.5654 | 11061039.8528 | 92516.3987 | 225494.2586
1 | 2400 | 707 | 0.02 | 15 | 15 | 7 | 1.3335e-11 | 5spot_SharedNeighbor | Water | Porous | Wet | R245fa | MinimizeLCOE_Brownfield | IgnoreSilica | 2019 | 1.6 | 0.080109 | 0.00077692 | 4 | 2823562.8608 | 6886489.8453 | 57562.1481 | 140390.4102 | 55.0641 | 0 | 34.5329 | 36023.167 | 900.8579 | 47661.8264 | 53045.6748 | 0 | 17517.2733 | 0 | 60508.0318 | 157429.4868 | 107448.8596 | 480535.1775 | 961560.8286 | 7332603.3321 | 7332603.3321 | 1478867.319 | 3814762.4027 | 0 | 8774699.3383 | 21400932.3922 | 13335.2143 | 0.0031077 | 2823562.8608 | 6886489.8453 | 57562.1481 | 140390.4102
1 | 2400 | 707 | 0.02 | 15 | 15 | 7 | 1.7783e-11 | 5spot_SharedNeighbor | Water | Porous | Wet | R245fa | MinimizeLCOE_Brownfield | IgnoreSilica | 2019 | 3.5124 | 0.20233 | 0.0018861 | 4 | 1222757.0639 | 2896376.5942 | 24927.5566 | 59046.5545 | 58.6476 | 0 | 70.0198 | 72996.3834 | 1901.8266 | 99673.6954 | 93417.586 | 0 | 32483.7866 | 0 | 117184.5784 | 304890.2352 | 208093.8504 | 930641.9421 | 961560.8286 | 7332603.3321 | 7332603.3321 | 1478867.319 | 3814762.4027 | 0 | 9224806.1029 | 21851039.1567 | 17782.7941 | 0.0075443 | 1222757.0639 | 2896376.5942 | 24927.5566 | 59046.5545
1 | 2400 | 707 | 0.02 | 15 | 15 | 7 | 2.3714e-11 | 5spot_SharedNeighbor | Water | Porous | Wet | R245fa | MinimizeLCOE_Brownfield | IgnoreSilica | 2019 | 4.687 | 0.27803 | 0.0029835 | 4 | 793254.4828 | 1851273.0355 | 16171.5656 | 37740.7049 | 59.4538 | 0 | 94.9593 | 92212.0901 | 2426.2737 | 128433.3799 | 118276.013 | 0 | 37185.8613 | 0 | 147628.111 | 384098.0621 | 262154.8198 | 1172414.6109 | 961560.8286 | 7332603.3321 | 7332603.3321 | 1478867.319 | 3814762.4027 | 0 | 9466578.7717 | 22092811.8256 | 23713.7371 | 0.011934 | 793254.4828 | 1851273.0355 | 16171.5656 | 37740.7049
1 | 2400 | 707 | 0.02 | 15 | 15 | 7 | 3.1623e-11 | 5spot_SharedNeighbor | Water | Porous | Wet | R245fa | MinimizeLCOE_Brownfield | IgnoreSilica | 2019 | 6.1723 | 0.37388 | 0.0044539 | 4 | 547601.5862 | 1256316.4525 | 11163.599 | 25611.7102 | 60.0416 | 0 | 114.5751 | 114320.3099 | 3030.7623 | 162683.7142 | 149712.7696 | 0 | 42195.4611 | 0 | 184057.7767 | 478880.5795 | 326845.8355 | 1461727.2087 | 961560.8286 | 7332603.3321 | 7332603.3321 | 1478867.319 | 3814762.4027 | 0 | 9755891.3695 | 22382124.4234 | 31622.7766 | 0.017816 | 547601.5862 | 1256316.4525 | 11163.599 | 25611.7102
1 | 2400 | 707 | 0.02 | 15 | 15 | 7 | 4.217e-11 | 5spot_SharedNeighbor | Water | Porous | Wet | R245fa | MinimizeLCOE_Brownfield | IgnoreSilica | 2019 | 7.946 | 0.48807 | 0.0063577 | 4 | 396475.7928 | 892973.0345 | 8082.6953 | 18204.4631 | 60.4353 | 0 | 111.1578 | 138392.6 | 3688.8818 | 201272.6424 | 187186.5063 | 0 | 46893.9588 | 0 | 225199.4899 | 585922.8779 | 399904.4037 | 1788461.3608 | 961560.8286 | 7332603.3321 | 7332603.3321 | 1478867.319 | 3814762.4027 | 0 | 10082625.5216 | 22708858.5755 | 42169.6503 | 0.025431 | 396475.7928 | 892973.0345 | 8082.6953 | 18204.4631
1 | 2400 | 707 | 0.02 | 15 | 15 | 7 | 5.6234e-11 | 5spot_SharedNeighbor | Water | Porous | Wet | R245fa | MinimizeLCOE_Brownfield | IgnoreSilica | 2019 | 10.5692 | 0.65853 | 0.0090051 | 4 | 292954.0062 | 643485.9712 | 5972.2637 | 13118.3319 | 60.8424 | 0 | 78.1406 | 171484.6204 | 4595.9897 | 255676.161 | 242913.7814 | 0 | 54394.3981 | 0 | 284335.3307 | 739782.2053 | 504916.5562 | 2258099.0428 | 961560.8286 | 7332603.3321 | 7332603.3321 | 1478867.319 | 3814762.4027 | 0 | 10552263.2036 | 23178496.2574 | 56234.1325 | 0.03602 | 292954.0062 | 643485.9712 | 5972.2637 | 13118.3319
1 | 2400 | 707 | 0.02 | 15 | 15 | 7 | 7.4989e-11 | 5spot_SharedNeighbor | Water | Porous | Wet | R245fa | MinimizeLCOE_Brownfield | IgnoreSilica | 2019 | 13.5977 | 0.8546 | 0.012344 | 4 | 224121.7524 | 479845.3936 | 4569.0251 | 9782.2974 | 61.0953 | 0 | 101.0799 | 206346.0524 | 5550.8902 | 314873.0398 | 307094.9547 | 0 | 61037.7843 | 0 | 349012.0614 | 908057.7914 | 619768.1014 | 2771740.6756 | 961560.8286 | 7332603.3321 | 7332603.3321 | 1478867.319 | 3814762.4027 | 0 | 11065904.8364 | 23692137.8903 | 74989.4209 | 0.049375 | 224121.7524 | 479845.3936 | 4569.0251 | 9782.2974
1 | 2400 | 707 | 0.02 | 15 | 15 | 7 | 1e-10 | 5spot_SharedNeighbor | Water | Porous | Wet | R245fa | MinimizeLCOE_Brownfield | IgnoreSilica | 2019 | 17.2855 | 1.0933 | 0.016583 | 4 | 175877.8572 | 366224.5748 | 3585.508 | 7465.9833 | 61.2853 | 0 | 83.655 | 245641.0872 | 6627.2226 | 383380.1973 | 385225.9506 | 0 | 67931.6664 | 0 | 424634.3884 | 1104811.574 | 754056.6009 | 3372308.6872 | 961560.8286 | 7332603.3321 | 7332603.3321 | 1478867.319 | 3814762.4027 | 0 | 11666472.848 | 24292705.9019 | 100000 | 0.066333 | 175877.8572 | 366224.5748 | 3585.508 | 7465.9833
1 | 2400 | 707 | 0.02 | 15 | 15 | 7 | 1.3335e-10 | 5spot_SharedNeighbor | Water | Porous | Wet | R245fa | MinimizeLCOE_Brownfield | IgnoreSilica | 2019 | 21.6144 | 1.3735 | 0.021815 | 4 | 141478.3973 | 286172.6053 | 2884.2285 | 5834.0156 | 61.4268 | 0 | 110.7329 | 288577.9294 | 7802.9094 | 460100.8483 | 476949.7284 | 0 | 74647.5995 | 0 | 510150.8159 | 1327307.7766 | 905914.8309 | 4051452.4384 | 961560.8286 | 7332603.3321 | 7332603.3321 | 1478867.319 | 3814762.4027 | 0 | 12345616.5992 | 24971849.6531 | 133352.1432 | 0.087261 | 141478.3973 | 286172.6053 | 2884.2285 | 5834.0156
1 | 2400 | 707 | 0.02 | 15 | 15 | 7 | 1.7783e-10 | 5spot_SharedNeighbor | Water | Porous | Wet | R245fa | MinimizeLCOE_Brownfield | IgnoreSilica | 2019 | 26.4741 | 1.6882 | 0.028031 | 4 | 116679.1629 | 229289.1583 | 2378.6626 | 4674.3696 | 61.5317 | 0 | 99.5437 | 333736.3541 | 9038.8717 | 542597.7737 | 579930.9715 | 0 | 80684.5198 | 0 | 602935.5114 | 1568714.5217 | 1070679.8949 | 4788318.4189 | 961560.8286 | 7332603.3321 | 7332603.3321 | 1478867.319 | 3814762.4027 | 0 | 13082482.5797 | 25708715.6336 | 177827.941 | 0.11212 | 116679.1629 | 229289.1583 | 2378.6626 | 4674.3696
1 | 2400 | 707 | 0.02 | 15 | 15 | 7 | 2.3714e-10 | 5spot_SharedNeighbor | Water | Porous | Wet | R245fa | MinimizeLCOE_Brownfield | IgnoreSilica | 2019 | 31.6681 | 2.0246 | 0.035075 | 4 | 98692.5313 | 188687.5606 | 2011.9807 | 3846.6511 | 61.6094 | 0 | 103.1761 | 379287.8057 | 10284.9626 | 627448.7554 | 690012.4746 | 0 | 85625.7041 | 0 | 699137.2839 | 1819011.7999 | 1241512.9304 | 5552321.7165 | 961560.8286 | 7332603.3321 | 7332603.3321 | 1478867.319 | 3814762.4027 | 0 | 13846485.8773 | 26472718.9312 | 237137.3706 | 0.1403 | 98692.5313 | 188687.5606 | 2011.9807 | 3846.6511
1 | 2400 | 707 | 0.02 | 15 | 15 | 7 | 3.1623e-10 | 5spot_SharedNeighbor | Water | Porous | Wet | R245fa | MinimizeLCOE_Brownfield | IgnoreSilica | 2019 | 36.8614 | 2.361 | 0.042605 | 4 | 85610.816 | 159699.7565 | 1745.2923 | 3255.6955 | 61.6661 | 0 | 124.4364 | 422620.4218 | 11469.7474 | 709518.629 | 800090.7431 | 0 | 88948.4307 | 0 | 792732.7091 | 2062527.8971 | 1407717.6705 | 6295626.2486 | 961560.8286 | 7332603.3321 | 7332603.3321 | 1478867.319 | 3814762.4027 | 0 | 14589790.4093 | 27216023.4632 | 316227.766 | 0.17042 | 85610.816 | 159699.7565 | 1745.2923 | 3255.6955
1 | 2400 | 707 | 0.02 | 15 | 15 | 7 | 4.217e-10 | 5spot_SharedNeighbor | Water | Porous | Wet | R245fa | MinimizeLCOE_Brownfield | IgnoreSilica | 2019 | 41.7944 | 2.6806 | 0.050206 | 4 | 76084.7252 | 138956.9038 | 1551.09 | 2832.8244 | 61.7075 | 0 | 128.703 | 462105.7539 | 12548.8034 | 785340.2767 | 904663.3138 | 0 | 90715.2622 | 0 | 879595.6299 | 2288527.3992 | 1561966.9745 | 6985463.4136 | 961560.8286 | 7332603.3321 | 7332603.3321 | 1478867.319 | 3814762.4027 | 0 | 15279627.5744 | 27905860.6283 | 421696.5034 | 0.20082 | 76084.7252 | 138956.9038 | 1551.09 | 2832.8244
1 | 2400 | 707 | 0.02 | 15 | 15 | 7 | 5.6234e-10 | 5spot_SharedNeighbor | Water | Porous | Wet | R245fa | MinimizeLCOE_Brownfield | IgnoreSilica | 2019 | 46.1964 | 2.9659 | 0.05743 | 4 | 69139.6625 | 124103.4577 | 1409.5055 | 2530.0168 | 61.7372 | 0 | 145.0126 | 496168.5174 | 13479.2297 | 851485.4634 | 997983.6714 | 0 | 90968.6546 | 0 | 955533.3593 | 2486101.7939 | 1696815.5586 | 7588536.2484 | 961560.8286 | 7332603.3321 | 7332603.3321 | 1478867.319 | 3814762.4027 | 0 | 15882700.4091 | 28508933.463 | 562341.3252 | 0.22972 | 69139.6625 | 124103.4577 | 1409.5055 | 2530.0168
1 | 2400 | 707 | 0.02 | 15 | 15 | 7 | 7.4989e-10 | 5spot_SharedNeighbor | Water | Porous | Wet | R245fa | MinimizeLCOE_Brownfield | IgnoreSilica | 2019 | 49.9554 | 3.2094 | 0.063952 | 4 | 64066.3128 | 113424.2211 | 1306.0784 | 2312.3062 | 61.7582 | 0 | 129.9793 | 524482.9124 | 14252.2972 | 906959.0929 | 1077667.089 | 0 | 90122.3265 | 0 | 1019258.65 | 2651901.9285 | 1809977.5574 | 8094621.8537 | 961560.8286 | 7332603.3321 | 7332603.3321 | 1478867.319 | 3814762.4027 | 0 | 16388786.0145 | 29015019.0684 | 749894.2093 | 0.25581 | 64066.3128 | 113424.2211 | 1306.0784 | 2312.3062
1 | 2400 | 707 | 0.02 | 15 | 15 | 7 | 1e-09 | 5spot_SharedNeighbor | Water | Porous | Wet | R245fa | MinimizeLCOE_Brownfield | IgnoreSilica | 2019 | 53.0512 | 3.41 | 0.069592 | 4 | 60349.6036 | 105707.4216 | 1230.3083 | 2154.9888 | 61.7729 | 0 | 126.0636 | 547315.8647 | 14875.4557 | 952006.1265 | 1143284.5806 | 0 | 88603.9663 | 0 | 1070973.5376 | 2786453.4578 | 1901811.7409 | 8505324.73 | 961560.8286 | 7332603.3321 | 7332603.3321 | 1478867.319 | 3814762.4027 | 0 | 16799488.8907 | 29425721.9446 | 1000000 | 0.27837 | 60349.6036 | 105707.4216 | 1230.3083 | 2154.9888
1 | 2400 | 707 | 0.02 | 15 | 15 | 7 | 1.3335e-09 | 5spot_SharedNeighbor | Water | Porous | Wet | R245fa | MinimizeLCOE_Brownfield | IgnoreSilica | 2019 | 55.5339 | 3.5707 | 0.074304 | 4 | 57617.5023 | 100099.2437 | 1174.6107 | 2040.6585 | 61.7831 | 0 | 114.8212 | 565330.6345 | 15366.9449 | 987739.5666 | 1195897.2684 | 0 | 86788.9305 | 0 | 1111938.1046 | 2893034.8582 | 1974555.7366 | 8830652.0443 | 961560.8286 | 7332603.3321 | 7332603.3321 | 1478867.319 | 3814762.4027 | 0 | 17124816.2051 | 29751049.259 | 1333521.4322 | 0.29722 | 57617.5023 | 100099.2437 | 1174.6107 | 2040.6585
1 | 2400 | 707 | 0.02 | 15 | 15 | 7 | 1.7783e-09 | 5spot_SharedNeighbor | Water | Porous | Wet | R245fa | MinimizeLCOE_Brownfield | IgnoreSilica | 2019 | 57.4876 | 3.6972 | 0.078137 | 4 | 55602.189 | 96000.1742 | 1133.5258 | 1957.0934 | 61.7902 | 0 | 129.5158 | 579331.2464 | 15748.8057 | 1015625.8408 | 1237292.9188 | 0 | 84949.155 | 0 | 1143849.707 | 2976062.3018 | 2031223.6729 | 9084083.6484 | 961560.8286 | 7332603.3321 | 7332603.3321 | 1478867.319 | 3814762.4027 | 0 | 17378247.8092 | 30004480.8631 | 1778279.41 | 0.31255 | 55602.189 | 96000.1742 | 1133.5258 | 1957.0934
1 | 2400 | 707 | 0.02 | 15 | 15 | 7 | 2.3714e-09 | 5spot_SharedNeighbor | Water | Porous | Wet | R245fa | MinimizeLCOE_Brownfield | IgnoreSilica | 2019 | 59.0144 | 3.796 | 0.081198 | 4 | 54110.816 | 92985.5115 | 1103.1222 | 1895.6354 | 61.7953 | 0 | 152.3884 | 590169.3104 | 16044.3382 | 1037281.4135 | 1269639.4405 | 0 | 83280.0515 | 0 | 1168601.6761 | 3040461.848 | 2075177.6865 | 9280655.7647 | 961560.8286 | 7332603.3321 | 7332603.3321 | 1478867.319 | 3814762.4027 | 0 | 17574819.9255 | 30201052.9794 | 2371373.7057 | 0.32479 | 54110.816 | 92985.5115 | 1103.1222 | 1895.6354
1 | 2400 | 707 | 0.02 | 15 | 15 | 7 | 3.1623e-09 | 5spot_SharedNeighbor | Water | Porous | Wet | R245fa | MinimizeLCOE_Brownfield | IgnoreSilica | 2019 | 60.1935 | 3.8723 | 0.083605 | 4 | 53004.0832 | 90759.5506 | 1080.5599 | 1850.2562 | 61.7989 | 0 | 135.4908 | 598478.5147 | 16270.87 | 1053924.212 | 1294615.6925 | 0 | 81837.855 | 0 | 1187599.5862 | 3089890.5132 | 2108913.7661 | 9431531.0097 | 961560.8286 | 7332603.3321 | 7332603.3321 | 1478867.319 | 3814762.4027 | 0 | 17725695.1705 | 30351928.2243 | 3162277.6602 | 0.33442 | 53004.0832 | 90759.5506 | 1080.5599 | 1850.2562
1 | 2400 | 707 | 0.02 | 15 | 15 | 7 | 4.217e-09 | 5spot_SharedNeighbor | Water | Porous | Wet | R245fa | MinimizeLCOE_Brownfield | IgnoreSilica | 2019 | 61.0903 | 3.9304 | 0.085471 | 4 | 52180.8796 | 89112.2253 | 1063.7778 | 1816.6732 | 61.8014 | 0 | 143.6049 | 604763.865 | 16442.1998 | 1066536.3966 | 1313610.2726 | 0 | 80616.1665 | 0 | 1201967.8712 | 3127273.8433 | 2134428.6571 | 9545639.2721 | 961560.8286 | 7332603.3321 | 7332603.3321 | 1478867.319 | 3814762.4027 | 0 | 17839803.4329 | 30466036.4868 | 4216965.0343 | 0.34188 | 52180.8796 | 89112.2253 | 1063.7778 | 1816.6732
1 | 2400 | 707 | 0.02 | 15 | 15 | 7 | 5.6234e-09 | 5spot_SharedNeighbor | Water | Porous | Wet | R245fa | MinimizeLCOE_Brownfield | IgnoreSilica | 2019 | 61.7555 | 3.9734 | 0.086895 | 4 | 51567.4236 | 87893.4468 | 1051.2717 | 1791.8268 | 61.8032 | 0 | 124.0541 | 609406.3442 | 16568.7325 | 1075864.6926 | 1327696.1325 | 0 | 79569.8911 | 0 | 1212551.2592 | 3154809.648 | 2153222.4096 | 9629689.1098 | 961560.8286 | 7332603.3321 | 7332603.3321 | 1478867.319 | 3814762.4027 | 0 | 17923853.2706 | 30550086.3244 | 5623413.2519 | 0.34758 | 51567.4236 | 87893.4468 | 1051.2717 | 1791.8268
1 | 2400 | 707 | 0.02 | 15 | 15 | 7 | 7.4989e-09 | 5spot_SharedNeighbor | Water | Porous | Wet | R245fa | MinimizeLCOE_Brownfield | IgnoreSilica | 2019 | 62.2741 | 4.0069 | 0.087994 | 4 | 51109.5967 | 86981.9223 | 1041.9383 | 1773.2441 | 61.8046 | 0 | 124.3837 | 613015.1828 | 16667.0841 | 1083123.4912 | 1338678.6551 | 0 | 78784.8263 | 0 | 1220805.0034 | 3176284.1973 | 2167879.2308 | 9695237.671 | 961560.8286 | 7332603.3321 | 7332603.3321 | 1478867.319 | 3814762.4027 | 0 | 17989401.8318 | 30615634.8857 | 7498942.0933 | 0.35198 | 51109.5967 | 86981.9223 | 1041.9383 | 1773.2441
1 | 2400 | 707 | 0.02 | 15 | 15 | 7 | 1e-08 | 5spot_SharedNeighbor | Water | Porous | Wet | R245fa | MinimizeLCOE_Brownfield | IgnoreSilica | 2019 | 62.6614 | 4.032 | 0.088827 | 4 | 50767.5259 | 86303.4319 | 1034.9647 | 1759.4122 | 61.8055 | 0 | 139.9592 | 615703.8551 | 16740.3533 | 1088535.6923 | 1346879.5567 | 0 | 78154.4833 | 0 | 1226945.4369 | 3192260.3456 | 2178783.2803 | 9744003.0035 | 961560.8286 | 7332603.3321 | 7332603.3321 | 1478867.319 | 3814762.4027 | 0 | 18038167.1643 | 30664400.2182 | 10000000 | 0.35531 | 50767.5259 | 86303.4319 | 1034.9647 | 1759.4122
1 | 2500 | 707 | 0.02 | 15 | 15 | 7 | 1e-13 | 5spot_SharedNeighbor | Water | Porous | Wet | R245fa | MinimizeLCOE_Brownfield | IgnoreSilica | 2019 | 0 | 0 | 0 | 0 |  |  |  |  | 15 |  | 18.6412 | [19 empty] | 100 | 0
1 | 2500 | 707 | 0.02 | 15 | 15 | 7 | 1.3335e-13 | 5spot_SharedNeighbor | Water | Porous | Wet | R245fa | MinimizeLCOE_Brownfield | IgnoreSilica | 2019 | 0 | 0 | 0 | 0 |  |  |  |  | 15 |  | 19.3691 | [19 empty] | 133.3521 | 0
1 | 2500 | 707 | 0.02 | 15 | 15 | 7 | 1.7783e-13 | 5spot_SharedNeighbor | Water | Porous | Wet | R245fa | MinimizeLCOE_Brownfield | IgnoreSilica | 2019 | 0 | 0 | 0 | 0 |  |  |  |  | 15 |  | 22.8876 | [19 empty] | 177.8279 | 0
1 | 2500 | 707 | 0.02 | 15 | 15 | 7 | 2.3714e-13 | 5spot_SharedNeighbor | Water | Porous | Wet | R245fa | MinimizeLCOE_Brownfield | IgnoreSilica | 2019 | 0 | 0 | 0 | 0 |  |  |  |  | 15 |  | 23.0646 | [19 empty] | 237.1374 | 0
1 | 2500 | 707 | 0.02 | 15 | 15 | 7 | 3.1623e-13 | 5spot_SharedNeighbor | Water | Porous | Wet | R245fa | MinimizeLCOE_Brownfield | IgnoreSilica | 2019 | 0 | 0 | 0 | 0 |  |  |  |  | 15 |  | 22.0871 | [19 empty] | 316.2278 | 0
1 | 2500 | 707 | 0.02 | 15 | 15 | 7 | 4.217e-13 | 5spot_SharedNeighbor | Water | Porous | Wet | R245fa | MinimizeLCOE_Brownfield | IgnoreSilica | 2019 | 0 | 0 | 0 | 0 |  |  |  |  | 15 |  | 23.2602 | [19 empty] | 421.6965 | 0
1 | 2500 | 707 | 0.02 | 15 | 15 | 7 | 5.6234e-13 | 5spot_SharedNeighbor | Water | Porous | Wet | R245fa | MinimizeLCOE_Brownfield | IgnoreSilica | 2019 | 0 | 0 | 0 | 0 |  |  |  |  | 15 |  | 25.0466 | [19 empty] | 562.3413 | 0
1 | 2500 | 707 | 0.02 | 15 | 15 | 7 | 7.4989e-13 | 5spot_SharedNeighbor | Water | Porous | Wet | R245fa | MinimizeLCOE_Brownfield | IgnoreSilica | 2019 | 0 | 0 | 0 | 0 |  |  |  |  | 15 |  | 26.1225 | [19 empty] | 749.8942 | 0
1 | 2500 | 707 | 0.02 | 15 | 15 | 7 | 1e-12 | 5spot_SharedNeighbor | Water | Porous | Wet | R245fa | MinimizeLCOE_Brownfield | IgnoreSilica | 2019 | 0 | 0 | 0 | 0 |  |  |  |  | 15 |  | 25.7126 | [19 empty] | 1000 | 0
1 | 2500 | 707 | 0.02 | 15 | 15 | 7 | 1.3335e-12 | 5spot_SharedNeighbor | Water | Porous | Wet | R245fa | MinimizeLCOE_Brownfield | IgnoreSilica | 2019 | 0 | 0 | 0 | 0 |  |  |  |  | 15 |  | 30.1807 | [19 empty] | 1333.5214 | 0
1 | 2500 | 707 | 0.02 | 15 | 15 | 7 | 1.7783e-12 | 5spot_SharedNeighbor | Water | Porous | Wet | R245fa | MinimizeLCOE_Brownfield | IgnoreSilica | 2019 | 0 | 0 | 0 | 0 |  |  |  |  | 15 |  | 33.0494 | [19 empty] | 1778.2794 | 0
1 | 2500 | 707 | 0.02 | 15 | 15 | 7 | 2.3714e-12 | 5spot_SharedNeighbor | Water | Porous | Wet | R245fa | MinimizeLCOE_Brownfield | IgnoreSilica | 2019 | 0 | 0 | 0 | 0 |  |  |  |  | 15 |  | 34.4555 | [19 empty] | 2371.3737 | 0
1 | 2500 | 707 | 0.02 | 15 | 15 | 7 | 3.1623e-12 | 5spot_SharedNeighbor | Water | Porous | Wet | R245fa | MinimizeLCOE_Brownfield | IgnoreSilica | 2019 | 0 | 0 | 0 | 0 |  |  |  |  | 15 |  | 33.314 | [19 empty] | 3162.2777 | 0
1 | 2500 | 707 | 0.02 | 15 | 15 | 7 | 4.217e-12 | 5spot_SharedNeighbor | Water | Porous | Wet | R245fa | MinimizeLCOE_Brownfield | IgnoreSilica | 2019 | 0 | 0 | 0 | 0 |  |  |  |  | 15 |  | 33.6068 | [19 empty] | 4216.965 | 0
1 | 2500 | 707 | 0.02 | 15 | 15 | 7 | 5.6234e-12 | 5spot_SharedNeighbor | Water | Porous | Wet | R245fa | MinimizeLCOE_Brownfield | IgnoreSilica | 2019 | 0 | 0 | 0 | 0 |  |  |  |  | 15 |  | 33.5636 | [19 empty] | 5623.4133 | 0
1 | 2500 | 707 | 0.02 | 15 | 15 | 7 | 7.4989e-12 | 5spot_SharedNeighbor | Water | Porous | Wet | R245fa | MinimizeLCOE_Brownfield | IgnoreSilica | 2019 | 1.6 | 0.084725 | 0.00040325 | 4 | 5677378.3091 | 13806156.4751 | 115741.0361 | 281457.174 | 56.442 | 0 | 34.9401 | 38504.4956 | 974.1016 | 49780.7511 | 54071.6995 | 0 | 23484.9496 | 0 | 65058.239 | 169268.1926 | 115529.0195 | 516671.4485 | 961560.8286 | 7679370.0231 | 7679370.0231 | 1478867.319 | 3953469.0791 | 0 | 9157602.3003 | 22269308.7216 | 7498.9421 | 0.001613 | 5677378.3091 | 13806156.4751 | 115741.0361 | 281457.174
1 | 2500 | 707 | 0.02 | 15 | 15 | 7 | 1e-11 | 5spot_SharedNeighbor | Water | Porous | Wet | R245fa | MinimizeLCOE_Brownfield | IgnoreSilica | 2019 | 1.6 | 0.084726 | 0.00078458 | 4 | 2914524.6497 | 7092463.3285 | 59416.5272 | 144589.4582 | 56.4423 | 0 | 35.0535 | 38504.9912 | 974.1164 | 49781.1626 | 54071.8972 | 0 | 19966.9201 | 0 | 63686.6441 | 165699.5841 | 113093.3709 | 505778.6866 | 961560.8286 | 7679370.0231 | 7679370.0231 | 1478867.319 | 3953469.0791 | 0 | 9146709.5384 | 22258415.9597 | 10000 | 0.0031383 | 2914524.6497 | 7092463.3285 | 59416.5272 | 144589.4582
1 | 2500 | 707 | 0.02 | 15 | 15 | 7 | 1.3335e-11 | 5spot_SharedNeighbor | Water | Porous | Wet | R245fa | MinimizeLCOE_Brownfield | IgnoreSilica | 2019 | 3.1297 | 0.18853 | 0.0017965 | 4 | 1326483.3508 | 3151076.6767 | 27042.1573 | 64238.9602 | 59.886 | 0 | 74.8275 | 71140.7232 | 1869.3291 | 94088.0726 | 87568.2534 | 0 | 33107.4359 | 0 | 112231.7875 | 292004.0892 | 199298.791 | 891308.4818 | 961560.8286 | 7679370.0231 | 7679370.0231 | 1478867.319 | 3953469.0791 | 0 | 9532239.3335 | 22643945.7548 | 13335.2143 | 0.0071861 | 1326483.3508 | 3151076.6767 | 27042.1573 | 64238.9602
1 | 2500 | 707 | 0.02 | 15 | 15 | 7 | 1.7783e-11 | 5spot_SharedNeighbor | Water | Porous | Wet | R245fa | MinimizeLCOE_Brownfield | IgnoreSilica | 2019 | 4.1897 | 0.26123 | 0.0029306 | 4 | 833278.9223 | 1951795.4619 | 16987.5179 | 39789.9905 | 60.8625 | 0 | 77.2948 | 90584.537 | 2407.1505 | 122020.8434 | 110861.1744 | 0 | 38030.6419 | 0 | 141922.6954 | 369253.7412 | 252023.2658 | 1127104.0496 | 961560.8286 | 7679370.0231 | 7679370.0231 | 1478867.319 | 3953469.0791 | 0 | 9768034.9014 | 22879741.3227 | 17782.7941 | 0.011722 | 833278.9223 | 1951795.4619 | 16987.5179 | 39789.9905
1 | 2500 | 707 | 0.02 | 15 | 15 | 7 | 2.3714e-11 | 5spot_SharedNeighbor | Water | Porous | Wet | R245fa | MinimizeLCOE_Brownfield | IgnoreSilica | 2019 | 5.5682 | 0.35578 | 0.0044676 | 4 | 562807.5956 | 1296510.9973 | 11473.5941 | 26431.1303 | 61.5924 | 0 | 92.1134 | 113533.23 | 3043.7612 | 156121.5425 | 141128.2796 | 0 | 43600.4188 | 0 | 178396.6205 | 464151.4124 | 316792.8763 | 1416768.1412 | 961560.8286 | 7679370.0231 | 7679370.0231 | 1478867.319 | 3953469.0791 | 0 | 10057698.9929 | 23169405.4142 | 23713.7371 | 0.017871 | 562807.5956 | 1296510.9973 | 11473.5941 | 26431.1303
1 | 2500 | 707 | 0.02 | 15 | 15 | 7 | 3.1623e-11 | 5spot_SharedNeighbor | Water | Porous | Wet | R245fa | MinimizeLCOE_Brownfield | IgnoreSilica | 2019 | 7.2318 | 0.46984 | 0.0064895 | 4 | 400181.0755 | 905296.2195 | 8158.2325 | 18455.6879 | 62.0961 | 0 | 82.1726 | 138772.217 | 3744.3598 | 194923.0598 | 177627.6481 | 0 | 48952.4257 | 0 | 219967.687 | 572310.8001 | 390613.8809 | 1746912.0784 | 961560.8286 | 7679370.0231 | 7679370.0231 | 1478867.319 | 3953469.0791 | 0 | 10387842.9302 | 23499549.3515 | 31622.7766 | 0.025958 | 400181.0755 | 905296.2195 | 8158.2325 | 18455.6879
1 | 2500 | 707 | 0.02 | 15 | 15 | 7 | 4.217e-11 | 5spot_SharedNeighbor | Water | Porous | Wet | R245fa | MinimizeLCOE_Brownfield | IgnoreSilica | 2019 | 9.605 | 0.63367 | 0.0092489 | 4 | 293070.8732 | 647482.2712 | 5974.6462 | 13199.8019 | 62.5534 | 0 | 92.8773 | 171986.0655 | 4667.5851 | 247521.2996 | 229905.5638 | 0 | 56690.6089 | 0 | 277200.7379 | 721219.4584 | 492247.1 | 2201438.4192 | 961560.8286 | 7679370.0231 | 7679370.0231 | 1478867.319 | 3953469.0791 | 0 | 10842369.271 | 23954075.6923 | 42169.6503 | 0.036996 | 293070.8732 | 647482.2712 | 5974.6462 | 13199.8019
1 | 2500 | 707 | 0.02 | 15 | 15 | 7 | 5.6234e-11 | 5spot_SharedNeighbor | Water | Porous | Wet | R245fa | MinimizeLCOE_Brownfield | IgnoreSilica | 2019 | 12.3844 | 0.82531 | 0.01279 | 4 | 221794.8301 | 478081.1482 | 4521.5876 | 9746.3309 | 62.8563 | 0 | 98.8563 | 207578.8028 | 5656.5352 | 305696.2026 | 291072.4382 | 0 | 63730.6766 | 0 | 340756.5156 | 886578.5548 | 605108.081 | 2706177.8069 | 961560.8286 | 7679370.0231 | 7679370.0231 | 1478867.319 | 3953469.0791 | 0 | 11347108.6586 | 24458815.0799 | 56234.1325 | 0.05116 | 221794.8301 | 478081.1482 | 4521.5876 | 9746.3309
1 | 2500 | 707 | 0.02 | 15 | 15 | 7 | 7.4989e-11 | 5spot_SharedNeighbor | Water | Porous | Wet | R245fa | MinimizeLCOE_Brownfield | IgnoreSilica | 2019 | 15.848 | 1.0643 | 0.017343 | 4 | 172270.1358 | 361273.1325 | 3511.9597 | 7365.0415 | 63.0869 | 0 | 103.7216 | 248578.3913 | 6795.3766 | 374589.6213 | 367326.8875 | 0 | 71387.6899 | 0 | 416784.4069 | 1084387.5326 | 740116.7729 | 3309966.679 | 961560.8286 | 7679370.0231 | 7679370.0231 | 1478867.319 | 3953469.0791 | 0 | 11950897.5308 | 25062603.9521 | 74989.4209 | 0.069373 | 172270.1358 | 361273.1325 | 3511.9597 | 7365.0415
1 | 2500 | 707 | 0.02 | 15 | 15 | 7 | 1e-10 | 5spot_SharedNeighbor | Water | Porous | Wet | R245fa | MinimizeLCOE_Brownfield | IgnoreSilica | 2019 | 20 | 1.351 | 0.023058 | 4 | 137120.1088 | 279278.2109 | 2795.3789 | 5693.4641 | 63.2597 | 0 | 89.7752 | 294209.3328 | 8062.2095 | 453276.0264 | 458774.2379 | 0 | 79116.0275 | 0 | 504440.7553 | 1312451.3702 | 895775.0283 | 4006104.9878 | 961560.8286 | 7679370.0231 | 7679370.0231 | 1478867.319 | 3953469.0791 | 0 | 12647035.8395 | 25758742.2608 | 100000 | 0.092233 | 137120.1088 | 279278.2109 | 2795.3789 | 5693.4641
1 | 2500 | 707 | 0.02 | 15 | 15 | 7 | 1.3335e-10 | 5spot_SharedNeighbor | Water | Porous | Wet | R245fa | MinimizeLCOE_Brownfield | IgnoreSilica | 2019 | 24.8003 | 1.6826 | 0.030011 | 4 | 111819.4139 | 221042.903 | 2279.59 | 4506.2586 | 63.3886 | 0 | 107.0374 | 343459.7834 | 9428.8184 | 540210.8108 | 564512.5073 | 0 | 86466.5883 | 0 | 602190.6182 | 1566776.4622 | 1069357.1295 | 4782402.7181 | 961560.8286 | 7679370.0231 | 7679370.0231 | 1478867.319 | 3953469.0791 | 0 | 13423333.5699 | 26535039.9912 | 133352.1432 | 0.12004 | 111819.4139 | 221042.903 | 2279.59 | 4506.2586
1 | 2500 | 707 | 0.02 | 15 | 15 | 7 | 1.7783e-10 | 5spot_SharedNeighbor | Water | Porous | Wet | R245fa | MinimizeLCOE_Brownfield | IgnoreSilica | 2019 | 30.0823 | 2.0475 | 0.038118 | 4 | 93458.1606 | 179451.5051 | 1905.271 | 3658.3617 | 63.4842 | 0 | 88.1998 | 394393.8143 | 10841.3062 | 632012.9126 | 680878.6164 | 0 | 92820.3849 | 0 | 706269.3435 | 1837567.9559 | 1254177.8881 | 5608962.222 | 961560.8286 | 7679370.0231 | 7679370.0231 | 1478867.319 | 3953469.0791 | 0 | 14249893.0738 | 27361599.4951 | 177827.941 | 0.15247 | 93458.1606 | 179451.5051 | 1905.271 | 3658.3617
1 | 2500 | 707 | 0.02 | 15 | 15 | 7 | 2.3714e-10 | 5spot_SharedNeighbor | Water | Porous | Wet | R245fa | MinimizeLCOE_Brownfield | IgnoreSilica | 2019 | 35.5728 | 2.4269 | 0.047091 | 4 | 80078.9475 | 149686.6529 | 1632.5177 | 3051.5649 | 63.5546 | 0 | 99.6443 | 444537.746 | 12231.0318 | 724043.9343 | 801854.8065 | 0 | 97626.7073 | 0 | 811314.7481 | 2110874.551 | 1440715.2552 | 6443198.7802 | 961560.8286 | 7679370.0231 | 7679370.0231 | 1478867.319 | 3953469.0791 | 0 | 15084129.632 | 28195836.0533 | 237137.3706 | 0.18837 | 80078.9475 | 149686.6529 | 1632.5177 | 3051.5649
1 | 2500 | 707 | 0.02 | 15 | 15 | 7 | 3.1623e-10 | 5spot_SharedNeighbor | Water | Porous | Wet | R245fa | MinimizeLCOE_Brownfield | IgnoreSilica | 2019 | 40.9714 | 2.8001 | 0.056473 | 4 | 70315.4141 | 128359.8891 | 1433.4748 | 2616.79 | 63.6063 | 0 | 78.7708 | 491611.5994 | 13534.8868 | 811775.4371 | 920819.4231 | 0 | 100674.3635 | 0 | 911982.1269 | 2372790.4208 | 1619478.2182 | 7242666.4757 | 961560.8286 | 7679370.0231 | 7679370.0231 | 1478867.319 | 3953469.0791 | 0 | 15883597.3275 | 28995303.7488 | 316227.766 | 0.22589 | 70315.4141 | 128359.8891 | 1433.4748 | 2616.79
1 | 2500 | 707 | 0.02 | 15 | 15 | 7 | 4.217e-10 | 5spot_SharedNeighbor | Water | Porous | Wet | R245fa | MinimizeLCOE_Brownfield | IgnoreSilica | 2019 | 45.9406 | 3.1436 | 0.06569 | 4 | 63186.2491 | 113086.0984 | 1288.1372 | 2305.4131 | 63.6434 | 0 | 110.9209 | 533313.4319 | 14689.2795 | 890483.5869 | 1030329.4076 | 0 | 101821.6606 | 0 | 1002548.5729 | 2608425.7357 | 1780304.1624 | 7961915.8374 | 961560.8286 | 7679370.0231 | 7679370.0231 | 1478867.319 | 3953469.0791 | 0 | 16602846.6892 | 29714553.1105 | 421696.5034 | 0.26276 | 63186.2491 | 113086.0984 | 1288.1372 | 2305.4131
1 | 2500 | 707 | 0.02 | 15 | 15 | 7 | 5.6234e-10 | 5spot_SharedNeighbor | Water | Porous | Wet | R245fa | MinimizeLCOE_Brownfield | IgnoreSilica | 2019 | 50.2861 | 3.4439 | 0.074253 | 4 | 57975.4383 | 102120.5321 | 1181.9077 | 2081.8652 | 63.6695 | 0 | 103.482 | 568671.3935 | 15667.5253 | 957900.2059 | 1126086.1663 | 0 | 101412.4201 | 0 | 1080197.7073 | 2810452.8554 | 1918191.8229 | 8578580.0967 | 961560.8286 | 7679370.0231 | 7679370.0231 | 1478867.319 | 3953469.0791 | 0 | 17219510.9485 | 30331217.3697 | 562341.3252 | 0.29701 | 57975.4383 | 102120.5321 | 1181.9077 | 2081.8652
1 | 2500 | 707 | 0.02 | 15 | 15 | 7 | 7.4989e-10 | 5spot_SharedNeighbor | Water | Porous | Wet | R245fa | MinimizeLCOE_Brownfield | IgnoreSilica | 2019 | 53.9527 | 3.6973 | 0.081848 | 4 | 54159.1963 | 94207.989 | 1104.1085 | 1920.5573 | 63.6877 | 0 | 118.9553 | 597782.9965 | 16472.546 | 1013856.4285 | 1206868.527 | 0 | 100015.5651 | 0 | 1144648.4646 | 2978140.5052 | 2032642.0895 | 9090427.1225 | 961560.8286 | 7679370.0231 | 7679370.0231 | 1478867.319 | 3953469.0791 | 0 | 17731357.9742 | 30843064.3955 | 749894.2093 | 0.32739 | 54159.1963 | 94207.989 | 1104.1085 | 1920.5573
1 | 2500 | 707 | 0.02 | 15 | 15 | 7 | 1e-09 | 5spot_SharedNeighbor | Water | Porous | Wet | R245fa | MinimizeLCOE_Brownfield | IgnoreSilica | 2019 | 56.9345 | 3.9033 | 0.088313 | 4 | 51356.3517 | 88473.5103 | 1046.9687 | 1803.6522 | 63.7002 | 0 | 99.3815 | 621008.4666 | 17114.5082 | 1058781.5851 | 1272549.5422 | 0 | 98036.8462 | 0 | 1196321.4698 | 3112583.0652 | 2124401.8992 | 9500797.3825 | 961560.8286 | 7679370.0231 | 7679370.0231 | 1478867.319 | 3953469.0791 | 0 | 18141728.2343 | 31253434.6556 | 1000000 | 0.35325 | 51356.3517 | 88473.5103 | 1046.9687 | 1803.6522
1 | 2500 | 707 | 0.02 | 15 | 15 | 7 | 1.3335e-09 | 5spot_SharedNeighbor | Water | Porous | Wet | R245fa | MinimizeLCOE_Brownfield | IgnoreSilica | 2019 | 59.3117 | 4.0674 | 0.093653 | 4 | 49291.1322 | 84291.7583 | 1004.8664 | 1718.4015 | 63.7088 | 0 | 121.8399 | 639252.2321 | 17618.5788 | 1094243.3903 | 1324898.8161 | 0 | 95891.2337 | 0 | 1237042.6579 | 3218531.2435 | 2196713.7079 | 9824191.8604 | 961560.8286 | 7679370.0231 | 7679370.0231 | 1478867.319 | 3953469.0791 | 0 | 18465122.7121 | 31576829.1334 | 1333521.4322 | 0.37461 | 49291.1322 | 84291.7583 | 1004.8664 | 1718.4015
1 | 2500 | 707 | 0.02 | 15 | 15 | 7 | 1.7783e-09 | 5spot_SharedNeighbor | Water | Porous | Wet | R245fa | MinimizeLCOE_Brownfield | IgnoreSilica | 2019 | 61.1681 | 4.1955 | 0.097956 | 4 | 47764.5379 | 81227.9559 | 973.7447 | 1655.9417 | 63.7146 | 0 | 112.3781 | 653338.9541 | 18007.6665 | 1121727.6013 | 1365770.8523 | 0 | 93801.1827 | 0 | 1268532.0402 | 3300460.1569 | 2252631.8748 | 10074270.3288 | 961560.8286 | 7679370.0231 | 7679370.0231 | 1478867.319 | 3953469.0791 | 0 | 18715201.1805 | 31826907.6018 | 1778279.41 | 0.39182 | 47764.5379 | 81227.9559 | 973.7447 | 1655.9417
1 | 2500 | 707 | 0.02 | 15 | 15 | 7 | 2.3714e-09 | 5spot_SharedNeighbor | Water | Porous | Wet | R245fa | MinimizeLCOE_Brownfield | IgnoreSilica | 2019 | 62.6102 | 4.295 | 0.10137 | 4 | 46632.8189 | 78970.1458 | 950.6731 | 1609.9132 | 63.7187 | 0 | 104.7529 | 664187.7211 | 18307.2413 | 1142954.8901 | 1397514.3703 | 0 | 91946.8554 | 0 | 1292815.3205 | 3363640.271 | 2295753.6009 | 10267120.2706 | 961560.8286 | 7679370.0231 | 7679370.0231 | 1478867.319 | 3953469.0791 | 0 | 18908051.1223 | 32019757.5436 | 2371373.7057 | 0.40547 | 46632.8189 | 78970.1458 | 950.6731 | 1609.9132
1 | 2500 | 707 | 0.02 | 15 | 15 | 7 | 3.1623e-09 | 5spot_SharedNeighbor | Water | Porous | Wet | R245fa | MinimizeLCOE_Brownfield | IgnoreSilica | 2019 | 63.7091 | 4.3708 | 0.10403 | 4 | 45791.757 | 77302.6448 | 933.5269 | 1575.919 | 63.7215 | 0 | 111.714 | 672400.5115 | 18533.9804 | 1159059.3462 | 1421698.4407 | 0 | 90336.8965 | 0 | 1311191.3783 | 3411451.0041 | 2328385.4086 | 10413056.9662 | 961560.8286 | 7679370.0231 | 7679370.0231 | 1478867.319 | 3953469.0791 | 0 | 19053987.818 | 32165694.2393 | 3162277.6602 | 0.4161 | 45791.757 | 77302.6448 | 933.5269 | 1575.919
1 | 2500 | 707 | 0.02 | 15 | 15 | 7 | 4.217e-09 | 5spot_SharedNeighbor | Water | Porous | Wet | R245fa | MinimizeLCOE_Brownfield | IgnoreSilica | 2019 | 64.5445 | 4.4284 | 0.10608 | 4 | 45165.4353 | 76066.3538 | 920.7585 | 1550.7155 | 63.7235 | 0 | 110.9882 | 678613.0355 | 18705.4686 | 1171261.3666 | 1440079.9236 | 0 | 89000.7088 | 0 | 1325087.5961 | 3447606.1123 | 2353062.0129 | 10523416.2242 | 961560.8286 | 7679370.0231 | 7679370.0231 | 1478867.319 | 3953469.0791 | 0 | 19164347.076 | 32276053.4973 | 4216965.0343 | 0.42431 | 45165.4353 | 76066.3538 | 920.7585 | 1550.7155
1 | 2500 | 707 | 0.02 | 15 | 15 | 7 | 5.6234e-09 | 5spot_SharedNeighbor | Water | Porous | Wet | R245fa | MinimizeLCOE_Brownfield | IgnoreSilica | 2019 | 65.1855 | 4.4726 | 0.10766 | 4 | 44698.2701 | 75145.3605 | 911.2347 | 1531.9398 | 63.7249 | 0 | 92.3582 | 683362.7785 | 18836.5624 | 1180601.8627 | 1454184.1265 | 0 | 87949.0258 | 0 | 1335724.3988 | 3475280.8909 | 2371950.6179 | 10607890.2635 | 961560.8286 | 7679370.0231 | 7679370.0231 | 1478867.319 | 3953469.0791 | 0 | 19248821.1153 | 32360527.5366 | 5623413.2519 | 0.43064 | 44698.2701 | 75145.3605 | 911.2347 | 1531.9398
1 | 2500 | 707 | 0.02 | 15 | 15 | 7 | 7.4989e-09 | 5spot_SharedNeighbor | Water | Porous | Wet | R245fa | MinimizeLCOE_Brownfield | IgnoreSilica | 2019 | 65.6628 | 4.5055 | 0.10886 | 4 | 44349.3746 | 74460.8967 | 904.122 | 1517.9861 | 63.7259 | 0 | 122.0074 | 686889.3837 | 18933.8882 | 1187543.4751 | 1464684.6779 | 0 | 87091.1208 | 0 | 1343605.5928 | 3495786.1411 | 2385945.8725 | 10670480.1521 | 961560.8286 | 7679370.0231 | 7679370.0231 | 1478867.319 | 3953469.0791 | 0 | 19311411.0038 | 32423117.4251 | 7498942.0933 | 0.43544 | 44349.3746 | 74460.8967 | 904.122 | 1517.9861
1 | 2500 | 707 | 0.02 | 15 | 15 | 7 | 1e-08 | 5spot_SharedNeighbor | Water | Porous | Wet | R245fa | MinimizeLCOE_Brownfield | IgnoreSilica | 2019 | 66.0332 | 4.5311 | 0.10978 | 4 | 44088.5506 | 73947.7918 | 898.8047 | 1507.5258 | 63.7267 | 0 | 109.4254 | 689620.697 | 19009.2604 | 1192923.4414 | 1472833.8478 | 0 | 86456.2842 | 0 | 1349728.977 | 3511717.9307 | 2396819.6463 | 10719110.0847 | 961560.8286 | 7679370.0231 | 7679370.0231 | 1478867.319 | 3953469.0791 | 0 | 19360040.9364 | 32471747.3577 | 10000000 | 0.43912 | 44088.5506 | 73947.7918 | 898.8047 | 1507.5258
1 | 2600 | 707 | 0.02 | 15 | 15 | 7 | 1e-13 | 5spot_SharedNeighbor | Water | Porous | Wet | R245fa | MinimizeLCOE_Brownfield | IgnoreSilica | 2019 | 0 | 0 | 0 | 0 |  |  |  |  | 15 |  | 17.3472 | [19 empty] | 100 | 0
1 | 2600 | 707 | 0.02 | 15 | 15 | 7 | 1.3335e-13 | 5spot_SharedNeighbor | Water | Porous | Wet | R245fa | MinimizeLCOE_Brownfield | IgnoreSilica | 2019 | 0 | 0 | 0 | 0 |  |  |  |  | 15 |  | 18.7695 | [19 empty] | 133.3521 | 0
1 | 2600 | 707 | 0.02 | 15 | 15 | 7 | 1.7783e-13 | 5spot_SharedNeighbor | Water | Porous | Wet | R245fa | MinimizeLCOE_Brownfield | IgnoreSilica | 2019 | 0 | 0 | 0 | 0 |  |  |  |  | 15 |  | 21.1345 | [19 empty] | 177.8279 | 0
1 | 2600 | 707 | 0.02 | 15 | 15 | 7 | 2.3714e-13 | 5spot_SharedNeighbor | Water | Porous | Wet | R245fa | MinimizeLCOE_Brownfield | IgnoreSilica | 2019 | 0 | 0 | 0 | 0 |  |  |  |  | 15 |  | 20.6916 | [19 empty] | 237.1374 | 0
1 | 2600 | 707 | 0.02 | 15 | 15 | 7 | 3.1623e-13 | 5spot_SharedNeighbor | Water | Porous | Wet | R245fa | MinimizeLCOE_Brownfield | IgnoreSilica | 2019 | 0 | 0 | 0 | 0 |  |  |  |  | 15 |  | 22.2355 | [19 empty] | 316.2278 | 0
1 | 2600 | 707 | 0.02 | 15 | 15 | 7 | 4.217e-13 | 5spot_SharedNeighbor | Water | Porous | Wet | R245fa | MinimizeLCOE_Brownfield | IgnoreSilica | 2019 | 0 | 0 | 0 | 0 |  |  |  |  | 15 |  | 21.1058 | [19 empty] | 421.6965 | 0
1 | 2600 | 707 | 0.02 | 15 | 15 | 7 | 5.6234e-13 | 5spot_SharedNeighbor | Water | Porous | Wet | R245fa | MinimizeLCOE_Brownfield | IgnoreSilica | 2019 | 0 | 0 | 0 | 0 |  |  |  |  | 15 |  | 22.8375 | [19 empty] | 562.3413 | 0
1 | 2600 | 707 | 0.02 | 15 | 15 | 7 | 7.4989e-13 | 5spot_SharedNeighbor | Water | Porous | Wet | R245fa | MinimizeLCOE_Brownfield | IgnoreSilica | 2019 | 0 | 0 | 0 | 0 |  |  |  |  | 15 |  | 25.0914 | [19 empty] | 749.8942 | 0
1 | 2600 | 707 | 0.02 | 15 | 15 | 7 | 1e-12 | 5spot_SharedNeighbor | Water | Porous | Wet | R245fa | MinimizeLCOE_Brownfield | IgnoreSilica | 2019 | 0 | 0 | 0 | 0 |  |  |  |  | 15 |  | 24.503 | [19 empty] | 1000 | 0
1 | 2600 | 707 | 0.02 | 15 | 15 | 7 | 1.3335e-12 | 5spot_SharedNeighbor | Water | Porous | Wet | R245fa | MinimizeLCOE_Brownfield | IgnoreSilica | 2019 | 0 | 0 | 0 | 0 |  |  |  |  | 15 |  | 30.2264 | [19 empty] | 1333.5214 | 0
1 | 2600 | 707 | 0.02 | 15 | 15 | 7 | 1.7783e-12 | 5spot_SharedNeighbor | Water | Porous | Wet | R245fa | MinimizeLCOE_Brownfield | IgnoreSilica | 2019 | 0 | 0 | 0 | 0 |  |  |  |  | 15 |  | 30.2451 | [19 empty] | 1778.2794 | 0
1 | 2600 | 707 | 0.02 | 15 | 15 | 7 | 2.3714e-12 | 5spot_SharedNeighbor | Water | Porous | Wet | R245fa | MinimizeLCOE_Brownfield | IgnoreSilica | 2019 | 0 | 0 | 0 | 0 |  |  |  |  | 15 |  | 32.2109 | [19 empty] | 2371.3737 | 0
1 | 2600 | 707 | 0.02 | 15 | 15 | 7 | 3.1623e-12 | 5spot_SharedNeighbor | Water | Porous | Wet | R245fa | MinimizeLCOE_Brownfield | IgnoreSilica | 2019 | 0 | 0 | 0 | 0 |  |  |  |  | 15 |  | 33.9413 | [19 empty] | 3162.2777 | 0
1 | 2600 | 707 | 0.02 | 15 | 15 | 7 | 4.217e-12 | 5spot_SharedNeighbor | Water | Porous | Wet | R245fa | MinimizeLCOE_Brownfield | IgnoreSilica | 2019 | 0 | 0 | 0 | 0 |  |  |  |  | 15 |  | 34.4795 | [19 empty] | 4216.965 | 0
1 | 2600 | 707 | 0.02 | 15 | 15 | 7 | 5.6234e-12 | 5spot_SharedNeighbor | Water | Porous | Wet | R245fa | MinimizeLCOE_Brownfield | IgnoreSilica | 2019 | 1.6 | 0.089284 | 0.00023057 | 4 | 10341537.1758 | 25093416.8247 | 210826.2233 | 511563.2433 | 57.7998 | 0 | 36.5501 | 40991.0281 | 1048.8228 | 51844.4878 | 55055.4017 | 0 | 26780.3043 | 0 | 68530.8174 | 178303.1294 | 121695.5496 | 544249.5411 | 961560.8286 | 8031996.805 | 8031996.805 | 1478867.319 | 4094519.7919 | 0 | 9537807.1747 | 23143191.0906 | 5623.4133 | 0.00092228 | 10341537.1758 | 25093416.8247 | 210826.2233 | 511563.2433
1 | 2600 | 707 | 0.02 | 15 | 15 | 7 | 7.4989e-12 | 5spot_SharedNeighbor | Water | Porous | Wet | R245fa | MinimizeLCOE_Brownfield | IgnoreSilica | 2019 | 1.6 | 0.089285 | 0.00072708 | 4 | 3275240.1519 | 7953314.8986 | 66770.2006 | 162139.0819 | 57.8002 | 0 | 34.0652 | 40991.7051 | 1048.8433 | 51845.0478 | 55055.6666 | 0 | 22798.2125 | 0 | 66978.3954 | 174264.0457 | 118938.792 | 531920.7086 | 961560.8286 | 8031996.805 | 8031996.805 | 1478867.319 | 4094519.7919 | 0 | 9525478.3422 | 23130862.2581 | 7498.9421 | 0.0029083 | 3275240.1519 | 7953314.8986 | 66770.2006 | 162139.0819
1 | 2600 | 707 | 0.02 | 15 | 15 | 7 | 1e-11 | 5spot_SharedNeighbor | Water | Porous | Wet | R245fa | MinimizeLCOE_Brownfield | IgnoreSilica | 2019 | 2.7398 | 0.17117 | 0.0016169 | 4 | 1520201.4975 | 3623863.7165 | 30991.3638 | 73877.3635 | 60.9201 | 0 | 81.9979 | 67794.6958 | 1793.1334 | 87003.873 | 80897.5932 | 0 | 33172.5407 | 0 | 105558.1161 | 274640.565 | 187447.8289 | 838308.3461 | 961560.8286 | 8031996.805 | 8031996.805 | 1478867.319 | 4094519.7919 | 0 | 9831865.9797 | 23437249.8956 | 10000 | 0.0064675 | 1520201.4975 | 3623863.7165 | 30991.3638 | 73877.3635
1 | 2600 | 707 | 0.02 | 15 | 15 | 7 | 1.3335e-11 | 5spot_SharedNeighbor | Water | Porous | Wet | R245fa | MinimizeLCOE_Brownfield | IgnoreSilica | 2019 | 3.7 | 0.24069 | 0.002758 | 4 | 912137.1996 | 2145410.7539 | 18595.1506 | 43737.1001 | 62.1342 | 0 | 84.2078 | 87533.1066 | 2346.5884 | 114145.5279 | 102698.7592 | 0 | 38444.2135 | 0 | 134615.5963 | 350242.1681 | 239047.4765 | 1069073.4364 | 961560.8286 | 8031996.805 | 8031996.805 | 1478867.319 | 4094519.7919 | 0 | 10062631.07 | 23668014.9859 | 13335.2143 | 0.011032 | 912137.1996 | 2145410.7539 | 18595.1506 | 43737.1001
1 | 2600 | 707 | 0.02 | 15 | 15 | 7 | 1.7783e-11 | 5spot_SharedNeighbor | Water | Porous | Wet | R245fa | MinimizeLCOE_Brownfield | IgnoreSilica | 2019 | 4.582 | 0.30498 | 0.0042862 | 4 | 598305.8247 | 1391863.3208 | 12197.2735 | 28375.0164 | 62.8195 | 0 | 50.4127 | 104213.057 | 2815.3115 | 137856.0951 | 122788.5079 | 0 | 40519.4949 | 0 | 159195.0619 | 414192.8956 | 282695.1621 | 1264275.5859 | 961560.8286 | 8031996.805 | 8031996.805 | 1478867.319 | 4094519.7919 | 0 | 10257833.2196 | 23863217.1355 | 17782.7941 | 0.017145 | 598305.8247 | 1391863.3208 | 12197.2735 | 28375.0164
1 | 2600 | 707 | 0.02 | 15 | 15 | 7 | 2.3714e-11 | 5spot_SharedNeighbor | Water | Porous | Wet | R245fa | MinimizeLCOE_Brownfield | IgnoreSilica | 2019 | 6.4935 | 0.44481 | 0.0063971 | 4 | 417307.093 | 949009.3326 | 8507.3695 | 19346.8389 | 63.6758 | 0 | 83.6636 | 137077.8245 | 3739.7952 | 186301.3035 | 166398.8458 | 0 | 50397.343 | 0 | 212126.8937 | 551910.6642 | 376690.369 | 1684643.039 | 961560.8286 | 8031996.805 | 8031996.805 | 1478867.319 | 4094519.7919 | 0 | 10678200.6726 | 24283584.5885 | 23713.7371 | 0.025588 | 417307.093 | 949009.3326 | 8507.3695 | 19346.8389
1 | 2600 | 707 | 0.02 | 15 | 15 | 7 | 3.1623e-11 | 5spot_SharedNeighbor | Water | Porous | Wet | R245fa | MinimizeLCOE_Brownfield | IgnoreSilica | 2019 | 8.3377 | 0.57917 | 0.0090767 | 4 | 304403.9151 | 679136.8159 | 6205.6855 | 13845.1226 | 64.0983 | 0 | 69.2106 | 165620.1267 | 4542.2239 | 230012.5992 | 208349.5474 | 0 | 56064.2745 | 0 | 259189.621 | 674358.2268 | 460263.3464 | 2058399.966 | 961560.8286 | 8031996.805 | 8031996.805 | 1478867.319 | 4094519.7919 | 0 | 11051957.5997 | 24657341.5156 | 31622.7766 | 0.036307 | 304403.9151 | 679136.8159 | 6205.6855 | 13845.1226
1 | 2600 | 707 | 0.02 | 15 | 15 | 7 | 4.217e-11 | 5spot_SharedNeighbor | Water | Porous | Wet | R245fa | MinimizeLCOE_Brownfield | IgnoreSilica | 2019 | 10.823 | 0.76239 | 0.012816 | 4 | 225119.8087 | 490520.1978 | 4589.3718 | 9999.9177 | 64.5356 | 0 | 55.7309 | 201739.5877 | 5561.536 | 286463.5399 | 265275.8359 | 0 | 63268.0236 | 0 | 320700.324 | 834396.4583 | 569492.7279 | 2546898.0332 | 961560.8286 | 8031996.805 | 8031996.805 | 1478867.319 | 4094519.7919 | 0 | 11540455.6668 | 25145839.5827 | 42169.6503 | 0.051264 | 225119.8087 | 490520.1978 | 4589.3718 | 9999.9177
1 | 2600 | 707 | 0.02 | 15 | 15 | 7 | 5.6234e-11 | 5spot_SharedNeighbor | Water | Porous | Wet | R245fa | MinimizeLCOE_Brownfield | IgnoreSilica | 2019 | 14.246 | 1.0135 | 0.01759 | 4 | 173174.1832 | 366540.8999 | 3530.39 | 7472.432 | 64.8474 | 0 | 51.4295 | 246996.9915 | 6836.4441 | 359626.6574 | 343431.4699 | 0 | 73398.3076 | 0 | 401813.0495 | 1045435.1315 | 713530.9588 | 3191069.0102 | 961560.8286 | 8031996.805 | 8031996.805 | 1478867.319 | 4094519.7919 | 0 | 12184626.6439 | 25790010.5598 | 56234.1325 | 0.070361 | 173174.1832 | 366540.8999 | 3530.39 | 7472.432
1 | 2600 | 707 | 0.02 | 15 | 15 | 7 | 7.4989e-11 | 5spot_SharedNeighbor | Water | Porous | Wet | R245fa | MinimizeLCOE_Brownfield | IgnoreSilica | 2019 | 18.2381 | 1.3065 | 0.023666 | 4 | 136284.3347 | 280006.5803 | 2778.3405 | 5708.3129 | 65.0653 | 0 | 97.1285 | 295665.3196 | 8206.7135 | 440556.17 | 434616.6022 | 0 | 82628.0249 | 0 | 492052.4038 | 1280219.4208 | 873776.0606 | 3907720.7154 | 961560.8286 | 8031996.805 | 8031996.805 | 1478867.319 | 4094519.7919 | 0 | 12901278.349 | 26506662.2649 | 74989.4209 | 0.094664 | 136284.3347 | 280006.5803 | 2778.3405 | 5708.3129
1 | 2600 | 707 | 0.02 | 15 | 15 | 7 | 1e-10 | 5spot_SharedNeighbor | Water | Porous | Wet | R245fa | MinimizeLCOE_Brownfield | IgnoreSilica | 2019 | 22.8519 | 1.6454 | 0.031173 | 4 | 109846.6101 | 218957.3516 | 2239.3717 | 4463.7418 | 65.2238 | 0 | 85.0484 | 347978.3169 | 9678.5195 | 529758.407 | 540065.2343 | 0 | 91150.1584 | 0 | 592265.9481 | 1540954.5064 | 1051733.1141 | 4703584.2047 | 961560.8286 | 8031996.805 | 8031996.805 | 1478867.319 | 4094519.7919 | 0 | 13697141.8383 | 27302525.7542 | 100000 | 0.12469 | 109846.6101 | 218957.3516 | 2239.3717 | 4463.7418
1 | 2600 | 707 | 0.02 | 15 | 15 | 7 | 1.3335e-10 | 5spot_SharedNeighbor | Water | Porous | Wet | R245fa | MinimizeLCOE_Brownfield | IgnoreSilica | 2019 | 28.0944 | 2.0306 | 0.040167 | 4 | 90685.0641 | 175364.3397 | 1848.7377 | 3575.0393 | 65.3421 | 0 | 88.273 | 403629.4008 | 11243.1739 | 626782.7365 | 659898.4046 | 0 | 99000.7531 | 0 | 702216.2429 | 1827022.6196 | 1246980.4794 | 5576773.8108 | 961560.8286 | 8031996.805 | 8031996.805 | 1478867.319 | 4094519.7919 | 0 | 14570331.4444 | 28175715.3603 | 133352.1432 | 0.16067 | 90685.0641 | 175364.3397 | 1848.7377 | 3575.0393
1 | 2600 | 707 | 0.02 | 15 | 15 | 7 | 1.7783e-10 | 5spot_SharedNeighbor | Water | Porous | Wet | R245fa | MinimizeLCOE_Brownfield | IgnoreSilica | 2019 | 33.746 | 2.446 | 0.050456 | 4 | 76712.0643 | 144124.7164 | 1563.8792 | 2938.1773 | 65.4299 | 0 | 112.2303 | 460193.6769 | 12832.3646 | 727356.4096 | 789103.2596 | 0 | 105485.157 | 0 | 817038.6384 | 2125766.9395 | 1450879.6164 | 6488656.0621 | 961560.8286 | 8031996.805 | 8031996.805 | 1478867.319 | 4094519.7919 | 0 | 15482213.6957 | 29087597.6116 | 177827.941 | 0.20182 | 76712.0643 | 144124.7164 | 1563.8792 | 2938.1773
1 | 2600 | 707 | 0.02 | 15 | 15 | 7 | 2.3714e-10 | 5spot_SharedNeighbor | Water | Porous | Wet | R245fa | MinimizeLCOE_Brownfield | IgnoreSilica | 2019 | 39.4903 | 2.8684 | 0.061594 | 4 | 66496.5842 | 121718.7655 | 1355.6228 | 2481.4017 | 65.4944 | 0 | 95.8987 | 514823.9838 | 14366.1328 | 826148.1625 | 920445.6352 | 0 | 110059.1946 | 0 | 930478.8124 | 2420915.0025 | 1652324.2341 | 7389561.1579 | 961560.8286 | 8031996.805 | 8031996.805 | 1478867.319 | 4094519.7919 | 0 | 16383118.7915 | 29988502.7074 | 237137.3706 | 0.24638 | 66496.5842 | 121718.7655 | 1355.6228 | 2481.4017
1 | 2600 | 707 | 0.02 | 15 | 15 | 7 | 3.1623e-10 | 5spot_SharedNeighbor | Water | Porous | Wet | R245fa | MinimizeLCOE_Brownfield | IgnoreSilica | 2019 | 44.9808 | 3.2721 | 0.072949 | 4 | 59023.8026 | 105650.2061 | 1203.2801 | 2153.8224 | 65.5412 | 0 | 90.5524 | 564842.1863 | 15769.4513 | 917890.2154 | 1045993.1905 | 0 | 112482.7323 | 0 | 1036221.3326 | 2696035.3492 | 1840099.5238 | 8229333.9814 | 961560.8286 | 8031996.805 | 8031996.805 | 1478867.319 | 4094519.7919 | 0 | 17222891.6151 | 30828275.531 | 316227.766 | 0.2918 | 59023.8026 | 105650.2061 | 1203.2801 | 2153.8224
1 | 2600 | 707 | 0.02 | 15 | 15 | 7 | 4.217e-10 | 5spot_SharedNeighbor | Water | Porous | Wet | R245fa | MinimizeLCOE_Brownfield | IgnoreSilica | 2019 | 49.9501 | 3.6374 | 0.083868 | 4 | 53556.0369 | 94111.9056 | 1091.8123 | 1918.5985 | 65.5743 | 0 | 115.4435 | 608539.7159 | 16994.6248 | 998975.3434 | 1159615.9644 | 0 | 112965.7819 | 0 | 1129865.6579 | 2939678.6744 | 2006391.0997 | 8973026.8624 | 961560.8286 | 8031996.805 | 8031996.805 | 1478867.319 | 4094519.7919 | 0 | 17966584.496 | 31571968.4119 | 421696.5034 | 0.33547 | 53556.0369 | 94111.9056 | 1091.8123 | 1918.5985
1 | 2600 | 707 | 0.02 | 15 | 15 | 7 | 5.6234e-10 | 5spot_SharedNeighbor | Water | Porous | Wet | R245fa | MinimizeLCOE_Brownfield | IgnoreSilica | 2019 | 54.2233 | 3.9515 | 0.093812 | 4 | 49551.2424 | 85808.2573 | 1010.1691 | 1749.3174 | 65.5972 | 0 | 107.4709 | 645062.1839 | 18017.9842 | 1067382.4242 | 1257302.9938 | 0 | 111904.0168 | 0 | 1208871.1451 | 3145234.746 | 2146687.3423 | 9600462.8362 | 961560.8286 | 8031996.805 | 8031996.805 | 1478867.319 | 4094519.7919 | 0 | 18594020.4699 | 32199404.3858 | 562341.3252 | 0.37525 | 49551.2424 | 85808.2573 | 1010.1691 | 1749.3174
1 | 2600 | 707 | 0.02 | 15 | 15 | 7 | 7.4989e-10 | 5spot_SharedNeighbor | Water | Porous | Wet | R245fa | MinimizeLCOE_Brownfield | IgnoreSilica | 2019 | 57.7823 | 4.213 | 0.10249 | 4 | 46611.8626 | 79800.0146 | 950.2459 | 1626.8312 | 65.6128 | 0 | 118.659 | 674803.5465 | 18850.8576 | 1123502.098 | 1338639.4313 | 0 | 109947.7635 | 0 | 1273640.0418 | 3313750.1292 | 2261702.554 | 10114836.4219 | 961560.8286 | 8031996.805 | 8031996.805 | 1478867.319 | 4094519.7919 | 0 | 19108394.0555 | 32713777.9714 | 749894.2093 | 0.40995 | 46611.8626 | 79800.0146 | 950.2459 | 1626.8312
1 | 2600 | 707 | 0.02 | 15 | 15 | 7 | 1e-09 | 5spot_SharedNeighbor | Water | Porous | Wet | R245fa | MinimizeLCOE_Brownfield | IgnoreSilica | 2019 | 60.6345 | 4.4224 | 0.10976 | 4 | 44448.3624 | 75436.9781 | 906.14 | 1537.8848 | 65.6231 | 0 | 110.7578 | 698224.9841 | 19506.4176 | 1167952.4992 | 1403803.5063 | 0 | 107475.3617 | 0 | 1324815.4798 | 3446898.1215 | 2352578.7946 | 10521255.1648 | 961560.8286 | 8031996.805 | 8031996.805 | 1478867.319 | 4094519.7919 | 0 | 19514812.7985 | 33120196.7144 | 1000000 | 0.43904 | 44448.3624 | 75436.9781 | 906.14 | 1537.8848
1 | 2600 | 707 | 0.02 | 15 | 15 | 7 | 1.3335e-09 | 5spot_SharedNeighbor | Water | Porous | Wet | R245fa | MinimizeLCOE_Brownfield | IgnoreSilica | 2019 | 62.9003 | 4.5887 | 0.11572 | 4 | 42851.031 | 72244.9274 | 873.5762 | 1472.8106 | 65.63 | 0 | 99.1885 | 716580.8849 | 20019.9756 | 1202944.8368 | 1455551.4313 | 0 | 104988.5123 | 0 | 1365033.4 | 3551536.8998 | 2423996.9109 | 10840652.8516 | 961560.8286 | 8031996.805 | 8031996.805 | 1478867.319 | 4094519.7919 | 0 | 19834210.4852 | 33439594.4011 | 1333521.4322 | 0.46286 | 42851.031 | 72244.9274 | 873.5762 | 1472.8106
1 | 2600 | 707 | 0.02 | 15 | 15 | 7 | 1.7783e-09 | 5spot_SharedNeighbor | Water | Porous | Wet | R245fa | MinimizeLCOE_Brownfield | IgnoreSilica | 2019 | 64.6519 | 4.7171 | 0.12047 | 4 | 41668.221 | 69902.7677 | 849.463 | 1425.0625 | 65.6346 | 0 | 92.1863 | 730625.5624 | 20412.7777 | 1229810.1342 | 1495544.6409 | 0 | 102620.3322 | 0 | 1395815.2445 | 3631624.9452 | 2478658.6475 | 11085112.2847 | 961560.8286 | 8031996.805 | 8031996.805 | 1478867.319 | 4094519.7919 | 0 | 20078669.9184 | 33684053.8343 | 1778279.41 | 0.48187 | 41668.221 | 69902.7677 | 849.463 | 1425.0625
1 | 2600 | 707 | 0.02 | 15 | 15 | 7 | 2.3714e-09 | 5spot_SharedNeighbor | Water | Porous | Wet | R245fa | MinimizeLCOE_Brownfield | IgnoreSilica | 2019 | 66.0138 | 4.817 | 0.12422 | 4 | 40790.0672 | 68172.0345 | 831.5607 | 1389.7791 | 65.6378 | 0 | 106.3795 | 741460.0378 | 20715.7122 | 1250588.7566 | 1526631.985 | 0 | 100589.8218 | 0 | 1419594.6622 | 3693494.1122 | 2520885.6253 | 11273960.713 | 961560.8286 | 8031996.805 | 8031996.805 | 1478867.319 | 4094519.7919 | 0 | 20267518.3466 | 33872902.2625 | 2371373.7057 | 0.49687 | 40790.0672 | 68172.0345 | 831.5607 | 1389.7791
1 | 2600 | 707 | 0.02 | 15 | 15 | 7 | 3.1623e-09 | 5spot_SharedNeighbor | Water | Porous | Wet | R245fa | MinimizeLCOE_Brownfield | IgnoreSilica | 2019 | 67.0607 | 4.8937 | 0.12714 | 4 | 40136.6669 | 66889.4062 | 818.2402 | 1363.631 | 65.6399 | 0 | 118.1582 | 749739.1633 | 20947.1472 | 1266498.2252 | 1550525.0398 | 0 | 98899.0949 | 0 | 1437777.3814 | 3740801.8178 | 2553174.1065 | 11418361.9761 | 961560.8286 | 8031996.805 | 8031996.805 | 1478867.319 | 4094519.7919 | 0 | 20411919.6098 | 34017303.5257 | 3162277.6602 | 0.50856 | 40136.6669 | 66889.4062 | 818.2402 | 1363.631
1 | 2600 | 707 | 0.02 | 15 | 15 | 7 | 4.217e-09 | 5spot_SharedNeighbor | Water | Porous | Wet | R245fa | MinimizeLCOE_Brownfield | IgnoreSilica | 2019 | 67.8501 | 4.9516 | 0.12938 | 4 | 39649.6294 | 65938.3153 | 808.3113 | 1344.2417 | 65.6414 | 0 | 126.9249 | 755953.4348 | 21120.8313 | 1278457.7166 | 1568537.2997 | 0 | 97491.395 | 0 | 1451408.6642 | 3776267.6193 | 2577380.2447 | 11526617.2056 | 961560.8286 | 8031996.805 | 8031996.805 | 1478867.319 | 4094519.7919 | 0 | 20520174.8392 | 34125558.7551 | 4216965.0343 | 0.51754 | 39649.6294 | 65938.3153 | 808.3113 | 1344.2417
1 | 2600 | 707 | 0.02 | 15 | 15 | 7 | 5.6234e-09 | 5spot_SharedNeighbor | Water | Porous | Wet | R245fa | MinimizeLCOE_Brownfield | IgnoreSilica | 2019 | 68.4419 | 4.9949 | 0.1311 | 4 | 39286.0838 | 65231.6287 | 800.9 | 1329.835 | 65.6424 | 0 | 124.9604 | 760596.3787 | 21250.581 | 1287403.1709 | 1582038.7476 | 0 | 96343.6856 | 0 | 1461576.6998 | 3802722.7624 | 2595436.4235 | 11607368.4495 | 961560.8286 | 8031996.805 | 8031996.805 | 1478867.319 | 4094519.7919 | 0 | 20600926.0831 | 34206309.999 | 5623413.2519 | 0.52438 | 39286.0838 | 65231.6287 | 800.9 | 1329.835
1 | 2600 | 707 | 0.02 | 15 | 15 | 7 | 7.4989e-09 | 5spot_SharedNeighbor | Water | Porous | Wet | R245fa | MinimizeLCOE_Brownfield | IgnoreSilica | 2019 | 68.8977 | 5.0283 | 0.13241 | 4 | 39014.4187 | 64703.0246 | 795.3617 | 1319.0587 | 65.6432 | 0 | 135.1146 | 764163.5108 | 21350.2565 | 1294281.6937 | 1592437.1646 | 0 | 95472.7131 | 0 | 1469405.0821 | 3823090.6072 | 2609337.8961 | 11669538.9242 | 961560.8286 | 8031996.805 | 8031996.805 | 1478867.319 | 4094519.7919 | 0 | 20663096.5578 | 34268480.4737 | 7498942.0933 | 0.52963 | 39014.4187 | 64703.0246 | 795.3617 | 1319.0587
1 | 2600 | 707 | 0.02 | 15 | 15 | 7 | 1e-08 | 5spot_SharedNeighbor | Water | Porous | Wet | R245fa | MinimizeLCOE_Brownfield | IgnoreSilica | 2019 | 69.2339 | 5.0529 | 0.13339 | 4 | 38811.2405 | 64309.7672 | 791.2196 | 1311.0416 | 65.6437 | 0 | 113.8388 | 766789.3034 | 21423.6228 | 1299348.2507 | 1600105.5991 | 0 | 94768.5604 | 0 | 1475149.7811 | 3838037.1357 | 2619539.2089 | 11715161.4621 | 961560.8286 | 8031996.805 | 8031996.805 | 1478867.319 | 4094519.7919 | 0 | 20708719.0957 | 34314103.0116 | 10000000 | 0.53358 | 38811.2405 | 64309.7672 | 791.2196 | 1311.0416
1 | 2700 | 707 | 0.02 | 15 | 15 | 7 | 1e-13 | 5spot_SharedNeighbor | Water | Porous | Wet | R245fa | MinimizeLCOE_Brownfield | IgnoreSilica | 2019 | 0 | 0 | 0 | 0 |  |  |  |  | 15 |  | 18.7205 | [19 empty] | 100 | 0
1 | 2700 | 707 | 0.02 | 15 | 15 | 7 | 1.3335e-13 | 5spot_SharedNeighbor | Water | Porous | Wet | R245fa | MinimizeLCOE_Brownfield | IgnoreSilica | 2019 | 0 | 0 | 0 | 0 |  |  |  |  | 15 |  | 20.038 | [19 empty] | 133.3521 | 0
1 | 2700 | 707 | 0.02 | 15 | 15 | 7 | 1.7783e-13 | 5spot_SharedNeighbor | Water | Porous | Wet | R245fa | MinimizeLCOE_Brownfield | IgnoreSilica | 2019 | 0 | 0 | 0 | 0 |  |  |  |  | 15 |  | 23.054 | [19 empty] | 177.8279 | 0
1 | 2700 | 707 | 0.02 | 15 | 15 | 7 | 2.3714e-13 | 5spot_SharedNeighbor | Water | Porous | Wet | R245fa | MinimizeLCOE_Brownfield | IgnoreSilica | 2019 | 0 | 0 | 0 | 0 |  |  |  |  | 15 |  | 24.4797 | [19 empty] | 237.1374 | 0
1 | 2700 | 707 | 0.02 | 15 | 15 | 7 | 3.1623e-13 | 5spot_SharedNeighbor | Water | Porous | Wet | R245fa | MinimizeLCOE_Brownfield | IgnoreSilica | 2019 | 0 | 0 | 0 | 0 |  |  |  |  | 15 |  | 23.5506 | [19 empty] | 316.2278 | 0
1 | 2700 | 707 | 0.02 | 15 | 15 | 7 | 4.217e-13 | 5spot_SharedNeighbor | Water | Porous | Wet | R245fa | MinimizeLCOE_Brownfield | IgnoreSilica | 2019 | 0 | 0 | 0 | 0 |  |  |  |  | 15 |  | 23.7068 | [19 empty] | 421.6965 | 0
1 | 2700 | 707 | 0.02 | 15 | 15 | 7 | 5.6234e-13 | 5spot_SharedNeighbor | Water | Porous | Wet | R245fa | MinimizeLCOE_Brownfield | IgnoreSilica | 2019 | 0 | 0 | 0 | 0 |  |  |  |  | 15 |  | 26.7216 | [19 empty] | 562.3413 | 0
1 | 2700 | 707 | 0.02 | 15 | 15 | 7 | 7.4989e-13 | 5spot_SharedNeighbor | Water | Porous | Wet | R245fa | MinimizeLCOE_Brownfield | IgnoreSilica | 2019 | 0 | 0 | 0 | 0 |  |  |  |  | 15 |  | 26.8055 | [19 empty] | 749.8942 | 0
1 | 2700 | 707 | 0.02 | 15 | 15 | 7 | 1e-12 | 5spot_SharedNeighbor | Water | Porous | Wet | R245fa | MinimizeLCOE_Brownfield | IgnoreSilica | 2019 | 0 | 0 | 0 | 0 |  |  |  |  | 15 |  | 29.746 | [19 empty] | 1000 | 0
1 | 2700 | 707 | 0.02 | 15 | 15 | 7 | 1.3335e-12 | 5spot_SharedNeighbor | Water | Porous | Wet | R245fa | MinimizeLCOE_Brownfield | IgnoreSilica | 2019 | 0 | 0 | 0 | 0 |  |  |  |  | 15 |  | 30.5507 | [19 empty] | 1333.5214 | 0
1 | 2700 | 707 | 0.02 | 15 | 15 | 7 | 1.7783e-12 | 5spot_SharedNeighbor | Water | Porous | Wet | R245fa | MinimizeLCOE_Brownfield | IgnoreSilica | 2019 | 0 | 0 | 0 | 0 |  |  |  |  | 15 |  | 33.4051 | [19 empty] | 1778.2794 | 0
1 | 2700 | 707 | 0.02 | 15 | 15 | 7 | 2.3714e-12 | 5spot_SharedNeighbor | Water | Porous | Wet | R245fa | MinimizeLCOE_Brownfield | IgnoreSilica | 2019 | 0 | 0 | 0 | 0 |  |  |  |  | 15 |  | 32.9977 | [19 empty] | 2371.3737 | 0
1 | 2700 | 707 | 0.02 | 15 | 15 | 7 | 3.1623e-12 | 5spot_SharedNeighbor | Water | Porous | Wet | R245fa | MinimizeLCOE_Brownfield | IgnoreSilica | 2019 | 0 | 0 | 0 | 0 |  |  |  |  | 15 |  | 32.8822 | [19 empty] | 3162.2777 | 0
1 | 2700 | 707 | 0.02 | 15 | 15 | 7 | 4.217e-12 | 5spot_SharedNeighbor | Water | Porous | Wet | R245fa | MinimizeLCOE_Brownfield | IgnoreSilica | 2019 | 0 | 0 | 0 | 0 |  |  |  |  | 15 |  | 33.3459 | [19 empty] | 4216.965 | 0
1 | 2700 | 707 | 0.02 | 15 | 15 | 7 | 5.6234e-12 | 5spot_SharedNeighbor | Water | Porous | Wet | R245fa | MinimizeLCOE_Brownfield | IgnoreSilica | 2019 | 1.6 | 0.09384 | 0.00057878 | 4 | 4281184.0376 | 10374761.8365 | 87277.7273 | 211503.5529 | 59.1382 | 0 | 37.6624 | 43487.9697 | 1125.0582 | 53881.7037 | 56012.2487 | 0 | 26085.6656 | 0 | 70431.1319 | 183247.3578 | 125070.0871 | 559341.2227 | 961560.8286 | 8390483.6777 | 8390483.6777 | 1478867.319 | 4237914.541 | 0 | 9911385.7291 | 24018651.2668 | 5623.4133 | 0.0023151 | 4281184.0376 | 10374761.8365 | 87277.7273 | 211503.5529
1 | 2700 | 707 | 0.02 | 15 | 15 | 7 | 7.4989e-12 | 5spot_SharedNeighbor | Water | Porous | Wet | R245fa | MinimizeLCOE_Brownfield | IgnoreSilica | 2019 | 1.6 | 0.093841 | 0.0010638 | 4 | 2326233.7782 | 5641404.417 | 47423.422 | 115007.6596 | 59.1385 | 0 | 36.1667 | 43488.6574 | 1125.0794 | 53882.2555 | 56012.5061 | 0 | 22077.7537 | 0 | 68868.6383 | 179182.07 | 122295.4446 | 546932.4051 | 961560.8286 | 8390483.6777 | 8390483.6777 | 1478867.319 | 4237914.541 | 0 | 9898976.9115 | 24006242.4492 | 7498.9421 | 0.0042554 | 2326233.7782 | 5641404.417 | 47423.422 | 115007.6596
1 | 2700 | 707 | 0.02 | 15 | 15 | 7 | 1e-11 | 5spot_SharedNeighbor | Water | Porous | Wet | R245fa | MinimizeLCOE_Brownfield | IgnoreSilica | 2019 | 3.2345 | 0.21834 | 0.0024765 | 4 | 1045351.5665 | 2469464.734 | 21310.9056 | 50343.3788 | 63.2388 | 0 | 75.9472 | 83338.3772 | 2249.9734 | 105475.0948 | 94349.2175 | 0 | 38489.9323 | 0 | 126322.0121 | 328663.9633 | 224319.9083 | 1003208.479 | 961560.8286 | 8390483.6777 | 8390483.6777 | 1478867.319 | 4237914.541 | 0 | 10355252.9854 | 24462518.5231 | 10000 | 0.009906 | 1045351.5665 | 2469464.734 | 21310.9056 | 50343.3788
1 | 2700 | 707 | 0.02 | 15 | 15 | 7 | 1.3335e-11 | 5spot_SharedNeighbor | Water | Porous | Wet | R245fa | MinimizeLCOE_Brownfield | IgnoreSilica | 2019 | 4.3212 | 0.30238 | 0.0040154 | 4 | 661333.9531 | 1539659.5696 | 13482.1872 | 31388.0429 | 64.3276 | 0 | 79.4925 | 106082.6765 | 2897.248 | 136727.1743 | 119998.6647 | 0 | 44334.8875 | 0 | 159915.8539 | 416068.2487 | 283975.1291 | 1269999.8828 | 961560.8286 | 8390483.6777 | 8390483.6777 | 1478867.319 | 4237914.541 | 0 | 10622044.3891 | 24729309.9269 | 13335.2143 | 0.016062 | 661333.9531 | 1539659.5696 | 13482.1872 | 31388.0429
1 | 2700 | 707 | 0.02 | 15 | 15 | 7 | 1.7783e-11 | 5spot_SharedNeighbor | Water | Porous | Wet | R245fa | MinimizeLCOE_Brownfield | IgnoreSilica | 2019 | 5.736 | 0.41196 | 0.0061004 | 4 | 448754.7578 | 1026886.8554 | 9148.4727 | 20934.4775 | 65.1452 | 0 | 105.568 | 132989.3528 | 3664.9099 | 174973.8246 | 153395.4858 | 0 | 50990.1739 | 0 | 201245.3613 | 523599.1491 | 357367.1781 | 1598225.4356 | 961560.8286 | 8390483.6777 | 8390483.6777 | 1478867.319 | 4237914.541 | 0 | 10950269.9419 | 25057535.4797 | 17782.7941 | 0.024401 | 448754.7578 | 1026886.8554 | 9148.4727 | 20934.4775
1 | 2700 | 707 | 0.02 | 15 | 15 | 7 | 2.3714e-11 | 5spot_SharedNeighbor | Water | Porous | Wet | R245fa | MinimizeLCOE_Brownfield | IgnoreSilica | 2019 | 7.4487 | 0.54476 | 0.0088401 | 4 | 320289.1457 | 719244.3036 | 6529.5275 | 14662.768 | 65.7088 | 0 | 87.293 | 162688.1156 | 4512.0738 | 218691.9055 | 193849.9684 | 0 | 57451.2251 | 0 | 248505.3825 | 646560.0298 | 441290.5058 | 1973549.2064 | 961560.8286 | 8390483.6777 | 8390483.6777 | 1478867.319 | 4237914.541 | 0 | 11325593.7128 | 25432859.2505 | 23713.7371 | 0.035361 | 320289.1457 | 719244.3036 | 6529.5275 | 14662.768
1 | 2700 | 707 | 0.02 | 15 | 15 | 7 | 3.1623e-11 | 5spot_SharedNeighbor | Water | Porous | Wet | R245fa | MinimizeLCOE_Brownfield | IgnoreSilica | 2019 | 9.8823 | 0.73458 | 0.012598 | 4 | 234947.6657 | 514895.7018 | 4789.726 | 10496.8453 | 66.2284 | 0 | 107.7515 | 201661.3651 | 5626.0924 | 277646.3472 | 251500.0883 | 0 | 66710.6793 | 0 | 313226.3832 | 814950.7974 | 556220.6648 | 2487542.4175 | 961560.8286 | 8390483.6777 | 8390483.6777 | 1478867.319 | 4237914.541 | 0 | 11839586.9239 | 25946852.4616 | 31622.7766 | 0.050392 | 234947.6657 | 514895.7018 | 4789.726 | 10496.8453
1 | 2700 | 707 | 0.02 | 15 | 15 | 7 | 4.217e-11 | 5spot_SharedNeighbor | Water | Porous | Wet | R245fa | MinimizeLCOE_Brownfield | IgnoreSilica | 2019 | 12.7935 | 0.96103 | 0.017432 | 4 | 178148.0813 | 380468.6464 | 3631.7896 | 7756.368 | 66.5751 | 0 | 80.7923 | 244247.0101 | 6842.5445 | 344122.2549 | 320313.5961 | 0 | 75591.0926 | 0 | 386535.4343 | 1005685.9107 | 686401.2989 | 3069739.1421 | 961560.8286 | 8390483.6777 | 8390483.6777 | 1478867.319 | 4237914.541 | 0 | 12421783.6484 | 26529049.1862 | 42169.6503 | 0.069727 | 178148.0813 | 380468.6464 | 3631.7896 | 7756.368
1 | 2700 | 707 | 0.02 | 15 | 15 | 7 | 5.6234e-11 | 5spot_SharedNeighbor | Water | Porous | Wet | R245fa | MinimizeLCOE_Brownfield | IgnoreSilica | 2019 | 16.4035 | 1.2419 | 0.023662 | 4 | 138544.5363 | 287591.3164 | 2824.4178 | 5862.938 | 66.8366 | 0 | 74.6737 | 293017.8572 | 8235.0228 | 422378.9982 | 405655.9857 | 0 | 85073.3089 | 0 | 473600.8574 | 1232212.282 | 841010.2019 | 3761184.5141 | 961560.8286 | 8390483.6777 | 8390483.6777 | 1478867.319 | 4237914.541 | 0 | 13113229.0205 | 27220494.5582 | 56234.1325 | 0.09465 | 138544.5363 | 287591.3164 | 2824.4178 | 5862.938
1 | 2700 | 707 | 0.02 | 15 | 15 | 7 | 7.4989e-11 | 5spot_SharedNeighbor | Water | Porous | Wet | R245fa | MinimizeLCOE_Brownfield | IgnoreSilica | 2019 | 20.7324 | 1.5789 | 0.031515 | 4 | 110338.5525 | 222247.6666 | 2249.4006 | 4530.8193 | 67.032 | 0 | 95.2992 | 347289.0715 | 9783.5382 | 511715.4979 | 508009.7367 | 0 | 94581.8341 | 0 | 573838.0746 | 1493008.9597 | 1019009.2933 | 4557236.006 | 961560.8286 | 8390483.6777 | 8390483.6777 | 1478867.319 | 4237914.541 | 0 | 13909280.5123 | 28016546.0501 | 74989.4209 | 0.12606 | 110338.5525 | 222247.6666 | 2249.4006 | 4530.8193
1 | 2700 | 707 | 0.02 | 15 | 15 | 7 | 1e-10 | 5spot_SharedNeighbor | Water | Porous | Wet | R245fa | MinimizeLCOE_Brownfield | IgnoreSilica | 2019 | 25.1466 | 1.9226 | 0.041052 | 4 | 89418.9444 | 175330.6262 | 1822.9261 | 3574.352 | 67.1632 | 0 | 77.9394 | 399138.1982 | 11261.917 | 598964.4905 | 612405.0394 | 0 | 99476.7896 | 0 | 671286.1095 | 1746548.7573 | 1192055.4149 | 5331136.7165 | 961560.8286 | 8390483.6777 | 8390483.6777 | 1478867.319 | 4237914.541 | 0 | 14683181.2228 | 28790446.7605 | 100000 | 0.16421 | 89418.9444 | 175330.6262 | 1822.9261 | 3574.352
1 | 2700 | 707 | 0.02 | 15 | 15 | 7 | 1.3335e-10 | 5spot_SharedNeighbor | Water | Porous | Wet | R245fa | MinimizeLCOE_Brownfield | IgnoreSilica | 2019 | 31.4512 | 2.4136 | 0.052508 | 4 | 75108.7351 | 142275.4542 | 1531.1932 | 2900.4776 | 67.2885 | 0 | 86.9641 | 468626.9091 | 13241.6288 | 718411.4109 | 761529.302 | 0 | 112063.8687 | 0 | 808810.5166 | 2104359.0544 | 1436268.2949 | 6423310.9854 | 961560.8286 | 8390483.6777 | 8390483.6777 | 1478867.319 | 4237914.541 | 0 | 15775355.4918 | 29882621.0295 | 133352.1432 | 0.21003 | 75108.7351 | 142275.4542 | 1531.1932 | 2900.4776
1 | 2700 | 707 | 0.02 | 15 | 15 | 7 | 1.7783e-10 | 5spot_SharedNeighbor | Water | Porous | Wet | R245fa | MinimizeLCOE_Brownfield | IgnoreSilica | 2019 | 37.4339 | 2.8797 | 0.065261 | 4 | 64238.8755 | 118280.7489 | 1309.5964 | 2411.3131 | 67.3698 | 0 | 111.9218 | 530752.992 | 15010.0402 | 827334.8572 | 903058.6953 | 0 | 118571.2606 | 0 | 933943.8597 | 2429930.3447 | 1658477.3903 | 7417079.44 | 961560.8286 | 8390483.6777 | 8390483.6777 | 1478867.319 | 4237914.541 | 0 | 16769123.9464 | 30876389.4841 | 177827.941 | 0.26104 | 64238.8755 | 118280.7489 | 1309.5964 | 2411.3131
1 | 2700 | 707 | 0.02 | 15 | 15 | 7 | 2.3714e-10 | 5spot_SharedNeighbor | Water | Porous | Wet | R245fa | MinimizeLCOE_Brownfield | IgnoreSilica | 2019 | 43.3756 | 3.3426 | 0.078765 | 4 | 56272.2636 | 101048.4395 | 1147.1862 | 2060.0091 | 67.4291 | 0 | 106.9536 | 589557.928 | 16682.5772 | 932081.2875 | 1043634.1281 | 0 | 122762.8143 | 0 | 1054840.3067 | 2744478.1004 | 1873162.6969 | 8377199.8391 | 961560.8286 | 8390483.6777 | 8390483.6777 | 1478867.319 | 4237914.541 | 0 | 17729244.3455 | 31836509.8832 | 237137.3706 | 0.31506 | 56272.2636 | 101048.4395 | 1147.1862 | 2060.0091
1 | 2700 | 707 | 0.02 | 15 | 15 | 7 | 3.1623e-10 | 5spot_SharedNeighbor | Water | Porous | Wet | R245fa | MinimizeLCOE_Brownfield | IgnoreSilica | 2019 | 48.9297 | 3.7754 | 0.092225 | 4 | 50433.8964 | 88675.2076 | 1028.1632 | 1807.764 | 67.4715 | 0 | 95.0352 | 642362.7669 | 18183.2886 | 1027388.4919 | 1175037.6325 | 0 | 124539.1982 | 0 | 1165129.4374 | 3031427.7952 | 2069011.7598 | 9253080.3704 | 961560.8286 | 8390483.6777 | 8390483.6777 | 1478867.319 | 4237914.541 | 0 | 18605124.8768 | 32712390.4145 | 316227.766 | 0.3689 | 50433.8964 | 88675.2076 | 1028.1632 | 1807.764
1 | 2700 | 707 | 0.02 | 15 | 15 | 7 | 4.217e-10 | 5spot_SharedNeighbor | Water | Porous | Wet | R245fa | MinimizeLCOE_Brownfield | IgnoreSilica | 2019 | 53.8406 | 4.1579 | 0.10488 | 4 | 46154.7805 | 79781.4638 | 940.9276 | 1626.4531 | 67.5007 | 0 | 108.2473 | 687547.0022 | 19466.4512 | 1109823.0973 | 1291203.0624 | 0 | 124205.4362 | 0 | 1260575.5692 | 3279759.0516 | 2238502.945 | 10011082.6151 | 961560.8286 | 8390483.6777 | 8390483.6777 | 1478867.319 | 4237914.541 | 0 | 19363127.1215 | 33470392.6592 | 421696.5034 | 0.41953 | 46154.7805 | 79781.4638 | 940.9276 | 1626.4531
1 | 2700 | 707 | 0.02 | 15 | 15 | 7 | 5.6234e-10 | 5spot_SharedNeighbor | Water | Porous | Wet | R245fa | MinimizeLCOE_Brownfield | IgnoreSilica | 2019 | 58.0204 | 4.4833 | 0.11622 | 4 | 43014.886 | 73361.0059 | 876.9166 | 1495.5633 | 67.5203 | 0 | 115.9708 | 725006.4325 | 20529.4803 | 1178757.17 | 1390040.8364 | 0 | 122472.4266 | 0 | 1340354.4749 | 3487327.3992 | 2380172.6074 | 10644660.8275 | 961560.8286 | 8390483.6777 | 8390483.6777 | 1478867.319 | 4237914.541 | 0 | 19996705.3338 | 34103970.8715 | 562341.3252 | 0.46488 | 43014.886 | 73361.0059 | 876.9166 | 1495.5633
1 | 2700 | 707 | 0.02 | 15 | 15 | 7 | 7.4989e-10 | 5spot_SharedNeighbor | Water | Porous | Wet | R245fa | MinimizeLCOE_Brownfield | IgnoreSilica | 2019 | 61.4434 | 4.7496 | 0.12595 | 4 | 40705.8664 | 68707.8158 | 829.8441 | 1400.7018 | 67.5332 | 0 | 123.9022 | 755054.6542 | 21381.6404 | 1234432.0528 | 1470953.0792 | 0 | 119886.0926 | 0 | 1404665.9325 | 3654652.6198 | 2494375.5086 | 11155401.5801 | 961560.8286 | 8390483.6777 | 8390483.6777 | 1478867.319 | 4237914.541 | 0 | 20507446.0864 | 34614711.6241 | 749894.2093 | 0.5038 | 40705.8664 | 68707.8158 | 829.8441 | 1400.7018
1 | 2700 | 707 | 0.02 | 15 | 15 | 7 | 1e-09 | 5spot_SharedNeighbor | Water | Porous | Wet | R245fa | MinimizeLCOE_Brownfield | IgnoreSilica | 2019 | 64.187 | 4.9629 | 0.13404 | 4 | 39003.1118 | 65315.2208 | 795.1312 | 1331.5391 | 67.5416 | 0 | 121.7176 | 778754.0693 | 22053.3725 | 1278578.27 | 1535780.7737 | 0 | 117016.0897 | 0 | 1455551.2043 | 3787045.6591 | 2584736.4783 | 11559515.917 | 961560.8286 | 8390483.6777 | 8390483.6777 | 1478867.319 | 4237914.541 | 0 | 20911560.4233 | 35018825.961 | 1000000 | 0.53615 | 39003.1118 | 65315.2208 | 795.1312 | 1331.5391
1 | 2700 | 707 | 0.02 | 15 | 15 | 7 | 1.3335e-09 | 5spot_SharedNeighbor | Water | Porous | Wet | R245fa | MinimizeLCOE_Brownfield | IgnoreSilica | 2019 | 66.3297 | 5.1294 | 0.14058 | 4 | 37743.7724 | 62832.0015 | 769.4579 | 1280.9153 | 67.5469 | 0 | 113.8896 | 797034.6187 | 22571.2706 | 1312770.6994 | 1586390.352 | 0 | 114148.4167 | 0 | 1494836.9894 | 3889259.2132 | 2654499.3293 | 11871510.8894 | 961560.8286 | 8390483.6777 | 8390483.6777 | 1478867.319 | 4237914.541 | 0 | 21223555.3958 | 35330820.9335 | 1333521.4322 | 0.56231 | 37743.7724 | 62832.0015 | 769.4579 | 1280.9153
1 | 2700 | 707 | 0.02 | 15 | 15 | 7 | 1.7783e-09 | 5spot_SharedNeighbor | Water | Porous | Wet | R245fa | MinimizeLCOE_Brownfield | IgnoreSilica | 2019 | 68.0035 | 5.2594 | 0.14579 | 4 | 36809.8444 | 61001.7043 | 750.4185 | 1243.6023 | 67.5504 | 0 | 91.831 | 811180.3386 | 22971.8744 | 1339312.6293 | 1625912.4114 | 0 | 111598.9886 | 0 | 1525280.7345 | 3968467.5931 | 2708560.6761 | 12113285.246 | 961560.8286 | 8390483.6777 | 8390483.6777 | 1478867.319 | 4237914.541 | 0 | 21465329.7524 | 35572595.2901 | 1778279.41 | 0.58314 | 36809.8444 | 61001.7043 | 750.4185 | 1243.6023
1 | 2700 | 707 | 0.02 | 15 | 15 | 7 | 2.3714e-09 | 5spot_SharedNeighbor | Water | Porous | Wet | R245fa | MinimizeLCOE_Brownfield | IgnoreSilica | 2019 | 69.2728 | 5.3579 | 0.14985 | 4 | 36115.6065 | 59651.909 | 736.2655 | 1216.0849 | 67.5526 | 0 | 113.4346 | 821830.5045 | 23273.394 | 1359343.6441 | 1655874.6336 | 0 | 109338.27 | 0 | 1548167.574 | 4028014.4547 | 2749202.6327 | 12295045.1074 | 961560.8286 | 8390483.6777 | 8390483.6777 | 1478867.319 | 4237914.541 | 0 | 21647089.6138 | 35754355.1515 | 2371373.7057 | 0.59938 | 36115.6065 | 59651.909 | 736.2655 | 1216.0849
1 | 2700 | 707 | 0.02 | 15 | 15 | 7 | 3.1623e-09 | 5spot_SharedNeighbor | Water | Porous | Wet | R245fa | MinimizeLCOE_Brownfield | IgnoreSilica | 2019 | 70.2667 | 5.435 | 0.15302 | 4 | 35598.5319 | 58646.7122 | 725.7242 | 1195.5926 | 67.5542 | 0 | 103.2814 | 830124.4661 | 23508.1508 | 1374971.4924 | 1679330.704 | 0 | 107559.7694 | 0 | 1566042.8873 | 4074522.3532 | 2780945.2291 | 12437005.0524 | 961560.8286 | 8390483.6777 | 8390483.6777 | 1478867.319 | 4237914.541 | 0 | 21789049.5588 | 35896315.0965 | 3162277.6602 | 0.61208 | 35598.5319 | 58646.7122 | 725.7242 | 1195.5926
1 | 2700 | 707 | 0.02 | 15 | 15 | 7 | 4.217e-09 | 5spot_SharedNeighbor | Water | Porous | Wet | R245fa | MinimizeLCOE_Brownfield | IgnoreSilica | 2019 | 71.0024 | 5.4921 | 0.15544 | 4 | 35212.8047 | 57902.6594 | 717.8607 | 1180.424 | 67.5552 | 0 | 122.4632 | 836238.3476 | 23681.1697 | 1386507.4584 | 1696689.9509 | 0 | 106045.0778 | 0 | 1579173.1817 | 4108684.6859 | 2804261.7231 | 12541281.5951 | 961560.8286 | 8390483.6777 | 8390483.6777 | 1478867.319 | 4237914.541 | 0 | 21893326.1014 | 36000591.6392 | 4216965.0343 | 0.62174 | 35212.8047 | 57902.6594 | 717.8607 | 1180.424
1 | 2700 | 707 | 0.02 | 15 | 15 | 7 | 5.6234e-09 | 5spot_SharedNeighbor | Water | Porous | Wet | R245fa | MinimizeLCOE_Brownfield | IgnoreSilica | 2019 | 71.5749 | 5.5365 | 0.1573 | 4 | 34924.7043 | 57345.8082 | 711.9873 | 1169.0719 | 67.5559 | 0 | 124.5984 | 840981.4381 | 23815.3771 | 1395466.2456 | 1710197.1655 | 0 | 104903.3445 | 0 | 1589391.7926 | 4135271.4153 | 2822407.7123 | 12622434.491 | 961560.8286 | 8390483.6777 | 8390483.6777 | 1478867.319 | 4237914.541 | 0 | 21974478.9974 | 36081744.5351 | 5623413.2519 | 0.6292 | 34924.7043 | 57345.8082 | 711.9873 | 1169.0719
1 | 2700 | 707 | 0.02 | 15 | 15 | 7 | 7.4989e-09 | 5spot_SharedNeighbor | Water | Porous | Wet | R245fa | MinimizeLCOE_Brownfield | IgnoreSilica | 2019 | 71.9964 | 5.5692 | 0.1587 | 4 | 34709.314 | 56932.0678 | 707.5963 | 1160.6372 | 67.5563 | 0 | 125.2165 | 844465.7066 | 23913.9551 | 1402052.5348 | 1720141.8513 | 0 | 103968.3736 | 0 | 1596871.5443 | 4154732.195 | 2835690.0943 | 12681836.255 | 961560.8286 | 8390483.6777 | 8390483.6777 | 1478867.319 | 4237914.541 | 0 | 22033880.7613 | 36141146.299 | 7498942.0933 | 0.63481 | 34709.314 | 56932.0678 | 707.5963 | 1160.6372
1 | 2700 | 707 | 0.02 | 15 | 15 | 7 | 1e-08 | 5spot_SharedNeighbor | Water | Porous | Wet | R245fa | MinimizeLCOE_Brownfield | IgnoreSilica | 2019 | 72.313 | 5.5937 | 0.15977 | 4 | 34548.1649 | 56623.1677 | 704.3111 | 1154.3399 | 67.5567 | 0 | 110.4286 | 847077.5704 | 23987.8448 | 1406992.5962 | 1727608.928 | 0 | 103240.3984 | 0 | 1602473.8617 | 4169308.2756 | 2845638.5688 | 12726328.0438 | 961560.8286 | 8390483.6777 | 8390483.6777 | 1478867.319 | 4237914.541 | 0 | 22078372.5502 | 36185638.0879 | 10000000 | 0.63906 | 34548.1649 | 56623.1677 | 704.3111 | 1154.3399
1 | 2800 | 707 | 0.02 | 15 | 15 | 7 | 1e-13 | 5spot_SharedNeighbor | Water | Porous | Wet | R245fa | MinimizeLCOE_Brownfield | IgnoreSilica | 2019 | 0 | 0 | 0 | 0 |  |  |  |  | 15 |  | 17.1547 | [19 empty] | 100 | 0
1 | 2800 | 707 | 0.02 | 15 | 15 | 7 | 1.3335e-13 | 5spot_SharedNeighbor | Water | Porous | Wet | R245fa | MinimizeLCOE_Brownfield | IgnoreSilica | 2019 | 0 | 0 | 0 | 0 |  |  |  |  | 15 |  | 18.9781 | [19 empty] | 133.3521 | 0
1 | 2800 | 707 | 0.02 | 15 | 15 | 7 | 1.7783e-13 | 5spot_SharedNeighbor | Water | Porous | Wet | R245fa | MinimizeLCOE_Brownfield | IgnoreSilica | 2019 | 0 | 0 | 0 | 0 |  |  |  |  | 15 |  | 19.1932 | [19 empty] | 177.8279 | 0
1 | 2800 | 707 | 0.02 | 15 | 15 | 7 | 2.3714e-13 | 5spot_SharedNeighbor | Water | Porous | Wet | R245fa | MinimizeLCOE_Brownfield | IgnoreSilica | 2019 | 0 | 0 | 0 | 0 |  |  |  |  | 15 |  | 21.3693 | [19 empty] | 237.1374 | 0
1 | 2800 | 707 | 0.02 | 15 | 15 | 7 | 3.1623e-13 | 5spot_SharedNeighbor | Water | Porous | Wet | R245fa | MinimizeLCOE_Brownfield | IgnoreSilica | 2019 | 0 | 0 | 0 | 0 |  |  |  |  | 15 |  | 22.835 | [19 empty] | 316.2278 | 0
1 | 2800 | 707 | 0.02 | 15 | 15 | 7 | 4.217e-13 | 5spot_SharedNeighbor | Water | Porous | Wet | R245fa | MinimizeLCOE_Brownfield | IgnoreSilica | 2019 | 0 | 0 | 0 | 0 |  |  |  |  | 15 |  | 23.1279 | [19 empty] | 421.6965 | 0
1 | 2800 | 707 | 0.02 | 15 | 15 | 7 | 5.6234e-13 | 5spot_SharedNeighbor | Water | Porous | Wet | R245fa | MinimizeLCOE_Brownfield | IgnoreSilica | 2019 | 0 | 0 | 0 | 0 |  |  |  |  | 15 |  | 23.7447 | [19 empty] | 562.3413 | 0
1 | 2800 | 707 | 0.02 | 15 | 15 | 7 | 7.4989e-13 | 5spot_SharedNeighbor | Water | Porous | Wet | R245fa | MinimizeLCOE_Brownfield | IgnoreSilica | 2019 | 0 | 0 | 0 | 0 |  |  |  |  | 15 |  | 25.5326 | [19 empty] | 749.8942 | 0
1 | 2800 | 707 | 0.02 | 15 | 15 | 7 | 1e-12 | 5spot_SharedNeighbor | Water | Porous | Wet | R245fa | MinimizeLCOE_Brownfield | IgnoreSilica | 2019 | 0 | 0 | 0 | 0 |  |  |  |  | 15 |  | 27.9445 | [19 empty] | 1000 | 0
1 | 2800 | 707 | 0.02 | 15 | 15 | 7 | 1.3335e-12 | 5spot_SharedNeighbor | Water | Porous | Wet | R245fa | MinimizeLCOE_Brownfield | IgnoreSilica | 2019 | 0 | 0 | 0 | 0 |  |  |  |  | 15 |  | 30.3721 | [19 empty] | 1333.5214 | 0
1 | 2800 | 707 | 0.02 | 15 | 15 | 7 | 1.7783e-12 | 5spot_SharedNeighbor | Water | Porous | Wet | R245fa | MinimizeLCOE_Brownfield | IgnoreSilica | 2019 | 0 | 0 | 0 | 0 |  |  |  |  | 15 |  | 30.3002 | [19 empty] | 1778.2794 | 0
1 | 2800 | 707 | 0.02 | 15 | 15 | 7 | 2.3714e-12 | 5spot_SharedNeighbor | Water | Porous | Wet | R245fa | MinimizeLCOE_Brownfield | IgnoreSilica | 2019 | 0 | 0 | 0 | 0 |  |  |  |  | 15 |  | 31.5576 | [19 empty] | 2371.3737 | 0
1 | 2800 | 707 | 0.02 | 15 | 15 | 7 | 3.1623e-12 | 5spot_SharedNeighbor | Water | Porous | Wet | R245fa | MinimizeLCOE_Brownfield | IgnoreSilica | 2019 | 0 | 0 | 0 | 0 |  |  |  |  | 15 |  | 31.7008 | [19 empty] | 3162.2777 | 0
1 | 2800 | 707 | 0.02 | 15 | 15 | 7 | 4.217e-12 | 5spot_SharedNeighbor | Water | Porous | Wet | R245fa | MinimizeLCOE_Brownfield | IgnoreSilica | 2019 | 1.6 | 0.098352 | 0.00030708 | 4 | 8389319.1705 | 20289773.4865 | 171027.6187 | 413634.4765 | 60.4564 | 0 | 35.7022 | 45986.5681 | 1202.6317 | 55874.3402 | 56935.4644 | 0 | 29919.4632 | 0 | 74068.2024 | 192710.2691 | 131528.7185 | 588225.6576 | 961560.8286 | 8754830.6413 | 8754830.6413 | 1478867.319 | 4383653.3264 | 0 | 10304617.1276 | 24921968.4143 | 4216.965 | 0.0012283 | 8389319.1705 | 20289773.4865 | 171027.6187 | 413634.4765
1 | 2800 | 707 | 0.02 | 15 | 15 | 7 | 5.6234e-12 | 5spot_SharedNeighbor | Water | Porous | Wet | R245fa | MinimizeLCOE_Brownfield | IgnoreSilica | 2019 | 1.6 | 0.098353 | 0.00093923 | 4 | 2739090.7656 | 6629880.801 | 55840.0702 | 135159.0877 | 60.4569 | 0 | 35.5553 | 45987.5032 | 1202.661 | 55875.0832 | 56935.8064 | 0 | 25365.8591 | 0 | 72293.096 | 188091.8064 | 128376.5228 | 574128.3379 | 961560.8286 | 8754830.6413 | 8754830.6413 | 1478867.319 | 4383653.3264 | 0 | 10290519.8078 | 24907871.0945 | 5623.4133 | 0.0037569 | 2739090.7656 | 6629880.801 | 55840.0702 | 135159.0877
1 | 2800 | 707 | 0.02 | 15 | 15 | 7 | 7.4989e-12 | 5spot_SharedNeighbor | Water | Porous | Wet | R245fa | MinimizeLCOE_Brownfield | IgnoreSilica | 2019 | 2.7741 | 0.19262 | 0.0021045 | 4 | 1263911.056 | 3000351.033 | 25766.5364 | 61166.2141 | 64.085 | 0 | 65.7746 | 77462.9964 | 2101.1269 | 95337.4188 | 85371.1716 | 0 | 37801.5154 | 0 | 116248.9493 | 302455.9202 | 206432.3804 | 923211.479 | 961560.8286 | 8754830.6413 | 8754830.6413 | 1478867.319 | 4383653.3264 | 0 | 10639602.9489 | 25256954.2356 | 7498.9421 | 0.008418 | 1263911.056 | 3000351.033 | 25766.5364 | 61166.2141
1 | 2800 | 707 | 0.02 | 15 | 15 | 7 | 1e-11 | 5spot_SharedNeighbor | Water | Porous | Wet | R245fa | MinimizeLCOE_Brownfield | IgnoreSilica | 2019 | 3.7487 | 0.27203 | 0.0035926 | 4 | 758430.2119 | 1775627.2147 | 15461.6257 | 36198.5625 | 65.4658 | 0 | 63.834 | 100342.1908 | 2760.3254 | 125504.8019 | 109119.3152 | 0 | 44038.1763 | 0 | 148888.2757 | 387376.7523 | 264392.5932 | 1182422.4309 | 961560.8286 | 8754830.6413 | 8754830.6413 | 1478867.319 | 4383653.3264 | 0 | 10898813.9008 | 25516165.1876 | 10000 | 0.01437 | 758430.2119 | 1775627.2147 | 15461.6257 | 36198.5625
1 | 2800 | 707 | 0.02 | 15 | 15 | 7 | 1.3335e-11 | 5spot_SharedNeighbor | Water | Porous | Wet | R245fa | MinimizeLCOE_Brownfield | IgnoreSilica | 2019 | 5.001 | 0.3746 | 0.0056285 | 4 | 498024.3024 | 1147275.0632 | 10152.899 | 23388.754 | 66.4816 | 0 | 61.1122 | 127011.388 | 3531.0875 | 161963.7533 | 139683.7962 | 0 | 50889.3915 | 0 | 188400.9724 | 490180.6839 | 334558.389 | 1496219.4618 | 961560.8286 | 8754830.6413 | 8754830.6413 | 1478867.319 | 4383653.3264 | 0 | 11212610.9318 | 25829962.2185 | 13335.2143 | 0.022514 | 498024.3024 | 1147275.0632 | 10152.899 | 23388.754
1 | 2800 | 707 | 0.02 | 15 | 15 | 7 | 1.7783e-11 | 5spot_SharedNeighbor | Water | Porous | Wet | R245fa | MinimizeLCOE_Brownfield | IgnoreSilica | 2019 | 6.5861 | 0.50441 | 0.0083535 | 4 | 346779.1647 | 784241.1083 | 7069.5623 | 15987.8158 | 67.2208 | 0 | 78.5924 | 157706.0583 | 4419.6137 | 205350.006 | 178321.7377 | 0 | 58249.3041 | 0 | 235578.2207 | 612926.2066 | 418334.7304 | 1870885.8775 | 961560.8286 | 8754830.6413 | 8754830.6413 | 1478867.319 | 4383653.3264 | 0 | 11587277.3474 | 26204628.6342 | 17782.7941 | 0.033414 | 346779.1647 | 784241.1083 | 7069.5623 | 15987.8158
1 | 2800 | 707 | 0.02 | 15 | 15 | 7 | 2.3714e-11 | 5spot_SharedNeighbor | Water | Porous | Wet | R245fa | MinimizeLCOE_Brownfield | IgnoreSilica | 2019 | 9.5 | 0.74389 | 0.01211 | 4 | 252961.3434 | 554734.4303 | 5156.9591 | 11309.0117 | 67.9714 | 0 | 73.1463 | 208643.0815 | 5895.7712 | 280010.6157 | 249492.7014 | 0 | 74943.3421 | 0 | 319404.3497 | 831024.599 | 567191.3647 | 2536605.8253 | 961560.8286 | 8754830.6413 | 8754830.6413 | 1478867.319 | 4383653.3264 | 0 | 12252997.2952 | 26870348.5819 | 23713.7371 | 0.048438 | 252961.3434 | 554734.4303 | 5156.9591 | 11309.0117
1 | 2800 | 707 | 0.02 | 15 | 15 | 7 | 3.1623e-11 | 5spot_SharedNeighbor | Water | Porous | Wet | R245fa | MinimizeLCOE_Brownfield | IgnoreSilica | 2019 | 11.3003 | 0.89196 | 0.016843 | 4 | 187339.3879 | 404307.9431 | 3819.1668 | 8242.3643 | 68.2426 | 0 | 69.5098 | 237555.7502 | 6733.3479 | 323694.6661 | 293475.3985 | 0 | 76409.8822 | 0 | 365768.9275 | 951655.7199 | 649524.5834 | 2904818.2757 | 961560.8286 | 8754830.6413 | 8754830.6413 | 1478867.319 | 4383653.3264 | 0 | 12621209.7457 | 27238561.0324 | 31622.7766 | 0.067371 | 187339.3879 | 404307.9431 | 3819.1668 | 8242.3643
1 | 2800 | 707 | 0.02 | 15 | 15 | 7 | 4.217e-11 | 5spot_SharedNeighbor | Water | Porous | Wet | R245fa | MinimizeLCOE_Brownfield | IgnoreSilica | 2019 | 14.5787 | 1.1617 | 0.023107 | 4 | 143821.3331 | 301972.7661 | 2931.9924 | 6156.1233 | 68.5659 | 0 | 84.7004 | 286715.1799 | 8156.7899 | 399763.2785 | 373577.76 | 0 | 86513.7969 | 0 | 450343.4541 | 1171701.2893 | 799710.206 | 3576481.7546 | 961560.8286 | 8754830.6413 | 8754830.6413 | 1478867.319 | 4383653.3264 | 0 | 13292873.2245 | 27910224.5113 | 42169.6503 | 0.092426 | 143821.3331 | 301972.7661 | 2931.9924 | 6156.1233
1 | 2800 | 707 | 0.02 | 15 | 15 | 7 | 5.6234e-11 | 5spot_SharedNeighbor | Water | Porous | Wet | R245fa | MinimizeLCOE_Brownfield | IgnoreSilica | 2019 | 18.5741 | 1.4905 | 0.03111 | 4 | 113123.0933 | 230587.8404 | 2306.1673 | 4700.845 | 68.8079 | 0 | 79.5806 | 342161.7102 | 9761.1786 | 487871.9392 | 471210.2107 | 0 | 96914.223 | 0 | 549088.5121 | 1428615.6748 | 975059.5532 | 4360683.0018 | 961560.8286 | 8754830.6413 | 8754830.6413 | 1478867.319 | 4383653.3264 | 0 | 14077074.4717 | 28694425.7585 | 56234.1325 | 0.12444 | 113123.0933 | 230587.8404 | 2306.1673 | 4700.845
1 | 2800 | 707 | 0.02 | 15 | 15 | 7 | 7.4989e-11 | 5spot_SharedNeighbor | Water | Porous | Wet | R245fa | MinimizeLCOE_Brownfield | IgnoreSilica | 2019 | 23.364 | 1.8848 | 0.041124 | 4 | 91072.9875 | 179933.974 | 1856.646 | 3668.1974 | 68.9907 | 0 | 81.6481 | 403980.5773 | 11548.4708 | 588555.8775 | 588274.9939 | 0 | 107477.3181 | 0 | 662936.5227 | 1724824.845 | 1177228.3983 | 5264827.0037 | 961560.8286 | 8754830.6413 | 8754830.6413 | 1478867.319 | 4383653.3264 | 0 | 14981218.4737 | 29598569.7604 | 74989.4209 | 0.1645 | 91072.9875 | 179933.974 | 1856.646 | 3668.1974
1 | 2800 | 707 | 0.02 | 15 | 15 | 7 | 1e-10 | 5spot_SharedNeighbor | Water | Porous | Wet | R245fa | MinimizeLCOE_Brownfield | IgnoreSilica | 2019 | 28.8519 | 2.3367 | 0.053234 | 4 | 75044.6362 | 143690.8654 | 1529.8864 | 2929.3326 | 69.1272 | 0 | 69.7668 | 470214.1706 | 13461.7052 | 698878.1857 | 722410.3392 | 0 | 117285.2851 | 0 | 788677.3775 | 2051976.7562 | 1400516.3 | 6263420.1194 | 961560.8286 | 8754830.6413 | 8754830.6413 | 1478867.319 | 4383653.3264 | 0 | 15979811.5894 | 30597162.8761 | 100000 | 0.21294 | 75044.6362 | 143690.8654 | 1529.8864 | 2929.3326
1 | 2800 | 707 | 0.02 | 15 | 15 | 7 | 1.3335e-10 | 5spot_SharedNeighbor | Water | Porous | Wet | R245fa | MinimizeLCOE_Brownfield | IgnoreSilica | 2019 | 33.2 | 2.6949 | 0.066179 | 4 | 63184.0748 | 118402.8278 | 1288.0928 | 2413.8018 | 69.2043 | 0 | 67.1873 | 520001.1979 | 14898.7147 | 783270.9229 | 828699.718 | 0 | 116269.008 | 0 | 882624.429 | 2296407.713 | 1567345.4506 | 7009517.1541 | 961560.8286 | 8754830.6413 | 8754830.6413 | 1478867.319 | 4383653.3264 | 0 | 16725908.624 | 31343259.9107 | 133352.1432 | 0.26472 | 63184.0748 | 118402.8278 | 1288.0928 | 2413.8018
1 | 2800 | 707 | 0.02 | 15 | 15 | 7 | 1.7783e-10 | 5spot_SharedNeighbor | Water | Porous | Wet | R245fa | MinimizeLCOE_Brownfield | IgnoreSilica | 2019 | 41.1151 | 3.3469 | 0.082749 | 4 | 54702.742 | 98864.3068 | 1115.1894 | 2015.4826 | 69.3045 | 0 | 84.0397 | 605886.0793 | 17375.3732 | 931453.0997 | 1022210.5041 | 0 | 131945.5452 | 0 | 1056459.5345 | 2748690.9992 | 1876038.0869 | 8390059.222 | 961560.8286 | 8754830.6413 | 8754830.6413 | 1478867.319 | 4383653.3264 | 0 | 18106450.692 | 32723801.9787 | 177827.941 | 0.331 | 54702.742 | 98864.3068 | 1115.1894 | 2015.4826
1 | 2800 | 707 | 0.02 | 15 | 15 | 7 | 2.3714e-10 | 5spot_SharedNeighbor | Water | Porous | Wet | R245fa | MinimizeLCOE_Brownfield | IgnoreSilica | 2019 | 47.1929 | 3.8477 | 0.098789 | 4 | 48380.0775 | 85371.449 | 986.2933 | 1740.4125 | 69.3589 | 0 | 83.9023 | 668477.8393 | 19178.5027 | 1041315.0955 | 1170810.6174 | 0 | 135575.4449 | 0 | 1183789.4249 | 3079977.255 | 2102147.7637 | 9401271.9433 | 961560.8286 | 8754830.6413 | 8754830.6413 | 1478867.319 | 4383653.3264 | 0 | 19117663.4132 | 33735014.7 | 237137.3706 | 0.39516 | 48380.0775 | 85371.449 | 986.2933 | 1740.4125
1 | 2800 | 707 | 0.02 | 15 | 15 | 7 | 3.1623e-10 | 5spot_SharedNeighbor | Water | Porous | Wet | R245fa | MinimizeLCOE_Brownfield | IgnoreSilica | 2019 | 52.754 | 4.3058 | 0.11443 | 4 | 43739.8032 | 75674.1816 | 891.6951 | 1542.7205 | 69.3969 | 0 | 108.3383 | 723632.7057 | 20765.9988 | 1139323.7515 | 1306756.2217 | 0 | 136555.1136 | 0 | 1297543.1786 | 3375941.188 | 2304149.2295 | 10304667.3873 | 961560.8286 | 8754830.6413 | 8754830.6413 | 1478867.319 | 4383653.3264 | 0 | 20021058.8573 | 34638410.144 | 316227.766 | 0.45773 | 43739.8032 | 75674.1816 | 891.6951 | 1542.7205
1 | 2800 | 707 | 0.02 | 15 | 15 | 7 | 4.217e-10 | 5spot_SharedNeighbor | Water | Porous | Wet | R245fa | MinimizeLCOE_Brownfield | IgnoreSilica | 2019 | 57.5996 | 4.7047 | 0.12888 | 4 | 40333.7418 | 68689.4122 | 822.2579 | 1400.3266 | 69.4223 | 0 | 103.1386 | 770244.4578 | 22106.4589 | 1222986.2117 | 1425174.3675 | 0 | 135449.1494 | 0 | 1394624.6517 | 3628527.2668 | 2476544.4183 | 11075656.982 | 961560.8286 | 8754830.6413 | 8754830.6413 | 1478867.319 | 4383653.3264 | 0 | 20792048.452 | 35409399.7387 | 421696.5034 | 0.5155 | 40333.7418 | 68689.4122 | 822.2579 | 1400.3266
1 | 2800 | 707 | 0.02 | 15 | 15 | 7 | 5.6234e-10 | 5spot_SharedNeighbor | Water | Porous | Wet | R245fa | MinimizeLCOE_Brownfield | IgnoreSilica | 2019 | 61.6675 | 5.0393 | 0.14161 | 4 | 37830.2861 | 63636.7163 | 771.2216 | 1297.3205 | 69.4388 | 0 | 119.6007 | 808428.8455 | 23203.689 | 1292075.7981 | 1524539.144 | 0 | 133020.6512 | 0 | 1474694.5699 | 3836852.7693 | 2618730.8545 | 11711546.3215 | 961560.8286 | 8754830.6413 | 8754830.6413 | 1478867.319 | 4383653.3264 | 0 | 21427937.7915 | 36045289.0782 | 562341.3252 | 0.56642 | 37830.2861 | 63636.7163 | 771.2216 | 1297.3205
1 | 2800 | 707 | 0.02 | 15 | 15 | 7 | 7.4989e-10 | 5spot_SharedNeighbor | Water | Porous | Wet | R245fa | MinimizeLCOE_Brownfield | IgnoreSilica | 2019 | 64.9466 | 5.3088 | 0.15237 | 4 | 35986.0397 | 59969.7556 | 733.6241 | 1222.5646 | 69.4491 | 0 | 104.0234 | 838624.6308 | 24070.7508 | 1347057.9495 | 1604597.958 | 0 | 129792.667 | 0 | 1538216.1428 | 4002122.8721 | 2731531.0956 | 12216014.0666 | 961560.8286 | 8754830.6413 | 8754830.6413 | 1478867.319 | 4383653.3264 | 0 | 21932405.5365 | 36549756.8232 | 749894.2093 | 0.60947 | 35986.0397 | 59969.7556 | 733.6241 | 1222.5646
1 | 2800 | 707 | 0.02 | 15 | 15 | 7 | 1e-09 | 5spot_SharedNeighbor | Water | Porous | Wet | R245fa | MinimizeLCOE_Brownfield | IgnoreSilica | 2019 | 67.5749 | 5.5247 | 0.16125 | 4 | 34623.706 | 57286.5378 | 705.8511 | 1167.8636 | 69.4555 | 0 | 110.6013 | 862470.1215 | 24755.0516 | 1390691.565 | 1668737.3859 | 0 | 126512.9227 | 0 | 1588535.1482 | 4133042.6023 | 2820886.5016 | 12615631.299 | 961560.8286 | 8754830.6413 | 8754830.6413 | 1478867.319 | 4383653.3264 | 0 | 22332022.7689 | 36949374.0556 | 1000000 | 0.64499 | 34623.706 | 57286.5378 | 705.8511 | 1167.8636
1 | 2800 | 707 | 0.02 | 15 | 15 | 7 | 1.3335e-09 | 5spot_SharedNeighbor | Water | Porous | Wet | R245fa | MinimizeLCOE_Brownfield | IgnoreSilica | 2019 | 69.6166 | 5.6923 | 0.16837 | 4 | 33614.5949 | 55318.5875 | 685.279 | 1127.7442 | 69.4595 | 0 | 114.9315 | 880781.8812 | 25280.2864 | 1424327.0751 | 1718538.9195 | 0 | 123346.4238 | 0 | 1627187.0886 | 4233607.0225 | 2889523.7848 | 12922592.482 | 961560.8286 | 8754830.6413 | 8754830.6413 | 1478867.319 | 4383653.3264 | 0 | 22638983.952 | 37256335.2387 | 1333521.4322 | 0.67349 | 33614.5949 | 55318.5875 | 685.279 | 1127.7442
1 | 2800 | 707 | 0.02 | 15 | 15 | 7 | 1.7783e-09 | 5spot_SharedNeighbor | Water | Porous | Wet | R245fa | MinimizeLCOE_Brownfield | IgnoreSilica | 2019 | 71.205 | 5.8225 | 0.17401 | 4 | 32865.2593 | 53865.5963 | 670.0028 | 1098.123 | 69.4619 | 0 | 114.5757 | 894904.6582 | 25685.2061 | 1450343.7454 | 1757271.2386 | 0 | 120584.0259 | 0 | 1657027.6609 | 4311246.0706 | 2942514.0305 | 13159576.6362 | 961560.8286 | 8754830.6413 | 8754830.6413 | 1478867.319 | 4383653.3264 | 0 | 22875968.1062 | 37493319.3929 | 1778279.41 | 0.69605 | 32865.2593 | 53865.5963 | 670.0028 | 1098.123
1 | 2800 | 707 | 0.02 | 15 | 15 | 7 | 2.3714e-09 | 5spot_SharedNeighbor | Water | Porous | Wet | R245fa | MinimizeLCOE_Brownfield | IgnoreSilica | 2019 | 72.4056 | 5.921 | 0.17839 | 4 | 32307.6402 | 52792.6367 | 658.6349 | 1076.2493 | 69.4633 | 0 | 103.5468 | 905508.4731 | 25989.1359 | 1469921.0615 | 1786537.371 | 0 | 118171.8171 | 0 | 1679389.8648 | 4369427.938 | 2982224.3505 | 13337170.0118 | 961560.8286 | 8754830.6413 | 8754830.6413 | 1478867.319 | 4383653.3264 | 0 | 23053561.4818 | 37670912.7685 | 2371373.7057 | 0.71356 | 32307.6402 | 52792.6367 | 658.6349 | 1076.2493
1 | 2800 | 707 | 0.02 | 15 | 15 | 7 | 3.1623e-09 | 5spot_SharedNeighbor | Water | Porous | Wet | R245fa | MinimizeLCOE_Brownfield | IgnoreSilica | 2019 | 73.3413 | 5.9976 | 0.1818 | 4 | 31891.9649 | 51993.0168 | 650.1608 | 1059.948 | 69.4642 | 0 | 104.3537 | 913731.5057 | 26224.7688 | 1485128.3309 | 1809341.5441 | 0 | 116277.739 | 0 | 1696774.5165 | 4414659.2357 | 3013095.6405 | 13475233.2813 | 961560.8286 | 8754830.6413 | 8754830.6413 | 1478867.319 | 4383653.3264 | 0 | 23191624.7512 | 37808976.038 | 3162277.6602 | 0.72719 | 31891.9649 | 51993.0168 | 650.1608 | 1059.948
1 | 2800 | 707 | 0.02 | 15 | 15 | 7 | 4.217e-09 | 5spot_SharedNeighbor | Water | Porous | Wet | R245fa | MinimizeLCOE_Brownfield | IgnoreSilica | 2019 | 74.0381 | 6.0547 | 0.18439 | 4 | 31581.6699 | 51399.8756 | 643.8351 | 1047.856 | 69.4648 | 0 | 113.9086 | 919831.4998 | 26399.5321 | 1496423.734 | 1826319.5154 | 0 | 114702.9935 | 0 | 1709634.1372 | 4448117.3307 | 3035931.4779 | 13577360.2205 | 961560.8286 | 8754830.6413 | 8754830.6413 | 1478867.319 | 4383653.3264 | 0 | 23293751.6905 | 37911102.9772 | 4216965.0343 | 0.73757 | 31581.6699 | 51399.8756 | 643.8351 | 1047.856
1 | 2800 | 707 | 0.02 | 15 | 15 | 7 | 5.6234e-09 | 5spot_SharedNeighbor | Water | Porous | Wet | R245fa | MinimizeLCOE_Brownfield | IgnoreSilica | 2019 | 74.5586 | 6.0973 | 0.18636 | 4 | 31349.7884 | 50958.5724 | 639.1078 | 1038.8594 | 69.4651 | 0 | 123.2672 | 924375.9437 | 26529.7105 | 1504846.6702 | 1839001.9483 | 0 | 113435.4472 | 0 | 1719193.9907 | 4472990.1087 | 3052907.66 | 13653281.4793 | 961560.8286 | 8754830.6413 | 8754830.6413 | 1478867.319 | 4383653.3264 | 0 | 23369672.9492 | 37987024.2359 | 5623413.2519 | 0.74545 | 31349.7884 | 50958.5724 | 639.1078 | 1038.8594
1 | 2800 | 707 | 0.02 | 15 | 15 | 7 | 7.4989e-09 | 5spot_SharedNeighbor | Water | Porous | Wet | R245fa | MinimizeLCOE_Brownfield | IgnoreSilica | 2019 | 74.9607 | 6.1303 | 0.18787 | 4 | 31176.3593 | 50627.8236 | 635.5723 | 1032.1167 | 69.4654 | 0 | 123.4154 | 927878.7697 | 26630.0401 | 1511343.6445 | 1848797.2721 | 0 | 112486.1952 | 0 | 1726583.0094 | 4492214.8196 | 3066028.9202 | 13711962.6707 | 961560.8286 | 8754830.6413 | 8754830.6413 | 1478867.319 | 4383653.3264 | 0 | 23428354.1407 | 38045705.4274 | 7498942.0933 | 0.75148 | 31176.3593 | 50627.8236 | 635.5723 | 1032.1167
1 | 2800 | 707 | 0.02 | 15 | 15 | 7 | 1e-08 | 5spot_SharedNeighbor | Water | Porous | Wet | R245fa | MinimizeLCOE_Brownfield | IgnoreSilica | 2019 | 75.2554 | 6.1544 | 0.189 | 4 | 31046.5648 | 50381.7622 | 632.9262 | 1027.1004 | 69.4655 | 0 | 140.2349 | 930441.6464 | 26703.441 | 1516099.7767 | 1855975.0347 | 0 | 111720.4948 | 0 | 1731966.7535 | 4506222.2174 | 3075589.257 | 13754718.6216 | 961560.8286 | 8754830.6413 | 8754830.6413 | 1478867.319 | 4383653.3264 | 0 | 23471110.0915 | 38088461.3782 | 10000000 | 0.756 | 31046.5648 | 50381.7622 | 632.9262 | 1027.1004
1 | 2900 | 707 | 0.02 | 15 | 15 | 7 | 1e-13 | 5spot_SharedNeighbor | Water | Porous | Wet | R245fa | MinimizeLCOE_Brownfield | IgnoreSilica | 2019 | 0 | 0 | 0 | 0 |  |  |  |  | 15 |  | 16.9456 | [19 empty] | 100 | 0
1 | 2900 | 707 | 0.02 | 15 | 15 | 7 | 1.3335e-13 | 5spot_SharedNeighbor | Water | Porous | Wet | R245fa | MinimizeLCOE_Brownfield | IgnoreSilica | 2019 | 0 | 0 | 0 | 0 |  |  |  |  | 15 |  | 18.7094 | [19 empty] | 133.3521 | 0
1 | 2900 | 707 | 0.02 | 15 | 15 | 7 | 1.7783e-13 | 5spot_SharedNeighbor | Water | Porous | Wet | R245fa | MinimizeLCOE_Brownfield | IgnoreSilica | 2019 | 0 | 0 | 0 | 0 |  |  |  |  | 15 |  | 19.2783 | [19 empty] | 177.8279 | 0
1 | 2900 | 707 | 0.02 | 15 | 15 | 7 | 2.3714e-13 | 5spot_SharedNeighbor | Water | Porous | Wet | R245fa | MinimizeLCOE_Brownfield | IgnoreSilica | 2019 | 0 | 0 | 0 | 0 |  |  |  |  | 15 |  | 22.8104 | [19 empty] | 237.1374 | 0
1 | 2900 | 707 | 0.02 | 15 | 15 | 7 | 3.1623e-13 | 5spot_SharedNeighbor | Water | Porous | Wet | R245fa | MinimizeLCOE_Brownfield | IgnoreSilica | 2019 | 0 | 0 | 0 | 0 |  |  |  |  | 15 |  | 21.0895 | [19 empty] | 316.2278 | 0
1 | 2900 | 707 | 0.02 | 15 | 15 | 7 | 4.217e-13 | 5spot_SharedNeighbor | Water | Porous | Wet | R245fa | MinimizeLCOE_Brownfield | IgnoreSilica | 2019 | 0 | 0 | 0 | 0 |  |  |  |  | 15 |  | 21.6209 | [19 empty] | 421.6965 | 0
1 | 2900 | 707 | 0.02 | 15 | 15 | 7 | 5.6234e-13 | 5spot_SharedNeighbor | Water | Porous | Wet | R245fa | MinimizeLCOE_Brownfield | IgnoreSilica | 2019 | 0 | 0 | 0 | 0 |  |  |  |  | 15 |  | 24.8038 | [19 empty] | 562.3413 | 0
1 | 2900 | 707 | 0.02 | 15 | 15 | 7 | 7.4989e-13 | 5spot_SharedNeighbor | Water | Porous | Wet | R245fa | MinimizeLCOE_Brownfield | IgnoreSilica | 2019 | 0 | 0 | 0 | 0 |  |  |  |  | 15 |  | 26.052 | [19 empty] | 749.8942 | 0
1 | 2900 | 707 | 0.02 | 15 | 15 | 7 | 1e-12 | 5spot_SharedNeighbor | Water | Porous | Wet | R245fa | MinimizeLCOE_Brownfield | IgnoreSilica | 2019 | 0 | 0 | 0 | 0 |  |  |  |  | 15 |  | 27.5437 | [19 empty] | 1000 | 0
1 | 2900 | 707 | 0.02 | 15 | 15 | 7 | 1.3335e-12 | 5spot_SharedNeighbor | Water | Porous | Wet | R245fa | MinimizeLCOE_Brownfield | IgnoreSilica | 2019 | 0 | 0 | 0 | 0 |  |  |  |  | 15 |  | 29.106 | [19 empty] | 1333.5214 | 0
1 | 2900 | 707 | 0.02 | 15 | 15 | 7 | 1.7783e-12 | 5spot_SharedNeighbor | Water | Porous | Wet | R245fa | MinimizeLCOE_Brownfield | IgnoreSilica | 2019 | 0 | 0 | 0 | 0 |  |  |  |  | 15 |  | 27.6349 | [19 empty] | 1778.2794 | 0
1 | 2900 | 707 | 0.02 | 15 | 15 | 7 | 2.3714e-12 | 5spot_SharedNeighbor | Water | Porous | Wet | R245fa | MinimizeLCOE_Brownfield | IgnoreSilica | 2019 | 0 | 0 | 0 | 0 |  |  |  |  | 15 |  | 28.5403 | [19 empty] | 2371.3737 | 0
1 | 2900 | 707 | 0.02 | 15 | 15 | 7 | 3.1623e-12 | 5spot_SharedNeighbor | Water | Porous | Wet | R245fa | MinimizeLCOE_Brownfield | IgnoreSilica | 2019 | 0 | 0 | 0 | 0 |  |  |  |  | 15 |  | 31.6732 | [19 empty] | 3162.2777 | 0
1 | 2900 | 707 | 0.02 | 15 | 15 | 7 | 4.217e-12 | 5spot_SharedNeighbor | Water | Porous | Wet | R245fa | MinimizeLCOE_Brownfield | IgnoreSilica | 2019 | 1.6 | 0.10279 | 0.00069356 | 4 | 3853036.5024 | 9308808.3733 | 78549.3607 | 189772.6498 | 61.756 | 0 | 35.5466 | 48481.8365 | 1281.489 | 57808.7064 | 57820.5411 | 0 | 29187.5595 | 0 | 75886.2517 | 197440.4605 | 134757.1713 | 602664.016 | 961560.8286 | 9125037.6958 | 9125037.6958 | 1478867.319 | 4531736.1482 | 0 | 10689262.5404 | 25824903.7033 | 4216.965 | 0.0027742 | 3853036.5024 | 9308808.3733 | 78549.3607 | 189772.6498
1 | 2900 | 707 | 0.02 | 15 | 15 | 7 | 5.6234e-12 | 5spot_SharedNeighbor | Water | Porous | Wet | R245fa | MinimizeLCOE_Brownfield | IgnoreSilica | 2019 | 1.6 | 0.10279 | 0.0013116 | 4 | 2034725.1147 | 4919646.8421 | 41480.6236 | 100293.6552 | 61.7564 | 0 | 34.5551 | 48482.7804 | 1281.5191 | 57809.4236 | 57820.8674 | 0 | 24617.5482 | 0 | 74104.7341 | 192805.3172 | 131593.5907 | 588515.7808 | 961560.8286 | 9125037.6958 | 9125037.6958 | 1478867.319 | 4531736.1482 | 0 | 10675114.3052 | 25810755.4682 | 5623.4133 | 0.0052465 | 2034725.1147 | 4919646.8421 | 41480.6236 | 100293.6552
1 | 2900 | 707 | 0.02 | 15 | 15 | 7 | 7.4989e-12 | 5spot_SharedNeighbor | Water | Porous | Wet | R245fa | MinimizeLCOE_Brownfield | IgnoreSilica | 2019 | 3.2151 | 0.24015 | 0.0030696 | 4 | 910031.9286 | 2142756.0002 | 18552.2318 | 43682.9794 | 66.3885 | 0 | 68.196 | 93336.5408 | 2581.4075 | 113497.3693 | 98277.273 | 0 | 43251.1464 | 0 | 136868.0574 | 356102.6099 | 243047.3485 | 1086961.7528 | 961560.8286 | 9125037.6958 | 9125037.6958 | 1478867.319 | 4531736.1482 | 0 | 11173560.2772 | 26309201.4402 | 7498.9421 | 0.012278 | 910031.9286 | 2142756.0002 | 18552.2318 | 43682.9794
1 | 2900 | 707 | 0.02 | 15 | 15 | 7 | 1e-11 | 5spot_SharedNeighbor | Water | Porous | Wet | R245fa | MinimizeLCOE_Brownfield | IgnoreSilica | 2019 | 4.3166 | 0.33491 | 0.0050153 | 4 | 571818.8538 | 1326297.8895 | 11657.3008 | 27038.3764 | 67.6585 | 0 | 76.3174 | 119575.8594 | 3349.7019 | 147922.1028 | 125946.0378 | 0 | 50275.8296 | 0 | 174357.1173 | 453641.4536 | 309619.6135 | 1384687.716 | 961560.8286 | 9125037.6958 | 9125037.6958 | 1478867.319 | 4531736.1482 | 0 | 11471286.2404 | 26606927.4033 | 10000 | 0.020061 | 571818.8538 | 1326297.8895 | 11657.3008 | 27038.3764
1 | 2900 | 707 | 0.02 | 15 | 15 | 7 | 1.3335e-11 | 5spot_SharedNeighbor | Water | Porous | Wet | R245fa | MinimizeLCOE_Brownfield | IgnoreSilica | 2019 | 5.7165 | 0.45582 | 0.0076529 | 4 | 386396.7163 | 880838.8555 | 7877.2197 | 17957.0915 | 68.5893 | 0 | 98.4982 | 149904.1986 | 4239.632 | 189129.7457 | 161175.9855 | 0 | 57856.5331 | 0 | 219299.377 | 570571.9945 | 389427.1103 | 1741604.5767 | 961560.8286 | 9125037.6958 | 9125037.6958 | 1478867.319 | 4531736.1482 | 0 | 11828203.1011 | 26963844.264 | 13335.2143 | 0.030612 | 386396.7163 | 880838.8555 | 7877.2197 | 17957.0915
1 | 2900 | 707 | 0.02 | 15 | 15 | 7 | 1.7783e-11 | 5spot_SharedNeighbor | Water | Porous | Wet | R245fa | MinimizeLCOE_Brownfield | IgnoreSilica | 2019 | 7.4487 | 0.60535 | 0.011133 | 4 | 274976.6833 | 614867.5975 | 5605.7716 | 12534.9076 | 69.2465 | 0 | 84.605 | 184086.8623 | 5242.753 | 237175.4121 | 204729.2217 | 0 | 65626.6349 | 0 | 271775.7447 | 707104.739 | 482613.5139 | 2158354.8816 | 961560.8286 | 9125037.6958 | 9125037.6958 | 1478867.319 | 4531736.1482 | 0 | 12244953.406 | 27380594.5689 | 17782.7941 | 0.044531 | 274976.6833 | 614867.5975 | 5605.7716 | 12534.9076
1 | 2900 | 707 | 0.02 | 15 | 15 | 7 | 2.3714e-11 | 5spot_SharedNeighbor | Water | Porous | Wet | R245fa | MinimizeLCOE_Brownfield | IgnoreSilica | 2019 | 9.8823 | 0.81686 | 0.015907 | 4 | 201305.5565 | 439184.701 | 4103.8861 | 8953.3742 | 69.8415 | 0 | 103.7305 | 228439.6204 | 6546.7616 | 301267.1764 | 266151.4413 | 0 | 76424.8237 | 0 | 342743.6312 | 891748.622 | 608636.7581 | 2721958.8349 | 961560.8286 | 9125037.6958 | 9125037.6958 | 1478867.319 | 4531736.1482 | 0 | 12808557.3593 | 27944198.5222 | 23713.7371 | 0.063627 | 201305.5565 | 439184.701 | 4103.8861 | 8953.3742
1 | 2900 | 707 | 0.02 | 15 | 15 | 7 | 3.1623e-11 | 5spot_SharedNeighbor | Water | Porous | Wet | R245fa | MinimizeLCOE_Brownfield | IgnoreSilica | 2019 | 12.8083 | 1.0707 | 0.022069 | 4 | 152361.5706 | 323818.9144 | 3106.0967 | 6601.4866 | 70.2415 | 0 | 81.996 | 277165.6908 | 7977.7134 | 373956.5662 | 339911.3025 | 0 | 86897.891 | 0 | 423504.5739 | 1101872.0286 | 752050.3008 | 3363336.0672 | 961560.8286 | 9125037.6958 | 9125037.6958 | 1478867.319 | 4531736.1482 | 0 | 13449934.5916 | 28585575.7546 | 31622.7766 | 0.088276 | 152361.5706 | 323818.9144 | 3106.0967 | 6601.4866
1 | 2900 | 707 | 0.02 | 15 | 15 | 7 | 4.217e-11 | 5spot_SharedNeighbor | Water | Porous | Wet | R245fa | MinimizeLCOE_Brownfield | IgnoreSilica | 2019 | 16.4398 | 1.3859 | 0.030038 | 4 | 118276.4123 | 244246.3468 | 2411.2246 | 4979.2921 | 70.5428 | 0 | 101.1651 | 332998.4536 | 9616.2591 | 459573.2062 | 431466.9339 | 0 | 98055.3938 | 0 | 519366.9962 | 1351286.3872 | 922280.7254 | 4124644.3555 | 961560.8286 | 9125037.6958 | 9125037.6958 | 1478867.319 | 4531736.1482 | 0 | 14211242.8799 | 29346884.0428 | 42169.6503 | 0.12015 | 118276.4123 | 244246.3468 | 2411.2246 | 4979.2921
1 | 2900 | 707 | 0.02 | 15 | 15 | 7 | 5.6234e-11 | 5spot_SharedNeighbor | Water | Porous | Wet | R245fa | MinimizeLCOE_Brownfield | IgnoreSilica | 2019 | 20.8593 | 1.7697 | 0.04016 | 4 | 94000.2627 | 188221.7126 | 1916.3225 | 3837.1542 | 70.7702 | 0 | 73.2953 | 396005.3894 | 11463.7281 | 558709.6468 | 542905.7818 | 0 | 109611.2371 | 0 | 631291.3554 | 1642490.6112 | 1121033.5919 | 5013511.3417 | 961560.8286 | 9125037.6958 | 9125037.6958 | 1478867.319 | 4531736.1482 | 0 | 15100109.8661 | 30235751.029 | 56234.1325 | 0.16064 | 94000.2627 | 188221.7126 | 1916.3225 | 3837.1542
1 | 2900 | 707 | 0.02 | 15 | 15 | 7 | 7.4989e-11 | 5spot_SharedNeighbor | Water | Porous | Wet | R245fa | MinimizeLCOE_Brownfield | IgnoreSilica | 2019 | 26.0844 | 2.2235 | 0.052693 | 4 | 76439.7653 | 148250.484 | 1558.328 | 3022.2866 | 70.9415 | 0 | 119.4365 | 465417.3674 | 13497.0018 | 670552.8725 | 674675.3613 | 0 | 121036.5 | 0 | 758619.8502 | 1973773.2359 | 1347140.7905 | 6024712.9796 | 961560.8286 | 9125037.6958 | 9125037.6958 | 1478867.319 | 4531736.1482 | 0 | 16111311.504 | 31246952.667 | 74989.4209 | 0.21077 | 76439.7653 | 148250.484 | 1558.328 | 3022.2866
1 | 2900 | 707 | 0.02 | 15 | 15 | 7 | 1e-10 | 5spot_SharedNeighbor | Water | Porous | Wet | R245fa | MinimizeLCOE_Brownfield | IgnoreSilica | 2019 | 31.9971 | 2.7372 | 0.067659 | 4 | 63610.9793 | 119536.824 | 1296.7959 | 2436.9198 | 71.0696 | 0 | 92.2266 | 539039.9297 | 15651.3889 | 791769.9964 | 823810.7682 | 0 | 131421.8044 | 0 | 897660.6161 | 2335528.7877 | 1594046.3879 | 7128929.6793 | 961560.8286 | 9125037.6958 | 9125037.6958 | 1478867.319 | 4531736.1482 | 0 | 17215528.2037 | 32351169.3667 | 100000 | 0.27064 | 63610.9793 | 119536.824 | 1296.7959 | 2436.9198
1 | 2900 | 707 | 0.02 | 15 | 15 | 7 | 1.3335e-10 | 5spot_SharedNeighbor | Water | Porous | Wet | R245fa | MinimizeLCOE_Brownfield | IgnoreSilica | 2019 | 38.3501 | 3.2893 | 0.084721 | 4 | 54189.8062 | 98852.8636 | 1104.7325 | 2015.2493 | 71.1648 | 0 | 107.433 | 613701.6688 | 17833.9576 | 917068.8906 | 984078.7138 | 0 | 139850.6136 | 0 | 1042288.1993 | 2711820.0919 | 1850872.935 | 8277515.0705 | 961560.8286 | 9125037.6958 | 9125037.6958 | 1478867.319 | 4531736.1482 | 0 | 18364113.5949 | 33499754.7579 | 133352.1432 | 0.33889 | 54189.8062 | 98852.8636 | 1104.7325 | 2015.2493
1 | 2900 | 707 | 0.02 | 15 | 15 | 7 | 1.7783e-10 | 5spot_SharedNeighbor | Water | Porous | Wet | R245fa | MinimizeLCOE_Brownfield | IgnoreSilica | 2019 | 42.827 | 3.6785 | 0.10152 | 4 | 47095.0591 | 84368.971 | 960.0965 | 1719.9756 | 71.2155 | 0 | 89.1477 | 664085.0263 | 19305.5619 | 1002833.5424 | 1097024.6685 | 0 | 134519.8424 | 0 | 1137929.7702 | 2960659.8406 | 2020711.1767 | 9037069.429 | 961560.8286 | 9125037.6958 | 9125037.6958 | 1478867.319 | 4531736.1482 | 0 | 19123667.9534 | 34259309.1163 | 177827.941 | 0.40607 | 47095.0591 | 84368.971 | 960.0965 | 1719.9756
1 | 2900 | 707 | 0.02 | 15 | 15 | 7 | 2.3714e-10 | 5spot_SharedNeighbor | Water | Porous | Wet | R245fa | MinimizeLCOE_Brownfield | IgnoreSilica | 2019 | 50.9512 | 4.3846 | 0.12184 | 4 | 42164.4196 | 73220.8365 | 859.5787 | 1492.7058 | 71.2842 | 0 | 115.6039 | 751653.5946 | 21860.7803 | 1154012.3765 | 1301980.8684 | 0 | 148528.2461 | 0 | 1317433.9877 | 3427692.993 | 2339470.8998 | 10462633.7463 | 961560.8286 | 9125037.6958 | 9125037.6958 | 1478867.319 | 4531736.1482 | 0 | 20549232.2707 | 35684873.4337 | 237137.3706 | 0.48736 | 42164.4196 | 73220.8365 | 859.5787 | 1492.7058
1 | 2900 | 707 | 0.02 | 15 | 15 | 7 | 3.1623e-10 | 5spot_SharedNeighbor | Water | Porous | Wet | R245fa | MinimizeLCOE_Brownfield | IgnoreSilica | 2019 | 56.4741 | 4.8643 | 0.13972 | 4 | 38420.4648 | 65502.7804 | 783.2531 | 1335.3628 | 71.3176 | 0 | 108.8794 | 808742.6951 | 23524.7173 | 1253929.7935 | 1441263.6084 | 0 | 148588.1323 | 0 | 1433659.0891 | 3730086.866 | 2545860.9317 | 11385655.8334 | 961560.8286 | 9125037.6958 | 9125037.6958 | 1478867.319 | 4531736.1482 | 0 | 21472254.3578 | 36607895.5208 | 316227.766 | 0.55888 | 38420.4648 | 65502.7804 | 783.2531 | 1335.3628
1 | 2900 | 707 | 0.02 | 15 | 15 | 7 | 4.217e-10 | 5spot_SharedNeighbor | Water | Porous | Wet | R245fa | MinimizeLCOE_Brownfield | IgnoreSilica | 2019 | 61.2265 | 5.2768 | 0.15595 | 4 | 35668.6137 | 59931.5652 | 727.1529 | 1221.786 | 71.3393 | 0 | 137.4014 | 856481.5217 | 24914.8052 | 1338270.34 | 1561058.7107 | 0 | 146653.4921 | 0 | 1531677.7592 | 3985111.3391 | 2719920.3748 | 12164088.3427 | 961560.8286 | 9125037.6958 | 9125037.6958 | 1478867.319 | 4531736.1482 | 0 | 22250686.8671 | 37386328.03 | 421696.5034 | 0.62382 | 35668.6137 | 59931.5652 | 727.1529 | 1221.786
1 | 2900 | 707 | 0.02 | 15 | 15 | 7 | 5.6234e-10 | 5spot_SharedNeighbor | Water | Porous | Wet | R245fa | MinimizeLCOE_Brownfield | IgnoreSilica | 2019 | 65.1512 | 5.6171 | 0.17004 | 4 | 33642.873 | 55896.2118 | 685.8555 | 1139.5199 | 71.3526 | 0 | 116.0726 | 895018.2425 | 26035.9578 | 1406866.1026 | 1659934.1969 | 0 | 143434.9417 | 0 | 1611202.8822 | 4192019.3962 | 2861139.3753 | 12795651.0952 | 961560.8286 | 9125037.6958 | 9125037.6958 | 1478867.319 | 4531736.1482 | 0 | 22882249.6196 | 38017890.7825 | 562341.3252 | 0.68015 | 33642.873 | 55896.2118 | 685.8555 | 1139.5199
1 | 2900 | 707 | 0.02 | 15 | 15 | 7 | 7.4989e-10 | 5spot_SharedNeighbor | Water | Porous | Wet | R245fa | MinimizeLCOE_Brownfield | IgnoreSilica | 2019 | 68.3176 | 5.8914 | 0.18185 | 4 | 32148.15 | 52956.2001 | 655.3835 | 1079.5838 | 71.3605 | 0 | 132.195 | 925558.3766 | 26923.783 | 1461549.4779 | 1739656.9336 | 0 | 139714.4817 | 0 | 1674427.1906 | 4356516.0777 | 2973411.7405 | 13297758.0616 | 961560.8286 | 9125037.6958 | 9125037.6958 | 1478867.319 | 4531736.1482 | 0 | 23384356.586 | 38519997.749 | 749894.2093 | 0.72739 | 32148.15 | 52956.2001 | 655.3835 | 1079.5838
1 | 2900 | 707 | 0.02 | 15 | 15 | 7 | 1e-09 | 5spot_SharedNeighbor | Water | Porous | Wet | R245fa | MinimizeLCOE_Brownfield | IgnoreSilica | 2019 | 70.8197 | 6.1079 | 0.19148 | 4 | 31042.3259 | 50803.4284 | 632.8398 | 1035.6966 | 71.3651 | 0 | 122.3582 | 949359.6367 | 27615.2564 | 1504362.6473 | 1802620.0147 | 0 | 135984.5025 | 0 | 1723777.4024 | 4484915.2057 | 3061046.7837 | 13689681.4494 | 961560.8286 | 9125037.6958 | 9125037.6958 | 1478867.319 | 4531736.1482 | 0 | 23776279.9738 | 38911921.1367 | 1000000 | 0.76593 | 31042.3259 | 50803.4284 | 632.8398 | 1035.6966
1 | 2900 | 707 | 0.02 | 15 | 15 | 7 | 1.3335e-09 | 5spot_SharedNeighbor | Water | Porous | Wet | R245fa | MinimizeLCOE_Brownfield | IgnoreSilica | 2019 | 72.7734 | 6.2769 | 0.19919 | 4 | 30222.1149 | 49218.9603 | 616.1187 | 1003.3951 | 71.3676 | 0 | 134.0184 | 967747.2511 | 28149.1701 | 1537555.0989 | 1851759.1295 | 0 | 132572.3788 | 0 | 1761935.381 | 4584194.4388 | 3128806.9003 | 13992719.7485 | 961560.8286 | 9125037.6958 | 9125037.6958 | 1478867.319 | 4531736.1482 | 0 | 24079318.2729 | 39214959.4359 | 1333521.4322 | 0.79674 | 30222.1149 | 49218.9603 | 616.1187 | 1003.3951
1 | 2900 | 707 | 0.02 | 15 | 15 | 7 | 1.7783e-09 | 5spot_SharedNeighbor | Water | Porous | Wet | R245fa | MinimizeLCOE_Brownfield | IgnoreSilica | 2019 | 74.2614 | 6.4055 | 0.20522 | 4 | 29612.36 | 48050.8952 | 603.688 | 979.5825 | 71.369 | 0 | 151.8529 | 981638.6559 | 28552.3595 | 1562698.8748 | 1889169.343 | 0 | 129524.9072 | 0 | 1790717.8147 | 4659080.4272 | 3179918.1261 | 14221300.5084 | 961560.8286 | 9125037.6958 | 9125037.6958 | 1478867.319 | 4531736.1482 | 0 | 24307899.0328 | 39443540.1958 | 1778279.41 | 0.82087 | 29612.36 | 48050.8952 | 603.688 | 979.5825
1 | 2900 | 707 | 0.02 | 15 | 15 | 7 | 2.3714e-09 | 5spot_SharedNeighbor | Water | Porous | Wet | R245fa | MinimizeLCOE_Brownfield | IgnoreSilica | 2019 | 75.4166 | 6.5052 | 0.20993 | 4 | 29158.1919 | 47182.9494 | 594.4292 | 961.8882 | 71.3697 | 0 | 148.4478 | 992357.5997 | 28863.3675 | 1582140.2002 | 1918204.4713 | 0 | 127050.5878 | 0 | 1812960.3283 | 4716950.8851 | 3219415.9027 | 14397943.3427 | 961560.8286 | 9125037.6958 | 9125037.6958 | 1478867.319 | 4531736.1482 | 0 | 24484541.867 | 39620183.03 | 2371373.7057 | 0.83971 | 29158.1919 | 47182.9494 | 594.4292 | 961.8882
1 | 2900 | 707 | 0.02 | 15 | 15 | 7 | 3.1623e-09 | 5spot_SharedNeighbor | Water | Porous | Wet | R245fa | MinimizeLCOE_Brownfield | IgnoreSilica | 2019 | 76.2862 | 6.5803 | 0.21354 | 4 | 28819.385 | 46539.0986 | 587.5221 | 948.7625 | 71.37 | 0 | 130.7552 | 1000389.0762 | 29096.3393 | 1596729.8809 | 1940056.0125 | 0 | 124996.0907 | 0 | 1829594.2858 | 4760229.0304 | 3248954.1262 | 14530044.842 | 961560.8286 | 9125037.6958 | 9125037.6958 | 1478867.319 | 4531736.1482 | 0 | 24616643.3664 | 39752284.5293 | 3162277.6602 | 0.85417 | 28819.385 | 46539.0986 | 587.5221 | 948.7625
1 | 2900 | 707 | 0.02 | 15 | 15 | 7 | 4.217e-09 | 5spot_SharedNeighbor | Water | Porous | Wet | R245fa | MinimizeLCOE_Brownfield | IgnoreSilica | 2019 | 76.9487 | 6.6375 | 0.21631 | 4 | 28566.3264 | 46059.1674 | 582.3632 | 938.9784 | 71.3702 | 0 | 137.1915 | 1006486.4771 | 29273.174 | 1607819.1808 | 1956700.4101 | 0 | 123373.6394 | 0 | 1842224.6237 | 4793090.5787 | 3271382.8081 | 14630350.8919 | 961560.8286 | 9125037.6958 | 9125037.6958 | 1478867.319 | 4531736.1482 | 0 | 24716949.4163 | 39852590.5793 | 4216965.0343 | 0.86525 | 28566.3264 | 46059.1674 | 582.3632 | 938.9784
1 | 2900 | 707 | 0.02 | 15 | 15 | 7 | 5.6234e-09 | 5spot_SharedNeighbor | Water | Porous | Wet | R245fa | MinimizeLCOE_Brownfield | IgnoreSilica | 2019 | 77.446 | 6.6804 | 0.21841 | 4 | 28377.1333 | 45701.5603 | 578.5062 | 931.6881 | 71.3703 | 0 | 151.3244 | 1011051.4202 | 29405.5449 | 1616128.7512 | 1969192.6286 | 0 | 122085.6207 | 0 | 1851666.9466 | 4817657.566 | 3288150.2818 | 14705338.7602 | 961560.8286 | 9125037.6958 | 9125037.6958 | 1478867.319 | 4531736.1482 | 0 | 24791937.2846 | 39927578.4475 | 5623413.2519 | 0.87366 | 28377.1333 | 45701.5603 | 578.5062 | 931.6881
1 | 2900 | 707 | 0.02 | 15 | 15 | 7 | 7.4989e-09 | 5spot_SharedNeighbor | Water | Porous | Wet | R245fa | MinimizeLCOE_Brownfield | IgnoreSilica | 2019 | 77.8307 | 6.7136 | 0.22002 | 4 | 28235.584 | 45433.313 | 575.6206 | 926.2195 | 71.3703 | 0 | 145.6772 | 1014575.4507 | 29507.7205 | 1622547.8434 | 1978854.5078 | 0 | 121126.8672 | 0 | 1858978.8319 | 4836681.5916 | 3301134.5701 | 14763407.3831 | 961560.8286 | 9125037.6958 | 9125037.6958 | 1478867.319 | 4531736.1482 | 0 | 24850005.9075 | 39985647.0705 | 7498942.0933 | 0.8801 | 28235.584 | 45433.313 | 575.6206 | 926.2195
1 | 2900 | 707 | 0.02 | 15 | 15 | 7 | 1e-08 | 5spot_SharedNeighbor | Water | Porous | Wet | R245fa | MinimizeLCOE_Brownfield | IgnoreSilica | 2019 | 78.1083 | 6.7375 | 0.22122 | 4 | 28129.6203 | 45234.1867 | 573.4604 | 922.1601 | 71.3702 | 0 | 140.9944 | 1017115.1988 | 29581.3514 | 1627176.3716 | 1985827.597 | 0 | 120337.7113 | 0 | 1864214.9097 | 4850304.7921 | 3310432.6844 | 14804990.6163 | 961560.8286 | 9125037.6958 | 9125037.6958 | 1478867.319 | 4531736.1482 | 0 | 24891589.1407 | 40027230.3037 | 10000000 | 0.88489 | 28129.6203 | 45234.1867 | 573.4604 | 922.1601
1 | 3000 | 707 | 0.02 | 15 | 15 | 7 | 1e-13 | 5spot_SharedNeighbor | Water | Porous | Wet | R245fa | MinimizeLCOE_Brownfield | IgnoreSilica | 2019 | 0 | 0 | 0 | 0 |  |  |  |  | 15 |  | 18.0013 | [19 empty] | 100 | 0
1 | 3000 | 707 | 0.02 | 15 | 15 | 7 | 1.3335e-13 | 5spot_SharedNeighbor | Water | Porous | Wet | R245fa | MinimizeLCOE_Brownfield | IgnoreSilica | 2019 | 0 | 0 | 0 | 0 |  |  |  |  | 15 |  | 21.2012 | [19 empty] | 133.3521 | 0
1 | 3000 | 707 | 0.02 | 15 | 15 | 7 | 1.7783e-13 | 5spot_SharedNeighbor | Water | Porous | Wet | R245fa | MinimizeLCOE_Brownfield | IgnoreSilica | 2019 | 0 | 0 | 0 | 0 |  |  |  |  | 15 |  | 22.0596 | [19 empty] | 177.8279 | 0
1 | 3000 | 707 | 0.02 | 15 | 15 | 7 | 2.3714e-13 | 5spot_SharedNeighbor | Water | Porous | Wet | R245fa | MinimizeLCOE_Brownfield | IgnoreSilica | 2019 | 0 | 0 | 0 | 0 |  |  |  |  | 15 |  | 24.9627 | [19 empty] | 237.1374 | 0
1 | 3000 | 707 | 0.02 | 15 | 15 | 7 | 3.1623e-13 | 5spot_SharedNeighbor | Water | Porous | Wet | R245fa | MinimizeLCOE_Brownfield | IgnoreSilica | 2019 | 0 | 0 | 0 | 0 |  |  |  |  | 15 |  | 24.1217 | [19 empty] | 316.2278 | 0
1 | 3000 | 707 | 0.02 | 15 | 15 | 7 | 4.217e-13 | 5spot_SharedNeighbor | Water | Porous | Wet | R245fa | MinimizeLCOE_Brownfield | IgnoreSilica | 2019 | 0 | 0 | 0 | 0 |  |  |  |  | 15 |  | 22.7746 | [19 empty] | 421.6965 | 0
1 | 3000 | 707 | 0.02 | 15 | 15 | 7 | 5.6234e-13 | 5spot_SharedNeighbor | Water | Porous | Wet | R245fa | MinimizeLCOE_Brownfield | IgnoreSilica | 2019 | 0 | 0 | 0 | 0 |  |  |  |  | 15 |  | 25.4322 | [19 empty] | 562.3413 | 0
1 | 3000 | 707 | 0.02 | 15 | 15 | 7 | 7.4989e-13 | 5spot_SharedNeighbor | Water | Porous | Wet | R245fa | MinimizeLCOE_Brownfield | IgnoreSilica | 2019 | 0 | 0 | 0 | 0 |  |  |  |  | 15 |  | 26.2563 | [19 empty] | 749.8942 | 0
1 | 3000 | 707 | 0.02 | 15 | 15 | 7 | 1e-12 | 5spot_SharedNeighbor | Water | Porous | Wet | R245fa | MinimizeLCOE_Brownfield | IgnoreSilica | 2019 | 0 | 0 | 0 | 0 |  |  |  |  | 15 |  | 27.7884 | [19 empty] | 1000 | 0
1 | 3000 | 707 | 0.02 | 15 | 15 | 7 | 1.3335e-12 | 5spot_SharedNeighbor | Water | Porous | Wet | R245fa | MinimizeLCOE_Brownfield | IgnoreSilica | 2019 | 0 | 0 | 0 | 0 |  |  |  |  | 15 |  | 29.9101 | [19 empty] | 1333.5214 | 0
1 | 3000 | 707 | 0.02 | 15 | 15 | 7 | 1.7783e-12 | 5spot_SharedNeighbor | Water | Porous | Wet | R245fa | MinimizeLCOE_Brownfield | IgnoreSilica | 2019 | 0 | 0 | 0 | 0 |  |  |  |  | 15 |  | 27.6698 | [19 empty] | 1778.2794 | 0
1 | 3000 | 707 | 0.02 | 15 | 15 | 7 | 2.3714e-12 | 5spot_SharedNeighbor | Water | Porous | Wet | R245fa | MinimizeLCOE_Brownfield | IgnoreSilica | 2019 | 0 | 0 | 0 | 0 |  |  |  |  | 15 |  | 30.76 | [19 empty] | 2371.3737 | 0
1 | 3000 | 707 | 0.02 | 15 | 15 | 7 | 3.1623e-12 | 5spot_SharedNeighbor | Water | Porous | Wet | R245fa | MinimizeLCOE_Brownfield | IgnoreSilica | 2019 | 1.6 | 0.10726 | 0.00026606 | 4 | 10426317.1512 | 25142923.0785 | 212554.5778 | 512572.4953 | 63.0359 | 0 | 34.7885 | 50986.6534 | 1361.685 | 59743.323 | 58695.1821 | 0 | 33759.974 | 0 | 79773.2588 | 207553.6557 | 141659.6348 | 633533.3667 | 961560.8286 | 9501104.8411 | 9501104.8411 | 1478867.319 | 4682163.0063 | 0 | 11096199.0364 | 26758334.2028 | 3162.2777 | 0.0010642 | 10426317.1512 | 25142923.0785 | 212554.5778 | 512572.4953
1 | 3000 | 707 | 0.02 | 15 | 15 | 7 | 4.217e-12 | 5spot_SharedNeighbor | Water | Porous | Wet | R245fa | MinimizeLCOE_Brownfield | IgnoreSilica | 2019 | 1.6 | 0.10727 | 0.0010904 | 4 | 2540388.177 | 6131447.1203 | 51789.2491 | 124997.8429 | 63.0365 | 0 | 36.7572 | 50987.9044 | 1361.7251 | 59744.3101 | 58695.6256 | 0 | 28434.5092 | 0 | 77697.3891 | 202152.6684 | 137973.35 | 617047.482 | 961560.8286 | 9501104.8411 | 9501104.8411 | 1478867.319 | 4682163.0063 | 0 | 11079713.1516 | 26741848.318 | 4216.965 | 0.0043614 | 2540388.177 | 6131447.1203 | 51789.2491 | 124997.8429
1 | 3000 | 707 | 0.02 | 15 | 15 | 7 | 5.6234e-12 | 5spot_SharedNeighbor | Water | Porous | Wet | R245fa | MinimizeLCOE_Brownfield | IgnoreSilica | 2019 | 2.7035 | 0.2056 | 0.0024734 | 4 | 1156420.1488 | 2739498.3936 | 23575.1889 | 55848.3802 | 66.9839 | 0 | 52.3536 | 84596.031 | 2345.8336 | 100177.6418 | 87128.6203 | 0 | 41625.5722 | 0 | 123190.7426 | 320517.0423 | 218759.4673 | 978340.951 | 961560.8286 | 9501104.8411 | 9501104.8411 | 1478867.319 | 4682163.0063 | 0 | 11441006.6207 | 27103141.7871 | 5623.4133 | 0.0098935 | 1156420.1488 | 2739498.3936 | 23575.1889 | 55848.3802
1 | 3000 | 707 | 0.02 | 15 | 15 | 7 | 7.4989e-12 | 5spot_SharedNeighbor | Water | Porous | Wet | R245fa | MinimizeLCOE_Brownfield | IgnoreSilica | 2019 | 3.6781 | 0.29354 | 0.0042936 | 4 | 682796.8107 | 1594737.0062 | 13919.7365 | 32510.8709 | 68.6193 | 0 | 53.6351 | 110652.9503 | 3117.5636 | 132998.8913 | 112334.7507 | 0 | 49012.8418 | 0 | 159165.6291 | 414116.3177 | 282642.896 | 1264041.8407 | 961560.8286 | 9501104.8411 | 9501104.8411 | 1478867.319 | 4682163.0063 | 0 | 11726707.5104 | 27388842.6768 | 7498.9421 | 0.017175 | 682796.8107 | 1594737.0062 | 13919.7365 | 32510.8709
1 | 3000 | 707 | 0.02 | 15 | 15 | 7 | 1e-11 | 5spot_SharedNeighbor | Water | Porous | Wet | R245fa | MinimizeLCOE_Brownfield | IgnoreSilica | 2019 | 4.9156 | 0.40587 | 0.0067942 | 4 | 444037.1849 | 1020342.4909 | 9052.2986 | 20801.0618 | 69.8024 | 0 | 49.4628 | 140644.6677 | 4009.0337 | 172169.2139 | 144409.6852 | 0 | 56918.372 | 0 | 202078.8793 | 525767.7918 | 358847.3213 | 1604844.9649 | 961560.8286 | 9501104.8411 | 9501104.8411 | 1478867.319 | 4682163.0063 | 0 | 12067510.6346 | 27729645.801 | 10000 | 0.027177 | 444037.1849 | 1020342.4909 | 9052.2986 | 20801.0618
1 | 3000 | 707 | 0.02 | 15 | 15 | 7 | 1.3335e-11 | 5spot_SharedNeighbor | Water | Porous | Wet | R245fa | MinimizeLCOE_Brownfield | IgnoreSilica | 2019 | 6.4813 | 0.54825 | 0.010153 | 4 | 307162.3593 | 692825.3239 | 6261.9202 | 14124.1813 | 70.6642 | 0 | 86.9982 | 175169.3 | 5036.6964 | 218823.6063 | 185006.9428 | 0 | 65405.3336 | 0 | 253282.3329 | 658988.6748 | 449773.3114 | 2011486.1981 | 961560.8286 | 9501104.8411 | 9501104.8411 | 1478867.319 | 4682163.0063 | 0 | 12474151.8678 | 28136287.0342 | 13335.2143 | 0.040611 | 307162.3593 | 692825.3239 | 6261.9202 | 14124.1813
1 | 3000 | 707 | 0.02 | 15 | 15 | 7 | 1.7783e-11 | 5spot_SharedNeighbor | Water | Porous | Wet | R245fa | MinimizeLCOE_Brownfield | IgnoreSilica | 2019 | 8.3377 | 0.71644 | 0.014495 | 4 | 222964.9965 | 493098.3967 | 4545.443 | 10052.4778 | 71.2304 | 0 | 77.4322 | 212424.8785 | 6144.2622 | 270913.6683 | 233013.5838 | 0 | 73266.7511 | 0 | 310347.6261 | 807460.8621 | 551108.63 | 2464680.262 | 961560.8286 | 9501104.8411 | 9501104.8411 | 1478867.319 | 4682163.0063 | 0 | 12927345.9317 | 28589481.0981 | 17782.7941 | 0.057979 | 222964.9965 | 493098.3967 | 4545.443 | 10052.4778
1 | 3000 | 707 | 0.02 | 15 | 15 | 7 | 2.3714e-11 | 5spot_SharedNeighbor | Water | Porous | Wet | R245fa | MinimizeLCOE_Brownfield | IgnoreSilica | 2019 | 11.1493 | 0.97448 | 0.020643 | 4 | 164664.2872 | 354343.553 | 3356.9042 | 7223.7726 | 71.8511 | 0 | 97.3196 | 265109.5275 | 7715.9515 | 346310.9013 | 306269.5421 | 0 | 86439.1365 | 0 | 394619.573 | 1026719.1813 | 700756.9382 | 3133940.7513 | 961560.8286 | 9501104.8411 | 9501104.8411 | 1478867.319 | 4682163.0063 | 0 | 13596606.421 | 29258741.5874 | 23713.7371 | 0.082572 | 164664.2872 | 354343.553 | 3356.9042 | 7223.7726
1 | 3000 | 707 | 0.02 | 15 | 15 | 7 | 3.1623e-11 | 5spot_SharedNeighbor | Water | Porous | Wet | R245fa | MinimizeLCOE_Brownfield | IgnoreSilica | 2019 | 14.4092 | 1.2723 | 0.028421 | 4 | 126027.4515 | 263797.6203 | 2569.2401 | 5377.8713 | 72.2279 | 0 | 93.4956 | 320668.2068 | 9369.6599 | 428516.26 | 390954.3942 | 0 | 98216.6862 | 0 | 486612.8307 | 1266066.7676 | 864116.584 | 3864521.3893 | 961560.8286 | 9501104.8411 | 9501104.8411 | 1478867.319 | 4682163.0063 | 0 | 14327187.059 | 29989322.2254 | 31622.7766 | 0.11368 | 126027.4515 | 263797.6203 | 2569.2401 | 5377.8713
1 | 3000 | 707 | 0.02 | 15 | 15 | 7 | 4.217e-11 | 5spot_SharedNeighbor | Water | Porous | Wet | R245fa | MinimizeLCOE_Brownfield | IgnoreSilica | 2019 | 18.4233 | 1.6391 | 0.038421 | 4 | 98827.2307 | 200739.1157 | 2014.7268 | 4092.3384 | 72.5114 | 0 | 110.7047 | 383930.0043 | 11251.0442 | 524655.806 | 495244.0024 | 0 | 110596.6759 | 0 | 595014.2378 | 1548104.9925 | 1056613.4678 | 4725410.2309 | 961560.8286 | 9501104.8411 | 9501104.8411 | 1478867.319 | 4682163.0063 | 0 | 15188075.9006 | 30850211.067 | 42169.6503 | 0.15368 | 98827.2307 | 200739.1157 | 2014.7268 | 4092.3384
1 | 3000 | 707 | 0.02 | 15 | 15 | 7 | 5.6234e-11 | 5spot_SharedNeighbor | Water | Porous | Wet | R245fa | MinimizeLCOE_Brownfield | IgnoreSilica | 2019 | 23.254 | 2.0807 | 0.051018 | 4 | 79299.0656 | 156047.7352 | 1616.6187 | 3181.2442 | 72.7249 | 0 | 101.0941 | 454654.9064 | 13352.1901 | 634849.7012 | 620766.0235 | 0 | 123151.9888 | 0 | 720242.1759 | 1873922.3997 | 1278990.5431 | 5719929.9287 | 961560.8286 | 9501104.8411 | 9501104.8411 | 1478867.319 | 4682163.0063 | 0 | 16182595.5984 | 31844730.7648 | 56234.1325 | 0.20407 | 79299.0656 | 156047.7352 | 1616.6187 | 3181.2442
1 | 3000 | 707 | 0.02 | 15 | 15 | 7 | 7.4989e-11 | 5spot_SharedNeighbor | Water | Porous | Wet | R245fa | MinimizeLCOE_Brownfield | IgnoreSilica | 2019 | 28.9102 | 2.5979 | 0.066462 | 4 | 65090.3229 | 124004.0095 | 1326.9543 | 2527.9895 | 72.8862 | 0 | 99.4012 | 531979.7565 | 15646.8569 | 758121.7969 | 767761.7405 | 0 | 135389.0762 | 0 | 861470.6985 | 2241370.0456 | 1529781.1117 | 6841521.0829 | 961560.8286 | 9501104.8411 | 9501104.8411 | 1478867.319 | 4682163.0063 | 0 | 17304186.7526 | 32966321.919 | 74989.4209 | 0.26585 | 65090.3229 | 124004.0095 | 1326.9543 | 2527.9895
1 | 3000 | 707 | 0.02 | 15 | 15 | 7 | 1e-10 | 5spot_SharedNeighbor | Water | Porous | Wet | R245fa | MinimizeLCOE_Brownfield | IgnoreSilica | 2019 | 35.1977 | 3.173 | 0.084639 | 4 | 54667.5602 | 100929.2108 | 1114.4722 | 2057.5785 | 73.0065 | 0 | 129.5236 | 612732.6762 | 18040.5588 | 889548.2153 | 931187.3767 | 0 | 146062.2034 | 0 | 1013052.7019 | 2635755.3246 | 1798957.1684 | 8045336.2254 | 961560.8286 | 9501104.8411 | 9501104.8411 | 1478867.319 | 4682163.0063 | 0 | 18508001.8951 | 34170137.0615 | 100000 | 0.33856 | 54667.5602 | 100929.2108 | 1114.4722 | 2057.5785
1 | 3000 | 707 | 0.02 | 15 | 15 | 7 | 1.3335e-10 | 5spot_SharedNeighbor | Water | Porous | Wet | R245fa | MinimizeLCOE_Brownfield | IgnoreSilica | 2019 | 41.8527 | 3.7819 | 0.10503 | 4 | 46993.3763 | 84273.5714 | 958.0235 | 1718.0307 | 73.0958 | 0 | 135.2245 | 693608.7673 | 20435.1764 | 1023599.7903 | 1104201.8686 | 0 | 154410.796 | 0 | 1168539.9954 | 3040301.3676 | 2075068.1553 | 9280165.9169 | 961560.8286 | 9501104.8411 | 9501104.8411 | 1478867.319 | 4682163.0063 | 0 | 19742831.5866 | 35404966.753 | 133352.1432 | 0.42012 | 46993.3763 | 84273.5714 | 958.0235 | 1718.0307
1 | 3000 | 707 | 0.02 | 15 | 15 | 7 | 1.7783e-10 | 5spot_SharedNeighbor | Water | Porous | Wet | R245fa | MinimizeLCOE_Brownfield | IgnoreSilica | 2019 | 48.4498 | 4.3855 | 0.12659 | 4 | 41339.7498 | 72271.4007 | 842.7667 | 1473.3503 | 73.1602 | 0 | 98.4837 | 770038.1415 | 22695.6794 | 1152275.1315 | 1275712.6242 | 0 | 159555.2811 | 0 | 1318307.9745 | 3429966.9276 | 2341022.9068 | 10469574.6667 | 961560.8286 | 9501104.8411 | 9501104.8411 | 1478867.319 | 4682163.0063 | 0 | 20932240.3364 | 36594375.5028 | 177827.941 | 0.50635 | 41339.7498 | 72271.4007 | 842.7667 | 1473.3503
1 | 3000 | 707 | 0.02 | 15 | 15 | 7 | 2.3714e-10 | 5spot_SharedNeighbor | Water | Porous | Wet | R245fa | MinimizeLCOE_Brownfield | IgnoreSilica | 2019 | 54.0794 | 4.9005 | 0.14794 | 4 | 37025.8056 | 63492.9217 | 754.8211 | 1294.3891 | 73.2013 | 0 | 94.29 | 832781.0622 | 24549.4438 | 1259251.3351 | 1422039.4605 | 0 | 157447.1726 | 0 | 1441466.705 | 3750400.6808 | 2559725.5277 | 11447661.3877 | 961560.8286 | 9501104.8411 | 9501104.8411 | 1478867.319 | 4682163.0063 | 0 | 21910327.0574 | 37572462.2238 | 237137.3706 | 0.59176 | 37025.8056 | 63492.9217 | 754.8211 | 1294.3891
1 | 3000 | 707 | 0.02 | 15 | 15 | 7 | 3.1623e-10 | 5spot_SharedNeighbor | Water | Porous | Wet | R245fa | MinimizeLCOE_Brownfield | IgnoreSilica | 2019 | 60.1035 | 5.451 | 0.16823 | 4 | 34118.0579 | 57392.8548 | 695.5428 | 1170.031 | 73.2337 | 0 | 108.8372 | 897715.4647 | 26465.856 | 1371178.9365 | 1578547.657 | 0 | 160680.6979 | 0 | 1573489.5587 | 4093897.0647 | 2794168.8679 | 12496144.1035 | 961560.8286 | 9501104.8411 | 9501104.8411 | 1478867.319 | 4682163.0063 | 0 | 22958809.7732 | 38620944.9396 | 316227.766 | 0.67292 | 34118.0579 | 57392.8548 | 695.5428 | 1170.031
1 | 3000 | 707 | 0.02 | 15 | 15 | 7 | 4.217e-10 | 5spot_SharedNeighbor | Water | Porous | Wet | R245fa | MinimizeLCOE_Brownfield | IgnoreSilica | 2019 | 64.7297 | 5.8734 | 0.18623 | 4 | 31865.6285 | 52890.5898 | 649.6239 | 1078.2462 | 73.2514 | 0 | 125.9969 | 946183.3396 | 27894.7131 | 1455506.4584 | 1698657.1547 | 0 | 157817.851 | 0 | 1671563.2116 | 4349064.5917 | 2968325.9482 | 13275013.2683 | 961560.8286 | 9501104.8411 | 9501104.8411 | 1478867.319 | 4682163.0063 | 0 | 23737678.938 | 39399814.1044 | 421696.5034 | 0.74493 | 31865.6285 | 52890.5898 | 649.6239 | 1078.2462
1 | 3000 | 707 | 0.02 | 15 | 15 | 7 | 5.6234e-10 | 5spot_SharedNeighbor | Water | Porous | Wet | R245fa | MinimizeLCOE_Brownfield | IgnoreSilica | 2019 | 68.5151 | 6.2186 | 0.20165 | 4 | 30205.1303 | 49622.1344 | 615.7724 | 1011.6143 | 73.2617 | 0 | 139.5333 | 985006.5631 | 29038.1556 | 1523529.374 | 1796868.241 | 0 | 153851.1339 | 0 | 1750434.4524 | 4554271.3816 | 3108383.7988 | 13901383.1003 | 961560.8286 | 9501104.8411 | 9501104.8411 | 1478867.319 | 4682163.0063 | 0 | 24364048.77 | 40026183.9364 | 562341.3252 | 0.80662 | 30205.1303 | 49622.1344 | 615.7724 | 1011.6143
1 | 3000 | 707 | 0.02 | 15 | 15 | 7 | 7.4989e-10 | 5spot_SharedNeighbor | Water | Porous | Wet | R245fa | MinimizeLCOE_Brownfield | IgnoreSilica | 2019 | 71.5554 | 6.4955 | 0.21447 | 4 | 28978.1044 | 47234.5968 | 590.7579 | 962.9411 | 73.2673 | 0 | 155.796 | 1015673.3368 | 29940.6296 | 1577558.3146 | 1875696.3203 | 0 | 149596.7015 | 0 | 1812901.4681 | 4716797.7427 | 3219311.3799 | 14397475.8934 | 961560.8286 | 9501104.8411 | 9501104.8411 | 1478867.319 | 4682163.0063 | 0 | 24860141.5631 | 40522276.7295 | 749894.2093 | 0.85789 | 28978.1044 | 47234.5968 | 590.7579 | 962.9411
1 | 3000 | 707 | 0.02 | 15 | 15 | 7 | 1e-09 | 5spot_SharedNeighbor | Water | Porous | Wet | R245fa | MinimizeLCOE_Brownfield | IgnoreSilica | 2019 | 73.9519 | 6.7135 | 0.22486 | 4 | 28069.0888 | 45482.1698 | 572.2263 | 927.2155 | 73.2701 | 0 | 156.9986 | 1039534.8923 | 30642.3564 | 1619778.6066 | 1937792.3154 | 0 | 145506.0221 | 0 | 1861569.1352 | 4843421.0294 | 3305734.3749 | 14783978.7323 | 961560.8286 | 9501104.8411 | 9501104.8411 | 1478867.319 | 4682163.0063 | 0 | 25246644.402 | 40908779.5684 | 1000000 | 0.89945 | 28069.0888 | 45482.1698 | 572.2263 | 927.2155
1 | 3000 | 707 | 0.02 | 15 | 15 | 7 | 1.3335e-09 | 5spot_SharedNeighbor | Water | Porous | Wet | R245fa | MinimizeLCOE_Brownfield | IgnoreSilica | 2019 | 75.789 | 6.8805 | 0.23308 | 4 | 27394.0531 | 44193.4164 | 558.4648 | 900.9426 | 73.2713 | 0 | 166.1228 | 1057647.8313 | 31174.7324 | 1651932.9311 | 1985371.9547 | 0 | 141718.9084 | 0 | 1898460.0796 | 4939403.6994 | 3371244.5194 | 15076954.6563 | 961560.8286 | 9501104.8411 | 9501104.8411 | 1478867.319 | 4682163.0063 | 0 | 25539620.326 | 41201755.4924 | 1333521.4322 | 0.93231 | 27394.0531 | 44193.4164 | 558.4648 | 900.9426
1 | 3000 | 707 | 0.02 | 15 | 15 | 7 | 1.7783e-09 | 5spot_SharedNeighbor | Water | Porous | Wet | R245fa | MinimizeLCOE_Brownfield | IgnoreSilica | 2019 | 77.2071 | 7.0093 | 0.23952 | 4 | 26891.7276 | 43239.3564 | 548.2242 | 881.4928 | 73.2718 | 0 | 130.6319 | 1071524.2564 | 31582.4112 | 1676628.1508 | 2022081.666 | 0 | 138505.4284 | 0 | 1926725.546 | 5012944.6449 | 3421437.7258 | 15301429.8295 | 961560.8286 | 9501104.8411 | 9501104.8411 | 1478867.319 | 4682163.0063 | 0 | 25764095.4992 | 41426230.6656 | 1778279.41 | 0.95807 | 26891.7276 | 43239.3564 | 548.2242 | 881.4928
1 | 3000 | 707 | 0.02 | 15 | 15 | 7 | 2.3714e-09 | 5spot_SharedNeighbor | Water | Porous | Wet | R245fa | MinimizeLCOE_Brownfield | IgnoreSilica | 2019 | 78.2982 | 7.1084 | 0.24452 | 4 | 26517.2777 | 42530.4867 | 540.5906 | 867.0415 | 73.2718 | 0 | 138.511 | 1082140.81 | 31894.2109 | 1695558.0272 | 2050318.9283 | 0 | 135883.9226 | 0 | 1948360.4006 | 5069234.0987 | 3459856.4347 | 15473246.8328 | 961560.8286 | 9501104.8411 | 9501104.8411 | 1478867.319 | 4682163.0063 | 0 | 25935912.5025 | 41598047.6689 | 2371373.7057 | 0.97808 | 26517.2777 | 42530.4867 | 540.5906 | 867.0415
1 | 3000 | 707 | 0.02 | 15 | 15 | 7 | 3.1623e-09 | 5spot_SharedNeighbor | Water | Porous | Wet | R245fa | MinimizeLCOE_Brownfield | IgnoreSilica | 2019 | 79.1265 | 7.1836 | 0.24836 | 4 | 26237.764 | 42003.3008 | 534.8923 | 856.2941 | 73.2716 | 0 | 157.2323 | 1090165.1007 | 32129.8154 | 1709886.5353 | 2071748.555 | 0 | 133762.872 | 0 | 1964700.2226 | 5111746.9637 | 3488872.3386 | 15603012.4034 | 961560.8286 | 9501104.8411 | 9501104.8411 | 1478867.319 | 4682163.0063 | 0 | 26065678.0731 | 41727813.2395 | 3162277.6602 | 0.99344 | 26237.764 | 42003.3008 | 534.8923 | 856.2941
1 | 3000 | 707 | 0.02 | 15 | 15 | 7 | 4.217e-09 | 5spot_SharedNeighbor | Water | Porous | Wet | R245fa | MinimizeLCOE_Brownfield | IgnoreSilica | 2019 | 79.7527 | 7.2404 | 0.25129 | 4 | 26028.8895 | 41610.5112 | 530.6341 | 848.2866 | 73.2714 | 0 | 149.5723 | 1096212.0219 | 32307.3255 | 1720695.9913 | 2087946.9766 | 0 | 132077.2747 | 0 | 1977003.4401 | 5143757.4119 | 3510720.1273 | 15700720.5691 | 961560.8286 | 9501104.8411 | 9501104.8411 | 1478867.319 | 4682163.0063 | 0 | 26163386.2388 | 41825521.4052 | 4216965.0343 | 1.0052 | 26028.8895 | 41610.5112 | 530.6341 | 848.2866
1 | 3000 | 707 | 0.02 | 15 | 15 | 7 | 5.6234e-09 | 5spot_SharedNeighbor | Water | Porous | Wet | R245fa | MinimizeLCOE_Brownfield | IgnoreSilica | 2019 | 80.2324 | 7.2839 | 0.25353 | 4 | 25872.6707 | 41316.6354 | 527.4494 | 842.2955 | 73.2712 | 0 | 143.1513 | 1100832.8838 | 32442.9519 | 1728963.0772 | 2100353.9861 | 0 | 130789.6958 | 0 | 1986419.212 | 5168255.3189 | 3527440.4522 | 15775497.5779 | 961560.8286 | 9501104.8411 | 9501104.8411 | 1478867.319 | 4682163.0063 | 0 | 26238163.2476 | 41900298.414 | 5623413.2519 | 1.0141 | 25872.6707 | 41316.6354 | 527.4494 | 842.2955
1 | 3000 | 707 | 0.02 | 15 | 15 | 7 | 7.4989e-09 | 5spot_SharedNeighbor | Water | Porous | Wet | R245fa | MinimizeLCOE_Brownfield | IgnoreSilica | 2019 | 80.5808 | 7.3155 | 0.25521 | 4 | 25755.7575 | 41098.4243 | 525.066 | 837.847 | 73.271 | 0 | 154.3333 | 1104182.5114 | 32541.2549 | 1734959.5409 | 2109363.29 | 0 | 129734.0479 | 0 | 1993204.4516 | 5185909.1205 | 3539489.5345 | 15829383.7516 | 961560.8286 | 9501104.8411 | 9501104.8411 | 1478867.319 | 4682163.0063 | 0 | 26292049.4213 | 41954184.5877 | 7498942.0933 | 1.0208 | 25755.7575 | 41098.4243 | 525.066 | 837.847
1 | 3000 | 707 | 0.02 | 15 | 15 | 7 | 1e-08 | 5spot_SharedNeighbor | Water | Porous | Wet | R245fa | MinimizeLCOE_Brownfield | IgnoreSilica | 2019 | 80.8392 | 7.3389 | 0.25646 | 4 | 25668.2177 | 40935.6245 | 523.2813 | 834.5281 | 73.2708 | 0 | 134.071 | 1106663.3953 | 32614.0562 | 1739402.8031 | 2116044.4101 | 0 | 128906.885 | 0 | 1998216.3044 | 5198948.9336 | 3548389.4749 | 15869186.2626 | 961560.8286 | 9501104.8411 | 9501104.8411 | 1478867.319 | 4682163.0063 | 0 | 26331851.9323 | 41993987.0987 | 10000000 | 1.0259 | 25668.2177 | 40935.6245 | 523.2813 | 834.5281
1 | 3100 | 707 | 0.02 | 15 | 15 | 7 | 1e-13 | 5spot_SharedNeighbor | Water | Porous | Wet | R245fa | MinimizeLCOE_Brownfield | IgnoreSilica | 2019 | 0 | 0 | 0 | 0 |  |  |  |  | 15 |  | 18.0056 | [19 empty] | 100 | 0
1 | 3100 | 707 | 0.02 | 15 | 15 | 7 | 1.3335e-13 | 5spot_SharedNeighbor | Water | Porous | Wet | R245fa | MinimizeLCOE_Brownfield | IgnoreSilica | 2019 | 0 | 0 | 0 | 0 |  |  |  |  | 15 |  | 18.6916 | [19 empty] | 133.3521 | 0
1 | 3100 | 707 | 0.02 | 15 | 15 | 7 | 1.7783e-13 | 5spot_SharedNeighbor | Water | Porous | Wet | R245fa | MinimizeLCOE_Brownfield | IgnoreSilica | 2019 | 0 | 0 | 0 | 0 |  |  |  |  | 15 |  | 20.8118 | [19 empty] | 177.8279 | 0
1 | 3100 | 707 | 0.02 | 15 | 15 | 7 | 2.3714e-13 | 5spot_SharedNeighbor | Water | Porous | Wet | R245fa | MinimizeLCOE_Brownfield | IgnoreSilica | 2019 | 0 | 0 | 0 | 0 |  |  |  |  | 15 |  | 22.2143 | [19 empty] | 237.1374 | 0
1 | 3100 | 707 | 0.02 | 15 | 15 | 7 | 3.1623e-13 | 5spot_SharedNeighbor | Water | Porous | Wet | R245fa | MinimizeLCOE_Brownfield | IgnoreSilica | 2019 | 0 | 0 | 0 | 0 |  |  |  |  | 15 |  | 20.9291 | [19 empty] | 316.2278 | 0
1 | 3100 | 707 | 0.02 | 15 | 15 | 7 | 4.217e-13 | 5spot_SharedNeighbor | Water | Porous | Wet | R245fa | MinimizeLCOE_Brownfield | IgnoreSilica | 2019 | 0 | 0 | 0 | 0 |  |  |  |  | 15 |  | 22.5503 | [19 empty] | 421.6965 | 0
1 | 3100 | 707 | 0.02 | 15 | 15 | 7 | 5.6234e-13 | 5spot_SharedNeighbor | Water | Porous | Wet | R245fa | MinimizeLCOE_Brownfield | IgnoreSilica | 2019 | 0 | 0 | 0 | 0 |  |  |  |  | 15 |  | 24.6323 | [19 empty] | 562.3413 | 0
1 | 3100 | 707 | 0.02 | 15 | 15 | 7 | 7.4989e-13 | 5spot_SharedNeighbor | Water | Porous | Wet | R245fa | MinimizeLCOE_Brownfield | IgnoreSilica | 2019 | 0 | 0 | 0 | 0 |  |  |  |  | 15 |  | 26.5665 | [19 empty] | 749.8942 | 0
1 | 3100 | 707 | 0.02 | 15 | 15 | 7 | 1e-12 | 5spot_SharedNeighbor | Water | Porous | Wet | R245fa | MinimizeLCOE_Brownfield | IgnoreSilica | 2019 | 0 | 0 | 0 | 0 |  |  |  |  | 15 |  | 26.5953 | [19 empty] | 1000 | 0
1 | 3100 | 707 | 0.02 | 15 | 15 | 7 | 1.3335e-12 | 5spot_SharedNeighbor | Water | Porous | Wet | R245fa | MinimizeLCOE_Brownfield | IgnoreSilica | 2019 | 0 | 0 | 0 | 0 |  |  |  |  | 15 |  | 28.4257 | [19 empty] | 1333.5214 | 0
1 | 3100 | 707 | 0.02 | 15 | 15 | 7 | 1.7783e-12 | 5spot_SharedNeighbor | Water | Porous | Wet | R245fa | MinimizeLCOE_Brownfield | IgnoreSilica | 2019 | 0 | 0 | 0 | 0 |  |  |  |  | 15 |  | 29.8959 | [19 empty] | 1778.2794 | 0
1 | 3100 | 707 | 0.02 | 15 | 15 | 7 | 2.3714e-12 | 5spot_SharedNeighbor | Water | Porous | Wet | R245fa | MinimizeLCOE_Brownfield | IgnoreSilica | 2019 | 0 | 0 | 0 | 0 |  |  |  |  | 15 |  | 30.4356 | [19 empty] | 2371.3737 | 0
1 | 3100 | 707 | 0.02 | 15 | 15 | 7 | 3.1623e-12 | 5spot_SharedNeighbor | Water | Porous | Wet | R245fa | MinimizeLCOE_Brownfield | IgnoreSilica | 2019 | 1.6 | 0.11185 | 0.00069016 | 4 | 4163002.4819 | 10030025.0677 | 84868.4365 | 204475.6276 | 64.2977 | 0 | 37.2372 | 53510.5228 | 1443.3075 | 61709.0164 | 59573.5994 | 0 | 32989.6986 | 0 | 81598.1965 | 212301.7691 | 144900.3198 | 648026.43 | 961560.8286 | 9883032.0773 | 9883032.0773 | 1478867.319 | 4834933.9008 | 0 | 11492619.3359 | 27689452.633 | 3162.2777 | 0.0027607 | 4163002.4819 | 10030025.0677 | 84868.4365 | 204475.6276
1 | 3100 | 707 | 0.02 | 15 | 15 | 7 | 4.217e-12 | 5spot_SharedNeighbor | Water | Porous | Wet | R245fa | MinimizeLCOE_Brownfield | IgnoreSilica | 2019 | 1.6 | 0.11186 | 0.001497 | 4 | 1916465.5056 | 4621273.2267 | 39069.7415 | 94210.9055 | 64.2984 | 0 | 34.166 | 53511.7839 | 1443.3487 | 61709.9736 | 59574.0249 | 0 | 27656.8633 | 0 | 79519.4378 | 206893.2656 | 141208.905 | 631517.6029 | 961560.8286 | 9883032.0773 | 9883032.0773 | 1478867.319 | 4834933.9008 | 0 | 11476110.5088 | 27672943.8058 | 4216.965 | 0.0059882 | 1916465.5056 | 4621273.2267 | 39069.7415 | 94210.9055
1 | 3100 | 707 | 0.02 | 15 | 15 | 7 | 5.6234e-12 | 5spot_SharedNeighbor | Water | Porous | Wet | R245fa | MinimizeLCOE_Brownfield | IgnoreSilica | 2019 | 3.0714 | 0.24968 | 0.0034556 | 4 | 866358.653 | 2038155.5547 | 17661.893 | 41550.5578 | 69.2563 | 0 | 63.7728 | 99830.5399 | 2821.0296 | 116778.5111 | 98578.4718 | 0 | 46961.9022 | 0 | 142338.4773 | 370335.5202 | 252761.6022 | 1130406.0543 | 961560.8286 | 9883032.0773 | 9883032.0773 | 1478867.319 | 4834933.9008 | 0 | 11974998.9602 | 28171832.2572 | 5623.4133 | 0.013822 | 866358.653 | 2038155.5547 | 17661.893 | 41550.5578
1 | 3100 | 707 | 0.02 | 15 | 15 | 7 | 7.4989e-12 | 5spot_SharedNeighbor | Water | Porous | Wet | R245fa | MinimizeLCOE_Brownfield | IgnoreSilica | 2019 | 4.136 | 0.35085 | 0.0057583 | 4 | 533679.0494 | 1236870.9696 | 10879.7693 | 25215.2877 | 70.7663 | 0 | 91.5092 | 128810.7775 | 3692.7712 | 153098.8875 | 126943.5671 | 0 | 54900.0267 | 0 | 182303.9517 | 474317.4866 | 323731.4308 | 1447798.899 | 961560.8286 | 9883032.0773 | 9883032.0773 | 1478867.319 | 4834933.9008 | 0 | 12292391.8049 | 28489225.1019 | 7498.9421 | 0.023033 | 533679.0494 | 1236870.9696 | 10879.7693 | 25215.2877
1 | 3100 | 707 | 0.02 | 15 | 15 | 7 | 1e-11 | 5spot_SharedNeighbor | Water | Porous | Wet | R245fa | MinimizeLCOE_Brownfield | IgnoreSilica | 2019 | 5.4996 | 0.48105 | 0.0088979 | 4 | 356132.5622 | 811209.2992 | 7260.244 | 16537.5988 | 71.8792 | 0 | 115.0401 | 162536.7738 | 4710.0317 | 196874.175 | 163336.499 | 0 | 63606.6163 | 0 | 230514.9973 | 599752.738 | 409343.5673 | 1830675.3984 | 961560.8286 | 9883032.0773 | 9883032.0773 | 1478867.319 | 4834933.9008 | 0 | 12675268.3042 | 28872101.6013 | 10000 | 0.035591 | 356132.5622 | 811209.2992 | 7260.244 | 16537.5988
1 | 3100 | 707 | 0.02 | 15 | 15 | 7 | 1.3335e-11 | 5spot_SharedNeighbor | Water | Porous | Wet | R245fa | MinimizeLCOE_Brownfield | IgnoreSilica | 2019 | 7.1929 | 0.64268 | 0.013067 | 4 | 251076.3765 | 560961.3428 | 5118.5315 | 11435.9557 | 72.6714 | 0 | 91.5462 | 200660.5612 | 5860.6316 | 248040.7689 | 208491.103 | 0 | 72591.3961 | 0 | 286901.3397 | 746458.4343 | 509473.2196 | 2278477.4544 | 961560.8286 | 9883032.0773 | 9883032.0773 | 1478867.319 | 4834933.9008 | 0 | 13123070.3603 | 29319903.6573 | 13335.2143 | 0.052267 | 251076.3765 | 560961.3428 | 5118.5315 | 11435.9557
1 | 3100 | 707 | 0.02 | 15 | 15 | 7 | 1.7783e-11 | 5spot_SharedNeighbor | Water | Porous | Wet | R245fa | MinimizeLCOE_Brownfield | IgnoreSilica | 2019 | 9.5681 | 0.87082 | 0.018771 | 4 | 182814.3205 | 398535.1346 | 3726.9172 | 8124.6778 | 73.3656 | 0 | 108.3616 | 249898.7246 | 7348.7535 | 316083.7298 | 272046.815 | 0 | 84976.0035 | 0 | 362838.0703 | 944030.2305 | 644320.0302 | 2881542.3574 | 961560.8286 | 9883032.0773 | 9883032.0773 | 1478867.319 | 4834933.9008 | 0 | 13726135.2633 | 29922968.5603 | 17782.7941 | 0.075082 | 182814.3205 | 398535.1346 | 3726.9172 | 8124.6778
1 | 3100 | 707 | 0.02 | 15 | 15 | 7 | 2.3714e-11 | 5spot_SharedNeighbor | Water | Porous | Wet | R245fa | MinimizeLCOE_Brownfield | IgnoreSilica | 2019 | 11.6 | 1.0658 | 0.025821 | 4 | 137488.1212 | 294306.3738 | 2802.8813 | 5999.8335 | 73.7255 | 0 | 124.5103 | 288849.0535 | 8524.662 | 371428.8769 | 326381.6762 | 0 | 88273.998 | 0 | 422548.724 | 1099385.1032 | 750352.9231 | 3355745.017 | 961560.8286 | 9883032.0773 | 9883032.0773 | 1478867.319 | 4834933.9008 | 0 | 14200337.9229 | 30397171.2199 | 23713.7371 | 0.10328 | 137488.1212 | 294306.3738 | 2802.8813 | 5999.8335
1 | 3100 | 707 | 0.02 | 15 | 15 | 7 | 3.1623e-11 | 5spot_SharedNeighbor | Water | Porous | Wet | R245fa | MinimizeLCOE_Brownfield | IgnoreSilica | 2019 | 15.405 | 1.4312 | 0.035597 | 4 | 105947.3491 | 219699.8616 | 2159.88 | 4478.8788 | 74.1477 | 0 | 121.8141 | 356445.7991 | 10563.7735 | 470035.3539 | 428152.0614 | 0 | 104045.018 | 0 | 534004.3823 | 1389369.8633 | 948273.4804 | 4240889.7317 | 961560.8286 | 9883032.0773 | 9883032.0773 | 1478867.319 | 4834933.9008 | 0 | 15085482.6376 | 31282315.9347 | 31622.7766 | 0.14239 | 105947.3491 | 219699.8616 | 2159.88 | 4478.8788
1 | 3100 | 707 | 0.02 | 15 | 15 | 7 | 4.217e-11 | 5spot_SharedNeighbor | Water | Porous | Wet | R245fa | MinimizeLCOE_Brownfield | IgnoreSilica | 2019 | 20.489 | 1.9197 | 0.048421 | 4 | 83728.2086 | 167353.4265 | 1706.9128 | 3411.726 | 74.4707 | 0 | 115.61 | 439119.3469 | 13054.693 | 594328.5497 | 564161.3807 | 0 | 123836.5573 | 0 | 676455.2058 | 1759997.6854 | 1201234.5846 | 5372188.0034 | 961560.8286 | 9883032.0773 | 9883032.0773 | 1478867.319 | 4834933.9008 | 0 | 16216780.9093 | 32413614.2064 | 42169.6503 | 0.19368 | 83728.2086 | 167353.4265 | 1706.9128 | 3411.726
1 | 3100 | 707 | 0.02 | 15 | 15 | 7 | 5.6234e-11 | 5spot_SharedNeighbor | Water | Porous | Wet | R245fa | MinimizeLCOE_Brownfield | IgnoreSilica | 2019 | 25.7554 | 2.4259 | 0.063901 | 4 | 67787.7172 | 131154.194 | 1381.9443 | 2673.7556 | 74.6731 | 0 | 126.1426 | 518312.8271 | 15437.7281 | 716566.2704 | 705071.7596 | 0 | 137541.3173 | 0 | 816242.662 | 2123695.972 | 1449466.1385 | 6482334.6749 | 961560.8286 | 9883032.0773 | 9883032.0773 | 1478867.319 | 4834933.9008 | 0 | 17326927.5808 | 33523760.8778 | 56234.1325 | 0.25561 | 67787.7172 | 131154.194 | 1381.9443 | 2673.7556
1 | 3100 | 707 | 0.02 | 15 | 15 | 7 | 7.4989e-11 | 5spot_SharedNeighbor | Water | Porous | Wet | R245fa | MinimizeLCOE_Brownfield | IgnoreSilica | 2019 | 31.7996 | 3.007 | 0.082636 | 4 | 56132.3758 | 105132.7297 | 1144.3344 | 2143.2729 | 74.8249 | 0 | 101.0388 | 603352.3717 | 17993.5687 | 850762.2181 | 866819.091 | 0 | 150276.8052 | 0 | 970789.5814 | 2525795.3544 | 1723907.2293 | 7709696.2198 | 961560.8286 | 9883032.0773 | 9883032.0773 | 1478867.319 | 4834933.9008 | 0 | 18554289.1257 | 34751122.4227 | 74989.4209 | 0.33055 | 56132.3758 | 105132.7297 | 1144.3344 | 2143.2729
1 | 3100 | 707 | 0.02 | 15 | 15 | 7 | 1e-10 | 5spot_SharedNeighbor | Water | Porous | Wet | R245fa | MinimizeLCOE_Brownfield | IgnoreSilica | 2019 | 38.4427 | 3.6459 | 0.1044 | 4 | 47554.0913 | 86340.2906 | 969.4545 | 1760.1636 | 74.9385 | 0 | 109.0899 | 691368.4248 | 20635.6909 | 992428.959 | 1044620.755 | 0 | 161152.821 | 0 | 1134980.5938 | 2952986.6885 | 2015474.0927 | 9013648.0256 | 961560.8286 | 9883032.0773 | 9883032.0773 | 1478867.319 | 4834933.9008 | 0 | 19858240.9315 | 36055074.2285 | 100000 | 0.41759 | 47554.0913 | 86340.2906 | 969.4545 | 1760.1636
1 | 3100 | 707 | 0.02 | 15 | 15 | 7 | 1.3335e-10 | 5spot_SharedNeighbor | Water | Porous | Wet | R245fa | MinimizeLCOE_Brownfield | IgnoreSilica | 2019 | 45.295 | 4.3048 | 0.12832 | 4 | 41227.4427 | 72783.2524 | 840.4772 | 1483.785 | 75.0216 | 0 | 120.2472 | 777454.3601 | 23216.6683 | 1133418.5642 | 1227867.4515 | 0 | 168882.7206 | 0 | 1299027.5082 | 3379803.1093 | 2306785.0701 | 10316455.4523 | 961560.8286 | 9883032.0773 | 9883032.0773 | 1478867.319 | 4834933.9008 | 0 | 21161048.3582 | 37357881.6553 | 133352.1432 | 0.51328 | 41227.4427 | 72783.2524 | 840.4772 | 1483.785
1 | 3100 | 707 | 0.02 | 15 | 15 | 7 | 1.7783e-10 | 5spot_SharedNeighbor | Water | Porous | Wet | R245fa | MinimizeLCOE_Brownfield | IgnoreSilica | 2019 | 52.0159 | 4.9507 | 0.15317 | 4 | 36564.3687 | 63000.0093 | 745.4141 | 1284.3404 | 75.0808 | 0 | 138.815 | 858074.9695 | 25630.5509 | 1267462.5501 | 1407191.7827 | 0 | 173334.382 | 0 | 1455360.7517 | 3786550.1403 | 2584398.2766 | 11558003.4036 | 961560.8286 | 9883032.0773 | 9883032.0773 | 1478867.319 | 4834933.9008 | 0 | 22402596.3095 | 38599429.6065 | 177827.941 | 0.61269 | 36564.3687 | 63000.0093 | 745.4141 | 1284.3404
1 | 3100 | 707 | 0.02 | 15 | 15 | 7 | 2.3714e-10 | 5spot_SharedNeighbor | Water | Porous | Wet | R245fa | MinimizeLCOE_Brownfield | IgnoreSilica | 2019 | 58.1861 | 5.5432 | 0.17745 | 4 | 33127.7765 | 55946.6996 | 675.3545 | 1140.5491 | 75.1203 | 0 | 121.6368 | 929313.0757 | 27760.9416 | 1387391.3008 | 1571785.9717 | 0 | 174291.1036 | 0 | 1595311.5334 | 4150673.3666 | 2832919.8605 | 12669447.1539 | 961560.8286 | 9883032.0773 | 9883032.0773 | 1478867.319 | 4834933.9008 | 0 | 23514040.0598 | 39710873.3569 | 237137.3706 | 0.7098 | 33127.7765 | 55946.6996 | 675.3545 | 1140.5491
1 | 3100 | 707 | 0.02 | 15 | 15 | 7 | 3.1623e-10 | 5spot_SharedNeighbor | Water | Porous | Wet | R245fa | MinimizeLCOE_Brownfield | IgnoreSilica | 2019 | 63.5628 | 6.059 | 0.19987 | 4 | 30596.6664 | 50856.1756 | 623.7544 | 1036.7719 | 75.1447 | 0 | 141.7661 | 989471.3634 | 29557.8469 | 1489711.1223 | 1715157.0892 | 0 | 172406.6958 | 0 | 1714558.6059 | 4460929.7881 | 3044676.2433 | 13616468.7549 | 961560.8286 | 9883032.0773 | 9883032.0773 | 1478867.319 | 4834933.9008 | 0 | 24461061.6607 | 40657894.9578 | 316227.766 | 0.79947 | 30596.6664 | 50856.1756 | 623.7544 | 1036.7719
1 | 3100 | 707 | 0.02 | 15 | 15 | 7 | 4.217e-10 | 5spot_SharedNeighbor | Water | Porous | Wet | R245fa | MinimizeLCOE_Brownfield | IgnoreSilica | 2019 | 68.0741 | 6.4912 | 0.21963 | 4 | 28731.138 | 47167.924 | 585.7231 | 961.5819 | 75.1587 | 0 | 128.1313 | 1038689.3669 | 31026.329 | 1574119.4171 | 1835397.3525 | 0 | 168722.0513 | 0 | 1812702.2615 | 4716279.4482 | 3218957.6332 | 14395893.8598 | 961560.8286 | 9883032.0773 | 9883032.0773 | 1478867.319 | 4834933.9008 | 0 | 25240486.7656 | 41437320.0627 | 421696.5034 | 0.87851 | 28731.138 | 47167.924 | 585.7231 | 961.5819
1 | 3100 | 707 | 0.02 | 15 | 15 | 7 | 5.6234e-10 | 5spot_SharedNeighbor | Water | Porous | Wet | R245fa | MinimizeLCOE_Brownfield | IgnoreSilica | 2019 | 71.7406 | 6.8421 | 0.23638 | 4 | 27353.7394 | 44483.7966 | 557.643 | 906.8624 | 75.1661 | 0 | 137.2427 | 1077901.8669 | 32195.1227 | 1641812.1005 | 1933078.2023 | 0 | 164131.0821 | 0 | 1891156.1661 | 4920400.4146 | 3358274.3871 | 15018949.3423 | 961560.8286 | 9883032.0773 | 9883032.0773 | 1478867.319 | 4834933.9008 | 0 | 25863542.2482 | 42060375.5452 | 562341.3252 | 0.94552 | 27353.7394 | 44483.7966 | 557.643 | 906.8624
1 | 3100 | 707 | 0.02 | 15 | 15 | 7 | 7.4989e-10 | 5spot_SharedNeighbor | Water | Porous | Wet | R245fa | MinimizeLCOE_Brownfield | IgnoreSilica | 2019 | 74.6512 | 7.1202 | 0.25016 | 4 | 26334.4137 | 42520.9196 | 536.8626 | 866.8465 | 75.1695 | 0 | 140.3782 | 1108550.282 | 33107.8792 | 1694993.1875 | 2010586.3687 | 0 | 159334.171 | 0 | 1952563.0365 | 5080168.4952 | 3467319.385 | 15506622.8052 | 961560.8286 | 9883032.0773 | 9883032.0773 | 1478867.319 | 4834933.9008 | 0 | 26351215.711 | 42548049.0081 | 749894.2093 | 1.0006 | 26334.4137 | 42520.9196 | 536.8626 | 866.8465
1 | 3100 | 707 | 0.02 | 15 | 15 | 7 | 1e-09 | 5spot_SharedNeighbor | Water | Porous | Wet | R245fa | MinimizeLCOE_Brownfield | IgnoreSilica | 2019 | 76.9292 | 7.3377 | 0.26124 | 4 | 25578.2818 | 41078.0851 | 521.4479 | 837.4323 | 75.1706 | 0 | 134.1573 | 1132252.1417 | 33813.2677 | 1736284.2993 | 2071225.4545 | 0 | 154823.2924 | 0 | 2000075.3977 | 5203785.913 | 3551690.8127 | 15883950.5791 | 961560.8286 | 9883032.0773 | 9883032.0773 | 1478867.319 | 4834933.9008 | 0 | 26728543.485 | 42925376.782 | 1000000 | 1.045 | 25578.2818 | 41078.0851 | 521.4479 | 837.4323
1 | 3100 | 707 | 0.02 | 15 | 15 | 7 | 1.3335e-09 | 5spot_SharedNeighbor | Water | Porous | Wet | R245fa | MinimizeLCOE_Brownfield | IgnoreSilica | 2019 | 78.7003 | 7.5067 | 0.27002 | 4 | 25016.1577 | 40012.1628 | 509.9882 | 815.7021 | 75.1707 | 0 | 122.7684 | 1150511.3372 | 34356.3751 | 1768191.0085 | 2118355.6022 | 0 | 150880.6942 | 0 | 2036695.0567 | 5299062.7539 | 3616719.2144 | 16174772.0421 | 961560.8286 | 9883032.0773 | 9883032.0773 | 1478867.319 | 4834933.9008 | 0 | 27019364.948 | 43216198.2451 | 1333521.4322 | 1.0801 | 25016.1577 | 40012.1628 | 509.9882 | 815.7021
1 | 3100 | 707 | 0.02 | 15 | 15 | 7 | 1.7783e-09 | 5spot_SharedNeighbor | Water | Porous | Wet | R245fa | MinimizeLCOE_Brownfield | IgnoreSilica | 2019 | 80.0498 | 7.6353 | 0.27685 | 4 | 24597.4778 | 39223.5519 | 501.4529 | 799.6252 | 75.1702 | 0 | 114.5712 | 1164327.6948 | 34767.153 | 1792390.4395 | 2154258.6634 | 0 | 147499.613 | 0 | 2064364.9899 | 5371054.2442 | 3665854.8858 | 16394517.6838 | 961560.8286 | 9883032.0773 | 9883032.0773 | 1478867.319 | 4834933.9008 | 0 | 27239110.5896 | 43435943.8867 | 1778279.41 | 1.1074 | 24597.4778 | 39223.5519 | 501.4529 | 799.6252
1 | 3100 | 707 | 0.02 | 15 | 15 | 7 | 2.3714e-09 | 5spot_SharedNeighbor | Water | Porous | Wet | R245fa | MinimizeLCOE_Brownfield | IgnoreSilica | 2019 | 81.0903 | 7.7344 | 0.28215 | 4 | 24285.1565 | 38636.6407 | 495.0858 | 787.6602 | 75.1696 | 0 | 133.6822 | 1174924.5947 | 35082.1048 | 1810983.8306 | 2181936.2706 | 0 | 144781.4321 | 0 | 2085606.2108 | 5426319.5438 | 3703574.5884 | 16563208.5758 | 961560.8286 | 9883032.0773 | 9883032.0773 | 1478867.319 | 4834933.9008 | 0 | 27407801.4817 | 43604634.7787 | 2371373.7057 | 1.1286 | 24285.1565 | 38636.6407 | 495.0858 | 787.6602
1 | 3100 | 707 | 0.02 | 15 | 15 | 7 | 3.1623e-09 | 5spot_SharedNeighbor | Water | Porous | Wet | R245fa | MinimizeLCOE_Brownfield | IgnoreSilica | 2019 | 81.8649 | 7.8082 | 0.28618 | 4 | 24051.8884 | 38201.1771 | 490.3303 | 778.7827 | 75.1689 | 0 | 141.3902 | 1182781.4423 | 35315.5578 | 1824787.9396 | 2202536.1374 | 0 | 142528.4599 | 0 | 2101300.3194 | 5467152.3951 | 3731443.8484 | 16687846.0998 | 961560.8286 | 9883032.0773 | 9883032.0773 | 1478867.319 | 4834933.9008 | 0 | 27532439.0057 | 43729272.3027 | 3162277.6602 | 1.1447 | 24051.8884 | 38201.1771 | 490.3303 | 778.7827
1 | 3100 | 707 | 0.02 | 15 | 15 | 7 | 4.217e-09 | 5spot_SharedNeighbor | Water | Porous | Wet | R245fa | MinimizeLCOE_Brownfield | IgnoreSilica | 2019 | 82.4593 | 7.8648 | 0.28927 | 4 | 23877.4966 | 37875.6442 | 486.7751 | 772.1462 | 75.1684 | 0 | 116.2114 | 1188792.5104 | 35494.1309 | 1835359.6964 | 2218341.9276 | 0 | 140791.8804 | 0 | 2113324.2569 | 5498436.214 | 3752795.6976 | 16783336.3143 | 961560.8286 | 9883032.0773 | 9883032.0773 | 1478867.319 | 4834933.9008 | 0 | 27627929.2202 | 43824762.5172 | 4216965.0343 | 1.1571 | 23877.4966 | 37875.6442 | 486.7751 | 772.1462
1 | 3100 | 707 | 0.02 | 15 | 15 | 7 | 5.6234e-09 | 5spot_SharedNeighbor | Water | Porous | Wet | R245fa | MinimizeLCOE_Brownfield | IgnoreSilica | 2019 | 82.8996 | 7.9067 | 0.2916 | 4 | 23747.0241 | 37633.325 | 484.1152 | 767.2062 | 75.1679 | 0 | 161.2293 | 1193235.7401 | 35626.1076 | 1843179.983 | 2230050.4806 | 0 | 139400.4033 | 0 | 2122182.1587 | 5521482.6575 | 3768525.3689 | 16853682.8997 | 961560.8286 | 9883032.0773 | 9883032.0773 | 1478867.319 | 4834933.9008 | 0 | 27698275.8056 | 43895109.1026 | 5623413.2519 | 1.1664 | 23747.0241 | 37633.325 | 484.1152 | 767.2062
1 | 3100 | 707 | 0.02 | 15 | 15 | 7 | 7.4989e-09 | 5spot_SharedNeighbor | Water | Porous | Wet | R245fa | MinimizeLCOE_Brownfield | IgnoreSilica | 2019 | 83.246 | 7.9396 | 0.29339 | 4 | 23649.3547 | 37450.8546 | 482.1241 | 763.4863 | 75.1675 | 0 | 169.1607 | 1196724.6886 | 35729.7274 | 1849324.2059 | 2239259.4296 | 0 | 138395.2893 | 0 | 2129179.0029 | 5539687.0109 | 3780950.2141 | 16909249.5688 | 961560.8286 | 9883032.0773 | 9883032.0773 | 1478867.319 | 4834933.9008 | 0 | 27753842.4747 | 43950675.7717 | 7498942.0933 | 1.1736 | 23649.3547 | 37450.8546 | 482.1241 | 763.4863
1 | 3100 | 707 | 0.02 | 15 | 15 | 7 | 1e-08 | 5spot_SharedNeighbor | Water | Porous | Wet | R245fa | MinimizeLCOE_Brownfield | IgnoreSilica | 2019 | 83.5038 | 7.9642 | 0.29474 | 4 | 23576.2097 | 37314.6163 | 480.6329 | 760.7089 | 75.1671 | 0 | 181.9848 | 1199318.231 | 35806.7473 | 1853893.5798 | 2246113.5914 | 0 | 137611.3537 | 0 | 2134369.9662 | 5553192.8326 | 3790168.215 | 16950474.5169 | 961560.8286 | 9883032.0773 | 9883032.0773 | 1478867.319 | 4834933.9008 | 0 | 27795067.4228 | 43991900.7198 | 10000000 | 1.1789 | 23576.2097 | 37314.6163 | 480.6329 | 760.7089
1 | 3200 | 707 | 0.02 | 15 | 15 | 7 | 1e-13 | 5spot_SharedNeighbor | Water | Porous | Wet | R245fa | MinimizeLCOE_Brownfield | IgnoreSilica | 2019 | 0 | 0 | 0 | 0 |  |  |  |  | 15 |  | 19.6418 | [19 empty] | 100 | 0
1 | 3200 | 707 | 0.02 | 15 | 15 | 7 | 1.3335e-13 | 5spot_SharedNeighbor | Water | Porous | Wet | R245fa | MinimizeLCOE_Brownfield | IgnoreSilica | 2019 | 0 | 0 | 0 | 0 |  |  |  |  | 15 |  | 20.6063 | [19 empty] | 133.3521 | 0
1 | 3200 | 707 | 0.02 | 15 | 15 | 7 | 1.7783e-13 | 5spot_SharedNeighbor | Water | Porous | Wet | R245fa | MinimizeLCOE_Brownfield | IgnoreSilica | 2019 | 0 | 0 | 0 | 0 |  |  |  |  | 15 |  | 25.3859 | [19 empty] | 177.8279 | 0
1 | 3200 | 707 | 0.02 | 15 | 15 | 7 | 2.3714e-13 | 5spot_SharedNeighbor | Water | Porous | Wet | R245fa | MinimizeLCOE_Brownfield | IgnoreSilica | 2019 | 0 | 0 | 0 | 0 |  |  |  |  | 15 |  | 23.8525 | [19 empty] | 237.1374 | 0
1 | 3200 | 707 | 0.02 | 15 | 15 | 7 | 3.1623e-13 | 5spot_SharedNeighbor | Water | Porous | Wet | R245fa | MinimizeLCOE_Brownfield | IgnoreSilica | 2019 | 0 | 0 | 0 | 0 |  |  |  |  | 15 |  | 24.4633 | [19 empty] | 316.2278 | 0
1 | 3200 | 707 | 0.02 | 15 | 15 | 7 | 4.217e-13 | 5spot_SharedNeighbor | Water | Porous | Wet | R245fa | MinimizeLCOE_Brownfield | IgnoreSilica | 2019 | 0 | 0 | 0 | 0 |  |  |  |  | 15 |  | 25.3263 | [19 empty] | 421.6965 | 0
1 | 3200 | 707 | 0.02 | 15 | 15 | 7 | 5.6234e-13 | 5spot_SharedNeighbor | Water | Porous | Wet | R245fa | MinimizeLCOE_Brownfield | IgnoreSilica | 2019 | 0 | 0 | 0 | 0 |  |  |  |  | 15 |  | 26.9881 | [19 empty] | 562.3413 | 0
1 | 3200 | 707 | 0.02 | 15 | 15 | 7 | 7.4989e-13 | 5spot_SharedNeighbor | Water | Porous | Wet | R245fa | MinimizeLCOE_Brownfield | IgnoreSilica | 2019 | 0 | 0 | 0 | 0 |  |  |  |  | 15 |  | 29.0324 | [19 empty] | 749.8942 | 0
1 | 3200 | 707 | 0.02 | 15 | 15 | 7 | 1e-12 | 5spot_SharedNeighbor | Water | Porous | Wet | R245fa | MinimizeLCOE_Brownfield | IgnoreSilica | 2019 | 0 | 0 | 0 | 0 |  |  |  |  | 15 |  | 29.9172 | [19 empty] | 1000 | 0
1 | 3200 | 707 | 0.02 | 15 | 15 | 7 | 1.3335e-12 | 5spot_SharedNeighbor | Water | Porous | Wet | R245fa | MinimizeLCOE_Brownfield | IgnoreSilica | 2019 | 0 | 0 | 0 | 0 |  |  |  |  | 15 |  | 33.3995 | [19 empty] | 1333.5214 | 0
1 | 3200 | 707 | 0.02 | 15 | 15 | 7 | 1.7783e-12 | 5spot_SharedNeighbor | Water | Porous | Wet | R245fa | MinimizeLCOE_Brownfield | IgnoreSilica | 2019 | 0 | 0 | 0 | 0 |  |  |  |  | 15 |  | 32.2348 | [19 empty] | 1778.2794 | 0
1 | 3200 | 707 | 0.02 | 15 | 15 | 7 | 2.3714e-12 | 5spot_SharedNeighbor | Water | Porous | Wet | R245fa | MinimizeLCOE_Brownfield | IgnoreSilica | 2019 | 1.6 | 0.11639 | 8.0492e-05 | 4 | 37001479.5291 | 88993121.4623 | 754325.2084 | 1814245.1531 | 65.5404 | 0 | 37.2384 | 56028.7912 | 1526.0416 | 63629.179 | 60426.7733 | 0 | 38253.8704 | 0 | 85747.2156 | 223096.6659 | 152268.0587 | 680976.5957 | 961560.8286 | 10270819.4043 | 10270819.4043 | 1478867.319 | 4990048.8316 | 0 | 11913356.8286 | 28653092.3835 | 2371.3737 | 0.00032197 | 37001479.5291 | 88993121.4623 | 754325.2084 | 1814245.1531
1 | 3200 | 707 | 0.02 | 15 | 15 | 7 | 3.1623e-12 | 5spot_SharedNeighbor | Water | Porous | Wet | R245fa | MinimizeLCOE_Brownfield | IgnoreSilica | 2019 | 1.6 | 0.11639 | 0.0011242 | 4 | 2645035.2135 | 6367489.1296 | 53922.6205 | 129809.8786 | 65.5412 | 0 | 40.6361 | 56030.5396 | 1526.0992 | 63630.5223 | 60427.3707 | 0 | 32201.9451 | 0 | 83388.426 | 216959.5791 | 148079.3708 | 662243.8528 | 961560.8286 | 10270819.4043 | 10270819.4043 | 1478867.319 | 4990048.8316 | 0 | 11894624.0857 | 28634359.6406 | 3162.2777 | 0.004497 | 2645035.2135 | 6367489.1296 | 53922.6205 | 129809.8786
1 | 3200 | 707 | 0.02 | 15 | 15 | 7 | 4.217e-12 | 5spot_SharedNeighbor | Water | Porous | Wet | R245fa | MinimizeLCOE_Brownfield | IgnoreSilica | 2019 | 1.6 | 0.11639 | 0.0019143 | 4 | 1551234.5889 | 3737387.4006 | 31624.0153 | 76191.6974 | 65.5419 | 0 | 38.8584 | 56031.8314 | 1526.1418 | 63631.5148 | 60427.8121 | 0 | 26851.56 | 0 | 81302.8554 | 211533.3523 | 144375.8595 | 645680.9274 | 961560.8286 | 10270819.4043 | 10270819.4043 | 1478867.319 | 4990048.8316 | 0 | 11878061.1603 | 28617796.7152 | 4216.965 | 0.0076572 | 1551234.5889 | 3737387.4006 | 31624.0153 | 76191.6974
1 | 3200 | 707 | 0.02 | 15 | 15 | 7 | 5.6234e-12 | 5spot_SharedNeighbor | Water | Porous | Wet | R245fa | MinimizeLCOE_Brownfield | IgnoreSilica | 2019 | 3.4781 | 0.30113 | 0.0047145 | 4 | 664647.9968 | 1552323.1936 | 13549.7484 | 31646.208 | 71.5054 | 0 | 97.5749 | 117022.3938 | 3368.0236 | 135390.0269 | 111622.0392 | 0 | 52814.7263 | 0 | 163884.7118 | 426394.4027 | 291022.9414 | 1301519.2657 | 961560.8286 | 10270819.4043 | 10270819.4043 | 1478867.319 | 4990048.8316 | 0 | 12533899.4986 | 29273635.0535 | 5623.4133 | 0.018858 | 664647.9968 | 1552323.1936 | 13549.7484 | 31646.208
1 | 3200 | 707 | 0.02 | 15 | 15 | 7 | 7.4989e-12 | 5spot_SharedNeighbor | Water | Porous | Wet | R245fa | MinimizeLCOE_Brownfield | IgnoreSilica | 2019 | 4.665 | 0.41961 | 0.007609 | 4 | 423633.2086 | 973632.3517 | 8636.336 | 19848.8124 | 72.9238 | 0 | 103.9054 | 149835.9094 | 4370.2877 | 176322.2636 | 144147.7888 | 0 | 61699.1232 | 0 | 209186.3953 | 544260.0907 | 371468.6953 | 1661290.554 | 961560.8286 | 10270819.4043 | 10270819.4043 | 1478867.319 | 4990048.8316 | 0 | 12893670.7869 | 29633406.3418 | 7498.9421 | 0.030436 | 423633.2086 | 973632.3517 | 8636.336 | 19848.8124
1 | 3200 | 707 | 0.02 | 15 | 15 | 7 | 1e-11 | 5spot_SharedNeighbor | Water | Porous | Wet | R245fa | MinimizeLCOE_Brownfield | IgnoreSilica | 2019 | 6.1723 | 0.57067 | 0.011522 | 4 | 289104.4473 | 652317.6398 | 5893.7852 | 13298.3774 | 73.9617 | 0 | 132.3387 | 187746.442 | 5530.1589 | 225287.5475 | 185517.6239 | 0 | 71303.1636 | 0 | 263400.125 | 685313.0944 | 467740.2687 | 2091838.4238 | 961560.8286 | 10270819.4043 | 10270819.4043 | 1478867.319 | 4990048.8316 | 0 | 13324218.6567 | 30063954.2116 | 10000 | 0.046088 | 289104.4473 | 652317.6398 | 5893.7852 | 13298.3774
1 | 3200 | 707 | 0.02 | 15 | 15 | 7 | 1.3335e-11 | 5spot_SharedNeighbor | Water | Porous | Wet | R245fa | MinimizeLCOE_Brownfield | IgnoreSilica | 2019 | 7.9823 | 0.75168 | 0.016633 | 4 | 207574.5941 | 459184.8424 | 4231.6889 | 9361.1041 | 74.6643 | 0 | 110.0918 | 229191.7852 | 6797.0723 | 280664.3167 | 235107.2441 | 0 | 80475.1912 | 0 | 324571.8877 | 844469.4729 | 576367.7674 | 2577644.7374 | 961560.8286 | 10270819.4043 | 10270819.4043 | 1478867.319 | 4990048.8316 | 0 | 13810024.9703 | 30549760.5252 | 13335.2143 | 0.06653 | 207574.5941 | 459184.8424 | 4231.6889 | 9361.1041
1 | 3200 | 707 | 0.02 | 15 | 15 | 7 | 1.7783e-11 | 5spot_SharedNeighbor | Water | Porous | Wet | R245fa | MinimizeLCOE_Brownfield | IgnoreSilica | 2019 | 10.5841 | 1.0141 | 0.023704 | 4 | 152748.4735 | 329295.362 | 3113.9842 | 6713.1314 | 75.357 | 0 | 73.5255 | 284442.7944 | 8489.7908 | 356420.9056 | 306178.5746 | 0 | 94058.7673 | 0 | 409340.4248 | 1065019.818 | 726897.9098 | 3250848.9854 | 961560.8286 | 10270819.4043 | 10270819.4043 | 1478867.319 | 4990048.8316 | 0 | 14483229.2183 | 31222964.7732 | 17782.7941 | 0.094818 | 152748.4735 | 329295.362 | 3113.9842 | 6713.1314
1 | 3200 | 707 | 0.02 | 15 | 15 | 7 | 2.3714e-11 | 5spot_SharedNeighbor | Water | Porous | Wet | R245fa | MinimizeLCOE_Brownfield | IgnoreSilica | 2019 | 13.7144 | 1.3284 | 0.032746 | 4 | 116392.463 | 244191.3288 | 2372.8178 | 4978.1705 | 75.8098 | 0 | 113.7704 | 344949.2565 | 10338.8547 | 442171.9668 | 391030.1421 | 0 | 107266.6231 | 0 | 505345.1689 | 1314804.4688 | 897381.0665 | 4013287.5474 | 961560.8286 | 10270819.4043 | 10270819.4043 | 1478867.319 | 4990048.8316 | 0 | 15245667.7803 | 31985403.3352 | 23713.7371 | 0.13099 | 116392.463 | 244191.3288 | 2372.8178 | 4978.1705
1 | 3200 | 707 | 0.02 | 15 | 15 | 7 | 3.1623e-11 | 5spot_SharedNeighbor | Water | Porous | Wet | R245fa | MinimizeLCOE_Brownfield | IgnoreSilica | 2019 | 17.6191 | 1.7205 | 0.044452 | 4 | 90853.2788 | 184998.7596 | 1852.167 | 3771.4499 | 76.1526 | 0 | 128.8424 | 414649.5055 | 12466.4961 | 543687.6708 | 496831.1824 | 0 | 121507.993 | 0 | 619765.7106 | 1612503.2476 | 1100566.6001 | 4921978.4061 | 961560.8286 | 10270819.4043 | 10270819.4043 | 1478867.319 | 4990048.8316 | 0 | 16154358.639 | 32894094.1939 | 31622.7766 | 0.17781 | 90853.2788 | 184998.7596 | 1852.167 | 3771.4499
1 | 3200 | 707 | 0.02 | 15 | 15 | 7 | 4.217e-11 | 5spot_SharedNeighbor | Water | Porous | Wet | R245fa | MinimizeLCOE_Brownfield | IgnoreSilica | 2019 | 22.3446 | 2.1953 | 0.05931 | 4 | 72531.3547 | 143091.5931 | 1478.6498 | 2917.1157 | 76.4098 | 0 | 412.5673 | 492887.0311 | 14851.7041 | 660580.1044 | 624824.0397 | 0 | 135980.2722 | 0 | 752358.0291 | 1957481.2619 | 1336021.1835 | 5974983.626 | 961560.8286 | 10270819.4043 | 10270819.4043 | 1478867.319 | 4990048.8316 | 0 | 17207363.8589 | 33947099.4138 | 42169.6503 | 0.23724 | 72531.3547 | 143091.5931 | 1478.6498 | 2917.1157
1 | 3200 | 707 | 0.02 | 15 | 15 | 7 | 5.6234e-11 | 5spot_SharedNeighbor | Water | Porous | Wet | R245fa | MinimizeLCOE_Brownfield | IgnoreSilica | 2019 | 27.064 | 2.6696 | 0.077126 | 4 | 59009.6331 | 113270.8387 | 1202.9912 | 2309.1793 | 76.5788 | 0 | 174.6793 | 566103.4726 | 17081.216 | 772373.324 | 752661.3499 | 0 | 142890.6737 | 0 | 877932.9141 | 2284201.3537 | 1559014.3596 | 6972258.6636 | 961560.8286 | 10270819.4043 | 10270819.4043 | 1478867.319 | 4990048.8316 | 0 | 18204638.8965 | 34944374.4514 | 56234.1325 | 0.3085 | 59009.6331 | 113270.8387 | 1202.9912 | 2309.1793
1 | 3200 | 707 | 0.02 | 15 | 15 | 7 | 7.4989e-11 | 5spot_SharedNeighbor | Water | Porous | Wet | R245fa | MinimizeLCOE_Brownfield | IgnoreSilica | 2019 | 34.6176 | 3.429 | 0.10052 | 4 | 49208.8967 | 90841.4177 | 1003.1899 | 1851.9252 | 76.756 | 0 | 99.7139 | 675737.1049 | 20415.2635 | 943491.4345 | 957288.3406 | 0 | 164768.8591 | 0 | 1077063.3911 | 2802298.0074 | 1912625.9715 | 8553688.3727 | 961560.8286 | 10270819.4043 | 10270819.4043 | 1478867.319 | 4990048.8316 | 0 | 19786068.6056 | 36525804.1605 | 74989.4209 | 0.40208 | 49208.8967 | 90841.4177 | 1003.1899 | 1851.9252
1 | 3200 | 707 | 0.02 | 15 | 15 | 7 | 1e-10 | 5spot_SharedNeighbor | Water | Porous | Wet | R245fa | MinimizeLCOE_Brownfield | IgnoreSilica | 2019 | 41.5755 | 4.1287 | 0.12597 | 4 | 42021.0059 | 75242.1804 | 856.655 | 1533.9136 | 76.8641 | 0 | 90.402 | 770482.5414 | 23292.5539 | 1094495.1614 | 1145791.6668 | 0 | 175710.9664 | 0 | 1251811.4271 | 3256956.5514 | 2222939.7701 | 9941480.6384 | 961560.8286 | 10270819.4043 | 10270819.4043 | 1478867.319 | 4990048.8316 | 0 | 21173860.8713 | 37913596.4262 | 100000 | 0.50389 | 42021.0059 | 75242.1804 | 856.655 | 1533.9136
1 | 3200 | 707 | 0.02 | 15 | 15 | 7 | 1.3335e-10 | 5spot_SharedNeighbor | Water | Porous | Wet | R245fa | MinimizeLCOE_Brownfield | IgnoreSilica | 2019 | 48.6667 | 4.8418 | 0.15355 | 4 | 36706.7034 | 63960.8938 | 748.3158 | 1303.9293 | 76.9424 | 0 | 87.7512 | 862251.9041 | 26075.95 | 1243197.3395 | 1337905.8202 | 0 | 183212.1718 | 0 | 1424530.8424 | 3706337.0404 | 2529651.1877 | 11313162.2561 | 961560.8286 | 10270819.4043 | 10270819.4043 | 1478867.319 | 4990048.8316 | 0 | 22545542.489 | 39285278.0439 | 133352.1432 | 0.61421 | 36706.7034 | 63960.8938 | 748.3158 | 1303.9293
1 | 3200 | 707 | 0.02 | 15 | 15 | 7 | 1.7783e-10 | 5spot_SharedNeighbor | Water | Porous | Wet | R245fa | MinimizeLCOE_Brownfield | IgnoreSilica | 2019 | 55.4607 | 5.5247 | 0.18168 | 4 | 32782.6908 | 55817.3663 | 668.3195 | 1137.9125 | 76.9964 | 0 | 99.6466 | 946428.1114 | 28625.7387 | 1381539.4816 | 1521943.5648 | 0 | 186814.0599 | 0 | 1585486.873 | 4125111.6155 | 2815473.4401 | 12591422.885 | 961560.8286 | 10270819.4043 | 10270819.4043 | 1478867.319 | 4990048.8316 | 0 | 23823803.1179 | 40563538.6728 | 177827.941 | 0.72672 | 32782.6908 | 55817.3663 | 668.3195 | 1137.9125
1 | 3200 | 707 | 0.02 | 15 | 15 | 7 | 2.3714e-10 | 5spot_SharedNeighbor | Water | Porous | Wet | R245fa | MinimizeLCOE_Brownfield | IgnoreSilica | 2019 | 61.624 | 6.1439 | 0.20876 | 4 | 29887.0646 | 49933.7047 | 609.2882 | 1017.9661 | 77.0309 | 0 | 118.7753 | 1020117.2417 | 30855.4143 | 1504045.6535 | 1689265.5706 | 0 | 186899.3113 | 0 | 1728161.4446 | 4496321.5842 | 3068831.8714 | 13724498.0914 | 961560.8286 | 10270819.4043 | 10270819.4043 | 1478867.319 | 4990048.8316 | 0 | 24956878.3243 | 41696613.8792 | 237137.3706 | 0.83504 | 29887.0646 | 49933.7047 | 609.2882 | 1017.9661
1 | 3200 | 707 | 0.02 | 15 | 15 | 7 | 3.1623e-10 | 5spot_SharedNeighbor | Water | Porous | Wet | R245fa | MinimizeLCOE_Brownfield | IgnoreSilica | 2019 | 67.1337 | 6.6967 | 0.23376 | 4 | 27753.9619 | 45656.7186 | 565.8021 | 930.774 | 77.0516 | 0 | 100.7765 | 1084014.2324 | 32786.197 | 1611338.8843 | 1838748.5038 | 0 | 185255.8914 | 0 | 1853336.0465 | 4822000.2215 | 3291114.2333 | 14718594.2102 | 961560.8286 | 10270819.4043 | 10270819.4043 | 1478867.319 | 4990048.8316 | 0 | 25950974.4431 | 42690709.998 | 316227.766 | 0.93504 | 27753.9619 | 45656.7186 | 565.8021 | 930.774
1 | 3200 | 707 | 0.02 | 15 | 15 | 7 | 4.217e-10 | 5spot_SharedNeighbor | Water | Porous | Wet | R245fa | MinimizeLCOE_Brownfield | IgnoreSilica | 2019 | 71.2607 | 7.1102 | 0.25471 | 4 | 26180.3742 | 42610.7515 | 533.7223 | 868.6778 | 77.0613 | 0 | 114.6166 | 1130741.5972 | 34196.4095 | 1690423.8099 | 1950602.6906 | 0 | 179397.1357 | 0 | 1944291.0407 | 5058646.459 | 3452630.1531 | 15440929.2957 | 961560.8286 | 10270819.4043 | 10270819.4043 | 1478867.319 | 4990048.8316 | 0 | 26673309.5286 | 43413045.0835 | 421696.5034 | 1.0188 | 26180.3742 | 42610.7515 | 533.7223 | 868.6778
1 | 3200 | 707 | 0.02 | 15 | 15 | 7 | 5.6234e-10 | 5spot_SharedNeighbor | Water | Porous | Wet | R245fa | MinimizeLCOE_Brownfield | IgnoreSilica | 2019 | 74.7903 | 7.4632 | 0.27266 | 4 | 25017.7058 | 40366.3451 | 510.0198 | 822.9225 | 77.0659 | 0 | 137.4675 | 1169979.1237 | 35379.3318 | 1757236.4519 | 2046173.4714 | 0 | 174133.0826 | 0 | 2021331.57 | 5259090.113 | 3589437.0656 | 16052760.21 | 961560.8286 | 10270819.4043 | 10270819.4043 | 1478867.319 | 4990048.8316 | 0 | 27285140.4429 | 44024875.9978 | 562341.3252 | 1.0906 | 25017.7058 | 40366.3451 | 510.0198 | 822.9225
1 | 3200 | 707 | 0.02 | 15 | 15 | 7 | 7.4989e-10 | 5spot_SharedNeighbor | Water | Porous | Wet | R245fa | MinimizeLCOE_Brownfield | IgnoreSilica | 2019 | 77.5749 | 7.7413 | 0.2873 | 4 | 24156.4881 | 38722.7149 | 492.4627 | 789.4149 | 77.0672 | 0 | 122.9932 | 1200482.027 | 36298.0828 | 1809430.7286 | 2121504.0788 | 0 | 168830.1534 | 0 | 2081252.5775 | 5414992.283 | 3695843.5001 | 16528633.4312 | 961560.8286 | 10270819.4043 | 10270819.4043 | 1478867.319 | 4990048.8316 | 0 | 27761013.6641 | 44500749.219 | 749894.2093 | 1.1492 | 24156.4881 | 38722.7149 | 492.4627 | 789.4149
1 | 3200 | 707 | 0.02 | 15 | 15 | 7 | 1e-09 | 5spot_SharedNeighbor | Water | Porous | Wet | R245fa | MinimizeLCOE_Brownfield | IgnoreSilica | 2019 | 79.7481 | 7.9581 | 0.29902 | 4 | 23517.0781 | 37512.6185 | 479.4274 | 764.7455 | 77.0669 | 0 | 106.3785 | 1224019.2699 | 37006.4979 | 1849858.3372 | 2180250.0326 | 0 | 163970.3423 | 0 | 2127490.7472 | 5535294.5157 | 3777952.2459 | 16895841.9887 | 961560.8286 | 10270819.4043 | 10270819.4043 | 1478867.319 | 4990048.8316 | 0 | 28128222.2216 | 44867957.7765 | 1000000 | 1.1961 | 23517.0781 | 37512.6185 | 479.4274 | 764.7455
1 | 3200 | 707 | 0.02 | 15 | 15 | 7 | 1.3335e-09 | 5spot_SharedNeighbor | Water | Porous | Wet | R245fa | MinimizeLCOE_Brownfield | IgnoreSilica | 2019 | 81.4387 | 8.1266 | 0.30827 | 4 | 23041.3614 | 36617.0346 | 469.7293 | 746.4878 | 77.0659 | 0 | 130.276 | 1242171.9878 | 37552.5248 | 1881128.3114 | 2225924.3806 | 0 | 159813.3947 | 0 | 2163170.3337 | 5628125.4811 | 3841311.2873 | 17179197.7013 | 961560.8286 | 10270819.4043 | 10270819.4043 | 1478867.319 | 4990048.8316 | 0 | 28411577.9342 | 45151313.4891 | 1333521.4322 | 1.2331 | 23041.3614 | 36617.0346 | 469.7293 | 746.4878
1 | 3200 | 707 | 0.02 | 15 | 15 | 7 | 1.7783e-09 | 5spot_SharedNeighbor | Water | Porous | Wet | R245fa | MinimizeLCOE_Brownfield | IgnoreSilica | 2019 | 82.7144 | 8.2537 | 0.31542 | 4 | 22686.8115 | 35954.6873 | 462.5013 | 732.9849 | 77.0646 | 0 | 142.6975 | 1255778.8521 | 37961.6222 | 1904619.5391 | 2260370.7207 | 0 | 156238.2388 | 0 | 2189837.8994 | 5697509.0168 | 3888666.976 | 17390982.8651 | 961560.8286 | 10270819.4043 | 10270819.4043 | 1478867.319 | 4990048.8316 | 0 | 28623363.098 | 45363098.6529 | 1778279.41 | 1.2617 | 22686.8115 | 35954.6873 | 462.5013 | 732.9849
1 | 3200 | 707 | 0.02 | 15 | 15 | 7 | 2.3714e-09 | 5spot_SharedNeighbor | Water | Porous | Wet | R245fa | MinimizeLCOE_Brownfield | IgnoreSilica | 2019 | 83.689 | 8.3507 | 0.32094 | 4 | 22422.1918 | 35461.998 | 457.1067 | 722.9408 | 77.0634 | 0 | 148.9713 | 1266122.7403 | 38272.5044 | 1922507.3127 | 2286677.0445 | 0 | 153347.2653 | 0 | 2210101.4782 | 5750230.6921 | 3924650.6028 | 17551909.6402 | 961560.8286 | 10270819.4043 | 10270819.4043 | 1478867.319 | 4990048.8316 | 0 | 28784289.8732 | 45524025.428 | 2371373.7057 | 1.2837 | 22422.1918 | 35461.998 | 457.1067 | 722.9408
1 | 3200 | 707 | 0.02 | 15 | 15 | 7 | 3.1623e-09 | 5spot_SharedNeighbor | Water | Porous | Wet | R245fa | MinimizeLCOE_Brownfield | IgnoreSilica | 2019 | 84.442 | 8.4256 | 0.32519 | 4 | 22224.4703 | 35093.8107 | 453.0759 | 715.4348 | 77.0623 | 0 | 129.1396 | 1274083.4949 | 38511.6952 | 1936291.4733 | 2306993.4327 | 0 | 151110.604 | 0 | 2225726.373 | 5790883.4633 | 3952396.9545 | 17675997.4908 | 961560.8286 | 10270819.4043 | 10270819.4043 | 1478867.319 | 4990048.8316 | 0 | 28908377.7237 | 45648113.2786 | 3162277.6602 | 1.3007 | 22224.4703 | 35093.8107 | 453.0759 | 715.4348
1 | 3200 | 707 | 0.02 | 15 | 15 | 7 | 4.217e-09 | 5spot_SharedNeighbor | Water | Porous | Wet | R245fa | MinimizeLCOE_Brownfield | IgnoreSilica | 2019 | 84.9996 | 8.481 | 0.3284 | 4 | 22076.6059 | 34820.0775 | 450.0615 | 709.8544 | 77.0614 | 0 | 140.2625 | 1279963.1279 | 38688.3183 | 1946481.9687 | 2322038.2241 | 0 | 149296.1257 | 0 | 2237222.4282 | 5820793.8407 | 3972811.4017 | 17767295.4352 | 961560.8286 | 10270819.4043 | 10270819.4043 | 1478867.319 | 4990048.8316 | 0 | 28999675.6681 | 45739411.223 | 4216965.0343 | 1.3136 | 22076.6059 | 34820.0775 | 450.0615 | 709.8544
1 | 3200 | 707 | 0.02 | 15 | 15 | 7 | 5.6234e-09 | 5spot_SharedNeighbor | Water | Porous | Wet | R245fa | MinimizeLCOE_Brownfield | IgnoreSilica | 2019 | 85.4212 | 8.5229 | 0.33084 | 4 | 21965.9528 | 34615.5237 | 447.8057 | 705.6843 | 77.0607 | 0 | 135.9543 | 1284398.0088 | 38821.5198 | 1954173.9651 | 2333408.4267 | 0 | 147891.7858 | 0 | 2245890.5454 | 5843346.5038 | 3988204.0576 | 17836134.8131 | 961560.8286 | 10270819.4043 | 10270819.4043 | 1478867.319 | 4990048.8316 | 0 | 29068515.046 | 45808250.6009 | 5623413.2519 | 1.3233 | 21965.9528 | 34615.5237 | 447.8057 | 705.6843
1 | 3200 | 707 | 0.02 | 15 | 15 | 7 | 7.4989e-09 | 5spot_SharedNeighbor | Water | Porous | Wet | R245fa | MinimizeLCOE_Brownfield | IgnoreSilica | 2019 | 85.7307 | 8.5537 | 0.33266 | 4 | 21883.1044 | 34463.2287 | 446.1167 | 702.5795 | 77.0602 | 0 | 133.6894 | 1287648.8161 | 38919.1459 | 1959815.2911 | 2341755.0462 | 0 | 146771.7639 | 0 | 2252214.9246 | 5859801.2411 | 3999434.7539 | 17886360.9828 | 961560.8286 | 10270819.4043 | 10270819.4043 | 1478867.319 | 4990048.8316 | 0 | 29118741.2157 | 45858476.7706 | 7498942.0933 | 1.3306 | 21883.1044 | 34463.2287 | 446.1167 | 702.5795
1 | 3200 | 707 | 0.02 | 15 | 15 | 7 | 1e-08 | 5spot_SharedNeighbor | Water | Porous | Wet | R245fa | MinimizeLCOE_Brownfield | IgnoreSilica | 2019 | 85.9741 | 8.5779 | 0.33406 | 4 | 21821.0499 | 34348.4155 | 444.8516 | 700.2389 | 77.0597 | 0 | 120.8392 | 1290202.2337 | 38995.8214 | 1964248.1799 | 2348318.2766 | 0 | 145967.2254 | 0 | 2257215.3774 | 5872811.3935 | 4008314.4503 | 17926072.9582 | 961560.8286 | 10270819.4043 | 10270819.4043 | 1478867.319 | 4990048.8316 | 0 | 29158453.1911 | 45898188.746 | 10000000 | 1.3363 | 21821.0499 | 34348.4155 | 444.8516 | 700.2389
1 | 3300 | 707 | 0.02 | 15 | 15 | 7 | 1e-13 | 5spot_SharedNeighbor | Water | Porous | Wet | R245fa | MinimizeLCOE_Brownfield | IgnoreSilica | 2019 | 0 | 0 | 0 | 0 |  |  |  |  | 15 |  | 16.8745 | [19 empty] | 100 | 0
1 | 3300 | 707 | 0.02 | 15 | 15 | 7 | 1.3335e-13 | 5spot_SharedNeighbor | Water | Porous | Wet | R245fa | MinimizeLCOE_Brownfield | IgnoreSilica | 2019 | 0 | 0 | 0 | 0 |  |  |  |  | 15 |  | 17.9858 | [19 empty] | 133.3521 | 0
1 | 3300 | 707 | 0.02 | 15 | 15 | 7 | 1.7783e-13 | 5spot_SharedNeighbor | Water | Porous | Wet | R245fa | MinimizeLCOE_Brownfield | IgnoreSilica | 2019 | 0 | 0 | 0 | 0 |  |  |  |  | 15 |  | 21.4981 | [19 empty] | 177.8279 | 0
1 | 3300 | 707 | 0.02 | 15 | 15 | 7 | 2.3714e-13 | 5spot_SharedNeighbor | Water | Porous | Wet | R245fa | MinimizeLCOE_Brownfield | IgnoreSilica | 2019 | 0 | 0 | 0 | 0 |  |  |  |  | 15 |  | 21.9001 | [19 empty] | 237.1374 | 0
1 | 3300 | 707 | 0.02 | 15 | 15 | 7 | 3.1623e-13 | 5spot_SharedNeighbor | Water | Porous | Wet | R245fa | MinimizeLCOE_Brownfield | IgnoreSilica | 2019 | 0 | 0 | 0 | 0 |  |  |  |  | 15 |  | 21.8335 | [19 empty] | 316.2278 | 0
1 | 3300 | 707 | 0.02 | 15 | 15 | 7 | 4.217e-13 | 5spot_SharedNeighbor | Water | Porous | Wet | R245fa | MinimizeLCOE_Brownfield | IgnoreSilica | 2019 | 0 | 0 | 0 | 0 |  |  |  |  | 15 |  | 22.9128 | [19 empty] | 421.6965 | 0
1 | 3300 | 707 | 0.02 | 15 | 15 | 7 | 5.6234e-13 | 5spot_SharedNeighbor | Water | Porous | Wet | R245fa | MinimizeLCOE_Brownfield | IgnoreSilica | 2019 | 0 | 0 | 0 | 0 |  |  |  |  | 15 |  | 25.9523 | [19 empty] | 562.3413 | 0
1 | 3300 | 707 | 0.02 | 15 | 15 | 7 | 7.4989e-13 | 5spot_SharedNeighbor | Water | Porous | Wet | R245fa | MinimizeLCOE_Brownfield | IgnoreSilica | 2019 | 0 | 0 | 0 | 0 |  |  |  |  | 15 |  | 25.7056 | [19 empty] | 749.8942 | 0
1 | 3300 | 707 | 0.02 | 15 | 15 | 7 | 1e-12 | 5spot_SharedNeighbor | Water | Porous | Wet | R245fa | MinimizeLCOE_Brownfield | IgnoreSilica | 2019 | 0 | 0 | 0 | 0 |  |  |  |  | 15 |  | 28.7931 | [19 empty] | 1000 | 0
1 | 3300 | 707 | 0.02 | 15 | 15 | 7 | 1.3335e-12 | 5spot_SharedNeighbor | Water | Porous | Wet | R245fa | MinimizeLCOE_Brownfield | IgnoreSilica | 2019 | 0 | 0 | 0 | 0 |  |  |  |  | 15 |  | 28.4802 | [19 empty] | 1333.5214 | 0
1 | 3300 | 707 | 0.02 | 15 | 15 | 7 | 1.7783e-12 | 5spot_SharedNeighbor | Water | Porous | Wet | R245fa | MinimizeLCOE_Brownfield | IgnoreSilica | 2019 | 0 | 0 | 0 | 0 |  |  |  |  | 15 |  | 29.4595 | [19 empty] | 1778.2794 | 0
1 | 3300 | 707 | 0.02 | 15 | 15 | 7 | 2.3714e-12 | 5spot_SharedNeighbor | Water | Porous | Wet | R245fa | MinimizeLCOE_Brownfield | IgnoreSilica | 2019 | 1.6 | 0.12088 | 0.00054462 | 4 | 5655772.8896 | 13592931.6764 | 115300.5804 | 277110.298 | 66.7658 | 0 | 33.7318 | 58541.2622 | 1609.8005 | 65514.4462 | 61250.0008 | 0 | 37441.1288 | 0 | 87499.089 | 227654.6811 | 155378.9977 | 694889.4065 | 961560.8286 | 10664466.8222 | 10664466.8222 | 1478867.319 | 5147507.7987 | 0 | 12320917.0573 | 29611758.9972 | 2371.3737 | 0.0021785 | 5655772.8896 | 13592931.6764 | 115300.5804 | 277110.298
1 | 3300 | 707 | 0.02 | 15 | 15 | 7 | 3.1623e-12 | 5spot_SharedNeighbor | Water | Porous | Wet | R245fa | MinimizeLCOE_Brownfield | IgnoreSilica | 2019 | 1.6 | 0.12089 | 0.0015671 | 4 | 1962523.7239 | 4720866.6898 | 40008.7006 | 96241.2529 | 66.7666 | 0 | 35.7755 | 58543.0143 | 1609.8595 | 65515.7389 | 61250.5578 | 0 | 31394.4332 | 0 | 85142.3055 | 221522.8137 | 151193.8722 | 676172.5951 | 961560.8286 | 10664466.8222 | 10664466.8222 | 1478867.319 | 5147507.7987 | 0 | 12302200.2459 | 29593042.1858 | 3162.2777 | 0.0062686 | 1962523.7239 | 4720866.6898 | 40008.7006 | 96241.2529
1 | 3300 | 707 | 0.02 | 15 | 15 | 7 | 4.217e-12 | 5spot_SharedNeighbor | Water | Porous | Wet | R245fa | MinimizeLCOE_Brownfield | IgnoreSilica | 2019 | 2.8861 | 0.25252 | 0.0036446 | 4 | 876510.4113 | 2062560.3533 | 17868.8503 | 42048.0826 | 71.8902 | 0 | 76.4892 | 104147.1418 | 3000.5251 | 117563.9417 | 97171.2349 | 0 | 50120.5617 | 0 | 145081.328 | 377471.8553 | 257632.2975 | 1152188.886 | 961560.8286 | 10664466.8222 | 10664466.8222 | 1478867.319 | 5147507.7987 | 0 | 12778216.5368 | 30069058.4768 | 4216.965 | 0.014579 | 876510.4113 | 2062560.3533 | 17868.8503 | 42048.0826
1 | 3300 | 707 | 0.02 | 15 | 15 | 7 | 5.6234e-12 | 5spot_SharedNeighbor | Water | Porous | Wet | R245fa | MinimizeLCOE_Brownfield | IgnoreSilica | 2019 | 3.9191 | 0.36006 | 0.0062608 | 4 | 523783.0042 | 1214222.1998 | 10678.025 | 24753.5619 | 73.722 | 0 | 93.7381 | 136113.4408 | 3987.7505 | 155892.8284 | 126205.7992 | 0 | 59259.4621 | 0 | 187769.1196 | 488536.7325 | 333436.3583 | 1491201.4915 | 961560.8286 | 10664466.8222 | 10664466.8222 | 1478867.319 | 5147507.7987 | 0 | 13117229.1423 | 30408071.0823 | 5623.4133 | 0.025043 | 523783.0042 | 1214222.1998 | 10678.025 | 24753.5619
1 | 3300 | 707 | 0.02 | 15 | 15 | 7 | 7.4989e-12 | 5spot_SharedNeighbor | Water | Porous | Wet | R245fa | MinimizeLCOE_Brownfield | IgnoreSilica | 2019 | 5.1829 | 0.4925 | 0.0098395 | 4 | 343155.4613 | 782479.5244 | 6995.6882 | 15951.9035 | 75.0148 | 0 | 107.2145 | 171667.0505 | 5089.3723 | 200057.6377 | 161813.6948 | 0 | 68305.6826 | 0 | 236704.0408 | 615855.3594 | 420333.9373 | 1879826.7753 | 961560.8286 | 10664466.8222 | 10664466.8222 | 1478867.319 | 5147507.7987 | 0 | 13505854.4261 | 30796696.366 | 7498.9421 | 0.039358 | 343155.4613 | 782479.5244 | 6995.6882 | 15951.9035
1 | 3300 | 707 | 0.02 | 15 | 15 | 7 | 1e-11 | 5spot_SharedNeighbor | Water | Porous | Wet | R245fa | MinimizeLCOE_Brownfield | IgnoreSilica | 2019 | 6.8102 | 0.66235 | 0.014561 | 4 | 239908.1785 | 536775.9096 | 4890.8527 | 10942.903 | 75.9823 | 0 | 93.1728 | 213067.0805 | 6371.5503 | 253365.866 | 206564.8479 | 0 | 78478.5693 | 0 | 295560.6865 | 768988.2783 | 524850.3011 | 2347247.1798 | 961560.8286 | 10664466.8222 | 10664466.8222 | 1478867.319 | 5147507.7987 | 0 | 13973274.8306 | 31264116.7706 | 10000 | 0.058244 | 239908.1785 | 536775.9096 | 4890.8527 | 10942.903
1 | 3300 | 707 | 0.02 | 15 | 15 | 7 | 1.3335e-11 | 5spot_SharedNeighbor | Water | Porous | Wet | R245fa | MinimizeLCOE_Brownfield | IgnoreSilica | 2019 | 9.3124 | 0.92452 | 0.021036 | 4 | 174256.4865 | 379745.3599 | 3552.4542 | 7741.6228 | 76.8527 | 0 | 84.9919 | 271101.3442 | 8169.6839 | 330599.529 | 275303.7934 | 0 | 95296.873 | 0 | 382383.7772 | 994884.1506 | 679028.8756 | 3036768.027 | 961560.8286 | 10664466.8222 | 10664466.8222 | 1478867.319 | 5147507.7987 | 0 | 14662795.6778 | 31953637.6178 | 13335.2143 | 0.084145 | 174256.4865 | 379745.3599 | 3552.4542 | 7741.6228
1 | 3300 | 707 | 0.02 | 15 | 15 | 7 | 1.7783e-11 | 5spot_SharedNeighbor | Water | Porous | Wet | R245fa | MinimizeLCOE_Brownfield | IgnoreSilica | 2019 | 11.7996 | 1.1862 | 0.029438 | 4 | 129967.6708 | 276808.1886 | 2649.5668 | 5643.1093 | 77.362 | 0 | 99.0175 | 324267.3916 | 9817.9049 | 403382.7438 | 344609.7674 | 0 | 105423.8935 | 0 | 463125.6634 | 1204957.9761 | 822408.5781 | 3677993.9188 | 961560.8286 | 10664466.8222 | 10664466.8222 | 1478867.319 | 5147507.7987 | 0 | 15304021.5696 | 32594863.5096 | 17782.7941 | 0.11775 | 129967.6708 | 276808.1886 | 2649.5668 | 5643.1093
1 | 3300 | 707 | 0.02 | 15 | 15 | 7 | 2.3714e-11 | 5spot_SharedNeighbor | Water | Porous | Wet | R245fa | MinimizeLCOE_Brownfield | IgnoreSilica | 2019 | 15.2413 | 1.5487 | 0.040534 | 4 | 99677.7955 | 206321.6158 | 2032.0667 | 4206.1452 | 77.7903 | 0 | 131.0418 | 392346.1448 | 11926.6552 | 499101.4197 | 440917.0418 | 0 | 120028.0676 | 0 | 571084.5384 | 1485844.8233 | 1014119.623 | 4535368.3139 | 961560.8286 | 10664466.8222 | 10664466.8222 | 1478867.319 | 5147507.7987 | 0 | 16161395.9647 | 33452237.9046 | 23713.7371 | 0.16214 | 99677.7955 | 206321.6158 | 2032.0667 | 4206.1452
1 | 3300 | 707 | 0.02 | 15 | 15 | 7 | 3.1623e-11 | 5spot_SharedNeighbor | Water | Porous | Wet | R245fa | MinimizeLCOE_Brownfield | IgnoreSilica | 2019 | 19.3977 | 1.9862 | 0.054703 | 4 | 78365.3637 | 157386.1785 | 1597.5839 | 3208.5301 | 78.1082 | 0 | 114.2584 | 468324.0937 | 14276.2875 | 608848.6566 | 556659.2074 | 0 | 134565.4663 | 0 | 695242.7475 | 1808879.0151 | 1234597.0965 | 5521392.5706 | 961560.8286 | 10664466.8222 | 10664466.8222 | 1478867.319 | 5147507.7987 | 0 | 17147420.2214 | 34438262.1613 | 31622.7766 | 0.21881 | 78365.3637 | 157386.1785 | 1597.5839 | 3208.5301
1 | 3300 | 707 | 0.02 | 15 | 15 | 7 | 4.217e-11 | 5spot_SharedNeighbor | Water | Porous | Wet | R245fa | MinimizeLCOE_Brownfield | IgnoreSilica | 2019 | 24.525 | 2.5251 | 0.072593 | 4 | 63061.2052 | 122608.2142 | 1285.588 | 2499.5343 | 78.3544 | 0 | 113.0333 | 555215.409 | 16958.1326 | 737614.6825 | 698325.0294 | 0 | 150328.6144 | 0 | 841792.3285 | 2190170.9634 | 1494836.686 | 6685241.8457 | 961560.8286 | 10664466.8222 | 10664466.8222 | 1478867.319 | 5147507.7987 | 0 | 18311269.4965 | 35602111.4365 | 42169.6503 | 0.29037 | 63061.2052 | 122608.2142 | 1285.588 | 2499.5343
1 | 3300 | 707 | 0.02 | 15 | 15 | 7 | 5.6234e-11 | 5spot_SharedNeighbor | Water | Porous | Wet | R245fa | MinimizeLCOE_Brownfield | IgnoreSilica | 2019 | 30.5427 | 3.1578 | 0.094608 | 4 | 51858.3066 | 97549.2737 | 1057.2017 | 1988.6739 | 78.5403 | 0 | 111.4797 | 650423.3498 | 19892.627 | 881957.7999 | 864603.6795 | 0 | 165643.3311 | 0 | 1007183.1071 | 2620483.8429 | 1788534.0683 | 7998721.8056 | 961560.8286 | 10664466.8222 | 10664466.8222 | 1478867.319 | 5147507.7987 | 0 | 19624749.4564 | 36915591.3963 | 56234.1325 | 0.37843 | 51858.3066 | 97549.2737 | 1057.2017 | 1988.6739
1 | 3300 | 707 | 0.02 | 15 | 15 | 7 | 7.4989e-11 | 5spot_SharedNeighbor | Water | Porous | Wet | R245fa | MinimizeLCOE_Brownfield | IgnoreSilica | 2019 | 35.405 | 3.6691 | 0.11842 | 4 | 43529.8308 | 80032.7667 | 887.4145 | 1631.5762 | 78.6458 | 0 | 373.8332 | 723257.297 | 22134.8594 | 994383.7287 | 998962.9326 | 0 | 164910.7828 | 0 | 1132423.3442 | 2946333.2496 | 2010932.984 | 8993339.1783 | 961560.8286 | 10664466.8222 | 10664466.8222 | 1478867.319 | 5147507.7987 | 0 | 20619366.8291 | 37910208.769 | 74989.4209 | 0.47368 | 43529.8308 | 80032.7667 | 887.4145 | 1631.5762
1 | 3300 | 707 | 0.02 | 15 | 15 | 7 | 1e-10 | 5spot_SharedNeighbor | Water | Porous | Wet | R245fa | MinimizeLCOE_Brownfield | IgnoreSilica | 2019 | 44.8345 | 4.6609 | 0.1511 | 4 | 37363.835 | 65972.0022 | 761.7123 | 1344.9285 | 78.7869 | 0 | 111.2457 | 856526.0523 | 26231.9824 | 1204025.5145 | 1259542.2044 | 0 | 191247.0167 | 0 | 1379653.3804 | 3589575.09 | 2449958.7573 | 10956759.9981 | 961560.8286 | 10664466.8222 | 10664466.8222 | 1478867.319 | 5147507.7987 | 0 | 22582787.6489 | 39873629.5889 | 100000 | 0.6044 | 37363.835 | 65972.0022 | 761.7123 | 1344.9285
1 | 3300 | 707 | 0.02 | 15 | 15 | 7 | 1.3335e-10 | 5spot_SharedNeighbor | Water | Porous | Wet | R245fa | MinimizeLCOE_Brownfield | IgnoreSilica | 2019 | 52.0696 | 5.4218 | 0.18259 | 4 | 32874.9719 | 56549.5369 | 670.2008 | 1152.8388 | 78.8594 | 0 | 129.0761 | 953087.7633 | 29195.9329 | 1358776.9819 | 1459470.3573 | 0 | 197972.4634 | 0 | 1559416.3646 | 4057281.5003 | 2769177.9928 | 12384379.3566 | 961560.8286 | 10664466.8222 | 10664466.8222 | 1478867.319 | 5147507.7987 | 0 | 24010407.0074 | 41301248.9474 | 133352.1432 | 0.73036 | 32874.9719 | 56549.5369 | 670.2008 | 1152.8388
1 | 3300 | 707 | 0.02 | 15 | 15 | 7 | 1.7783e-10 | 5spot_SharedNeighbor | Water | Porous | Wet | R245fa | MinimizeLCOE_Brownfield | IgnoreSilica | 2019 | 58.8855 | 6.1381 | 0.21414 | 4 | 29558.6552 | 49744.8107 | 602.5932 | 1014.1153 | 78.9076 | 0 | 105.8412 | 1040348.7353 | 31870.6012 | 1500523.43 | 1647783.162 | 0 | 200490.8834 | 0 | 1724196.5567 | 4486005.7591 | 3061791.1088 | 13693010.2366 | 961560.8286 | 10664466.8222 | 10664466.8222 | 1478867.319 | 5147507.7987 | 0 | 25319037.8874 | 42609879.8274 | 177827.941 | 0.85657 | 29558.6552 | 49744.8107 | 602.5932 | 1014.1153
1 | 3300 | 707 | 0.02 | 15 | 15 | 7 | 2.3714e-10 | 5spot_SharedNeighbor | Water | Porous | Wet | R245fa | MinimizeLCOE_Brownfield | IgnoreSilica | 2019 | 64.942 | 6.7737 | 0.24393 | 4 | 27112.0852 | 44833.4856 | 552.7165 | 913.9912 | 78.9366 | 0 | 112.3269 | 1115246.0567 | 34163.0008 | 1623566.5035 | 1815061.521 | 0 | 199218.1045 | 0 | 1867029.5228 | 4857627.8378 | 3315430.8136 | 14827343.3607 | 961560.8286 | 10664466.8222 | 10664466.8222 | 1478867.319 | 5147507.7987 | 0 | 26453371.0115 | 43744212.9515 | 237137.3706 | 0.9757 | 27112.0852 | 44833.4856 | 552.7165 | 913.9912
1 | 3300 | 707 | 0.02 | 15 | 15 | 7 | 3.1623e-10 | 5spot_SharedNeighbor | Water | Porous | Wet | R245fa | MinimizeLCOE_Brownfield | IgnoreSilica | 2019 | 70.1035 | 7.3146 | 0.27067 | 4 | 25307.319 | 41277.8602 | 515.9239 | 841.505 | 78.9521 | 0 | 99.0184 | 1177302.5463 | 36059.7497 | 1726459.0681 | 1957569.609 | 0 | 195337.8952 | 0 | 1986164.2587 | 5167591.9828 | 3526987.7116 | 15773472.8215 | 961560.8286 | 10664466.8222 | 10664466.8222 | 1478867.319 | 5147507.7987 | 0 | 27399500.4723 | 44690342.4123 | 316227.766 | 1.0827 | 25307.319 | 41277.8602 | 515.9239 | 841.505
1 | 3300 | 707 | 0.02 | 15 | 15 | 7 | 4.217e-10 | 5spot_SharedNeighbor | Water | Porous | Wet | R245fa | MinimizeLCOE_Brownfield | IgnoreSilica | 2019 | 74.3493 | 7.7588 | 0.29368 | 4 | 23974.4119 | 38693.4628 | 488.7508 | 788.8186 | 78.9591 | 0 | 134.9139 | 1227213.1538 | 37583.3468 | 1809827.9286 | 2074748.0642 | 0 | 189977.65 | 0 | 2082346.5559 | 5417838.5904 | 3697786.1634 | 16537321.4531 | 961560.8286 | 10664466.8222 | 10664466.8222 | 1478867.319 | 5147507.7987 | 0 | 28163349.1039 | 45454191.0438 | 421696.5034 | 1.1747 | 23974.4119 | 38693.4628 | 488.7508 | 788.8186
1 | 3300 | 707 | 0.02 | 15 | 15 | 7 | 5.6234e-10 | 5spot_SharedNeighbor | Water | Porous | Wet | R245fa | MinimizeLCOE_Brownfield | IgnoreSilica | 2019 | 77.7575 | 8.1148 | 0.31285 | 4 | 22988.0694 | 36805.4388 | 468.6429 | 750.3287 | 78.961 | 0 | 144.1318 | 1266575.1913 | 38783.6314 | 1875961.7496 | 2168773.6229 | 0 | 184126.8872 | 0 | 2158346.2221 | 5615574.1323 | 3832744.7338 | 17140886.1708 | 961560.8286 | 10664466.8222 | 10664466.8222 | 1478867.319 | 5147507.7987 | 0 | 28766913.8216 | 46057755.7615 | 562341.3252 | 1.2514 | 22988.0694 | 36805.4388 | 468.6429 | 750.3287
1 | 3300 | 707 | 0.02 | 15 | 15 | 7 | 7.4989e-10 | 5spot_SharedNeighbor | Water | Porous | Wet | R245fa | MinimizeLCOE_Brownfield | IgnoreSilica | 2019 | 80.4371 | 8.3944 | 0.32839 | 4 | 22256.5614 | 35419.9986 | 453.7301 | 722.0846 | 78.9604 | 0 | 126.6874 | 1297101.1399 | 39713.6358 | 1927483.1066 | 2242673.6533 | 0 | 178418.1569 | 0 | 2217301.9801 | 5768964.921 | 3937437.0989 | 17609093.6924 | 961560.8286 | 10664466.8222 | 10664466.8222 | 1478867.319 | 5147507.7987 | 0 | 29235121.3432 | 46525963.2832 | 749894.2093 | 1.3136 | 22256.5614 | 35419.9986 | 453.7301 | 722.0846
1 | 3300 | 707 | 0.02 | 15 | 15 | 7 | 1e-09 | 5spot_SharedNeighbor | Water | Porous | Wet | R245fa | MinimizeLCOE_Brownfield | IgnoreSilica | 2019 | 82.5272 | 8.6122 | 0.34077 | 4 | 21712.8847 | 34397.9381 | 442.6465 | 701.2485 | 78.9587 | 0 | 132.6483 | 1320662.1797 | 40430.9249 | 1967388.6354 | 2300300.4375 | 0 | 173306.9132 | 0 | 2262814.7453 | 5887379.8003 | 4018257.6872 | 17970541.3234 | 961560.8286 | 10664466.8222 | 10664466.8222 | 1478867.319 | 5147507.7987 | 0 | 29596568.9742 | 46887410.9142 | 1000000 | 1.3631 | 21712.8847 | 34397.9381 | 442.6465 | 701.2485
1 | 3300 | 707 | 0.02 | 15 | 15 | 7 | 1.3335e-09 | 5spot_SharedNeighbor | Water | Porous | Wet | R245fa | MinimizeLCOE_Brownfield | IgnoreSilica | 2019 | 84.1371 | 8.7798 | 0.35048 | 4 | 21308.0451 | 33641.5656 | 434.3933 | 685.8288 | 78.9566 | 0 | 140.5922 | 1338664.7646 | 40978.6766 | 1997961.7276 | 2344678.3423 | 0 | 168919.4084 | 0 | 2297569.1386 | 5977803.6024 | 4079973.7902 | 18246549.4508 | 961560.8286 | 10664466.8222 | 10664466.8222 | 1478867.319 | 5147507.7987 | 0 | 29872577.1016 | 47163419.0415 | 1333521.4322 | 1.4019 | 21308.0451 | 33641.5656 | 434.3933 | 685.8288
1 | 3300 | 707 | 0.02 | 15 | 15 | 7 | 1.7783e-09 | 5spot_SharedNeighbor | Water | Porous | Wet | R245fa | MinimizeLCOE_Brownfield | IgnoreSilica | 2019 | 85.348 | 8.9057 | 0.35797 | 4 | 21006.1121 | 33081.7276 | 428.238 | 674.4158 | 78.9546 | 0 | 150.1526 | 1352123.7867 | 41388.001 | 2020865.107 | 2378052.4576 | 0 | 165177.9696 | 0 | 2323466.8556 | 6045184.1496 | 4125962.3982 | 18452220.7254 | 961560.8286 | 10664466.8222 | 10664466.8222 | 1478867.319 | 5147507.7987 | 0 | 30078248.3763 | 47369090.3162 | 1778279.41 | 1.4319 | 21006.1121 | 33081.7276 | 428.238 | 674.4158
1 | 3300 | 707 | 0.02 | 15 | 15 | 7 | 2.3714e-09 | 5spot_SharedNeighbor | Water | Porous | Wet | R245fa | MinimizeLCOE_Brownfield | IgnoreSilica | 2019 | 86.2862 | 9.0033 | 0.36377 | 4 | 20780.6415 | 32663.8656 | 423.6415 | 665.8971 | 78.9528 | 0 | 122.055 | 1362502.9516 | 41703.5499 | 2038554.6047 | 2403904.4967 | 0 | 162244.6542 | 0 | 2343475.0003 | 6097241.2379 | 4161492.4306 | 18611118.9258 | 961560.8286 | 10664466.8222 | 10664466.8222 | 1478867.319 | 5147507.7987 | 0 | 30237146.5766 | 47527988.5166 | 2371373.7057 | 1.4551 | 20780.6415 | 32663.8656 | 423.6415 | 665.8971
1 | 3300 | 707 | 0.02 | 15 | 15 | 7 | 3.1623e-09 | 5spot_SharedNeighbor | Water | Porous | Wet | R245fa | MinimizeLCOE_Brownfield | IgnoreSilica | 2019 | 86.9876 | 9.0762 | 0.36817 | 4 | 20612.1017 | 32353.111 | 420.2056 | 659.5619 | 78.9513 | 0 | 137.2862 | 1370236.0081 | 41938.5887 | 2051749.6593 | 2423230.9456 | 0 | 159868.0545 | 0 | 2358339.0699 | 6135914.498 | 4187887.7253 | 18729164.5493 | 961560.8286 | 10664466.8222 | 10664466.8222 | 1478867.319 | 5147507.7987 | 0 | 30355192.2001 | 47646034.1401 | 3162277.6602 | 1.4727 | 20612.1017 | 32353.111 | 420.2056 | 659.5619
1 | 3300 | 707 | 0.02 | 15 | 15 | 7 | 4.217e-09 | 5spot_SharedNeighbor | Water | Porous | Wet | R245fa | MinimizeLCOE_Brownfield | IgnoreSilica | 2019 | 87.5212 | 9.1316 | 0.37153 | 4 | 20486.0203 | 32120.8694 | 417.6352 | 654.8274 | 78.9501 | 0 | 139.6449 | 1376103.6941 | 42116.8954 | 2061770.5696 | 2437932.6667 | 0 | 158027.6502 | 0 | 2369621.0756 | 6165267.9626 | 4207922.0681 | 18818762.5822 | 961560.8286 | 10664466.8222 | 10664466.8222 | 1478867.319 | 5147507.7987 | 0 | 30444790.233 | 47735632.173 | 4216965.0343 | 1.4861 | 20486.0203 | 32120.8694 | 417.6352 | 654.8274
1 | 3300 | 707 | 0.02 | 15 | 15 | 7 | 5.6234e-09 | 5spot_SharedNeighbor | Water | Porous | Wet | R245fa | MinimizeLCOE_Brownfield | IgnoreSilica | 2019 | 87.9233 | 9.1733 | 0.37408 | 4 | 20391.6453 | 31947.3377 | 415.7113 | 651.2897 | 78.9492 | 0 | 131.1541 | 1380516.5816 | 42250.9732 | 2069311.9467 | 2449010.5083 | 0 | 156601.2303 | 0 | 2378099.5836 | 6187327.3014 | 4222978.02 | 18886096.1452 | 961560.8286 | 10664466.8222 | 10664466.8222 | 1478867.319 | 5147507.7987 | 0 | 30512123.796 | 47802965.7359 | 5623413.2519 | 1.4963 | 20391.6453 | 31947.3377 | 415.7113 | 651.2897
1 | 3300 | 707 | 0.02 | 15 | 15 | 7 | 7.4989e-09 | 5spot_SharedNeighbor | Water | Porous | Wet | R245fa | MinimizeLCOE_Brownfield | IgnoreSilica | 2019 | 88.225 | 9.2047 | 0.376 | 4 | 20320.9716 | 31817.6249 | 414.2705 | 648.6453 | 78.9485 | 0 | 127.334 | 1383823.0564 | 42351.4229 | 2074965.3362 | 2457322.8041 | 0 | 155500.2017 | 0 | 2384445.5003 | 6203838.0748 | 4234246.9622 | 18936493.3585 | 961560.8286 | 10664466.8222 | 10664466.8222 | 1478867.319 | 5147507.7987 | 0 | 30562521.0093 | 47853362.9493 | 7498942.0933 | 1.504 | 20320.9716 | 31817.6249 | 414.2705 | 648.6453
1 | 3300 | 707 | 0.02 | 15 | 15 | 7 | 1e-08 | 5spot_SharedNeighbor | Water | Porous | Wet | R245fa | MinimizeLCOE_Brownfield | IgnoreSilica | 2019 | 88.4567 | 9.2287 | 0.37746 | 4 | 20268.0287 | 31720.2017 | 413.1912 | 646.6592 | 78.9479 | 0 | 134.1786 | 1386359.2513 | 42428.465 | 2079303.3345 | 2463705.5761 | 0 | 154683.7291 | 0 | 2389327.3388 | 6216539.6173 | 4242916.0259 | 18975263.338 | 961560.8286 | 10664466.8222 | 10664466.8222 | 1478867.319 | 5147507.7987 | 0 | 30601290.9888 | 47892132.9288 | 10000000 | 1.5098 | 20268.0287 | 31720.2017 | 413.1912 | 646.6592
1 | 3400 | 707 | 0.02 | 15 | 15 | 7 | 1e-13 | 5spot_SharedNeighbor | Water | Porous | Wet | R245fa | MinimizeLCOE_Brownfield | IgnoreSilica | 2019 | 0 | 0 | 0 | 0 |  |  |  |  | 15 |  | 16.8207 | [19 empty] | 100 | 0
1 | 3400 | 707 | 0.02 | 15 | 15 | 7 | 1.3335e-13 | 5spot_SharedNeighbor | Water | Porous | Wet | R245fa | MinimizeLCOE_Brownfield | IgnoreSilica | 2019 | 0 | 0 | 0 | 0 |  |  |  |  | 15 |  | 19.7934 | [19 empty] | 133.3521 | 0
1 | 3400 | 707 | 0.02 | 15 | 15 | 7 | 1.7783e-13 | 5spot_SharedNeighbor | Water | Porous | Wet | R245fa | MinimizeLCOE_Brownfield | IgnoreSilica | 2019 | 0 | 0 | 0 | 0 |  |  |  |  | 15 |  | 22.4164 | [19 empty] | 177.8279 | 0
1 | 3400 | 707 | 0.02 | 15 | 15 | 7 | 2.3714e-13 | 5spot_SharedNeighbor | Water | Porous | Wet | R245fa | MinimizeLCOE_Brownfield | IgnoreSilica | 2019 | 0 | 0 | 0 | 0 |  |  |  |  | 15 |  | 23.133 | [19 empty] | 237.1374 | 0
1 | 3400 | 707 | 0.02 | 15 | 15 | 7 | 3.1623e-13 | 5spot_SharedNeighbor | Water | Porous | Wet | R245fa | MinimizeLCOE_Brownfield | IgnoreSilica | 2019 | 0 | 0 | 0 | 0 |  |  |  |  | 15 |  | 22.7895 | [19 empty] | 316.2278 | 0
1 | 3400 | 707 | 0.02 | 15 | 15 | 7 | 4.217e-13 | 5spot_SharedNeighbor | Water | Porous | Wet | R245fa | MinimizeLCOE_Brownfield | IgnoreSilica | 2019 | 0 | 0 | 0 | 0 |  |  |  |  | 15 |  | 22.5397 | [19 empty] | 421.6965 | 0
1 | 3400 | 707 | 0.02 | 15 | 15 | 7 | 5.6234e-13 | 5spot_SharedNeighbor | Water | Porous | Wet | R245fa | MinimizeLCOE_Brownfield | IgnoreSilica | 2019 | 0 | 0 | 0 | 0 |  |  |  |  | 15 |  | 26.3431 | [19 empty] | 562.3413 | 0
1 | 3400 | 707 | 0.02 | 15 | 15 | 7 | 7.4989e-13 | 5spot_SharedNeighbor | Water | Porous | Wet | R245fa | MinimizeLCOE_Brownfield | IgnoreSilica | 2019 | 0 | 0 | 0 | 0 |  |  |  |  | 15 |  | 26.4058 | [19 empty] | 749.8942 | 0
1 | 3400 | 707 | 0.02 | 15 | 15 | 7 | 1e-12 | 5spot_SharedNeighbor | Water | Porous | Wet | R245fa | MinimizeLCOE_Brownfield | IgnoreSilica | 2019 | 0 | 0 | 0 | 0 |  |  |  |  | 15 |  | 27.605 | [19 empty] | 1000 | 0
1 | 3400 | 707 | 0.02 | 15 | 15 | 7 | 1.3335e-12 | 5spot_SharedNeighbor | Water | Porous | Wet | R245fa | MinimizeLCOE_Brownfield | IgnoreSilica | 2019 | 0 | 0 | 0 | 0 |  |  |  |  | 15 |  | 30.3565 | [19 empty] | 1333.5214 | 0
1 | 3400 | 707 | 0.02 | 15 | 15 | 7 | 1.7783e-12 | 5spot_SharedNeighbor | Water | Porous | Wet | R245fa | MinimizeLCOE_Brownfield | IgnoreSilica | 2019 | 0 | 0 | 0 | 0 |  |  |  |  | 15 |  | 29.6353 | [19 empty] | 1778.2794 | 0
1 | 3400 | 707 | 0.02 | 15 | 15 | 7 | 2.3714e-12 | 5spot_SharedNeighbor | Water | Porous | Wet | R245fa | MinimizeLCOE_Brownfield | IgnoreSilica | 2019 | 1.6 | 0.12529 | 0.0010171 | 4 | 3130115.652 | 7517820.613 | 63811.6414 | 153260.9418 | 67.9734 | 0 | 34.5684 | 61041.9645 | 1694.5456 | 67345.7943 | 62043.0536 | 0 | 36614.8221 | 0 | 89208.6703 | 232102.6608 | 158414.8352 | 708466.3464 | 961560.8286 | 11063974.3309 | 11063974.3309 | 1478867.319 | 5307310.8022 | 0 | 12734001.506 | 30584153.9582 | 2371.3737 | 0.0040682 | 3130115.652 | 7517820.613 | 63811.6414 | 153260.9418
1 | 3400 | 707 | 0.02 | 15 | 15 | 7 | 3.1623e-12 | 5spot_SharedNeighbor | Water | Porous | Wet | R245fa | MinimizeLCOE_Brownfield | IgnoreSilica | 2019 | 1.6 | 0.1253 | 0.002019 | 4 | 1574414.5782 | 3784633.5419 | 32096.5707 | 77154.8738 | 67.9742 | 0 | 37.2325 | 61043.7431 | 1694.6063 | 67347.0887 | 62043.613 | 0 | 30564.717 | 0 | 86850.5696 | 225967.3666 | 154227.3709 | 689739.0752 | 961560.8286 | 11063974.3309 | 11063974.3309 | 1478867.319 | 5307310.8022 | 0 | 12715274.2348 | 30565426.687 | 3162.2777 | 0.0080762 | 1574414.5782 | 3784633.5419 | 32096.5707 | 77154.8738
1 | 3400 | 707 | 0.02 | 15 | 15 | 7 | 4.217e-12 | 5spot_SharedNeighbor | Water | Porous | Wet | R245fa | MinimizeLCOE_Brownfield | IgnoreSilica | 2019 | 3.2493 | 0.30216 | 0.0049004 | 4 | 680772.8985 | 1591426.5582 | 13878.4763 | 32443.383 | 74.1817 | 0 | 90.8927 | 121255.1872 | 3558.5014 | 135436.0465 | 109352.0515 | 0 | 56135.3657 | 0 | 166037.4893 | 431995.4883 | 294845.7974 | 1318615.9272 | 961560.8286 | 11063974.3309 | 11063974.3309 | 1478867.319 | 5307310.8022 | 0 | 13344151.0868 | 31194303.539 | 4216.965 | 0.019601 | 680772.8985 | 1591426.5582 | 13878.4763 | 32443.383
1 | 3400 | 707 | 0.02 | 15 | 15 | 7 | 5.6234e-12 | 5spot_SharedNeighbor | Water | Porous | Wet | R245fa | MinimizeLCOE_Brownfield | IgnoreSilica | 2019 | 4.3212 | 0.41868 | 0.0080778 | 4 | 423907.9536 | 976351.0236 | 8641.937 | 19904.2362 | 75.8237 | 0 | 85.6687 | 154794.996 | 4608.706 | 175566.8108 | 139711.7013 | 0 | 64983.2785 | 0 | 210469.5421 | 547598.5753 | 373747.2797 | 1671480.8897 | 961560.8286 | 11063974.3309 | 11063974.3309 | 1478867.319 | 5307310.8022 | 0 | 13697016.0493 | 31547168.5015 | 5623.4133 | 0.032311 | 423907.9536 | 976351.0236 | 8641.937 | 19904.2362
1 | 3400 | 707 | 0.02 | 15 | 15 | 7 | 7.4989e-12 | 5spot_SharedNeighbor | Water | Porous | Wet | R245fa | MinimizeLCOE_Brownfield | IgnoreSilica | 2019 | 5.8091 | 0.58072 | 0.012389 | 4 | 285704.6551 | 645904.4786 | 5824.4758 | 13167.6364 | 77.1369 | 0 | 105.5558 | 196926.1607 | 5929.9978 | 227843.4152 | 181315.9277 | 0 | 76632.0515 | 0 | 268572.5456 | 698770.6719 | 476925.3419 | 2132916.1123 | 961560.8286 | 11063974.3309 | 11063974.3309 | 1478867.319 | 5307310.8022 | 0 | 14158451.2719 | 32008603.7241 | 7498.9421 | 0.049556 | 285704.6551 | 645904.4786 | 5824.4758 | 13167.6364
1 | 3400 | 707 | 0.02 | 15 | 15 | 7 | 1e-11 | 5spot_SharedNeighbor | Water | Porous | Wet | R245fa | MinimizeLCOE_Brownfield | IgnoreSilica | 2019 | 7.5265 | 0.76873 | 0.018161 | 4 | 201836.8279 | 447563.8737 | 4114.7167 | 9124.1949 | 77.9974 | 0 | 110.0987 | 241563.7555 | 7332.2837 | 284939.8966 | 230594.8164 | 0 | 86754.1302 | 0 | 331962.1041 | 863697.3001 | 589491.1545 | 2636335.4409 | 961560.8286 | 11063974.3309 | 11063974.3309 | 1478867.319 | 5307310.8022 | 0 | 14661870.6005 | 32512023.0527 | 10000 | 0.072642 | 201836.8279 | 447563.8737 | 4114.7167 | 9124.1949
1 | 3400 | 707 | 0.02 | 15 | 15 | 7 | 1.3335e-11 | 5spot_SharedNeighbor | Water | Porous | Wet | R245fa | MinimizeLCOE_Brownfield | IgnoreSilica | 2019 | 9.936 | 1.0329 | 0.025936 | 4 | 147788.729 | 319850.3914 | 3012.8731 | 6520.5829 | 78.7846 | 0 | 106.9066 | 298970.2407 | 9135.1788 | 360658.9309 | 297870.3516 | 0 | 100916.2661 | 0 | 416344.8776 | 1083243.9673 | 739336.2661 | 3306476.0791 | 961560.8286 | 11063974.3309 | 11063974.3309 | 1478867.319 | 5307310.8022 | 0 | 15332011.2387 | 33182163.6909 | 13335.2143 | 0.10374 | 147788.729 | 319850.3914 | 3012.8731 | 6520.5829
1 | 3400 | 707 | 0.02 | 15 | 15 | 7 | 1.7783e-11 | 5spot_SharedNeighbor | Water | Porous | Wet | R245fa | MinimizeLCOE_Brownfield | IgnoreSilica | 2019 | 12.925 | 1.3603 | 0.03607 | 4 | 111724.9538 | 235443.3252 | 2277.6643 | 4799.8306 | 79.3323 | 0 | 94.3085 | 364133.2578 | 11178.3449 | 449329.9871 | 381531.4835 | 0 | 115707.9055 | 0 | 515533.5818 | 1341312.6292 | 915473.4307 | 4094200.6205 | 961560.8286 | 11063974.3309 | 11063974.3309 | 1478867.319 | 5307310.8022 | 0 | 16119735.7801 | 33969888.2323 | 17782.7941 | 0.14428 | 111724.9538 | 235443.3252 | 2277.6643 | 4799.8306
1 | 3400 | 707 | 0.02 | 15 | 15 | 7 | 2.3714e-11 | 5spot_SharedNeighbor | Water | Porous | Wet | R245fa | MinimizeLCOE_Brownfield | IgnoreSilica | 2019 | 16.6593 | 1.7697 | 0.04927 | 4 | 86557.7927 | 177131.3622 | 1764.5977 | 3611.0624 | 79.7452 | 0 | 92.0052 | 439266.772 | 13531.5911 | 554418.7166 | 486219.882 | 0 | 131613.0004 | 0 | 633769.4852 | 1648938.1965 | 1125434.2014 | 5033191.8451 | 961560.8286 | 11063974.3309 | 11063974.3309 | 1478867.319 | 5307310.8022 | 0 | 17058727.0047 | 34908879.4569 | 23713.7371 | 0.19708 | 86557.7927 | 177131.3622 | 1764.5977 | 3611.0624
1 | 3400 | 707 | 0.02 | 15 | 15 | 7 | 3.1623e-11 | 5spot_SharedNeighbor | Water | Porous | Wet | R245fa | MinimizeLCOE_Brownfield | IgnoreSilica | 2019 | 21.3003 | 2.2788 | 0.066253 | 4 | 68586.5 | 135942.3699 | 1398.2286 | 2771.3691 | 80.0597 | 0 | 87.9037 | 525755.3341 | 16237.1887 | 678552.8106 | 616525.9312 | 0 | 148800.907 | 0 | 774490.1469 | 2015064.4924 | 1375322.9215 | 6150749.7322 | 961560.8286 | 11063974.3309 | 11063974.3309 | 1478867.319 | 5307310.8022 | 0 | 18176284.8917 | 36026437.3439 | 31622.7766 | 0.26501 | 68586.5 | 135942.3699 | 1398.2286 | 2771.3691
1 | 3400 | 707 | 0.02 | 15 | 15 | 7 | 4.217e-11 | 5spot_SharedNeighbor | Water | Porous | Wet | R245fa | MinimizeLCOE_Brownfield | IgnoreSilica | 2019 | 26.8102 | 2.8841 | 0.087585 | 4 | 55519.2003 | 106470.1131 | 1131.834 | 2170.5373 | 80.2944 | 0 | 104.1849 | 621404.3116 | 19226.4399 | 819088.1673 | 771985.4359 | 0 | 165604.0246 | 0 | 934950.2679 | 2432548.8125 | 1660264.5484 | 7425072.008 | 961560.8286 | 11063974.3309 | 11063974.3309 | 1478867.319 | 5307310.8022 | 0 | 19450607.1676 | 37300759.6198 | 42169.6503 | 0.35034 | 55519.2003 | 106470.1131 | 1131.834 | 2170.5373
1 | 3400 | 707 | 0.02 | 15 | 15 | 7 | 5.6234e-11 | 5spot_SharedNeighbor | Water | Porous | Wet | R245fa | MinimizeLCOE_Brownfield | IgnoreSilica | 2019 | 33.2144 | 3.5877 | 0.1136 | 4 | 45940.1291 | 85222.042 | 936.5517 | 1737.3666 | 80.4717 | 0 | 130.2772 | 725363.1236 | 22470.594 | 975255.8699 | 952702.1678 | 0 | 181638.839 | 0 | 1114397.9318 | 2899434.824 | 1978923.8448 | 8850187.195 | 961560.8286 | 11063974.3309 | 11063974.3309 | 1478867.319 | 5307310.8022 | 0 | 20875722.3545 | 38725874.8067 | 56234.1325 | 0.45441 | 45940.1291 | 85222.042 | 936.5517 | 1737.3666
1 | 3400 | 707 | 0.02 | 15 | 15 | 7 | 7.4989e-11 | 5spot_SharedNeighbor | Water | Porous | Wet | R245fa | MinimizeLCOE_Brownfield | IgnoreSilica | 2019 | 40.3233 | 4.3691 | 0.14409 | 4 | 38868.158 | 69838.4838 | 792.38 | 1423.752 | 80.6046 | 0 | 136.7114 | 833922.9836 | 25853.4083 | 1141627.2526 | 1153332.2465 | 0 | 195534.2461 | 0 | 1306605.3534 | 3399519.1081 | 2320241.6444 | 10376636.2429 | 961560.8286 | 11063974.3309 | 11063974.3309 | 1478867.319 | 5307310.8022 | 0 | 22402171.4025 | 40252323.8547 | 74989.4209 | 0.57636 | 38868.158 | 69838.4838 | 792.38 | 1423.752
1 | 3400 | 707 | 0.02 | 15 | 15 | 7 | 1e-10 | 5spot_SharedNeighbor | Water | Porous | Wet | R245fa | MinimizeLCOE_Brownfield | IgnoreSilica | 2019 | 45.846 | 4.9761 | 0.17512 | 4 | 33573.5481 | 59056.1289 | 684.4422 | 1203.9391 | 80.6799 | 0 | 409.2417 | 914321.4403 | 28355.535 | 1266773.0546 | 1309204.944 | 0 | 191798.1882 | 0 | 1447076.7332 | 3764996.8236 | 2569687.6951 | 11492214.414 | 961560.8286 | 11063974.3309 | 11063974.3309 | 1478867.319 | 5307310.8022 | 0 | 23517749.5736 | 41367902.0258 | 100000 | 0.70048 | 33573.5481 | 59056.1289 | 684.4422 | 1203.9391
1 | 3400 | 707 | 0.02 | 15 | 15 | 7 | 1.3335e-10 | 5spot_SharedNeighbor | Water | Porous | Wet | R245fa | MinimizeLCOE_Brownfield | IgnoreSilica | 2019 | 55.4756 | 6.0342 | 0.21478 | 4 | 29688.1869 | 50465.6731 | 605.2338 | 1028.811 | 80.7721 | 0 | 116.2836 | 1047837.2047 | 32504.4137 | 1477904.7294 | 1580926.6022 | 0 | 213035.1191 | 0 | 1697361.147 | 4416185.5277 | 3014137.3662 | 13479892.11 | 961560.8286 | 11063974.3309 | 11063974.3309 | 1478867.319 | 5307310.8022 | 0 | 25505427.2696 | 43355579.7218 | 133352.1432 | 0.85911 | 29688.1869 | 50465.6731 | 605.2338 | 1028.811
1 | 3400 | 707 | 0.02 | 15 | 15 | 7 | 1.7783e-10 | 5spot_SharedNeighbor | Water | Porous | Wet | R245fa | MinimizeLCOE_Brownfield | IgnoreSilica | 2019 | 62.2593 | 6.7786 | 0.2498 | 4 | 26855.61 | 44719.8737 | 547.4879 | 911.6751 | 80.814 | 0 | 135.3257 | 1137573.8581 | 35287.7575 | 1621994.209 | 1772215.5897 | 0 | 214216.4668 | 0 | 1864702.2736 | 4851572.8129 | 3311298.1347 | 14808861.1022 | 961560.8286 | 11063974.3309 | 11063974.3309 | 1478867.319 | 5307310.8022 | 0 | 26834396.2618 | 44684548.714 | 177827.941 | 0.99921 | 26855.61 | 44719.8737 | 547.4879 | 911.6751
1 | 3400 | 707 | 0.02 | 15 | 15 | 7 | 2.3714e-10 | 5spot_SharedNeighbor | Water | Porous | Wet | R245fa | MinimizeLCOE_Brownfield | IgnoreSilica | 2019 | 68.223 | 7.432 | 0.28239 | 4 | 24766.1151 | 40569.0984 | 504.8908 | 827.0559 | 80.8375 | 0 | 131.6498 | 1213887.8355 | 37650.9365 | 1745867.3417 | 1940230.4886 | 0 | 211719.6196 | 0 | 2008248.9265 | 5225051.7584 | 3566205.1892 | 15948862.096 | 961560.8286 | 11063974.3309 | 11063974.3309 | 1478867.319 | 5307310.8022 | 0 | 27974397.2555 | 45824549.7077 | 237137.3706 | 1.1295 | 24766.1151 | 40569.0984 | 504.8908 | 827.0559
1 | 3400 | 707 | 0.02 | 15 | 15 | 7 | 3.1623e-10 | 5spot_SharedNeighbor | Water | Porous | Wet | R245fa | MinimizeLCOE_Brownfield | IgnoreSilica | 2019 | 73.2487 | 7.9815 | 0.31125 | 4 | 23224.1577 | 37561.4387 | 473.4559 | 765.7407 | 80.8486 | 0 | 118.8439 | 1276484.6716 | 39586.3534 | 1848380.5197 | 2081669.4031 | 0 | 206750.5981 | 0 | 2126619.9029 | 5533028.7576 | 3776405.8195 | 16888926.0259 | 961560.8286 | 11063974.3309 | 11063974.3309 | 1478867.319 | 5307310.8022 | 0 | 28914461.1855 | 46764613.6377 | 316227.766 | 1.245 | 23224.1577 | 37561.4387 | 473.4559 | 765.7407
1 | 3400 | 707 | 0.02 | 15 | 15 | 7 | 4.217e-10 | 5spot_SharedNeighbor | Water | Porous | Wet | R245fa | MinimizeLCOE_Brownfield | IgnoreSilica | 2019 | 76.8172 | 8.371 | 0.3354 | 4 | 22028.2979 | 35333.306 | 449.0766 | 720.3172 | 80.852 | 0 | 127.1905 | 1320038.9871 | 40931.2518 | 1920188.01 | 2181999.9467 | 0 | 196011.4933 | 0 | 2207076.1787 | 5742359.4833 | 3919278.341 | 17527883.6918 | 961560.8286 | 11063974.3309 | 11063974.3309 | 1478867.319 | 5307310.8022 | 0 | 29553418.8514 | 47403571.3036 | 421696.5034 | 1.3416 | 22028.2979 | 35333.306 | 449.0766 | 720.3172
1 | 3400 | 707 | 0.02 | 15 | 15 | 7 | 5.6234e-10 | 5spot_SharedNeighbor | Water | Porous | Wet | R245fa | MinimizeLCOE_Brownfield | IgnoreSilica | 2019 | 80.6151 | 8.7848 | 0.35612 | 4 | 21240.5099 | 33771.3323 | 433.0165 | 688.4743 | 80.8516 | 0 | 123.7986 | 1365617.3449 | 42336.9917 | 1995754.6581 | 2288678.3987 | 0 | 193977.3856 | 0 | 2295682.2638 | 5972894.3412 | 4076623.1186 | 18231564.5027 | 961560.8286 | 11063974.3309 | 11063974.3309 | 1478867.319 | 5307310.8022 | 0 | 30257099.6622 | 48107252.1144 | 562341.3252 | 1.4245 | 21240.5099 | 33771.3323 | 433.0165 | 688.4743
1 | 3400 | 707 | 0.02 | 15 | 15 | 7 | 7.4989e-10 | 5spot_SharedNeighbor | Water | Porous | Wet | R245fa | MinimizeLCOE_Brownfield | IgnoreSilica | 2019 | 83.1897 | 9.0649 | 0.37252 | 4 | 20614.0194 | 32593.4134 | 420.2447 | 664.4608 | 80.8491 | 0 | 147.165 | 1396076.8541 | 43275.4363 | 2046495.9618 | 2360931.5094 | 0 | 187865.121 | 0 | 2353511.5042 | 6123354.1623 | 4179315.0381 | 18690825.5871 | 961560.8286 | 11063974.3309 | 11063974.3309 | 1478867.319 | 5307310.8022 | 0 | 30716360.7466 | 48566513.1988 | 749894.2093 | 1.4901 | 20614.0194 | 32593.4134 | 420.2447 | 664.4608
1 | 3400 | 707 | 0.02 | 15 | 15 | 7 | 1e-09 | 5spot_SharedNeighbor | Water | Porous | Wet | R245fa | MinimizeLCOE_Brownfield | IgnoreSilica | 2019 | 85.1823 | 9.2813 | 0.3855 | 4 | 20148.0395 | 31724.1521 | 410.745 | 646.7398 | 80.846 | 0 | 164.7337 | 1419414.2907 | 43993.8885 | 2085503.9331 | 2416812.2526 | 0 | 182422.7313 | 0 | 2397777.3675 | 6238524.8584 | 4257921.4047 | 19042370.7267 | 961560.8286 | 11063974.3309 | 11063974.3309 | 1478867.319 | 5307310.8022 | 0 | 31067905.8863 | 48918058.3385 | 1000000 | 1.542 | 20148.0395 | 31724.1521 | 410.745 | 646.7398
1 | 3400 | 707 | 0.02 | 15 | 15 | 7 | 1.3335e-09 | 5spot_SharedNeighbor | Water | Porous | Wet | R245fa | MinimizeLCOE_Brownfield | IgnoreSilica | 2019 | 86.7124 | 9.4474 | 0.39563 | 4 | 19800.8303 | 31080.3027 | 403.6667 | 633.614 | 80.843 | 0 | 130.4721 | 1437198.0745 | 44541.0304 | 2115305.6442 | 2459699.4616 | 0 | 177798.1909 | 0 | 2431471.5366 | 6326190.1749 | 4317754.7846 | 19309958.8978 | 961560.8286 | 11063974.3309 | 11063974.3309 | 1478867.319 | 5307310.8022 | 0 | 31335494.0574 | 49185646.5096 | 1333521.4322 | 1.5825 | 19800.8303 | 31080.3027 | 403.6667 | 633.614
1 | 3400 | 707 | 0.02 | 15 | 15 | 7 | 1.7783e-09 | 5spot_SharedNeighbor | Water | Porous | Wet | R245fa | MinimizeLCOE_Brownfield | IgnoreSilica | 2019 | 87.8696 | 9.5729 | 0.40345 | 4 | 19541.7412 | 30602.7823 | 398.3848 | 623.8791 | 80.8403 | 0 | 150.9855 | 1450570.2734 | 44952.2465 | 2137758.2239 | 2492121.4961 | 0 | 173937.1894 | 0 | 2456742.3774 | 6391939.719 | 4362630.1994 | 19510651.7252 | 961560.8286 | 11063974.3309 | 11063974.3309 | 1478867.319 | 5307310.8022 | 0 | 31536186.8847 | 49386339.3369 | 1778279.41 | 1.6138 | 19541.7412 | 30602.7823 | 398.3848 | 623.8791
1 | 3400 | 707 | 0.02 | 15 | 15 | 7 | 2.3714e-09 | 5spot_SharedNeighbor | Water | Porous | Wet | R245fa | MinimizeLCOE_Brownfield | IgnoreSilica | 2019 | 88.7586 | 9.6692 | 0.40947 | 4 | 19348.1828 | 30246.5816 | 394.4389 | 616.6175 | 80.838 | 0 | 136.8663 | 1460798.6479 | 45266.6688 | 2154957.5346 | 2517021.8448 | 0 | 170889.2912 | 0 | 2476084.255 | 6442263.3168 | 4396977.089 | 19664258.648 | 961560.8286 | 11063974.3309 | 11063974.3309 | 1478867.319 | 5307310.8022 | 0 | 31689793.8076 | 49539946.2598 | 2371373.7057 | 1.6379 | 19348.1828 | 30246.5816 | 394.4389 | 616.6175
1 | 3400 | 707 | 0.02 | 15 | 15 | 7 | 3.1623e-09 | 5spot_SharedNeighbor | Water | Porous | Wet | R245fa | MinimizeLCOE_Brownfield | IgnoreSilica | 2019 | 89.4313 | 9.7421 | 0.41406 | 4 | 19203.4495 | 29980.9688 | 391.4883 | 611.2026 | 80.8362 | 0 | 148.7512 | 1468512.1128 | 45503.7148 | 2167942.5217 | 2535857.6533 | 0 | 168478.9384 | 0 | 2490655.0269 | 6480173.4765 | 4422851.5519 | 19779974.9962 | 961560.8286 | 11063974.3309 | 11063974.3309 | 1478867.319 | 5307310.8022 | 0 | 31805510.1557 | 49655662.6079 | 3162277.6602 | 1.6562 | 19203.4495 | 29980.9688 | 391.4883 | 611.2026
1 | 3400 | 707 | 0.02 | 15 | 15 | 7 | 4.217e-09 | 5spot_SharedNeighbor | Water | Porous | Wet | R245fa | MinimizeLCOE_Brownfield | IgnoreSilica | 2019 | 89.9307 | 9.7961 | 0.41753 | 4 | 19095.1495 | 29783.2003 | 389.2805 | 607.1708 | 80.8347 | 0 | 141.6425 | 1474223.5144 | 45679.1966 | 2177565.2882 | 2549836.641 | 0 | 166552.8544 | 0 | 2501404.4229 | 6508141.1998 | 4441940.0978 | 19865343.2151 | 961560.8286 | 11063974.3309 | 11063974.3309 | 1478867.319 | 5307310.8022 | 0 | 31890878.3747 | 49741030.8269 | 4216965.0343 | 1.6701 | 19095.1495 | 29783.2003 | 389.2805 | 607.1708
1 | 3400 | 707 | 0.02 | 15 | 15 | 7 | 5.6234e-09 | 5spot_SharedNeighbor | Water | Porous | Wet | R245fa | MinimizeLCOE_Brownfield | IgnoreSilica | 2019 | 90.3056 | 9.8367 | 0.42015 | 4 | 19014.0685 | 29635.4596 | 387.6275 | 604.1589 | 80.8336 | 0 | 130.5954 | 1478503.5471 | 45810.6787 | 2184780.9483 | 2560330.1766 | 0 | 165057.9787 | 0 | 2509448.4984 | 6529070.2343 | 4456224.5939 | 19929226.6559 | 961560.8286 | 11063974.3309 | 11063974.3309 | 1478867.319 | 5307310.8022 | 0 | 31954761.8155 | 49804914.2677 | 5623413.2519 | 1.6806 | 19014.0685 | 29635.4596 | 387.6275 | 604.1589
1 | 3400 | 707 | 0.02 | 15 | 15 | 7 | 7.4989e-09 | 5spot_SharedNeighbor | Water | Porous | Wet | R245fa | MinimizeLCOE_Brownfield | IgnoreSilica | 2019 | 90.6003 | 9.8686 | 0.42216 | 4 | 18953.3409 | 29524.1116 | 386.3895 | 601.8889 | 80.8327 | 0 | 132.059 | 1481862.9841 | 45913.8674 | 2190447.2865 | 2568577.3765 | 0 | 163978.6385 | 0 | 2515804.2597 | 6545606.6214 | 4467511.0178 | 19979702.052 | 961560.8286 | 11063974.3309 | 11063974.3309 | 1478867.319 | 5307310.8022 | 0 | 32005237.2116 | 49855389.6638 | 7498942.0933 | 1.6886 | 18953.3409 | 29524.1116 | 386.3895 | 601.8889
1 | 3400 | 707 | 0.02 | 15 | 15 | 7 | 1e-08 | 5spot_SharedNeighbor | Water | Porous | Wet | R245fa | MinimizeLCOE_Brownfield | IgnoreSilica | 2019 | 90.8191 | 9.8923 | 0.42367 | 4 | 18907.8437 | 29440.9473 | 385.462 | 600.1935 | 80.832 | 0 | 148.2005 | 1484355.0284 | 45990.406 | 2194652.1421 | 2574701.299 | 0 | 163140.4617 | 0 | 2520507.3415 | 6557843.0754 | 4475862.6492 | 20017052.4032 | 961560.8286 | 11063974.3309 | 11063974.3309 | 1478867.319 | 5307310.8022 | 0 | 32042587.5628 | 49892740.015 | 10000000 | 1.6947 | 18907.8437 | 29440.9473 | 385.462 | 600.1935
1 | 3500 | 707 | 0.02 | 15 | 15 | 7 | 1e-13 | 5spot_SharedNeighbor | Water | Porous | Wet | R245fa | MinimizeLCOE_Brownfield | IgnoreSilica | 2019 | 0 | 0 | 0 | 0 |  |  |  |  | 15 |  | 17.8843 | [19 empty] | 100 | 0
1 | 3500 | 707 | 0.02 | 15 | 15 | 7 | 1.3335e-13 | 5spot_SharedNeighbor | Water | Porous | Wet | R245fa | MinimizeLCOE_Brownfield | IgnoreSilica | 2019 | 0 | 0 | 0 | 0 |  |  |  |  | 15 |  | 19.5171 | [19 empty] | 133.3521 | 0
1 | 3500 | 707 | 0.02 | 15 | 15 | 7 | 1.7783e-13 | 5spot_SharedNeighbor | Water | Porous | Wet | R245fa | MinimizeLCOE_Brownfield | IgnoreSilica | 2019 | 0 | 0 | 0 | 0 |  |  |  |  | 15 |  | 22.3392 | [19 empty] | 177.8279 | 0
1 | 3500 | 707 | 0.02 | 15 | 15 | 7 | 2.3714e-13 | 5spot_SharedNeighbor | Water | Porous | Wet | R245fa | MinimizeLCOE_Brownfield | IgnoreSilica | 2019 | 0 | 0 | 0 | 0 |  |  |  |  | 15 |  | 22.6038 | [19 empty] | 237.1374 | 0
1 | 3500 | 707 | 0.02 | 15 | 15 | 7 | 3.1623e-13 | 5spot_SharedNeighbor | Water | Porous | Wet | R245fa | MinimizeLCOE_Brownfield | IgnoreSilica | 2019 | 0 | 0 | 0 | 0 |  |  |  |  | 15 |  | 21.8541 | [19 empty] | 316.2278 | 0
1 | 3500 | 707 | 0.02 | 15 | 15 | 7 | 4.217e-13 | 5spot_SharedNeighbor | Water | Porous | Wet | R245fa | MinimizeLCOE_Brownfield | IgnoreSilica | 2019 | 0 | 0 | 0 | 0 |  |  |  |  | 15 |  | 23.0779 | [19 empty] | 421.6965 | 0
1 | 3500 | 707 | 0.02 | 15 | 15 | 7 | 5.6234e-13 | 5spot_SharedNeighbor | Water | Porous | Wet | R245fa | MinimizeLCOE_Brownfield | IgnoreSilica | 2019 | 0 | 0 | 0 | 0 |  |  |  |  | 15 |  | 25.2997 | [19 empty] | 562.3413 | 0
1 | 3500 | 707 | 0.02 | 15 | 15 | 7 | 7.4989e-13 | 5spot_SharedNeighbor | Water | Porous | Wet | R245fa | MinimizeLCOE_Brownfield | IgnoreSilica | 2019 | 0 | 0 | 0 | 0 |  |  |  |  | 15 |  | 26.9926 | [19 empty] | 749.8942 | 0
1 | 3500 | 707 | 0.02 | 15 | 15 | 7 | 1e-12 | 5spot_SharedNeighbor | Water | Porous | Wet | R245fa | MinimizeLCOE_Brownfield | IgnoreSilica | 2019 | 0 | 0 | 0 | 0 |  |  |  |  | 15 |  | 27.9603 | [19 empty] | 1000 | 0
1 | 3500 | 707 | 0.02 | 15 | 15 | 7 | 1.3335e-12 | 5spot_SharedNeighbor | Water | Porous | Wet | R245fa | MinimizeLCOE_Brownfield | IgnoreSilica | 2019 | 0 | 0 | 0 | 0 |  |  |  |  | 15 |  | 28.8003 | [19 empty] | 1333.5214 | 0
1 | 3500 | 707 | 0.02 | 15 | 15 | 7 | 1.7783e-12 | 5spot_SharedNeighbor | Water | Porous | Wet | R245fa | MinimizeLCOE_Brownfield | IgnoreSilica | 2019 | 1.6 | 0.12972 | 0.00018743 | 4 | 17572819.5602 | 42139495.5928 | 358245.6957 | 859070.6155 | 69.1622 | 0 | 34.3269 | 63541.1915 | 1780.2749 | 69166.2717 | 62826.5109 | 0 | 42724.7244 | 0 | 93615.1996 | 243567.5463 | 166239.8552 | 743461.5745 | 961560.8286 | 11469341.9306 | 11469341.9306 | 1478867.319 | 5469457.8421 | 0 | 13174364.3337 | 31592031.4254 | 1778.2794 | 0.0007497 | 17572819.5602 | 42139495.5928 | 358245.6957 | 859070.6155
1 | 3500 | 707 | 0.02 | 15 | 15 | 7 | 2.3714e-12 | 5spot_SharedNeighbor | Water | Porous | Wet | R245fa | MinimizeLCOE_Brownfield | IgnoreSilica | 2019 | 1.6 | 0.12972 | 0.0014973 | 4 | 2196133.3181 | 5271333.9858 | 44771.1482 | 107463.2733 | 69.1634 | 0 | 35.2052 | 63543.5919 | 1780.3578 | 69168.006 | 62827.2543 | 0 | 35773.4218 | 0 | 90906.1264 | 236519.0935 | 161429.1413 | 721946.993 | 961560.8286 | 11469341.9306 | 11469341.9306 | 1478867.319 | 5469457.8421 | 0 | 13152849.7522 | 31570516.8439 | 2371.3737 | 0.0059891 | 2196133.3181 | 5271333.9858 | 44771.1482 | 107463.2733
1 | 3500 | 707 | 0.02 | 15 | 15 | 7 | 3.1623e-12 | 5spot_SharedNeighbor | Water | Porous | Wet | R245fa | MinimizeLCOE_Brownfield | IgnoreSilica | 2019 | 1.6 | 0.12972 | 0.0024964 | 4 | 1315268.9663 | 3159694.8479 | 26813.5369 | 64414.6533 | 69.1642 | 0 | 37.4082 | 63545.3365 | 1780.4181 | 69169.2664 | 62827.7946 | 0 | 29595.7092 | 0 | 88498.2247 | 230254.2272 | 157153.2413 | 702824.218 | 961560.8286 | 11469341.9306 | 11469341.9306 | 1478867.319 | 5469457.8421 | 0 | 13133726.9772 | 31551394.0689 | 3162.2777 | 0.0099856 | 1315268.9663 | 3159694.8479 | 26813.5369 | 64414.6533
1 | 3500 | 707 | 0.02 | 15 | 15 | 7 | 4.217e-12 | 5spot_SharedNeighbor | Water | Porous | Wet | R245fa | MinimizeLCOE_Brownfield | IgnoreSilica | 2019 | 3.5512 | 0.34784 | 0.0063517 | 4 | 546885.7501 | 1271797.2475 | 11149.0057 | 25927.3071 | 76.2806 | 0 | 80.7204 | 136845.9766 | 4080.5169 | 151312.9825 | 119458.7239 | 0 | 60882.8298 | 0 | 184306.6016 | 479527.971 | 327287.6935 | 1463703.2959 | 961560.8286 | 11469341.9306 | 11469341.9306 | 1478867.319 | 5469457.8421 | 0 | 13894606.0551 | 32312273.1468 | 4216.965 | 0.025407 | 546885.7501 | 1271797.2475 | 11149.0057 | 25927.3071
1 | 3500 | 707 | 0.02 | 15 | 15 | 7 | 5.6234e-12 | 5spot_SharedNeighbor | Water | Porous | Wet | R245fa | MinimizeLCOE_Brownfield | IgnoreSilica | 2019 | 4.8398 | 0.49439 | 0.010256 | 4 | 349309.3924 | 798265.8045 | 7121.1444 | 16273.7282 | 78.0028 | 0 | 84.2915 | 177868.5581 | 5383.7342 | 200163.1859 | 156883.0841 | 0 | 72798.2111 | 0 | 239107.7416 | 622109.296 | 424602.3776 | 1898916.1887 | 961560.8286 | 11469341.9306 | 11469341.9306 | 1478867.319 | 5469457.8421 | 0 | 14329818.9479 | 32747486.0396 | 5623.4133 | 0.041023 | 349309.3924 | 798265.8045 | 7121.1444 | 16273.7282
1 | 3500 | 707 | 0.02 | 15 | 15 | 7 | 7.4989e-12 | 5spot_SharedNeighbor | Water | Porous | Wet | R245fa | MinimizeLCOE_Brownfield | IgnoreSilica | 2019 | 6.3233 | 0.66261 | 0.015392 | 4 | 240225.871 | 539369.7639 | 4897.3293 | 10995.7822 | 79.142 | 0 | 104.0471 | 220417.163 | 6735.1078 | 252780.1817 | 198706.4723 | 0 | 83101.8348 | 0 | 297078.8963 | 772938.3488 | 527546.3054 | 2359304.3102 | 961560.8286 | 11469341.9306 | 11469341.9306 | 1478867.319 | 5469457.8421 | 0 | 14790207.0694 | 33207874.1611 | 7498.9421 | 0.061568 | 240225.871 | 539369.7639 | 4897.3293 | 10995.7822
1 | 3500 | 707 | 0.02 | 15 | 15 | 7 | 1e-11 | 5spot_SharedNeighbor | Water | Porous | Wet | R245fa | MinimizeLCOE_Brownfield | IgnoreSilica | 2019 | 8.1914 | 0.87426 | 0.02214 | 4 | 173200.1721 | 381164.2564 | 3530.9198 | 7770.5489 | 79.9551 | 0 | 95.3537 | 269382.8106 | 8288.6577 | 315329.9279 | 251667.0607 | 0 | 94231.3459 | 0 | 366170.9231 | 952701.6299 | 650238.4385 | 2908010.7944 | 961560.8286 | 11469341.9306 | 11469341.9306 | 1478867.319 | 5469457.8421 | 0 | 15338913.5536 | 33756580.6453 | 10000 | 0.088562 | 173200.1721 | 381164.2564 | 3530.9198 | 7770.5489
1 | 3500 | 707 | 0.02 | 15 | 15 | 7 | 1.3335e-11 | 5spot_SharedNeighbor | Water | Porous | Wet | R245fa | MinimizeLCOE_Brownfield | IgnoreSilica | 2019 | 11.0102 | 1.1983 | 0.03176 | 4 | 127107.7095 | 272084.3626 | 2591.2626 | 5546.8078 | 80.7974 | 0 | 87.1853 | 338396.0914 | 10488.1249 | 405505.5521 | 333162.9722 | 0 | 112450.4856 | 0 | 468001.2583 | 1217643.2737 | 831066.5544 | 3716714.3127 | 961560.8286 | 11469341.9306 | 11469341.9306 | 1478867.319 | 5469457.8421 | 0 | 16147617.0719 | 34565284.1636 | 13335.2143 | 0.12704 | 127107.7095 | 272084.3626 | 2591.2626 | 5546.8078
1 | 3500 | 707 | 0.02 | 15 | 15 | 7 | 1.7783e-11 | 5spot_SharedNeighbor | Water | Porous | Wet | R245fa | MinimizeLCOE_Brownfield | IgnoreSilica | 2019 | 14.1897 | 1.5619 | 0.043889 | 4 | 96822.8315 | 201732.8675 | 1973.8644 | 4112.5974 | 81.3062 | 0 | 91.7487 | 409057.9317 | 12732.0807 | 501054.7546 | 424069.8906 | 0 | 127617.7631 | 0 | 575067.6441 | 1496208.0472 | 1021192.7362 | 4567000.8482 | 961560.8286 | 11469341.9306 | 11469341.9306 | 1478867.319 | 5469457.8421 | 0 | 16997903.6074 | 35415570.6991 | 17782.7941 | 0.17556 | 96822.8315 | 201732.8675 | 1973.8644 | 4112.5974
1 | 3500 | 707 | 0.02 | 15 | 15 | 7 | 2.3714e-11 | 5spot_SharedNeighbor | Water | Porous | Wet | R245fa | MinimizeLCOE_Brownfield | IgnoreSilica | 2019 | 18.2186 | 2.0225 | 0.059606 | 4 | 75604.0984 | 152851.966 | 1541.2918 | 3116.0941 | 81.7001 | 0 | 110.6838 | 491713.604 | 15352.2252 | 615932.4168 | 538709.4221 | 0 | 144683.6393 | 0 | 704492.6099 | 1832945.2596 | 1251022.803 | 5594851.9799 | 961560.8286 | 11469341.9306 | 11469341.9306 | 1478867.319 | 5469457.8421 | 0 | 18025754.7391 | 36443421.8307 | 23713.7371 | 0.23842 | 75604.0984 | 152851.966 | 1541.2918 | 3116.0941
1 | 3500 | 707 | 0.02 | 15 | 15 | 7 | 3.1623e-11 | 5spot_SharedNeighbor | Water | Porous | Wet | R245fa | MinimizeLCOE_Brownfield | IgnoreSilica | 2019 | 23.1808 | 2.5899 | 0.079688 | 4 | 60353.3662 | 118133.9554 | 1230.385 | 2408.3205 | 82.0001 | 0 | 105.7662 | 586125.0173 | 18340.6132 | 750510.3413 | 679915.7636 | 0 | 162810.6549 | 0 | 857103.9321 | 2230008.6153 | 1522026.702 | 6806841.6395 | 961560.8286 | 11469341.9306 | 11469341.9306 | 1478867.319 | 5469457.8421 | 0 | 19237744.3987 | 37655411.4904 | 31622.7766 | 0.31875 | 60353.3662 | 118133.9554 | 1230.385 | 2408.3205
1 | 3500 | 707 | 0.02 | 15 | 15 | 7 | 4.217e-11 | 5spot_SharedNeighbor | Water | Porous | Wet | R245fa | MinimizeLCOE_Brownfield | IgnoreSilica | 2019 | 29.0734 | 3.2642 | 0.10474 | 4 | 49214.9339 | 93174.0453 | 1003.313 | 1899.4789 | 82.2261 | 0 | 113.4256 | 690632.3187 | 21644.2911 | 902966.0163 | 847957.4124 | 0 | 180694.0184 | 0 | 1031118.6822 | 2682759.2997 | 1831038.3472 | 8188810.3861 | 961560.8286 | 11469341.9306 | 11469341.9306 | 1478867.319 | 5469457.8421 | 0 | 20619713.1453 | 39037380.237 | 42169.6503 | 0.41897 | 49214.9339 | 93174.0453 | 1003.313 | 1899.4789
1 | 3500 | 707 | 0.02 | 15 | 15 | 7 | 5.6234e-11 | 5spot_SharedNeighbor | Water | Porous | Wet | R245fa | MinimizeLCOE_Brownfield | IgnoreSilica | 2019 | 35.848 | 4.0397 | 0.13502 | 4 | 41010.7389 | 75112.8219 | 836.0594 | 1531.2765 | 82.3966 | 0 | 131.098 | 803163.4533 | 25196.1369 | 1070696.382 | 1041169.3606 | 0 | 197378.1012 | 0 | 1223665.3392 | 3183726.2043 | 2172958.5535 | 9717953.5309 | 961560.8286 | 11469341.9306 | 11469341.9306 | 1478867.319 | 5469457.8421 | 0 | 22148856.2901 | 40566523.3818 | 56234.1325 | 0.54007 | 41010.7389 | 75112.8219 | 836.0594 | 1531.2765
1 | 3500 | 707 | 0.02 | 15 | 15 | 7 | 7.4989e-11 | 5spot_SharedNeighbor | Water | Porous | Wet | R245fa | MinimizeLCOE_Brownfield | IgnoreSilica | 2019 | 43.2681 | 4.8892 | 0.17007 | 4 | 34935.1378 | 62009.0613 | 712.2 | 1264.1386 | 82.5237 | 0 | 119.901 | 919316.4781 | 28856.7472 | 1247201.229 | 1252805.5492 | 0 | 211364.8454 | 0 | 1427222.4911 | 3713340.1582 | 2534430.9595 | 11334538.4576 | 961560.8286 | 11469341.9306 | 11469341.9306 | 1478867.319 | 5469457.8421 | 0 | 23765441.2168 | 42183108.3085 | 74989.4209 | 0.68027 | 34935.1378 | 62009.0613 | 712.2 | 1264.1386
1 | 3500 | 707 | 0.02 | 15 | 15 | 7 | 1e-10 | 5spot_SharedNeighbor | Water | Porous | Wet | R245fa | MinimizeLCOE_Brownfield | IgnoreSilica | 2019 | 50.9318 | 5.7665 | 0.20852 | 4 | 30430.4949 | 52511.9054 | 620.3668 | 1070.5262 | 82.6153 | 0 | 125.1588 | 1033140.8777 | 32438.4547 | 1423135.3912 | 1471379.9249 | 0 | 221213.0288 | 0 | 1630709.9941 | 4242772.9001 | 2895779.6846 | 12950570.2561 | 961560.8286 | 11469341.9306 | 11469341.9306 | 1478867.319 | 5469457.8421 | 0 | 25381473.0153 | 43799140.107 | 100000 | 0.83408 | 30430.4949 | 52511.9054 | 620.3668 | 1070.5262
1 | 3500 | 707 | 0.02 | 15 | 15 | 7 | 1.3335e-10 | 5spot_SharedNeighbor | Water | Porous | Wet | R245fa | MinimizeLCOE_Brownfield | IgnoreSilica | 2019 | 57.887 | 6.5622 | 0.24783 | 4 | 27028.0481 | 45606.9647 | 551.0033 | 929.7597 | 82.6735 | 0 | 130.8486 | 1131973.2074 | 35543.5131 | 1578098.9031 | 1669702.0103 | 0 | 221875.9079 | 0 | 1808505.4813 | 4705360.2868 | 3211505.0812 | 14362564.3911 | 961560.8286 | 11469341.9306 | 11469341.9306 | 1478867.319 | 5469457.8421 | 0 | 26793467.1503 | 45211134.242 | 133352.1432 | 0.99132 | 27028.0481 | 45606.9647 | 551.0033 | 929.7597
1 | 3500 | 707 | 0.02 | 15 | 15 | 7 | 1.7783e-10 | 5spot_SharedNeighbor | Water | Porous | Wet | R245fa | MinimizeLCOE_Brownfield | IgnoreSilica | 2019 | 65.4756 | 7.4291 | 0.28799 | 4 | 24585.4872 | 40573.7406 | 501.2084 | 827.1506 | 82.7151 | 0 | 113.4934 | 1235629.849 | 38794.4484 | 1742722.8986 | 1885980.1092 | 0 | 227336.378 | 0 | 2000880.8365 | 5205881.4994 | 3553121.0935 | 15890347.1127 | 961560.8286 | 11469341.9306 | 11469341.9306 | 1478867.319 | 5469457.8421 | 0 | 28321249.8719 | 46738916.9636 | 177827.941 | 1.1519 | 24585.4872 | 40573.7406 | 501.2084 | 827.1506
1 | 3500 | 707 | 0.02 | 15 | 15 | 7 | 2.3714e-10 | 5spot_SharedNeighbor | Water | Porous | Wet | R245fa | MinimizeLCOE_Brownfield | IgnoreSilica | 2019 | 71.3339 | 8.097 | 0.32322 | 4 | 22784.8701 | 37030.1736 | 464.5004 | 754.9102 | 82.7334 | 0 | 110.9391 | 1312987.9092 | 41216.1972 | 1866946.1633 | 2052834.7033 | 0 | 223633.485 | 0 | 2144071.1986 | 5578433.4493 | 3807395.4545 | 17027518.5605 | 961560.8286 | 11469341.9306 | 11469341.9306 | 1478867.319 | 5469457.8421 | 0 | 29458421.3197 | 47876088.4114 | 237137.3706 | 1.2929 | 22784.8701 | 37030.1736 | 464.5004 | 754.9102
1 | 3500 | 707 | 0.02 | 15 | 15 | 7 | 3.1623e-10 | 5spot_SharedNeighbor | Water | Porous | Wet | R245fa | MinimizeLCOE_Brownfield | IgnoreSilica | 2019 | 76.2325 | 8.6543 | 0.35411 | 4 | 21454.8283 | 34457.6267 | 437.3857 | 702.4653 | 82.7402 | 0 | 108.946 | 1376036.93 | 43186.855 | 1969046.2909 | 2192256.9623 | 0 | 217689.3797 | 0 | 2261304.403 | 5883450.1993 | 4015575.6538 | 17958546.6739 | 961560.8286 | 11469341.9306 | 11469341.9306 | 1478867.319 | 5469457.8421 | 0 | 30389449.4331 | 48807116.5248 | 316227.766 | 1.4164 | 21454.8283 | 34457.6267 | 437.3857 | 702.4653
1 | 3500 | 707 | 0.02 | 15 | 15 | 7 | 4.217e-10 | 5spot_SharedNeighbor | Water | Porous | Wet | R245fa | MinimizeLCOE_Brownfield | IgnoreSilica | 2019 | 80.213 | 9.1062 | 0.38021 | 4 | 20470.811 | 32581.1368 | 417.3252 | 664.2105 | 82.7406 | 0 | 122.2854 | 1426238.0444 | 44753.7389 | 2050888.4065 | 2305474.8758 | 0 | 210764.0504 | 0 | 2354866.4553 | 6126879.4672 | 4181721.1311 | 18701586.1697 | 961560.8286 | 11469341.9306 | 11469341.9306 | 1478867.319 | 5469457.8421 | 0 | 31132488.9289 | 49550156.0206 | 421696.5034 | 1.5208 | 20470.811 | 32581.1368 | 417.3252 | 664.2105
1 | 3500 | 707 | 0.02 | 15 | 15 | 7 | 5.6234e-10 | 5spot_SharedNeighbor | Water | Porous | Wet | R245fa | MinimizeLCOE_Brownfield | IgnoreSilica | 2019 | 86.9 | 9.8634 | 0.41087 | 4 | 19739.6243 | 30946.0885 | 402.4189 | 630.8779 | 82.7313 | 0 | 159.6629 | 1508611.994 | 47320.2465 | 2186232.1782 | 2495503.299 | 0 | 223183.0607 | 0 | 2519731.8036 | 6555825.2849 | 4474485.4657 | 20010893.3326 | 961560.8286 | 11469341.9306 | 11469341.9306 | 1478867.319 | 5469457.8421 | 0 | 32441796.0917 | 50859463.1834 | 562341.3252 | 1.6435 | 19739.6243 | 30946.0885 | 402.4189 | 630.8779
1 | 3500 | 707 | 0.02 | 15 | 15 | 7 | 7.4989e-10 | 5spot_SharedNeighbor | Water | Porous | Wet | R245fa | MinimizeLCOE_Brownfield | IgnoreSilica | 2019 | 85.8427 | 9.7439 | 0.41879 | 4 | 19199.32 | 30194.0119 | 391.4041 | 615.5458 | 82.7335 | 0 | 137.5667 | 1495743.0698 | 46919.6562 | 2165004.0025 | 2465472.4565 | 0 | 197239.7853 | 0 | 2484447.7984 | 6464023.5411 | 4411828.8892 | 19730679.199 | 961560.8286 | 11469341.9306 | 11469341.9306 | 1478867.319 | 5469457.8421 | 0 | 32161581.9582 | 50579249.0499 | 749894.2093 | 1.6751 | 19199.32 | 30194.0119 | 391.4041 | 615.5458
1 | 3500 | 707 | 0.02 | 15 | 15 | 7 | 1e-09 | 5spot_SharedNeighbor | Water | Porous | Wet | R245fa | MinimizeLCOE_Brownfield | IgnoreSilica | 2019 | 87.7575 | 9.9603 | 0.43235 | 4 | 18795.8952 | 29445.6357 | 383.1797 | 600.2891 | 82.7291 | 0 | 143.5278 | 1518999.2266 | 47643.4087 | 2203395.4734 | 2519852.5737 | 0 | 191570.4118 | 0 | 2527769.8267 | 6576738.5723 | 4488759.2141 | 20074728.7073 | 961560.8286 | 11469341.9306 | 11469341.9306 | 1478867.319 | 5469457.8421 | 0 | 32505631.4665 | 50923298.5582 | 1000000 | 1.7294 | 18795.8952 | 29445.6357 | 383.1797 | 600.2891
1 | 3500 | 707 | 0.02 | 15 | 15 | 7 | 1.3335e-09 | 5spot_SharedNeighbor | Water | Porous | Wet | R245fa | MinimizeLCOE_Brownfield | IgnoreSilica | 2019 | 89.2191 | 10.1253 | 0.4429 | 4 | 18495.1107 | 28891.1948 | 377.0478 | 588.9861 | 82.7252 | 0 | 136.0998 | 1536623.6013 | 48191.5618 | 2232559.926 | 2561347.6286 | 0 | 186762.2922 | 0 | 2560539.1539 | 6661997.6395 | 4546950.2793 | 20334972.0826 | 961560.8286 | 11469341.9306 | 11469341.9306 | 1478867.319 | 5469457.8421 | 0 | 32765874.8418 | 51183541.9335 | 1333521.4322 | 1.7716 | 18495.1107 | 28891.1948 | 377.0478 | 588.9861
1 | 3500 | 707 | 0.02 | 15 | 15 | 7 | 1.7783e-09 | 5spot_SharedNeighbor | Water | Porous | Wet | R245fa | MinimizeLCOE_Brownfield | IgnoreSilica | 2019 | 90.325 | 10.2501 | 0.45102 | 4 | 18270.5532 | 28479.5375 | 372.4699 | 580.5939 | 82.7218 | 0 | 127.0885 | 1549887.5158 | 48603.9025 | 2254548.6598 | 2592738.1979 | 0 | 182789.4851 | 0 | 2585141.4269 | 6726007.7073 | 4590638.4659 | 20530355.3613 | 961560.8286 | 11469341.9306 | 11469341.9306 | 1478867.319 | 5469457.8421 | 0 | 32961258.1205 | 51378925.2121 | 1778279.41 | 1.8041 | 18270.5532 | 28479.5375 | 372.4699 | 580.5939
1 | 3500 | 707 | 0.02 | 15 | 15 | 7 | 2.3714e-09 | 5spot_SharedNeighbor | Water | Porous | Wet | R245fa | MinimizeLCOE_Brownfield | IgnoreSilica | 2019 | 91.1675 | 10.3451 | 0.45724 | 4 | 18102.728 | 28172.6799 | 369.0486 | 574.3382 | 82.7191 | 0 | 160.4878 | 1559950.0012 | 48916.6068 | 2271252.9911 | 2616645.1299 | 0 | 179631.6888 | 0 | 2603794.6029 | 6774539.4451 | 4623762.3741 | 20678492.8399 | 961560.8286 | 11469341.9306 | 11469341.9306 | 1478867.319 | 5469457.8421 | 0 | 33109395.5991 | 51527062.6908 | 2371373.7057 | 1.829 | 18102.728 | 28172.6799 | 369.0486 | 574.3382
1 | 3500 | 707 | 0.02 | 15 | 15 | 7 | 3.1623e-09 | 5spot_SharedNeighbor | Water | Porous | Wet | R245fa | MinimizeLCOE_Brownfield | IgnoreSilica | 2019 | 91.8083 | 10.4173 | 0.462 | 4 | 17977.1994 | 27943.5114 | 366.4895 | 569.6663 | 82.7169 | 0 | 141.791 | 1567580.9839 | 49153.6836 | 2283934.0614 | 2634828.7177 | 0 | 177166.3938 | 0 | 2617938.8978 | 6811339.9989 | 4648879.5083 | 20790822.2454 | 961560.8286 | 11469341.9306 | 11469341.9306 | 1478867.319 | 5469457.8421 | 0 | 33221725.0046 | 51639392.0963 | 3162277.6602 | 1.848 | 17977.1994 | 27943.5114 | 366.4895 | 569.6663
1 | 3500 | 707 | 0.02 | 15 | 15 | 7 | 4.217e-09 | 5spot_SharedNeighbor | Water | Porous | Wet | R245fa | MinimizeLCOE_Brownfield | IgnoreSilica | 2019 | 92.2929 | 10.4719 | 0.46561 | 4 | 17883.2485 | 27772.2687 | 364.5742 | 566.1753 | 82.7151 | 0 | 154.9902 | 1573336.8941 | 49332.4688 | 2293506.6908 | 2648574.8613 | 0 | 175253.4902 | 0 | 2628601.718 | 6839082.4699 | 4667814.3148 | 20875502.9077 | 961560.8286 | 11469341.9306 | 11469341.9306 | 1478867.319 | 5469457.8421 | 0 | 33306405.6669 | 51724072.7586 | 4216965.0343 | 1.8624 | 17883.2485 | 27772.2687 | 364.5742 | 566.1753
1 | 3500 | 707 | 0.02 | 15 | 15 | 7 | 5.6234e-09 | 5spot_SharedNeighbor | Water | Porous | Wet | R245fa | MinimizeLCOE_Brownfield | IgnoreSilica | 2019 | 92.6561 | 10.5128 | 0.46834 | 4 | 17812.898 | 27644.3408 | 363.14 | 563.5673 | 82.7138 | 0 | 144.5311 | 1577643.9981 | 49466.231 | 2300674.0588 | 2658878.2316 | 0 | 173768.5516 | 0 | 2636568.1177 | 6859809.4079 | 4681960.8759 | 20938769.4726 | 961560.8286 | 11469341.9306 | 11469341.9306 | 1478867.319 | 5469457.8421 | 0 | 33369672.2318 | 51787339.3235 | 5623413.2519 | 1.8733 | 17812.898 | 27644.3408 | 363.14 | 563.5673
1 | 3500 | 707 | 0.02 | 15 | 15 | 7 | 7.4989e-09 | 5spot_SharedNeighbor | Water | Porous | Wet | R245fa | MinimizeLCOE_Brownfield | IgnoreSilica | 2019 | 92.9145 | 10.5419 | 0.47035 | 4 | 17760.2004 | 27549.5111 | 362.0657 | 561.634 | 82.7128 | 0 | 130.1709 | 1580704.0547 | 49561.2534 | 2305768.4595 | 2666207.4449 | 0 | 172549.0065 | 0 | 2642168.1854 | 6874379.6352 | 4691905.3554 | 20983243.3949 | 961560.8286 | 11469341.9306 | 11469341.9306 | 1478867.319 | 5469457.8421 | 0 | 33414146.1541 | 51831813.2458 | 7498942.0933 | 1.8814 | 17760.2004 | 27549.5111 | 362.0657 | 561.634
1 | 3500 | 707 | 0.02 | 15 | 15 | 7 | 1e-08 | 5spot_SharedNeighbor | Water | Porous | Wet | R245fa | MinimizeLCOE_Brownfield | IgnoreSilica | 2019 | 93.1313 | 10.5663 | 0.47194 | 4 | 17720.7153 | 27477.1673 | 361.2608 | 560.1592 | 82.712 | 0 | 152.492 | 1583270.1437 | 49640.93 | 2310041.8932 | 2672359.2346 | 0 | 171746.2535 | 0 | 2646952.7974 | 6886828.2143 | 4700401.7664 | 21021241.2331 | 961560.8286 | 11469341.9306 | 11469341.9306 | 1478867.319 | 5469457.8421 | 0 | 33452143.9923 | 51869811.084 | 10000000 | 1.8877 | 17720.7153 | 27477.1673 | 361.2608 | 560.1592
1 | 3600 | 707 | 0.02 | 15 | 15 | 7 | 1e-13 | 5spot_SharedNeighbor | Water | Porous | Wet | R245fa | MinimizeLCOE_Brownfield | IgnoreSilica | 2019 | 0 | 0 | 0 | 0 |  |  |  |  | 15 |  | 17.5057 | [19 empty] | 100 | 0
1 | 3600 | 707 | 0.02 | 15 | 15 | 7 | 1.3335e-13 | 5spot_SharedNeighbor | Water | Porous | Wet | R245fa | MinimizeLCOE_Brownfield | IgnoreSilica | 2019 | 0 | 0 | 0 | 0 |  |  |  |  | 15 |  | 20.7044 | [19 empty] | 133.3521 | 0
1 | 3600 | 707 | 0.02 | 15 | 15 | 7 | 1.7783e-13 | 5spot_SharedNeighbor | Water | Porous | Wet | R245fa | MinimizeLCOE_Brownfield | IgnoreSilica | 2019 | 0 | 0 | 0 | 0 |  |  |  |  | 15 |  | 22.4769 | [19 empty] | 177.8279 | 0
1 | 3600 | 707 | 0.02 | 15 | 15 | 7 | 2.3714e-13 | 5spot_SharedNeighbor | Water | Porous | Wet | R245fa | MinimizeLCOE_Brownfield | IgnoreSilica | 2019 | 0 | 0 | 0 | 0 |  |  |  |  | 15 |  | 23.1017 | [19 empty] | 237.1374 | 0
1 | 3600 | 707 | 0.02 | 15 | 15 | 7 | 3.1623e-13 | 5spot_SharedNeighbor | Water | Porous | Wet | R245fa | MinimizeLCOE_Brownfield | IgnoreSilica | 2019 | 0 | 0 | 0 | 0 |  |  |  |  | 15 |  | 22.7552 | [19 empty] | 316.2278 | 0
1 | 3600 | 707 | 0.02 | 15 | 15 | 7 | 4.217e-13 | 5spot_SharedNeighbor | Water | Porous | Wet | R245fa | MinimizeLCOE_Brownfield | IgnoreSilica | 2019 | 0 | 0 | 0 | 0 |  |  |  |  | 15 |  | 23.0698 | [19 empty] | 421.6965 | 0
1 | 3600 | 707 | 0.02 | 15 | 15 | 7 | 5.6234e-13 | 5spot_SharedNeighbor | Water | Porous | Wet | R245fa | MinimizeLCOE_Brownfield | IgnoreSilica | 2019 | 0 | 0 | 0 | 0 |  |  |  |  | 15 |  | 25.493 | [19 empty] | 562.3413 | 0
1 | 3600 | 707 | 0.02 | 15 | 15 | 7 | 7.4989e-13 | 5spot_SharedNeighbor | Water | Porous | Wet | R245fa | MinimizeLCOE_Brownfield | IgnoreSilica | 2019 | 0 | 0 | 0 | 0 |  |  |  |  | 15 |  | 27.4218 | [19 empty] | 749.8942 | 0
1 | 3600 | 707 | 0.02 | 15 | 15 | 7 | 1e-12 | 5spot_SharedNeighbor | Water | Porous | Wet | R245fa | MinimizeLCOE_Brownfield | IgnoreSilica | 2019 | 0 | 0 | 0 | 0 |  |  |  |  | 15 |  | 26.6962 | [19 empty] | 1000 | 0
1 | 3600 | 707 | 0.02 | 15 | 15 | 7 | 1.3335e-12 | 5spot_SharedNeighbor | Water | Porous | Wet | R245fa | MinimizeLCOE_Brownfield | IgnoreSilica | 2019 | 0 | 0 | 0 | 0 |  |  |  |  | 15 |  | 29.5187 | [19 empty] | 1333.5214 | 0
1 | 3600 | 707 | 0.02 | 15 | 15 | 7 | 1.7783e-12 | 5spot_SharedNeighbor | Water | Porous | Wet | R245fa | MinimizeLCOE_Brownfield | IgnoreSilica | 2019 | 1.6 | 0.13411 | 0.00070067 | 4 | 4852054.7215 | 11628897.139 | 98915.6984 | 237070.7974 | 70.335 | 0 | 35.0817 | 66034.9583 | 1867.0183 | 70957.2884 | 63591.3444 | 0 | 41853.8687 | 0 | 95278.7465 | 247895.754 | 169193.9458 | 756672.9245 | 961560.8286 | 11880569.6211 | 11880569.6211 | 1478867.319 | 5633948.9183 | 0 | 13598803.3741 | 32592189.2325 | 1778.2794 | 0.0028027 | 4852054.7215 | 11628897.139 | 98915.6984 | 237070.7974
1 | 3600 | 707 | 0.02 | 15 | 15 | 7 | 2.3714e-12 | 5spot_SharedNeighbor | Water | Porous | Wet | R245fa | MinimizeLCOE_Brownfield | IgnoreSilica | 2019 | 1.6 | 0.13411 | 0.001985 | 4 | 1709958.0482 | 4102026.4218 | 34859.8077 | 83625.357 | 70.3361 | 0 | 33.6181 | 66037.388 | 1867.1034 | 70959.0215 | 63592.0818 | 0 | 34914.6746 | 0 | 92574.405 | 240859.6123 | 164391.6346 | 735195.9212 | 961560.8286 | 11880569.6211 | 11880569.6211 | 1478867.319 | 5633948.9183 | 0 | 13577326.3709 | 32570712.2293 | 2371.3737 | 0.0079402 | 1709958.0482 | 4102026.4218 | 34859.8077 | 83625.357
1 | 3600 | 707 | 0.02 | 15 | 15 | 7 | 3.1623e-12 | 5spot_SharedNeighbor | Water | Porous | Wet | R245fa | MinimizeLCOE_Brownfield | IgnoreSilica | 2019 | 2.9009 | 0.28453 | 0.0047156 | 4 | 748216.1609 | 1755162.2702 | 15253.3985 | 35781.3569 | 76.3377 | 0 | 76.5989 | 119186.1323 | 3548.7061 | 128840.6764 | 102027.1477 | 0 | 56759.7553 | 0 | 160041.343 | 416394.7454 | 284197.9698 | 1270996.4759 | 961560.8286 | 11880569.6211 | 11880569.6211 | 1478867.319 | 5633948.9183 | 0 | 14113126.9256 | 33106512.7839 | 3162.2777 | 0.018862 | 748216.1609 | 1755162.2702 | 15253.3985 | 35781.3569
1 | 3600 | 707 | 0.02 | 15 | 15 | 7 | 4.217e-12 | 5spot_SharedNeighbor | Water | Porous | Wet | R245fa | MinimizeLCOE_Brownfield | IgnoreSilica | 2019 | 3.9339 | 0.40606 | 0.0080992 | 4 | 447181.0594 | 1033456.1029 | 9116.3908 | 21068.4005 | 78.4674 | 0 | 71.3135 | 155939.4296 | 4727.2844 | 170938.379 | 132294.4822 | 0 | 67237.8039 | 0 | 207143.5778 | 538945.0986 | 367841.104 | 1645067.1595 | 961560.8286 | 11880569.6211 | 11880569.6211 | 1478867.319 | 5633948.9183 | 0 | 14487197.6092 | 33480583.4675 | 4216.965 | 0.032397 | 447181.0594 | 1033456.1029 | 9116.3908 | 21068.4005
1 | 3600 | 707 | 0.02 | 15 | 15 | 7 | 5.6234e-12 | 5spot_SharedNeighbor | Water | Porous | Wet | R245fa | MinimizeLCOE_Brownfield | IgnoreSilica | 2019 | 5.3144 | 0.56888 | 0.012705 | 4 | 294234.0315 | 667965.8705 | 5998.3587 | 13617.3878 | 80.0829 | 0 | 111.5315 | 200165.5773 | 6148.9559 | 223573.0908 | 171936.14 | 0 | 79781.9744 | 0 | 265826.2379 | 691625.3427 | 472048.5078 | 2111105.8267 | 961560.8286 | 11880569.6211 | 11880569.6211 | 1478867.319 | 5633948.9183 | 0 | 14953236.2764 | 33946622.1348 | 5623.4133 | 0.050821 | 294234.0315 | 667965.8705 | 5998.3587 | 13617.3878
1 | 3600 | 707 | 0.02 | 15 | 15 | 7 | 7.4989e-12 | 5spot_SharedNeighbor | Water | Porous | Wet | R245fa | MinimizeLCOE_Brownfield | IgnoreSilica | 2019 | 6.9345 | 0.76106 | 0.018919 | 4 | 204395.7533 | 455373.5897 | 4166.8839 | 9283.4066 | 81.1701 | 0 | 99.595 | 247702.0349 | 7680.6178 | 281932.4131 | 219414.0119 | 0 | 91131.0509 | 0 | 330665.4501 | 860323.6724 | 587188.5843 | 2626037.8354 | 961560.8286 | 11880569.6211 | 11880569.6211 | 1478867.319 | 5633948.9183 | 0 | 15468168.2851 | 34461554.1435 | 7498.9421 | 0.075678 | 204395.7533 | 455373.5897 | 4166.8839 | 9283.4066
1 | 3600 | 707 | 0.02 | 15 | 15 | 7 | 1e-11 | 5spot_SharedNeighbor | Water | Porous | Wet | R245fa | MinimizeLCOE_Brownfield | IgnoreSilica | 2019 | 9.3829 | 1.0519 | 0.027371 | 4 | 148055.3343 | 321538.3035 | 3018.3082 | 6554.9932 | 82.1581 | 0 | 102.7867 | 313095.6374 | 9786.0752 | 364970.1008 | 289840.4915 | 0 | 109518.9573 | 0 | 424012.3923 | 1103193.2678 | 752952.0737 | 3367368.9961 | 961560.8286 | 11880569.6211 | 11880569.6211 | 1478867.319 | 5633948.9183 | 0 | 16209499.4457 | 35202885.3041 | 10000 | 0.10948 | 148055.3343 | 321538.3035 | 3018.3082 | 6554.9932
1 | 3600 | 707 | 0.02 | 15 | 15 | 7 | 1.3335e-11 | 5spot_SharedNeighbor | Water | Porous | Wet | R245fa | MinimizeLCOE_Brownfield | IgnoreSilica | 2019 | 11.9971 | 1.3629 | 0.038308 | 4 | 110609.0252 | 234560.979 | 2254.9146 | 4781.8428 | 82.771 | 0 | 96.7664 | 377153.831 | 11847.3483 | 448769.1486 | 365368.5831 | 0 | 122775.7387 | 0 | 517106.7134 | 1345405.595 | 918266.9639 | 4106693.9219 | 961560.8286 | 11880569.6211 | 11880569.6211 | 1478867.319 | 5633948.9183 | 0 | 16948824.3716 | 35942210.23 | 13335.2143 | 0.15323 | 110609.0252 | 234560.979 | 2254.9146 | 4781.8428
1 | 3600 | 707 | 0.02 | 15 | 15 | 7 | 1.7783e-11 | 5spot_SharedNeighbor | Water | Porous | Wet | R245fa | MinimizeLCOE_Brownfield | IgnoreSilica | 2019 | 15.5922 | 1.7915 | 0.052864 | 4 | 84794.0936 | 174615.5463 | 1728.6423 | 3559.7741 | 83.2804 | 0 | 107.6949 | 458678.7364 | 14469.2336 | 558266.8637 | 470202.2525 | 0 | 141188.1861 | 0 | 640694.0562 | 1666954.5098 | 1137730.7054 | 5088184.5438 | 961560.8286 | 11880569.6211 | 11880569.6211 | 1478867.319 | 5633948.9183 | 0 | 17930314.9934 | 36923700.8518 | 17782.7941 | 0.21146 | 84794.0936 | 174615.5463 | 1728.6423 | 3559.7741
1 | 3600 | 707 | 0.02 | 15 | 15 | 7 | 2.3714e-11 | 5spot_SharedNeighbor | Water | Porous | Wet | R245fa | MinimizeLCOE_Brownfield | IgnoreSilica | 2019 | 19.9749 | 2.3148 | 0.071677 | 4 | 66525.9618 | 132772.7458 | 1356.2217 | 2706.752 | 83.6574 | 0 | 119.1473 | 550685.1263 | 17425.3281 | 685091.322 | 598766.2822 | 0 | 159910.2979 | 0 | 784632.559 | 2041452.9683 | 1393333.5985 | 6231297.4824 | 961560.8286 | 11880569.6211 | 11880569.6211 | 1478867.319 | 5633948.9183 | 0 | 19073427.932 | 38066813.7904 | 23713.7371 | 0.28671 | 66525.9618 | 132772.7458 | 1356.2217 | 2706.752
1 | 3600 | 707 | 0.02 | 15 | 15 | 7 | 3.1623e-11 | 5spot_SharedNeighbor | Water | Porous | Wet | R245fa | MinimizeLCOE_Brownfield | IgnoreSilica | 2019 | 25.295 | 2.9504 | 0.095542 | 4 | 53384.4436 | 103083.4168 | 1088.3141 | 2101.4949 | 83.9426 | 0 | 119.9116 | 654388.9203 | 20751.855 | 831632.88 | 754866.091 | 0 | 179144.043 | 0 | 951905.6778 | 2476663.311 | 1690373.6001 | 7559726.3782 | 961560.8286 | 11880569.6211 | 11880569.6211 | 1478867.319 | 5633948.9183 | 0 | 20401856.8279 | 39395242.6862 | 31622.7766 | 0.38217 | 53384.4436 | 103083.4168 | 1088.3141 | 2101.4949
1 | 3600 | 707 | 0.02 | 15 | 15 | 7 | 4.217e-11 | 5spot_SharedNeighbor | Water | Porous | Wet | R245fa | MinimizeLCOE_Brownfield | IgnoreSilica | 2019 | 31.4977 | 3.6907 | 0.12486 | 4 | 43814.932 | 81844.8888 | 893.2267 | 1668.5188 | 84.1561 | 0 | 108.6705 | 766990.9861 | 24355.5588 | 994579.4961 | 935683.2023 | 0 | 197253.6043 | 0 | 1138356.5106 | 2961770.1314 | 2021468.973 | 9040458.4626 | 961560.8286 | 11880569.6211 | 11880569.6211 | 1478867.319 | 5633948.9183 | 0 | 21882588.9122 | 40875974.7706 | 42169.6503 | 0.49943 | 43814.932 | 81844.8888 | 893.2267 | 1668.5188
1 | 3600 | 707 | 0.02 | 15 | 15 | 7 | 5.6234e-11 | 5spot_SharedNeighbor | Water | Porous | Wet | R245fa | MinimizeLCOE_Brownfield | IgnoreSilica | 2019 | 38.6324 | 4.5421 | 0.16 | 4 | 36754.178 | 66430.9405 | 749.2836 | 1354.2846 | 84.3194 | 0 | 112.5067 | 888465.6357 | 28236.2221 | 1174103.1774 | 1143270.0738 | 0 | 214419.6843 | 0 | 1344912.9694 | 3499187.6667 | 2388267.4837 | 10680862.913 | 961560.8286 | 11880569.6211 | 11880569.6211 | 1478867.319 | 5633948.9183 | 0 | 23522993.3627 | 42516379.221 | 56234.1325 | 0.64001 | 36754.178 | 66430.9405 | 749.2836 | 1354.2846
1 | 3600 | 707 | 0.02 | 15 | 15 | 7 | 7.4989e-11 | 5spot_SharedNeighbor | Water | Porous | Wet | R245fa | MinimizeLCOE_Brownfield | IgnoreSilica | 2019 | 46.3427 | 5.4624 | 0.20018 | 4 | 31515.7877 | 55236.5871 | 642.492 | 1126.0725 | 84.4403 | 0 | 119.6444 | 1012395.277 | 32188.9986 | 1360705.9334 | 1367613.4432 | 0 | 228302.1855 | 0 | 1560470.2767 | 4060023.5636 | 2771049.5073 | 12392749.1854 | 961560.8286 | 11880569.6211 | 11880569.6211 | 1478867.319 | 5633948.9183 | 0 | 25234879.635 | 44228265.4934 | 74989.4209 | 0.80071 | 31515.7877 | 55236.5871 | 642.492 | 1126.0725
1 | 3600 | 707 | 0.02 | 15 | 15 | 7 | 1e-10 | 5spot_SharedNeighbor | Water | Porous | Wet | R245fa | MinimizeLCOE_Brownfield | IgnoreSilica | 2019 | 54.165 | 6.3957 | 0.24355 | 4 | 27628.9875 | 47125.4547 | 563.2543 | 960.7161 | 84.5253 | 0 | 135.0599 | 1131894.3188 | 35994.1392 | 1543614.559 | 1595188.5912 | 0 | 237310.3818 | 0 | 1772160.7761 | 4610798.8192 | 3146964.9366 | 14073926.5219 | 961560.8286 | 11880569.6211 | 11880569.6211 | 1478867.319 | 5633948.9183 | 0 | 26916056.9716 | 45909442.8299 | 100000 | 0.9742 | 27628.9875 | 47125.4547 | 563.2543 | 960.7161
1 | 3600 | 707 | 0.02 | 15 | 15 | 7 | 1.3335e-10 | 5spot_SharedNeighbor | Water | Porous | Wet | R245fa | MinimizeLCOE_Brownfield | IgnoreSilica | 2019 | 61.6091 | 7.2829 | 0.28755 | 4 | 24750.7629 | 41263.6766 | 504.5778 | 841.2159 | 84.5797 | 0 | 134.2516 | 1240740.6792 | 39453.9156 | 1712595.7168 | 1811697.358 | 0 | 240803.2512 | 0 | 1967663.4591 | 5119456.6973 | 3494134.3902 | 15626545.4674 | 961560.8286 | 11880569.6211 | 11880569.6211 | 1478867.319 | 5633948.9183 | 0 | 28468675.917 | 47462061.7754 | 133352.1432 | 1.1502 | 24750.7629 | 41263.6766 | 504.5778 | 841.2159
1 | 3600 | 707 | 0.02 | 15 | 15 | 7 | 1.7783e-10 | 5spot_SharedNeighbor | Water | Porous | Wet | R245fa | MinimizeLCOE_Brownfield | IgnoreSilica | 2019 | 68.7003 | 8.1265 | 0.33121 | 4 | 22577.9306 | 36914.3251 | 460.2817 | 752.5484 | 84.6114 | 0 | 117.8145 | 1340567.6303 | 42620.9665 | 1869493.9183 | 2017829.9238 | 0 | 240804.8149 | 0 | 2149413.729 | 5592333.6174 | 3816882.6049 | 17069947.2051 | 961560.8286 | 11880569.6211 | 11880569.6211 | 1478867.319 | 5633948.9183 | 0 | 29912077.6548 | 48905463.5132 | 177827.941 | 1.3248 | 22577.9306 | 36914.3251 | 460.2817 | 752.5484
1 | 3600 | 707 | 0.02 | 15 | 15 | 7 | 2.3714e-10 | 5spot_SharedNeighbor | Water | Porous | Wet | R245fa | MinimizeLCOE_Brownfield | IgnoreSilica | 2019 | 74.4466 | 8.8086 | 0.36923 | 4 | 21023.4253 | 33883.5544 | 428.591 | 690.7621 | 84.6243 | 0 | 138.5906 | 1418967.8375 | 45103.5782 | 1993982.5093 | 2184759.2103 | 0 | 235876.6912 | 0 | 2292689.0323 | 5965106.5669 | 4071307.8026 | 18207793.2284 | 961560.8286 | 11880569.6211 | 11880569.6211 | 1478867.319 | 5633948.9183 | 0 | 31049923.678 | 50043309.5364 | 237137.3706 | 1.4769 | 21023.4253 | 33883.5544 | 428.591 | 690.7621
1 | 3600 | 707 | 0.02 | 15 | 15 | 7 | 3.1623e-10 | 5spot_SharedNeighbor | Water | Porous | Wet | R245fa | MinimizeLCOE_Brownfield | IgnoreSilica | 2019 | 79.2191 | 9.3738 | 0.40223 | 4 | 19874.166 | 31679.3068 | 405.1618 | 645.8255 | 84.6269 | 0 | 127.592 | 1482510.4376 | 47112.3532 | 2095692.1344 | 2323309.0606 | 0 | 228969.8799 | 0 | 2409261.6076 | 6268404.4955 | 4278314.871 | 19133574.8397 | 961560.8286 | 11880569.6211 | 11880569.6211 | 1478867.319 | 5633948.9183 | 0 | 31975705.2894 | 50969091.1478 | 316227.766 | 1.6089 | 19874.166 | 31679.3068 | 405.1618 | 645.8255
1 | 3600 | 707 | 0.02 | 15 | 15 | 7 | 4.217e-10 | 5spot_SharedNeighbor | Water | Porous | Wet | R245fa | MinimizeLCOE_Brownfield | IgnoreSilica | 2019 | 83.0628 | 9.828 | 0.42985 | 4 | 19023.0706 | 30069.6781 | 387.811 | 613.0111 | 84.624 | 0 | 147.1099 | 1532706.4094 | 48696.8965 | 2176552.9641 | 2434826.8661 | 0 | 221246.7976 | 0 | 2501471.6741 | 6508316.1737 | 4442059.5211 | 19865877.3026 | 961560.8286 | 11880569.6211 | 11880569.6211 | 1478867.319 | 5633948.9183 | 0 | 32708007.7523 | 51701393.6106 | 421696.5034 | 1.7194 | 19023.0706 | 30069.6781 | 387.811 | 613.0111
1 | 3600 | 707 | 0.02 | 15 | 15 | 7 | 5.6234e-10 | 5spot_SharedNeighbor | Water | Porous | Wet | R245fa | MinimizeLCOE_Brownfield | IgnoreSilica | 2019 | 87.1337 | 10.3081 | 0.45531 | 4 | 18393.2062 | 28822.1365 | 374.9704 | 587.5782 | 84.6165 | 0 | 100.0317 | 1584959.158 | 50344.072 | 2261209.8986 | 2552863.3757 | 0 | 219745.1941 | 0 | 2600957.4624 | 6767157.7873 | 4618724.241 | 20655961.189 | 961560.8286 | 11880569.6211 | 11880569.6211 | 1478867.319 | 5633948.9183 | 0 | 33498091.6387 | 52491477.4971 | 562341.3252 | 1.8212 | 18393.2062 | 28822.1365 | 374.9704 | 587.5782
1 | 3600 | 707 | 0.02 | 15 | 15 | 7 | 7.4989e-10 | 5spot_SharedNeighbor | Water | Porous | Wet | R245fa | MinimizeLCOE_Brownfield | IgnoreSilica | 2019 | 88.4614 | 10.4644 | 0.47031 | 4 | 17921.8983 | 28018.0686 | 365.3621 | 571.1862 | 84.613 | 0 | 138.5327 | 1601801.825 | 50874.4681 | 2288604.0795 | 2591339.9768 | 0 | 206698.4542 | 0 | 2628334.3334 | 6838386.7901 | 4667339.4991 | 20873379.4263 | 961560.8286 | 11880569.6211 | 11880569.6211 | 1478867.319 | 5633948.9183 | 0 | 33715509.876 | 52708895.7344 | 749894.2093 | 1.8812 | 17921.8983 | 28018.0686 | 365.3621 | 571.1862
1 | 3600 | 707 | 0.02 | 15 | 15 | 7 | 1e-09 | 5spot_SharedNeighbor | Water | Porous | Wet | R245fa | MinimizeLCOE_Brownfield | IgnoreSilica | 2019 | 90.2861 | 10.679 | 0.48444 | 4 | 17572.0944 | 27373.8752 | 358.2309 | 558.0535 | 84.6074 | 0 | 124.7305 | 1624799.0565 | 51598.2683 | 2326090.6211 | 2644210.5877 | 0 | 200712.538 | 0 | 2670490.3179 | 6948068.0144 | 4742199.1883 | 21208168.5923 | 961560.8286 | 11880569.6211 | 11880569.6211 | 1478867.319 | 5633948.9183 | 0 | 34050299.042 | 53043684.9004 | 1000000 | 1.9377 | 17572.0944 | 27373.8752 | 358.2309 | 558.0535
1 | 3600 | 707 | 0.02 | 15 | 15 | 7 | 1.3335e-09 | 5spot_SharedNeighbor | Water | Porous | Wet | R245fa | MinimizeLCOE_Brownfield | IgnoreSilica | 2019 | 91.6887 | 10.8438 | 0.49543 | 4 | 17311.1366 | 26895.4651 | 352.9109 | 548.3004 | 84.6026 | 0 | 137.1307 | 1642355.7507 | 52150.4986 | 2354773.7242 | 2684836.4729 | 0 | 195755.0554 | 0 | 2702649.8857 | 7031740.6128 | 4799307.4561 | 21463569.4563 | 961560.8286 | 11880569.6211 | 11880569.6211 | 1478867.319 | 5633948.9183 | 0 | 34305699.906 | 53299085.7643 | 1333521.4322 | 1.9817 | 17311.1366 | 26895.4651 | 352.9109 | 548.3004
1 | 3600 | 707 | 0.02 | 15 | 15 | 7 | 1.7783e-09 | 5spot_SharedNeighbor | Water | Porous | Wet | R245fa | MinimizeLCOE_Brownfield | IgnoreSilica | 2019 | 92.7487 | 10.9683 | 0.50387 | 4 | 17116.2228 | 26540.0197 | 348.9374 | 541.0542 | 84.5986 | 0 | 143.2476 | 1655556.1671 | 52565.5096 | 2376376.8929 | 2715532.5318 | 0 | 191683.6269 | 0 | 2726768.744 | 7094492.9348 | 4842137.2053 | 21655113.6125 | 961560.8286 | 11880569.6211 | 11880569.6211 | 1478867.319 | 5633948.9183 | 0 | 34497244.0622 | 53490629.9205 | 1778279.41 | 2.0155 | 17116.2228 | 26540.0197 | 348.9374 | 541.0542
1 | 3600 | 707 | 0.02 | 15 | 15 | 7 | 2.3714e-09 | 5spot_SharedNeighbor | Water | Porous | Wet | R245fa | MinimizeLCOE_Brownfield | IgnoreSilica | 2019 | 93.5575 | 11.0632 | 0.51034 | 4 | 16970.4993 | 26274.8027 | 345.9666 | 535.6474 | 84.5954 | 0 | 157.6928 | 1665589.9176 | 52880.8488 | 2392818.9812 | 2738951.4986 | 0 | 188472.83 | 0 | 2745098.4898 | 7142183.1732 | 4874686.7729 | 21800682.5121 | 961560.8286 | 11880569.6211 | 11880569.6211 | 1478867.319 | 5633948.9183 | 0 | 34642812.9618 | 53636198.8202 | 2371373.7057 | 2.0414 | 16970.4993 | 26274.8027 | 345.9666 | 535.6474
1 | 3600 | 707 | 0.02 | 15 | 15 | 7 | 3.1623e-09 | 5spot_SharedNeighbor | Water | Porous | Wet | R245fa | MinimizeLCOE_Brownfield | IgnoreSilica | 2019 | 94.1519 | 11.1329 | 0.51521 | 4 | 16861.4719 | 26077.7927 | 343.7439 | 531.6311 | 84.5929 | 0 | 126.9003 | 1672941.9122 | 53111.8427 | 2404878.2688 | 2756158.8433 | 0 | 185855.259 | 0 | 2758448.9891 | 7176918.434 | 4898394.3022 | 21906707.8513 | 961560.8286 | 11880569.6211 | 11880569.6211 | 1478867.319 | 5633948.9183 | 0 | 34748838.301 | 53742224.1594 | 3162277.6602 | 2.0608 | 16861.4719 | 26077.7927 | 343.7439 | 531.6311
1 | 3600 | 707 | 0.02 | 15 | 15 | 7 | 4.217e-09 | 5spot_SharedNeighbor | Water | Porous | Wet | R245fa | MinimizeLCOE_Brownfield | IgnoreSilica | 2019 | 94.6124 | 11.1869 | 0.51894 | 4 | 16779.8536 | 25929.9017 | 342.08 | 528.6161 | 84.5909 | 0 | 131.7772 | 1678624.9008 | 53290.3609 | 2414206.7153 | 2769487.4736 | 0 | 183895.9595 | 0 | 2768807.1099 | 7203868.1396 | 4916788.03 | 21988968.6896 | 961560.8286 | 11880569.6211 | 11880569.6211 | 1478867.319 | 5633948.9183 | 0 | 34831099.1393 | 53824484.9976 | 4216965.0343 | 2.0758 | 16779.8536 | 25929.9017 | 342.08 | 528.6161
1 | 3600 | 707 | 0.02 | 15 | 15 | 7 | 5.6234e-09 | 5spot_SharedNeighbor | Water | Porous | Wet | R245fa | MinimizeLCOE_Brownfield | IgnoreSilica | 2019 | 94.9607 | 11.2277 | 0.52177 | 4 | 16718.7278 | 25819.2077 | 340.8339 | 526.3595 | 84.5894 | 0 | 140.1245 | 1682917.685 | 53425.1875 | 2421257.1173 | 2779571.5664 | 0 | 182397.6926 | 0 | 2776632.007 | 7224226.9168 | 4930683.3137 | 22051111.4863 | 961560.8286 | 11880569.6211 | 11880569.6211 | 1478867.319 | 5633948.9183 | 0 | 34893241.936 | 53886627.7943 | 5623413.2519 | 2.0871 | 16718.7278 | 25819.2077 | 340.8339 | 526.3595
1 | 3600 | 707 | 0.02 | 15 | 15 | 7 | 7.4989e-09 | 5spot_SharedNeighbor | Water | Porous | Wet | R245fa | MinimizeLCOE_Brownfield | IgnoreSilica | 2019 | 95.2165 | 11.2577 | 0.52388 | 4 | 16672.9346 | 25736.7099 | 339.9003 | 524.6776 | 84.5883 | 0 | 152.0313 | 1686065.4297 | 53524.0391 | 2426429.0838 | 2786974.642 | 0 | 181215.724 | 0 | 2782341.4783 | 7239081.7897 | 4940822.0698 | 22096454.2564 | 961560.8286 | 11880569.6211 | 11880569.6211 | 1478867.319 | 5633948.9183 | 0 | 34938584.7061 | 53931970.5644 | 7498942.0933 | 2.0955 | 16672.9346 | 25736.7099 | 339.9003 | 524.6776
1 | 3600 | 707 | 0.02 | 15 | 15 | 7 | 1e-08 | 5spot_SharedNeighbor | Water | Porous | Wet | R245fa | MinimizeLCOE_Brownfield | IgnoreSilica | 2019 | 95.4166 | 11.2811 | 0.5255 | 4 | 16638.6197 | 25674.5175 | 339.2008 | 523.4098 | 84.5873 | 0 | 146.015 | 1688524.8933 | 53601.2691 | 2430471.4161 | 2792764.107 | 0 | 180361.4397 | 0 | 2786832.0189 | 7250765.2552 | 4948796.275 | 22132116.6744 | 961560.8286 | 11880569.6211 | 11880569.6211 | 1478867.319 | 5633948.9183 | 0 | 34974247.124 | 53967632.9824 | 10000000 | 2.102 | 16638.6197 | 25674.5175 | 339.2008 | 523.4098
1 | 3700 | 707 | 0.02 | 15 | 15 | 7 | 1e-13 | 5spot_SharedNeighbor | Water | Porous | Wet | R245fa | MinimizeLCOE_Brownfield | IgnoreSilica | 2019 | 0 | 0 | 0 | 0 |  |  |  |  | 15 |  | 20.1212 | [19 empty] | 100 | 0
1 | 3700 | 707 | 0.02 | 15 | 15 | 7 | 1.3335e-13 | 5spot_SharedNeighbor | Water | Porous | Wet | R245fa | MinimizeLCOE_Brownfield | IgnoreSilica | 2019 | 0 | 0 | 0 | 0 |  |  |  |  | 15 |  | 22.2847 | [19 empty] | 133.3521 | 0
1 | 3700 | 707 | 0.02 | 15 | 15 | 7 | 1.7783e-13 | 5spot_SharedNeighbor | Water | Porous | Wet | R245fa | MinimizeLCOE_Brownfield | IgnoreSilica | 2019 | 0 | 0 | 0 | 0 |  |  |  |  | 15 |  | 25.0622 | [19 empty] | 177.8279 | 0
1 | 3700 | 707 | 0.02 | 15 | 15 | 7 | 2.3714e-13 | 5spot_SharedNeighbor | Water | Porous | Wet | R245fa | MinimizeLCOE_Brownfield | IgnoreSilica | 2019 | 0 | 0 | 0 | 0 |  |  |  |  | 15 |  | 25.3536 | [19 empty] | 237.1374 | 0
1 | 3700 | 707 | 0.02 | 15 | 15 | 7 | 3.1623e-13 | 5spot_SharedNeighbor | Water | Porous | Wet | R245fa | MinimizeLCOE_Brownfield | IgnoreSilica | 2019 | 0 | 0 | 0 | 0 |  |  |  |  | 15 |  | 25.984 | [19 empty] | 316.2278 | 0
1 | 3700 | 707 | 0.02 | 15 | 15 | 7 | 4.217e-13 | 5spot_SharedNeighbor | Water | Porous | Wet | R245fa | MinimizeLCOE_Brownfield | IgnoreSilica | 2019 | 0 | 0 | 0 | 0 |  |  |  |  | 15 |  | 26.0423 | [19 empty] | 421.6965 | 0
1 | 3700 | 707 | 0.02 | 15 | 15 | 7 | 5.6234e-13 | 5spot_SharedNeighbor | Water | Porous | Wet | R245fa | MinimizeLCOE_Brownfield | IgnoreSilica | 2019 | 0 | 0 | 0 | 0 |  |  |  |  | 15 |  | 29.3671 | [19 empty] | 562.3413 | 0
1 | 3700 | 707 | 0.02 | 15 | 15 | 7 | 7.4989e-13 | 5spot_SharedNeighbor | Water | Porous | Wet | R245fa | MinimizeLCOE_Brownfield | IgnoreSilica | 2019 | 0 | 0 | 0 | 0 |  |  |  |  | 15 |  | 28.8524 | [19 empty] | 749.8942 | 0
1 | 3700 | 707 | 0.02 | 15 | 15 | 7 | 1e-12 | 5spot_SharedNeighbor | Water | Porous | Wet | R245fa | MinimizeLCOE_Brownfield | IgnoreSilica | 2019 | 0 | 0 | 0 | 0 |  |  |  |  | 15 |  | 29.7278 | [19 empty] | 1000 | 0
1 | 3700 | 707 | 0.02 | 15 | 15 | 7 | 1.3335e-12 | 5spot_SharedNeighbor | Water | Porous | Wet | R245fa | MinimizeLCOE_Brownfield | IgnoreSilica | 2019 | 0 | 0 | 0 | 0 |  |  |  |  | 15 |  | 31.0816 | [19 empty] | 1333.5214 | 0
1 | 3700 | 707 | 0.02 | 15 | 15 | 7 | 1.7783e-12 | 5spot_SharedNeighbor | Water | Porous | Wet | R245fa | MinimizeLCOE_Brownfield | IgnoreSilica | 2019 | 1.6 | 0.13847 | 0.0012203 | 4 | 2874038.4755 | 6884747.9021 | 58591.1617 | 140354.8983 | 71.4907 | 0 | 36.9715 | 68521.7532 | 1954.6612 | 72723.8045 | 64340.2961 | 0 | 40971.9045 | 0 | 96919.8436 | 252165.552 | 172108.1707 | 769705.9856 | 961560.8286 | 12297657.4024 | 12297657.4024 | 1478867.319 | 5800784.0308 | 0 | 14028924.2167 | 33606232.9689 | 1778.2794 | 0.0048813 | 2874038.4755 | 6884747.9021 | 58591.1617 | 140354.8983
1 | 3700 | 707 | 0.02 | 15 | 15 | 7 | 2.3714e-12 | 5spot_SharedNeighbor | Water | Porous | Wet | R245fa | MinimizeLCOE_Brownfield | IgnoreSilica | 2019 | 1.6 | 0.13848 | 0.00248 | 4 | 1412018.7442 | 3385504.9692 | 28785.912 | 69018.098 | 71.4919 | 0 | 38.3843 | 68524.2146 | 1954.7485 | 72725.5464 | 64341.032 | 0 | 34036.3984 | 0 | 94216.9565 | 245133.1944 | 167308.4421 | 748240.5329 | 961560.8286 | 12297657.4024 | 12297657.4024 | 1478867.319 | 5800784.0308 | 0 | 14007458.7639 | 33584767.5161 | 2371.3737 | 0.0099202 | 1412018.7442 | 3385504.9692 | 28785.912 | 69018.098
1 | 3700 | 707 | 0.02 | 15 | 15 | 7 | 3.1623e-12 | 5spot_SharedNeighbor | Water | Porous | Wet | R245fa | MinimizeLCOE_Brownfield | IgnoreSilica | 2019 | 3.1956 | 0.33052 | 0.006088 | 4 | 602818.9317 | 1406747.0479 | 12289.2793 | 28678.4413 | 78.5576 | 0 | 79.4105 | 135373.0678 | 4099.0879 | 144975.3095 | 112027.8156 | 0 | 62210.7099 | 0 | 178887.5364 | 465428.6748 | 317664.6341 | 1420666.836 | 961560.8286 | 12297657.4024 | 12297657.4024 | 1478867.319 | 5800784.0308 | 0 | 14679885.067 | 34257193.8193 | 3162.2777 | 0.024352 | 602818.9317 | 1406747.0479 | 12289.2793 | 28678.4413
1 | 3700 | 707 | 0.02 | 15 | 15 | 7 | 4.217e-12 | 5spot_SharedNeighbor | Water | Porous | Wet | R245fa | MinimizeLCOE_Brownfield | IgnoreSilica | 2019 | 4.3944 | 0.4772 | 0.01014 | 4 | 372756.0654 | 855428.5849 | 7599.1366 | 17439.0688 | 80.7012 | 0 | 83.6037 | 178355.9585 | 5496.2184 | 194149.8615 | 147289.716 | 0 | 75193.0692 | 0 | 234189.0812 | 609311.9504 | 415867.9263 | 1859853.7814 | 961560.8286 | 12297657.4024 | 12297657.4024 | 1478867.319 | 5800784.0308 | 0 | 15119072.0125 | 34696380.7647 | 4216.965 | 0.04056 | 372756.0654 | 855428.5849 | 7599.1366 | 17439.0688
1 | 3700 | 707 | 0.02 | 15 | 15 | 7 | 5.6234e-12 | 5spot_SharedNeighbor | Water | Porous | Wet | R245fa | MinimizeLCOE_Brownfield | IgnoreSilica | 2019 | 5.7897 | 0.64863 | 0.01561 | 4 | 249717.3588 | 563253.6036 | 5090.8261 | 11482.6866 | 82.1257 | 0 | 107.1463 | 223676.6096 | 6972.5436 | 247901.577 | 188027.4174 | 0 | 86740.1404 | 0 | 293794.1323 | 764392.0667 | 521713.2922 | 2333217.7792 | 961560.8286 | 12297657.4024 | 12297657.4024 | 1478867.319 | 5800784.0308 | 0 | 15592436.0102 | 35169744.7624 | 5623.4133 | 0.06244 | 249717.3588 | 563253.6036 | 5090.8261 | 11482.6866
1 | 3700 | 707 | 0.02 | 15 | 15 | 7 | 7.4989e-12 | 5spot_SharedNeighbor | Water | Porous | Wet | R245fa | MinimizeLCOE_Brownfield | IgnoreSilica | 2019 | 7.6339 | 0.87547 | 0.022938 | 4 | 176402.6491 | 389773.0907 | 3596.2066 | 7946.0517 | 83.1993 | 0 | 93.1282 | 278315.0227 | 8753.0553 | 314845.7664 | 242237.8231 | 0 | 100619.7483 | 0 | 368460.8521 | 958659.5555 | 654304.8451 | 2926196.6684 | 961560.8286 | 12297657.4024 | 12297657.4024 | 1478867.319 | 5800784.0308 | 0 | 16185414.8995 | 35762723.6517 | 7498.9421 | 0.091753 | 176402.6491 | 389773.0907 | 3596.2066 | 7946.0517
1 | 3700 | 707 | 0.02 | 15 | 15 | 7 | 1e-11 | 5spot_SharedNeighbor | Water | Porous | Wet | R245fa | MinimizeLCOE_Brownfield | IgnoreSilica | 2019 | 10.0823 | 1.1804 | 0.033099 | 4 | 127974.1451 | 275842.4985 | 2608.926 | 5623.4224 | 84.1156 | 0 | 98.8589 | 345757.5167 | 10958.8083 | 399561.187 | 315807.5836 | 0 | 117407.2306 | 0 | 463902.0072 | 1206977.8634 | 823787.1927 | 3684159.3896 | 961560.8286 | 12297657.4024 | 12297657.4024 | 1478867.319 | 5800784.0308 | 0 | 16943377.6206 | 36520686.3728 | 10000 | 0.1324 | 127974.1451 | 275842.4985 | 2608.926 | 5623.4224
1 | 3700 | 707 | 0.02 | 15 | 15 | 7 | 1.3335e-11 | 5spot_SharedNeighbor | Water | Porous | Wet | R245fa | MinimizeLCOE_Brownfield | IgnoreSilica | 2019 | 13.1102 | 1.5553 | 0.046157 | 4 | 96518.5431 | 202555.702 | 1967.6611 | 4129.372 | 84.7504 | 0 | 84.0767 | 421440.2395 | 13424.2247 | 497967.4562 | 404866.4908 | 0 | 134799.1249 | 0 | 574274.0391 | 1494143.2498 | 1019783.4696 | 4560698.2945 | 961560.8286 | 12297657.4024 | 12297657.4024 | 1478867.319 | 5800784.0308 | 0 | 17819916.5255 | 37397225.2778 | 13335.2143 | 0.18463 | 96518.5431 | 202555.702 | 1967.6611 | 4129.372
1 | 3700 | 707 | 0.02 | 15 | 15 | 7 | 1.7783e-11 | 5spot_SharedNeighbor | Water | Porous | Wet | R245fa | MinimizeLCOE_Brownfield | IgnoreSilica | 2019 | 16.9151 | 2.0268 | 0.063205 | 4 | 74636.113 | 152072.4113 | 1521.5581 | 3100.2018 | 85.2316 | 0 | 107.7729 | 509185.3509 | 16278.8832 | 615223.6734 | 516895.0293 | 0 | 153748.437 | 0 | 706419.2358 | 1837957.945 | 1254444.0637 | 5610152.6183 | 961560.8286 | 12297657.4024 | 12297657.4024 | 1478867.319 | 5800784.0308 | 0 | 18869370.8493 | 38446679.6016 | 17782.7941 | 0.25282 | 74636.113 | 152072.4113 | 1521.5581 | 3100.2018
1 | 3700 | 707 | 0.02 | 15 | 15 | 7 | 2.3714e-11 | 5spot_SharedNeighbor | Water | Porous | Wet | R245fa | MinimizeLCOE_Brownfield | IgnoreSilica | 2019 | 21.6144 | 2.6094 | 0.085148 | 4 | 59037.2767 | 116517.6048 | 1203.5547 | 2375.369 | 85.596 | 0 | 112.6374 | 609544.2698 | 19538.9915 | 752838.5099 | 655383.539 | 0 | 173806.475 | 0 | 862333.5962 | 2243615.1284 | 1531313.4268 | 6848373.9364 | 961560.8286 | 12297657.4024 | 12297657.4024 | 1478867.319 | 5800784.0308 | 0 | 20107592.1675 | 39684900.9197 | 23713.7371 | 0.34059 | 59037.2767 | 116517.6048 | 1203.5547 | 2375.369
1 | 3700 | 707 | 0.02 | 15 | 15 | 7 | 3.1623e-11 | 5spot_SharedNeighbor | Water | Porous | Wet | R245fa | MinimizeLCOE_Brownfield | IgnoreSilica | 2019 | 27.2829 | 3.3125 | 0.11283 | 4 | 47720.9079 | 91098.0463 | 972.8553 | 1857.1569 | 85.8715 | 0 | 119.6348 | 722098.1541 | 23189.0406 | 910956.2412 | 822450.0069 | 0 | 194176.0078 | 0 | 1042419.0858 | 2712160.6316 | 1851105.3604 | 8278554.5284 | 961560.8286 | 12297657.4024 | 12297657.4024 | 1478867.319 | 5800784.0308 | 0 | 21537772.7594 | 41115081.5116 | 31622.7766 | 0.45133 | 47720.9079 | 91098.0463 | 972.8553 | 1857.1569
1 | 3700 | 707 | 0.02 | 15 | 15 | 7 | 4.217e-11 | 5spot_SharedNeighbor | Water | Porous | Wet | R245fa | MinimizeLCOE_Brownfield | IgnoreSilica | 2019 | 33.9675 | 4.1421 | 0.14694 | 4 | 39403.4434 | 72712.5841 | 803.2925 | 1482.3444 | 86.0812 | 0 | 110.5665 | 846128.8411 | 27204.7965 | 1089114.1101 | 1019683.6403 | 0 | 214246.0741 | 0 | 1246587.2102 | 3243364.2109 | 2213662.7184 | 9899991.6017 | 961560.8286 | 12297657.4024 | 12297657.4024 | 1478867.319 | 5800784.0308 | 0 | 23159209.8327 | 42736518.585 | 42169.6503 | 0.58775 | 39403.4434 | 72712.5841 | 803.2925 | 1482.3444
1 | 3700 | 707 | 0.02 | 15 | 15 | 7 | 5.6234e-11 | 5spot_SharedNeighbor | Water | Porous | Wet | R245fa | MinimizeLCOE_Brownfield | IgnoreSilica | 2019 | 41.4434 | 5.0703 | 0.1873 | 4 | 33244.0458 | 59375.2181 | 677.7248 | 1210.4441 | 86.2378 | 0 | 145.7639 | 976498.4741 | 31419.2268 | 1280185.9562 | 1240572.7642 | 0 | 231755.1635 | 0 | 1466568.3181 | 3815709.9291 | 2604300.4316 | 11647010.2636 | 961560.8286 | 12297657.4024 | 12297657.4024 | 1478867.319 | 5800784.0308 | 0 | 24906228.4946 | 44483537.2469 | 56234.1325 | 0.74919 | 33244.0458 | 59375.2181 | 677.7248 | 1210.4441
1 | 3700 | 707 | 0.02 | 15 | 15 | 7 | 7.4989e-11 | 5spot_SharedNeighbor | Water | Porous | Wet | R245fa | MinimizeLCOE_Brownfield | IgnoreSilica | 2019 | 49.3971 | 6.0579 | 0.23281 | 4 | 28672.5358 | 49695.0747 | 584.5284 | 1013.1013 | 86.3522 | 0 | 139.8035 | 1107653.0837 | 35651.8164 | 1475918.5014 | 1475578.7133 | 0 | 245228.4509 | 0 | 1692611.9206 | 4403829.015 | 3005703.7924 | 13442175.2936 | 961560.8286 | 12297657.4024 | 12297657.4024 | 1478867.319 | 5800784.0308 | 0 | 26701393.5246 | 46278702.2769 | 74989.4209 | 0.93125 | 28672.5358 | 49695.0747 | 584.5284 | 1013.1013
1 | 3700 | 707 | 0.02 | 15 | 15 | 7 | 1e-10 | 5spot_SharedNeighbor | Water | Porous | Wet | R245fa | MinimizeLCOE_Brownfield | IgnoreSilica | 2019 | 57.3554 | 7.0454 | 0.28124 | 4 | 25281.6345 | 42684.4462 | 515.4003 | 870.1802 | 86.4303 | 0 | 159.5866 | 1232570.7514 | 39675.7773 | 1665334.0291 | 1710649.7713 | 0 | 253331.2484 | 0 | 1911609.0152 | 4973614.5326 | 3394594.1161 | 15181379.2414 | 961560.8286 | 12297657.4024 | 12297657.4024 | 1478867.319 | 5800784.0308 | 0 | 28440597.4724 | 48017906.2246 | 100000 | 1.125 | 25281.6345 | 42684.4462 | 515.4003 | 870.1802
1 | 3700 | 707 | 0.02 | 15 | 15 | 7 | 1.3335e-10 | 5spot_SharedNeighbor | Water | Porous | Wet | R245fa | MinimizeLCOE_Brownfield | IgnoreSilica | 2019 | 64.8 | 7.9678 | 0.32956 | 4 | 22771.7586 | 37622.6814 | 464.2331 | 766.9892 | 86.4776 | 0 | 160.2321 | 1344565.2858 | 43276.3108 | 1837505.242 | 1930396.7105 | 0 | 255429.4428 | 0 | 2110357.4668 | 5490717.2348 | 3747527.3357 | 16759775.0292 | 961560.8286 | 12297657.4024 | 12297657.4024 | 1478867.319 | 5800784.0308 | 0 | 30018993.2602 | 49596302.0124 | 133352.1432 | 1.3183 | 22771.7586 | 37622.6814 | 464.2331 | 766.9892
1 | 3700 | 707 | 0.02 | 15 | 15 | 7 | 1.7783e-10 | 5spot_SharedNeighbor | Water | Porous | Wet | R245fa | MinimizeLCOE_Brownfield | IgnoreSilica | 2019 | 70.869 | 8.7181 | 0.37433 | 4 | 20874.5037 | 33949.3052 | 425.555 | 692.1025 | 86.5002 | 0 | 154.5434 | 1432782.1206 | 46106.8551 | 1974648.3877 | 2109373.8277 | 0 | 247665.1178 | 0 | 2266124.7605 | 5895991.7807 | 4024135.5408 | 17996828.3909 | 961560.8286 | 12297657.4024 | 12297657.4024 | 1478867.319 | 5800784.0308 | 0 | 31256046.622 | 50833355.3742 | 177827.941 | 1.4973 | 20874.5037 | 33949.3052 | 425.555 | 692.1025
1 | 3700 | 707 | 0.02 | 15 | 15 | 7 | 2.3714e-10 | 5spot_SharedNeighbor | Water | Porous | Wet | R245fa | MinimizeLCOE_Brownfield | IgnoreSilica | 2019 | 77.446 | 9.5292 | 0.41763 | 4 | 19517.2214 | 31236.4378 | 397.885 | 636.797 | 86.5101 | 0 | 145.8918 | 1525533.0362 | 49076.8325 | 2120276.7874 | 2303109.4116 | 0 | 247826.3011 | 0 | 2435870.7238 | 6337635.9575 | 4325566.7664 | 19344895.8164 | 961560.8286 | 12297657.4024 | 12297657.4024 | 1478867.319 | 5800784.0308 | 0 | 32604114.0475 | 52181422.7997 | 237137.3706 | 1.6705 | 19517.2214 | 31236.4378 | 397.885 | 636.797
1 | 3700 | 707 | 0.02 | 15 | 15 | 7 | 3.1623e-10 | 5spot_SharedNeighbor | Water | Porous | Wet | R245fa | MinimizeLCOE_Brownfield | IgnoreSilica | 2019 | 82.065 | 10.0972 | 0.45254 | 4 | 18514.8521 | 29330.1958 | 377.4503 | 597.9357 | 86.5087 | 0 | 133.2023 | 1589016.7192 | 51105.6644 | 2220801.8199 | 2439001.5051 | 0 | 239834.1194 | 0 | 2550506.333 | 6635894.2976 | 4529134.2121 | 20255294.6708 | 961560.8286 | 12297657.4024 | 12297657.4024 | 1478867.319 | 5800784.0308 | 0 | 33514512.9018 | 53091821.654 | 316227.766 | 1.8101 | 18514.8521 | 29330.1958 | 377.4503 | 597.9357
1 | 3700 | 707 | 0.02 | 15 | 15 | 7 | 4.217e-10 | 5spot_SharedNeighbor | Water | Porous | Wet | R245fa | MinimizeLCOE_Brownfield | IgnoreSilica | 2019 | 85.7696 | 10.5518 | 0.48154 | 4 | 17771.9761 | 27935.846 | 362.3058 | 569.51 | 86.5029 | 0 | 143.1912 | 1638999.9199 | 52700.5788 | 2300436.2337 | 2547882.1558 | 0 | 231325.9044 | 0 | 2640824.4691 | 6870883.5611 | 4689519.213 | 20972572.036 | 961560.8286 | 12297657.4024 | 12297657.4024 | 1478867.319 | 5800784.0308 | 0 | 34231790.267 | 53809099.0192 | 421696.5034 | 1.9262 | 17771.9761 | 27935.846 | 362.3058 | 569.51
1 | 3700 | 707 | 0.02 | 15 | 15 | 7 | 5.6234e-10 | 5spot_SharedNeighbor | Water | Porous | Wet | R245fa | MinimizeLCOE_Brownfield | IgnoreSilica | 2019 | 88.7003 | 10.9106 | 0.50509 | 4 | 17220.2956 | 26910.3195 | 351.059 | 548.6033 | 86.4955 | 0 | 121.3117 | 1677974.3064 | 53942.6188 | 2362830.3441 | 2633941.0134 | 0 | 223254.0909 | 0 | 2711257.5257 | 7054135.9265 | 4814592.7178 | 21531928.5437 | 961560.8286 | 12297657.4024 | 12297657.4024 | 1478867.319 | 5800784.0308 | 0 | 34791146.7747 | 54368455.527 | 562341.3252 | 2.0204 | 17220.2956 | 26910.3195 | 351.059 | 548.6033
1 | 3700 | 707 | 0.02 | 15 | 15 | 7 | 7.4989e-10 | 5spot_SharedNeighbor | Water | Porous | Wet | R245fa | MinimizeLCOE_Brownfield | IgnoreSilica | 2019 | 90.9628 | 11.1872 | 0.52376 | 4 | 16809.8078 | 26154.4014 | 342.6907 | 533.1928 | 86.4882 | 0 | 153.3571 | 1707729.487 | 54889.8794 | 2410642.7886 | 2700330.0253 | 0 | 215921.6131 | 0 | 2764910.3794 | 7193729.6461 | 4909868.2998 | 21958022.1187 | 961560.8286 | 12297657.4024 | 12297657.4024 | 1478867.319 | 5800784.0308 | 0 | 35217240.3498 | 54794549.102 | 749894.2093 | 2.095 | 16809.8078 | 26154.4014 | 342.6907 | 533.1928
1 | 3700 | 707 | 0.02 | 15 | 15 | 7 | 1e-09 | 5spot_SharedNeighbor | Water | Porous | Wet | R245fa | MinimizeLCOE_Brownfield | IgnoreSilica | 2019 | 92.7144 | 11.401 | 0.53842 | 4 | 16503.8597 | 25594.0066 | 336.4535 | 521.7684 | 86.4816 | 0 | 152.7491 | 1730570.4619 | 55616.431 | 2447449.6931 | 2751697.4052 | 0 | 209714.2102 | 0 | 2806068.7985 | 7300815.4099 | 4982956.534 | 22284888.9439 | 961560.8286 | 12297657.4024 | 12297657.4024 | 1478867.319 | 5800784.0308 | 0 | 35544107.1749 | 55121415.9271 | 1000000 | 2.1537 | 16503.8597 | 25594.0066 | 336.4535 | 521.7684
1 | 3700 | 707 | 0.02 | 15 | 15 | 7 | 1.3335e-09 | 5spot_SharedNeighbor | Water | Porous | Wet | R245fa | MinimizeLCOE_Brownfield | IgnoreSilica | 2019 | 94.0445 | 11.5633 | 0.54975 | 4 | 16275.5089 | 25178.2825 | 331.7983 | 513.2933 | 86.476 | 0 | 137.7504 | 1747802.4291 | 56164.2151 | 2475278.3862 | 2790684.3495 | 0 | 204523.76 | 0 | 2837036.7246 | 7381387.6011 | 5037948.7101 | 22530826.1756 | 961560.8286 | 12297657.4024 | 12297657.4024 | 1478867.319 | 5800784.0308 | 0 | 35790044.4067 | 55367353.1589 | 1333521.4322 | 2.199 | 16275.5089 | 25178.2825 | 331.7983 | 513.2933
1 | 3700 | 707 | 0.02 | 15 | 15 | 7 | 1.7783e-09 | 5spot_SharedNeighbor | Water | Porous | Wet | R245fa | MinimizeLCOE_Brownfield | IgnoreSilica | 2019 | 95.0534 | 11.6862 | 0.55845 | 4 | 16104.8841 | 24868.9571 | 328.3198 | 506.9873 | 86.4715 | 0 | 131.1731 | 1760809.5179 | 56577.4926 | 2496318.6229 | 2820246.1062 | 0 | 200319.1908 | 0 | 2860365.6629 | 7442084.7131 | 5079375.7363 | 22716097.0427 | 961560.8286 | 12297657.4024 | 12297657.4024 | 1478867.319 | 5800784.0308 | 0 | 35975315.2737 | 55552624.026 | 1778279.41 | 2.2338 | 16104.8841 | 24868.9571 | 328.3198 | 506.9873
1 | 3700 | 707 | 0.02 | 15 | 15 | 7 | 2.3714e-09 | 5spot_SharedNeighbor | Water | Porous | Wet | R245fa | MinimizeLCOE_Brownfield | IgnoreSilica | 2019 | 95.8233 | 11.78 | 0.56512 | 4 | 15977.2815 | 24638.005 | 325.7185 | 502.2791 | 86.4678 | 0 | 133.195 | 1770699.4789 | 56891.6107 | 2512336.4989 | 2842800.4519 | 0 | 197020.6528 | 0 | 2878101.9903 | 7488230.9989 | 5110871.5245 | 22856953.2069 | 961560.8286 | 12297657.4024 | 12297657.4024 | 1478867.319 | 5800784.0308 | 0 | 36116171.4379 | 55693480.1902 | 2371373.7057 | 2.2605 | 15977.2815 | 24638.005 | 325.7185 | 502.2791
1 | 3700 | 707 | 0.02 | 15 | 15 | 7 | 3.1623e-09 | 5spot_SharedNeighbor | Water | Porous | Wet | R245fa | MinimizeLCOE_Brownfield | IgnoreSilica | 2019 | 96.4003 | 11.8502 | 0.57017 | 4 | 15881.7894 | 24465.7978 | 323.7718 | 498.7684 | 86.465 | 0 | 144.1565 | 1778089.9389 | 57126.274 | 2524317.4116 | 2859698.1464 | 0 | 194412.4117 | 0 | 2891321.2312 | 7522624.7521 | 5134345.9678 | 22961936.1337 | 961560.8286 | 12297657.4024 | 12297657.4024 | 1478867.319 | 5800784.0308 | 0 | 36221154.3647 | 55798463.117 | 3162277.6602 | 2.2807 | 15881.7894 | 24465.7978 | 323.7718 | 498.7684
1 | 3700 | 707 | 0.02 | 15 | 15 | 7 | 4.217e-09 | 5spot_SharedNeighbor | Water | Porous | Wet | R245fa | MinimizeLCOE_Brownfield | IgnoreSilica | 2019 | 96.8413 | 11.9038 | 0.57401 | 4 | 15810.2911 | 24336.7776 | 322.3142 | 496.1381 | 86.4628 | 0 | 147.4631 | 1783726.9585 | 57305.2229 | 2533462.235 | 2872611.7812 | 0 | 192429.6367 | 0 | 2901418.9754 | 7548897.0111 | 5152277.3244 | 23042129.1452 | 961560.8286 | 12297657.4024 | 12297657.4024 | 1478867.319 | 5800784.0308 | 0 | 36301347.3762 | 55878656.1285 | 4216965.0343 | 2.2961 | 15810.2911 | 24336.7776 | 322.3142 | 496.1381
1 | 3700 | 707 | 0.02 | 15 | 15 | 7 | 5.6234e-09 | 5spot_SharedNeighbor | Water | Porous | Wet | R245fa | MinimizeLCOE_Brownfield | IgnoreSilica | 2019 | 97.1682 | 11.9436 | 0.5769 | 4 | 15756.7371 | 24240.5206 | 321.2224 | 494.1758 | 86.4611 | 0 | 128.5126 | 1787899.0565 | 57437.6454 | 2540234.1652 | 2882183.4774 | 0 | 190875.8691 | 0 | 2908865.7833 | 7568272.0778 | 5165501.2055 | 23101269.2803 | 961560.8286 | 12297657.4024 | 12297657.4024 | 1478867.319 | 5800784.0308 | 0 | 36360487.5113 | 55937796.2636 | 5623413.2519 | 2.3076 | 15756.7371 | 24240.5206 | 321.2224 | 494.1758
1 | 3700 | 707 | 0.02 | 15 | 15 | 7 | 7.4989e-09 | 5spot_SharedNeighbor | Water | Porous | Wet | R245fa | MinimizeLCOE_Brownfield | IgnoreSilica | 2019 | 97.4091 | 11.9729 | 0.57907 | 4 | 15716.6123 | 24168.7154 | 320.4044 | 492.712 | 86.4599 | 0 | 135.4322 | 1790970.636 | 57535.1254 | 2545221.7638 | 2889237.9675 | 0 | 189660.3109 | 0 | 2914324.0634 | 7582473.4029 | 5175193.9017 | 23144617.1717 | 961560.8286 | 12297657.4024 | 12297657.4024 | 1478867.319 | 5800784.0308 | 0 | 36403835.4027 | 55981144.155 | 7498942.0933 | 2.3163 | 15716.6123 | 24168.7154 | 320.4044 | 492.712
1 | 3700 | 707 | 0.02 | 15 | 15 | 7 | 1e-08 | 5spot_SharedNeighbor | Water | Porous | Wet | R245fa | MinimizeLCOE_Brownfield | IgnoreSilica | 2019 | 97.5944 | 11.9954 | 0.58071 | 4 | 15686.5425 | 24114.7385 | 319.7914 | 491.6116 | 86.4589 | 0 | 126.4284 | 1793329.5973 | 57609.9829 | 2549053.3481 | 2894660.1582 | 0 | 188761.3677 | 0 | 2918531.6372 | 7593420.6467 | 5182665.6206 | 23178032.3587 | 961560.8286 | 12297657.4024 | 12297657.4024 | 1478867.319 | 5800784.0308 | 0 | 36437250.5898 | 56014559.342 | 10000000 | 2.3228 | 15686.5425 | 24114.7385 | 319.7914 | 491.6116
1 | 3800 | 707 | 0.02 | 15 | 15 | 7 | 1e-13 | 5spot_SharedNeighbor | Water | Porous | Wet | R245fa | MinimizeLCOE_Brownfield | IgnoreSilica | 2019 | 0 | 0 | 0 | 0 |  |  |  |  | 15 |  | 18.3422 | [19 empty] | 100 | 0
1 | 3800 | 707 | 0.02 | 15 | 15 | 7 | 1.3335e-13 | 5spot_SharedNeighbor | Water | Porous | Wet | R245fa | MinimizeLCOE_Brownfield | IgnoreSilica | 2019 | 0 | 0 | 0 | 0 |  |  |  |  | 15 |  | 22.0741 | [19 empty] | 133.3521 | 0
1 | 3800 | 707 | 0.02 | 15 | 15 | 7 | 1.7783e-13 | 5spot_SharedNeighbor | Water | Porous | Wet | R245fa | MinimizeLCOE_Brownfield | IgnoreSilica | 2019 | 0 | 0 | 0 | 0 |  |  |  |  | 15 |  | 22.1671 | [19 empty] | 177.8279 | 0
1 | 3800 | 707 | 0.02 | 15 | 15 | 7 | 2.3714e-13 | 5spot_SharedNeighbor | Water | Porous | Wet | R245fa | MinimizeLCOE_Brownfield | IgnoreSilica | 2019 | 0 | 0 | 0 | 0 |  |  |  |  | 15 |  | 20.7132 | [19 empty] | 237.1374 | 0
1 | 3800 | 707 | 0.02 | 15 | 15 | 7 | 3.1623e-13 | 5spot_SharedNeighbor | Water | Porous | Wet | R245fa | MinimizeLCOE_Brownfield | IgnoreSilica | 2019 | 0 | 0 | 0 | 0 |  |  |  |  | 15 |  | 24.5189 | [19 empty] | 316.2278 | 0
1 | 3800 | 707 | 0.02 | 15 | 15 | 7 | 4.217e-13 | 5spot_SharedNeighbor | Water | Porous | Wet | R245fa | MinimizeLCOE_Brownfield | IgnoreSilica | 2019 | 0 | 0 | 0 | 0 |  |  |  |  | 15 |  | 23.9892 | [19 empty] | 421.6965 | 0
1 | 3800 | 707 | 0.02 | 15 | 15 | 7 | 5.6234e-13 | 5spot_SharedNeighbor | Water | Porous | Wet | R245fa | MinimizeLCOE_Brownfield | IgnoreSilica | 2019 | 0 | 0 | 0 | 0 |  |  |  |  | 15 |  | 25.9769 | [19 empty] | 562.3413 | 0
1 | 3800 | 707 | 0.02 | 15 | 15 | 7 | 7.4989e-13 | 5spot_SharedNeighbor | Water | Porous | Wet | R245fa | MinimizeLCOE_Brownfield | IgnoreSilica | 2019 | 0 | 0 | 0 | 0 |  |  |  |  | 15 |  | 28.0107 | [19 empty] | 749.8942 | 0
1 | 3800 | 707 | 0.02 | 15 | 15 | 7 | 1e-12 | 5spot_SharedNeighbor | Water | Porous | Wet | R245fa | MinimizeLCOE_Brownfield | IgnoreSilica | 2019 | 0 | 0 | 0 | 0 |  |  |  |  | 15 |  | 27.2522 | [19 empty] | 1000 | 0
1 | 3800 | 707 | 0.02 | 15 | 15 | 7 | 1.3335e-12 | 5spot_SharedNeighbor | Water | Porous | Wet | R245fa | MinimizeLCOE_Brownfield | IgnoreSilica | 2019 | 1.6 | 0.14279 | 9.785e-05 | 4 | 37019470.2691 | 88550972.2924 | 754691.974 | 1805231.3442 | 72.6282 | 0 | 34.2313 | 70995.4965 | 2043.0285 | 74458.3309 | 65070.843 | 0 | 48069.2683 | 0 | 101648.4172 | 264468.3307 | 180505.07 | 807258.7852 | 961560.8286 | 12720605.2746 | 12720605.2746 | 1478867.319 | 5969963.1797 | 0 | 14489424.8885 | 34658860.6618 | 1333.5214 | 0.0003914 | 37019470.2691 | 88550972.2924 | 754691.974 | 1805231.3442
1 | 3800 | 707 | 0.02 | 15 | 15 | 7 | 1.7783e-12 | 5spot_SharedNeighbor | Water | Porous | Wet | R245fa | MinimizeLCOE_Brownfield | IgnoreSilica | 2019 | 1.6 | 0.1428 | 0.0017461 | 4 | 2070948.6589 | 4958660.7897 | 42219.0896 | 101089.0073 | 72.6298 | 0 | 34.6118 | 70998.8008 | 2043.1474 | 74460.6285 | 65071.8078 | 0 | 40077.0913 | 0 | 98534.0755 | 256365.4524 | 174974.6891 | 782525.6927 | 961560.8286 | 12720605.2746 | 12720605.2746 | 1478867.319 | 5969963.1797 | 0 | 14464691.796 | 34634127.5693 | 1778.2794 | 0.0069846 | 2070948.6589 | 4958660.7897 | 42219.0896 | 101089.0073
1 | 3800 | 707 | 0.02 | 15 | 15 | 7 | 2.3714e-12 | 5spot_SharedNeighbor | Water | Porous | Wet | R245fa | MinimizeLCOE_Brownfield | IgnoreSilica | 2019 | 1.6 | 0.1428 | 0.002982 | 4 | 1210859.1888 | 2901781.5852 | 24685.0024 | 59156.7426 | 72.6309 | 0 | 36.5622 | 71001.2859 | 2043.2368 | 74462.3566 | 65072.5333 | 0 | 33136.187 | 0 | 95829.0839 | 249327.619 | 170171.2231 | 761043.5257 | 961560.8286 | 12720605.2746 | 12720605.2746 | 1478867.319 | 5969963.1797 | 0 | 14443209.6289 | 34612645.4022 | 2371.3737 | 0.011928 | 1210859.1888 | 2901781.5852 | 24685.0024 | 59156.7426
1 | 3800 | 707 | 0.02 | 15 | 15 | 7 | 3.1623e-12 | 5spot_SharedNeighbor | Water | Porous | Wet | R245fa | MinimizeLCOE_Brownfield | IgnoreSilica | 2019 | 3.605 | 0.39377 | 0.007716 | 4 | 495853.1548 | 1149351.0346 | 10108.6373 | 23431.0755 | 80.9534 | 0 | 72.6031 | 156541.9066 | 4825.4719 | 166446.1734 | 125474.4941 | 0 | 70321.8057 | 0 | 204207.8421 | 531306.9164 | 362627.8877 | 1621752.4978 | 961560.8286 | 12720605.2746 | 12720605.2746 | 1478867.319 | 5969963.1797 | 0 | 15303918.601 | 35473354.3743 | 3162.2777 | 0.030864 | 495853.1548 | 1149351.0346 | 10108.6373 | 23431.0755
1 | 3800 | 707 | 0.02 | 15 | 15 | 7 | 4.217e-12 | 5spot_SharedNeighbor | Water | Porous | Wet | R245fa | MinimizeLCOE_Brownfield | IgnoreSilica | 2019 | 4.7887 | 0.54419 | 0.012475 | 4 | 315344.5211 | 719552.9242 | 6428.7246 | 14669.0596 | 82.7876 | 0 | 74.4628 | 199270.738 | 6232.2412 | 215305.2123 | 160321.4337 | 0 | 81743.3951 | 0 | 258520.4779 | 672617.2538 | 459075.0966 | 2053085.8487 | 961560.8286 | 12720605.2746 | 12720605.2746 | 1478867.319 | 5969963.1797 | 0 | 15735251.9519 | 35904687.7253 | 4216.965 | 0.049899 | 315344.5211 | 719552.9242 | 6428.7246 | 14669.0596
1 | 3800 | 707 | 0.02 | 15 | 15 | 7 | 5.6234e-12 | 5spot_SharedNeighbor | Water | Porous | Wet | R245fa | MinimizeLCOE_Brownfield | IgnoreSilica | 2019 | 6.3304 | 0.74215 | 0.019066 | 4 | 213374.3283 | 477847.9727 | 4349.9243 | 9741.5773 | 84.1824 | 0 | 81.5023 | 250535.606 | 7927.683 | 275638.6494 | 207318.7308 | 0 | 94902.609 | 0 | 326166.0785 | 848617.2303 | 579198.6971 | 2590305.284 | 961560.8286 | 12720605.2746 | 12720605.2746 | 1478867.319 | 5969963.1797 | 0 | 16272471.3873 | 36441907.1606 | 5623.4133 | 0.076263 | 213374.3283 | 477847.9727 | 4349.9243 | 9741.5773
1 | 3800 | 707 | 0.02 | 15 | 15 | 7 | 7.4989e-12 | 5spot_SharedNeighbor | Water | Porous | Wet | R245fa | MinimizeLCOE_Brownfield | IgnoreSilica | 2019 | 8.2109 | 0.98194 | 0.027565 | 4 | 153091.9627 | 336016.9284 | 3120.9867 | 6850.1596 | 85.1389 | 0 | 102.2509 | 306979.1372 | 9787.9868 | 344579.0452 | 263147.2277 | 0 | 107989.6093 | 0 | 402668.3725 | 1047660.5065 | 715049.8229 | 3197861.7082 | 961560.8286 | 12720605.2746 | 12720605.2746 | 1478867.319 | 5969963.1797 | 0 | 16880027.8114 | 37049463.5847 | 7498.9421 | 0.11026 | 153091.9627 | 336016.9284 | 3120.9867 | 6850.1596
1 | 3800 | 707 | 0.02 | 15 | 15 | 7 | 1e-11 | 5spot_SharedNeighbor | Water | Porous | Wet | R245fa | MinimizeLCOE_Brownfield | IgnoreSilica | 2019 | 11.0102 | 1.3435 | 0.039574 | 4 | 112176.7852 | 239592.3483 | 2286.8755 | 4884.4141 | 86.1127 | 0 | 86.0401 | 385208.2025 | 12375.8827 | 442464.5977 | 346887.8574 | 0 | 128753.1741 | 0 | 513118.9886 | 1335030.3532 | 911185.6482 | 4075024.7043 | 961560.8286 | 12720605.2746 | 12720605.2746 | 1478867.319 | 5969963.1797 | 0 | 17757190.8076 | 37926626.5809 | 10000 | 0.1583 | 112176.7852 | 239592.3483 | 2286.8755 | 4884.4141
1 | 3800 | 707 | 0.02 | 15 | 15 | 7 | 1.3335e-11 | 5spot_SharedNeighbor | Water | Porous | Wet | R245fa | MinimizeLCOE_Brownfield | IgnoreSilica | 2019 | 14.3017 | 1.7676 | 0.055006 | 4 | 85110.9412 | 176780.2506 | 1735.1017 | 3603.9045 | 86.725 | 0 | 90.2011 | 469037.8551 | 15141.9406 | 550790.7309 | 445776.5212 | 0 | 147880.3776 | 0 | 635164.6959 | 1652568.2485 | 1127911.7865 | 5044272.1563 | 961560.8286 | 12720605.2746 | 12720605.2746 | 1478867.319 | 5969963.1797 | 0 | 18726438.2596 | 38895874.0329 | 13335.2143 | 0.22002 | 85110.9412 | 176780.2506 | 1735.1017 | 3603.9045
1 | 3800 | 707 | 0.02 | 15 | 15 | 7 | 1.7783e-11 | 5spot_SharedNeighbor | Water | Porous | Wet | R245fa | MinimizeLCOE_Brownfield | IgnoreSilica | 2019 | 18.387 | 2.2943 | 0.075039 | 4 | 66203.8351 | 133400.6912 | 1349.6547 | 2719.5535 | 87.1854 | 0 | 118.5411 | 565080.1936 | 18305.7703 | 678321.0874 | 568446.3477 | 0 | 168136.3034 | 0 | 779332.9839 | 2027664.561 | 1383922.7272 | 6189209.9744 | 961560.8286 | 12720605.2746 | 12720605.2746 | 1478867.319 | 5969963.1797 | 0 | 19871376.0777 | 40040811.851 | 17782.7941 | 0.30015 | 66203.8351 | 133400.6912 | 1349.6547 | 2719.5535
1 | 3800 | 707 | 0.02 | 15 | 15 | 7 | 2.3714e-11 | 5spot_SharedNeighbor | Water | Porous | Wet | R245fa | MinimizeLCOE_Brownfield | IgnoreSilica | 2019 | 23.4197 | 2.9433 | 0.1007 | 4 | 52677.6956 | 102750.2488 | 1073.9061 | 2094.7028 | 87.5355 | 0 | 86.3462 | 674730.0361 | 21911.3072 | 827682.0338 | 719456.3343 | 0 | 189547.6757 | 0 | 948997.681 | 2469097.2997 | 1685209.6419 | 7536632.0097 | 961560.8286 | 12720605.2746 | 12720605.2746 | 1478867.319 | 5969963.1797 | 0 | 21218798.113 | 41388233.8863 | 23713.7371 | 0.4028 | 52677.6956 | 102750.2488 | 1073.9061 | 2094.7028
1 | 3800 | 707 | 0.02 | 15 | 15 | 7 | 3.1623e-11 | 5spot_SharedNeighbor | Water | Porous | Wet | R245fa | MinimizeLCOE_Brownfield | IgnoreSilica | 2019 | 29.4561 | 3.7221 | 0.1329 | 4 | 42828.4299 | 80770.1368 | 873.1155 | 1646.6085 | 87.8008 | 0 | 103.9043 | 797165.1354 | 25930.0411 | 998452.8639 | 900602.4054 | 0 | 211094.4407 | 0 | 1143965.5057 | 2976363.5862 | 2031429.3058 | 9085003.2841 | 961560.8286 | 12720605.2746 | 12720605.2746 | 1478867.319 | 5969963.1797 | 0 | 22767169.3873 | 42936605.1607 | 31622.7766 | 0.53159 | 42828.4299 | 80770.1368 | 873.1155 | 1646.6085
1 | 3800 | 707 | 0.02 | 15 | 15 | 7 | 4.217e-11 | 5spot_SharedNeighbor | Water | Porous | Wet | R245fa | MinimizeLCOE_Brownfield | IgnoreSilica | 2019 | 36.4935 | 4.6303 | 0.1722 | 4 | 35572.8689 | 64855.2773 | 725.201 | 1322.1626 | 88.0021 | 0 | 105.6929 | 930705.7679 | 30305.4894 | 1188817.9191 | 1111819.5897 | 0 | 231793.6616 | 0 | 1362442.5468 | 3544796.0314 | 2419396.1297 | 10820077.1355 | 961560.8286 | 12720605.2746 | 12720605.2746 | 1478867.319 | 5969963.1797 | 0 | 24502243.2388 | 44671679.0121 | 42169.6503 | 0.68879 | 35572.8689 | 64855.2773 | 725.201 | 1322.1626
1 | 3800 | 707 | 0.02 | 15 | 15 | 7 | 5.6234e-11 | 5spot_SharedNeighbor | Water | Porous | Wet | R245fa | MinimizeLCOE_Brownfield | IgnoreSilica | 2019 | 44.3035 | 5.6385 | 0.21826 | 4 | 30191.2712 | 53293.8421 | 615.4899 | 1086.4671 | 88.1525 | 0 | 92.2386 | 1070183.3203 | 34867.8086 | 1391586.1246 | 1346417.3581 | 0 | 249596.5773 | 0 | 1596133.9637 | 4152813.1614 | 2834380.3144 | 12675978.6284 | 961560.8286 | 12720605.2746 | 12720605.2746 | 1478867.319 | 5969963.1797 | 0 | 26358144.7317 | 46527580.505 | 56234.1325 | 0.87304 | 30191.2712 | 53293.8421 | 615.4899 | 1086.4671
1 | 3800 | 707 | 0.02 | 15 | 15 | 7 | 7.4989e-11 | 5spot_SharedNeighbor | Water | Porous | Wet | R245fa | MinimizeLCOE_Brownfield | IgnoreSilica | 2019 | 52.4593 | 6.6911 | 0.26943 | 4 | 26193.8229 | 44908.6982 | 533.9965 | 915.5246 | 88.2598 | 0 | 109.9086 | 1208121.7156 | 39371.5584 | 1595668.3109 | 1591375.8372 | 0 | 262364.7612 | 0 | 1831791.8515 | 4765946.6454 | 3252856.5159 | 14547497.196 | 961560.8286 | 12720605.2746 | 12720605.2746 | 1478867.319 | 5969963.1797 | 0 | 28229663.2993 | 48399099.0726 | 74989.4209 | 1.0777 | 26193.8229 | 44908.6982 | 533.9965 | 915.5246
1 | 3800 | 707 | 0.02 | 15 | 15 | 7 | 1e-10 | 5spot_SharedNeighbor | Water | Porous | Wet | R245fa | MinimizeLCOE_Brownfield | IgnoreSilica | 2019 | 60.5102 | 7.7292 | 0.32308 | 4 | 23228.4812 | 38835.441 | 473.544 | 791.713 | 88.3305 | 0 | 118.9021 | 1337930.3048 | 43601.4127 | 1790707.5047 | 1833072.1567 | 0 | 269308.7373 | 0 | 2057101.8453 | 5352157.0319 | 3652957.1501 | 16336836.1435 | 961560.8286 | 12720605.2746 | 12720605.2746 | 1478867.319 | 5969963.1797 | 0 | 30019002.2468 | 50188438.0201 | 100000 | 1.2923 | 23228.4812 | 38835.441 | 473.544 | 791.713
1 | 3800 | 707 | 0.02 | 15 | 15 | 7 | 1.3335e-10 | 5spot_SharedNeighbor | Water | Porous | Wet | R245fa | MinimizeLCOE_Brownfield | IgnoreSilica | 2019 | 67.9427 | 8.6856 | 0.37585 | 4 | 21033.5844 | 34449.5 | 428.7981 | 702.2997 | 88.3704 | 0 | 146.1684 | 1452937.388 | 47340.841 | 1965826.0142 | 2056008.6061 | 0 | 270000.4493 | 0 | 2258924.1865 | 5877257.3642 | 4011348.9166 | 17939643.766 | 961560.8286 | 12720605.2746 | 12720605.2746 | 1478867.319 | 5969963.1797 | 0 | 31621809.8692 | 51791245.6426 | 133352.1432 | 1.5034 | 21033.5844 | 34449.5 | 428.7981 | 702.2997
1 | 3800 | 707 | 0.02 | 15 | 15 | 7 | 1.7783e-10 | 5spot_SharedNeighbor | Water | Porous | Wet | R245fa | MinimizeLCOE_Brownfield | IgnoreSilica | 2019 | 74.466 | 9.5229 | 0.4249 | 4 | 19410.9786 | 31278.1991 | 395.7191 | 637.6484 | 88.3879 | 0 | 150.1375 | 1550458.4297 | 50504.7225 | 2115996.0814 | 2251450.8046 | 0 | 265687.8805 | 0 | 2431298.1884 | 6325739.1583 | 4317446.9565 | 19308582.2219 | 961560.8286 | 12720605.2746 | 12720605.2746 | 1478867.319 | 5969963.1797 | 0 | 32990748.3252 | 53160184.0985 | 177827.941 | 1.6996 | 19410.9786 | 31278.1991 | 395.7191 | 637.6484
1 | 3800 | 707 | 0.02 | 15 | 15 | 7 | 2.3714e-10 | 5spot_SharedNeighbor | Water | Porous | Wet | R245fa | MinimizeLCOE_Brownfield | IgnoreSilica | 2019 | 80.3593 | 10.2772 | 0.47029 | 4 | 18182.1649 | 28903.9447 | 370.668 | 589.246 | 88.3909 | 0 | 112.2966 | 1636038.6839 | 53275.2123 | 2249041.0111 | 2427791.278 | 0 | 259557.4359 | 0 | 2584024.4123 | 6723101.4644 | 4588654.8954 | 20521484.3932 | 961560.8286 | 12720605.2746 | 12720605.2746 | 1478867.319 | 5969963.1797 | 0 | 34203650.4964 | 54373086.2698 | 237137.3706 | 1.8812 | 18182.1649 | 28903.9447 | 370.668 | 589.246
1 | 3800 | 707 | 0.02 | 15 | 15 | 7 | 3.1623e-10 | 5spot_SharedNeighbor | Water | Porous | Wet | R245fa | MinimizeLCOE_Brownfield | IgnoreSilica | 2019 | 84.8487 | 10.8502 | 0.50715 | 4 | 17304.5994 | 27247.1035 | 352.7777 | 555.4691 | 88.3856 | 0 | 130.9754 | 1699722.7357 | 55332.8286 | 2348814.6881 | 2561955.7457 | 0 | 250646.6045 | 0 | 2697424.315 | 7018144.7498 | 4790028.0002 | 21422069.6676 | 961560.8286 | 12720605.2746 | 12720605.2746 | 1478867.319 | 5969963.1797 | 0 | 35104235.7708 | 55273671.5441 | 316227.766 | 2.0286 | 17304.5994 | 27247.1035 | 352.7777 | 555.4691
1 | 3800 | 707 | 0.02 | 15 | 15 | 7 | 4.217e-10 | 5spot_SharedNeighbor | Water | Porous | Wet | R245fa | MinimizeLCOE_Brownfield | IgnoreSilica | 2019 | 88.4445 | 11.308 | 0.53762 | 4 | 16653.669 | 26032.7233 | 339.5076 | 530.7123 | 88.3769 | 0 | 103.9062 | 1749834.4956 | 56949.3368 | 2427788.1403 | 2669300.3513 | 0 | 241541.0763 | 0 | 2786711.2261 | 7250450.9773 | 4948581.7738 | 22131157.3775 | 961560.8286 | 12720605.2746 | 12720605.2746 | 1478867.319 | 5969963.1797 | 0 | 35813323.4807 | 55982759.2541 | 421696.5034 | 2.1505 | 16653.669 | 26032.7233 | 339.5076 | 530.7123
1 | 3800 | 707 | 0.02 | 15 | 15 | 7 | 5.6234e-10 | 5spot_SharedNeighbor | Water | Porous | Wet | R245fa | MinimizeLCOE_Brownfield | IgnoreSilica | 2019 | 91.2406 | 11.6633 | 0.56209 | 4 | 16169.8878 | 25140.5737 | 329.645 | 512.5246 | 88.3675 | 0 | 144.7714 | 1788269.0321 | 58187.5309 | 2488637.1909 | 2752695.3888 | 0 | 232809.6971 | 0 | 2855033.5475 | 7428211.6428 | 5069907.0807 | 22673751.1108 | 961560.8286 | 12720605.2746 | 12720605.2746 | 1478867.319 | 5969963.1797 | 0 | 36355917.214 | 56525352.9873 | 562341.3252 | 2.2484 | 16169.8878 | 25140.5737 | 329.645 | 512.5246
1 | 3800 | 707 | 0.02 | 15 | 15 | 7 | 7.4989e-10 | 5spot_SharedNeighbor | Water | Porous | Wet | R245fa | MinimizeLCOE_Brownfield | IgnoreSilica | 2019 | 92.2688 | 11.7937 | 0.57837 | 4 | 15782.955 | 24501.2323 | 321.7569 | 499.4908 | 88.3635 | 0 | 121.7297 | 1802286.0769 | 58638.7255 | 2510889.8659 | 2783342.0636 | 0 | 216264.0979 | 0 | 2874854.1236 | 7479780.716 | 5105104.0328 | 22831159.7022 | 961560.8286 | 12720605.2746 | 12720605.2746 | 1478867.319 | 5969963.1797 | 0 | 36513325.8054 | 56682761.5788 | 749894.2093 | 2.3135 | 15782.955 | 24501.2323 | 321.7569 | 499.4908
1 | 3800 | 707 | 0.02 | 15 | 15 | 7 | 1e-09 | 5spot_SharedNeighbor | Water | Porous | Wet | R245fa | MinimizeLCOE_Brownfield | IgnoreSilica | 2019 | 95.0922 | 12.1515 | 0.59667 | 4 | 15541.043 | 23991.8282 | 316.8252 | 489.1059 | 88.351 | 0 | 134.5782 | 1840472.4038 | 59866.9257 | 2571674.3549 | 2867454.9189 | 0 | 218692.9816 | 0 | 2947683.0181 | 7669266.5602 | 5234432.015 | 23409543.1782 | 961560.8286 | 12720605.2746 | 12720605.2746 | 1478867.319 | 5969963.1797 | 0 | 37091709.2815 | 57261145.0548 | 1000000 | 2.3867 | 15541.043 | 23991.8282 | 316.8252 | 489.1059
1 | 3800 | 707 | 0.02 | 15 | 15 | 7 | 1.3335e-09 | 5spot_SharedNeighbor | Water | Porous | Wet | R245fa | MinimizeLCOE_Brownfield | IgnoreSilica | 2019 | 96.3614 | 12.3121 | 0.60837 | 4 | 15340.4523 | 23628.7727 | 312.7359 | 481.7045 | 88.3447 | 0 | 135.9414 | 1857490.0335 | 60413.7758 | 2598840.9629 | 2905237.8376 | 0 | 213320.2535 | 0 | 2977768.1167 | 7747541.8154 | 5287856.4851 | 23648469.2805 | 961560.8286 | 12720605.2746 | 12720605.2746 | 1478867.319 | 5969963.1797 | 0 | 37330635.3838 | 57500071.1571 | 1333521.4322 | 2.4335 | 15340.4523 | 23628.7727 | 312.7359 | 481.7045
1 | 3800 | 707 | 0.02 | 15 | 15 | 7 | 1.7783e-09 | 5spot_SharedNeighbor | Water | Porous | Wet | R245fa | MinimizeLCOE_Brownfield | IgnoreSilica | 2019 | 97.336 | 12.4354 | 0.61738 | 4 | 15190.5155 | 23357.86 | 309.6792 | 476.1816 | 88.3396 | 0 | 143.2482 | 1870498.0002 | 60831.5705 | 2619639.1135 | 2934242.5425 | 0 | 209071.0966 | 0 | 3000770.1061 | 7807388.2735 | 5328702.9225 | 23831143.6254 | 961560.8286 | 12720605.2746 | 12720605.2746 | 1478867.319 | 5969963.1797 | 0 | 37513309.7287 | 57682745.502 | 1778279.41 | 2.4695 | 15190.5155 | 23357.86 | 309.6792 | 476.1816
1 | 3800 | 707 | 0.02 | 15 | 15 | 7 | 2.3714e-09 | 5spot_SharedNeighbor | Water | Porous | Wet | R245fa | MinimizeLCOE_Brownfield | IgnoreSilica | 2019 | 98.0741 | 12.5286 | 0.62426 | 4 | 15078.3529 | 23155.7481 | 307.3926 | 472.0612 | 88.3355 | 0 | 124.3848 | 1880314.56 | 61146.7418 | 2635353.2878 | 2956202.5578 | 0 | 205715.3488 | 0 | 3018105.6735 | 7852491.864 | 5359487.0497 | 23968817.0835 | 961560.8286 | 12720605.2746 | 12720605.2746 | 1478867.319 | 5969963.1797 | 0 | 37650983.1868 | 57820418.9601 | 2371373.7057 | 2.497 | 15078.3529 | 23155.7481 | 307.3926 | 472.0612
1 | 3800 | 707 | 0.02 | 15 | 15 | 7 | 3.1623e-09 | 5spot_SharedNeighbor | Water | Porous | Wet | R245fa | MinimizeLCOE_Brownfield | IgnoreSilica | 2019 | 98.6265 | 12.5984 | 0.62946 | 4 | 14994.3972 | 23005.0156 | 305.6811 | 468.9884 | 88.3324 | 0 | 156.6598 | 1887641.8334 | 61381.9235 | 2647093.1655 | 2972634.066 | 0 | 203066.7796 | 0 | 3031008.9295 | 7886063.4892 | 5382400.3737 | 24071290.5604 | 961560.8286 | 12720605.2746 | 12720605.2746 | 1478867.319 | 5969963.1797 | 0 | 37753456.6636 | 57922892.4369 | 3162277.6602 | 2.5178 | 14994.3972 | 23005.0156 | 305.6811 | 468.9884
1 | 3800 | 707 | 0.02 | 15 | 15 | 7 | 4.217e-09 | 5spot_SharedNeighbor | Water | Porous | Wet | R245fa | MinimizeLCOE_Brownfield | IgnoreSilica | 2019 | 99.046 | 12.6514 | 0.63341 | 4 | 14931.5263 | 22892.1726 | 304.3994 | 466.6879 | 88.33 | 0 | 149.2959 | 1893195.4508 | 61560.1375 | 2655997.2478 | 2985110.9866 | 0 | 201040.7555 | 0 | 3040792.7855 | 7911519.0756 | 5399774.3345 | 24148990.7739 | 961560.8286 | 12720605.2746 | 12720605.2746 | 1478867.319 | 5969963.1797 | 0 | 37831156.8771 | 58000592.6504 | 4216965.0343 | 2.5336 | 14931.5263 | 22892.1726 | 304.3994 | 466.6879
1 | 3800 | 707 | 0.02 | 15 | 15 | 7 | 5.6234e-09 | 5spot_SharedNeighbor | Water | Porous | Wet | R245fa | MinimizeLCOE_Brownfield | IgnoreSilica | 2019 | 99.3575 | 12.6907 | 0.63638 | 4 | 14884.4285 | 22807.9389 | 303.4392 | 464.9707 | 88.3282 | 0 | 153.967 | 1897313.1703 | 61692.252 | 2662602.508 | 2994374.7378 | 0 | 199460.5577 | 0 | 3048022.858 | 7930330.2411 | 5412613.3416 | 24206409.6665 | 961560.8286 | 12720605.2746 | 12720605.2746 | 1478867.319 | 5969963.1797 | 0 | 37888575.7697 | 58058011.5431 | 5623413.2519 | 2.5455 | 14884.4285 | 22807.9389 | 303.4392 | 464.9707
1 | 3800 | 707 | 0.02 | 15 | 15 | 7 | 7.4989e-09 | 5spot_SharedNeighbor | Water | Porous | Wet | R245fa | MinimizeLCOE_Brownfield | IgnoreSilica | 2019 | 99.5887 | 12.7198 | 0.63861 | 4 | 14849.1375 | 22745.0198 | 302.7198 | 463.688 | 88.3268 | 0 | 132.3981 | 1900365.4411 | 61790.17 | 2667500.5158 | 3001248.54 | 0 | 198236.5275 | 0 | 3053365.0658 | 7944229.57 | 5422099.9191 | 24248835.7495 | 961560.8286 | 12720605.2746 | 12720605.2746 | 1478867.319 | 5969963.1797 | 0 | 37931001.8527 | 58100437.6261 | 7498942.0933 | 2.5544 | 14849.1375 | 22745.0198 | 302.7198 | 463.688
1 | 3800 | 707 | 0.02 | 15 | 15 | 7 | 1e-08 | 5spot_SharedNeighbor | Water | Porous | Wet | R245fa | MinimizeLCOE_Brownfield | IgnoreSilica | 2019 | 99.7667 | 12.7423 | 0.6403 | 4 | 14822.6885 | 22697.7024 | 302.1806 | 462.7234 | 88.3257 | 0 | 133.6001 | 1902713.512 | 61865.4901 | 2671269.5457 | 3006540.5124 | 0 | 197333.7201 | 0 | 3057491.8843 | 7954966.7051 | 5429428.2344 | 24281609.604 | 961560.8286 | 12720605.2746 | 12720605.2746 | 1478867.319 | 5969963.1797 | 0 | 37963775.7073 | 58133211.4806 | 10000000 | 2.5612 | 14822.6885 | 22697.7024 | 302.1806 | 462.7234
1 | 3900 | 707 | 0.02 | 15 | 15 | 7 | 1e-13 | 5spot_SharedNeighbor | Water | Porous | Wet | R245fa | MinimizeLCOE_Brownfield | IgnoreSilica | 2019 | 0 | 0 | 0 | 0 |  |  |  |  | 15 |  | 18.8228 | [19 empty] | 100 | 0
1 | 3900 | 707 | 0.02 | 15 | 15 | 7 | 1.3335e-13 | 5spot_SharedNeighbor | Water | Porous | Wet | R245fa | MinimizeLCOE_Brownfield | IgnoreSilica | 2019 | 0 | 0 | 0 | 0 |  |  |  |  | 15 |  | 20.553 | [19 empty] | 133.3521 | 0
1 | 3900 | 707 | 0.02 | 15 | 15 | 7 | 1.7783e-13 | 5spot_SharedNeighbor | Water | Porous | Wet | R245fa | MinimizeLCOE_Brownfield | IgnoreSilica | 2019 | 0 | 0 | 0 | 0 |  |  |  |  | 15 |  | 22.7181 | [19 empty] | 177.8279 | 0
1 | 3900 | 707 | 0.02 | 15 | 15 | 7 | 2.3714e-13 | 5spot_SharedNeighbor | Water | Porous | Wet | R245fa | MinimizeLCOE_Brownfield | IgnoreSilica | 2019 | 0 | 0 | 0 | 0 |  |  |  |  | 15 |  | 23.5291 | [19 empty] | 237.1374 | 0
1 | 3900 | 707 | 0.02 | 15 | 15 | 7 | 3.1623e-13 | 5spot_SharedNeighbor | Water | Porous | Wet | R245fa | MinimizeLCOE_Brownfield | IgnoreSilica | 2019 | 0 | 0 | 0 | 0 |  |  |  |  | 15 |  | 23.4663 | [19 empty] | 316.2278 | 0
1 | 3900 | 707 | 0.02 | 15 | 15 | 7 | 4.217e-13 | 5spot_SharedNeighbor | Water | Porous | Wet | R245fa | MinimizeLCOE_Brownfield | IgnoreSilica | 2019 | 0 | 0 | 0 | 0 |  |  |  |  | 15 |  | 22.8204 | [19 empty] | 421.6965 | 0
1 | 3900 | 707 | 0.02 | 15 | 15 | 7 | 5.6234e-13 | 5spot_SharedNeighbor | Water | Porous | Wet | R245fa | MinimizeLCOE_Brownfield | IgnoreSilica | 2019 | 0 | 0 | 0 | 0 |  |  |  |  | 15 |  | 24.4286 | [19 empty] | 562.3413 | 0
1 | 3900 | 707 | 0.02 | 15 | 15 | 7 | 7.4989e-13 | 5spot_SharedNeighbor | Water | Porous | Wet | R245fa | MinimizeLCOE_Brownfield | IgnoreSilica | 2019 | 0 | 0 | 0 | 0 |  |  |  |  | 15 |  | 25.3519 | [19 empty] | 749.8942 | 0
1 | 3900 | 707 | 0.02 | 15 | 15 | 7 | 1e-12 | 5spot_SharedNeighbor | Water | Porous | Wet | R245fa | MinimizeLCOE_Brownfield | IgnoreSilica | 2019 | 0 | 0 | 0 | 0 |  |  |  |  | 15 |  | 25.4924 | [19 empty] | 1000 | 0
1 | 3900 | 707 | 0.02 | 15 | 15 | 7 | 1.3335e-12 | 5spot_SharedNeighbor | Water | Porous | Wet | R245fa | MinimizeLCOE_Brownfield | IgnoreSilica | 2019 | 1.6 | 0.14711 | 0.00066035 | 4 | 5652592.0955 | 13515719.7013 | 115235.7356 | 275536.2275 | 73.7508 | 0 | 30.3602 | 73465.5714 | 2132.3302 | 76177.4945 | 65790.4421 | 0 | 47138.2783 | 0 | 103234.6055 | 268595.2671 | 183321.7889 | 819855.7781 | 961560.8286 | 13149413.2377 | 13149413.2377 | 1478867.319 | 6141486.3649 | 0 | 14930829.8444 | 35700596.766 | 1333.5214 | 0.0026414 | 5652592.0955 | 13515719.7013 | 115235.7356 | 275536.2275
1 | 3900 | 707 | 0.02 | 15 | 15 | 7 | 1.7783e-12 | 5spot_SharedNeighbor | Water | Porous | Wet | R245fa | MinimizeLCOE_Brownfield | IgnoreSilica | 2019 | 1.6 | 0.14712 | 0.0022779 | 4 | 1635951.7084 | 3915433.8912 | 33351.0884 | 79821.4159 | 73.7523 | 0 | 33.5868 | 73468.9222 | 2132.452 | 76179.8225 | 65791.4136 | 0 | 39167.7875 | 0 | 100128.7551 | 260514.4816 | 177806.4867 | 795190.1211 | 961560.8286 | 13149413.2377 | 13149413.2377 | 1478867.319 | 6141486.3649 | 0 | 14906164.1874 | 35675931.1091 | 1778.2794 | 0.0091116 | 1635951.7084 | 3915433.8912 | 33351.0884 | 79821.4159
1 | 3900 | 707 | 0.02 | 15 | 15 | 7 | 2.3714e-12 | 5spot_SharedNeighbor | Water | Porous | Wet | R245fa | MinimizeLCOE_Brownfield | IgnoreSilica | 2019 | 2.9009 | 0.31457 | 0.0054774 | 4 | 707178.9097 | 1655149.1931 | 14416.7986 | 33742.4551 | 80.6388 | 0 | 81.188 | 133596.8657 | 4101.1566 | 139115.2724 | 105353.0736 | 0 | 64397.1304 | 0 | 174159.7645 | 453127.9822 | 309269.1587 | 1383120.4041 | 961560.8286 | 13149413.2377 | 13149413.2377 | 1478867.319 | 6141486.3649 | 0 | 15494094.4704 | 36263861.3921 | 2371.3737 | 0.02191 | 707178.9097 | 1655149.1931 | 14416.7986 | 33742.4551
1 | 3900 | 707 | 0.02 | 15 | 15 | 7 | 3.1623e-12 | 5spot_SharedNeighbor | Water | Porous | Wet | R245fa | MinimizeLCOE_Brownfield | IgnoreSilica | 2019 | 3.9682 | 0.45469 | 0.009576 | 4 | 415560.1274 | 957795.7494 | 8471.7553 | 19525.9619 | 83.162 | 0 | 81.0153 | 176577.6706 | 5529.8214 | 186419.022 | 137416.7455 | 0 | 77354.4293 | 0 | 227486.0986 | 591872.1647 | 403964.9142 | 1806620.8662 | 961560.8286 | 13149413.2377 | 13149413.2377 | 1478867.319 | 6141486.3649 | 0 | 15917594.9325 | 36687361.8542 | 3162.2777 | 0.038304 | 415560.1274 | 957795.7494 | 8471.7553 | 19525.9619
1 | 3900 | 707 | 0.02 | 15 | 15 | 7 | 4.217e-12 | 5spot_SharedNeighbor | Water | Porous | Wet | R245fa | MinimizeLCOE_Brownfield | IgnoreSilica | 2019 | 5.2218 | 0.62112 | 0.01528 | 4 | 268047.4352 | 607857.5221 | 5464.5095 | 12391.9978 | 84.8785 | 0 | 111.95 | 222784.9966 | 7074.5829 | 238917.2924 | 175861.6369 | 0 | 89088.3913 | 0 | 286153.491 | 744512.6855 | 508145.2061 | 2272538.2827 | 961560.8286 | 13149413.2377 | 13149413.2377 | 1478867.319 | 6141486.3649 | 0 | 16383512.349 | 37153279.2707 | 4216.965 | 0.061122 | 268047.4352 | 607857.5221 | 5464.5095 | 12391.9978
1 | 3900 | 707 | 0.02 | 15 | 15 | 7 | 5.6234e-12 | 5spot_SharedNeighbor | Water | Porous | Wet | R245fa | MinimizeLCOE_Brownfield | IgnoreSilica | 2019 | 6.9151 | 0.84585 | 0.022925 | 4 | 185116.1654 | 411608.4359 | 3773.8434 | 8391.1947 | 86.2282 | 0 | 95.99 | 279425.7647 | 8968.2495 | 305548.4082 | 227038.604 | 0 | 103879.0661 | 0 | 360695.436 | 938455.5358 | 640515.1865 | 2864526.2507 | 961560.8286 | 13149413.2377 | 13149413.2377 | 1478867.319 | 6141486.3649 | 0 | 16975500.317 | 37745267.2386 | 5623.4133 | 0.091702 | 185116.1654 | 411608.4359 | 3773.8434 | 8391.1947
1 | 3900 | 707 | 0.02 | 15 | 15 | 7 | 7.4989e-12 | 5spot_SharedNeighbor | Water | Porous | Wet | R245fa | MinimizeLCOE_Brownfield | IgnoreSilica | 2019 | 9.3635 | 1.1731 | 0.033477 | 4 | 132891.2364 | 287996.5138 | 2709.1676 | 5871.1985 | 87.3806 | 0 | 98.0076 | 354448.3549 | 11480.606 | 396551.4014 | 301741.7496 | 0 | 125272.0739 | 0 | 463902.7325 | 1206979.7503 | 823788.4805 | 3684165.1491 | 961560.8286 | 13149413.2377 | 13149413.2377 | 1478867.319 | 6141486.3649 | 0 | 17795139.2154 | 38564906.137 | 7498.9421 | 0.13391 | 132891.2364 | 287996.5138 | 2709.1676 | 5871.1985
1 | 3900 | 707 | 0.02 | 15 | 15 | 7 | 1e-11 | 5spot_SharedNeighbor | Water | Porous | Wet | R245fa | MinimizeLCOE_Brownfield | IgnoreSilica | 2019 | 11.9823 | 1.5233 | 0.047129 | 4 | 98718.9551 | 208893.5656 | 2012.5194 | 4258.5779 | 88.0996 | 0 | 114.5824 | 427929.1587 | 13938.3283 | 488464.7259 | 381543.0157 | 0 | 140769.5084 | 0 | 566531.4475 | 1473998.6147 | 1006034.3422 | 4499209.1414 | 961560.8286 | 13149413.2377 | 13149413.2377 | 1478867.319 | 6141486.3649 | 0 | 18610183.2077 | 39379950.1294 | 10000 | 0.18852 | 98718.9551 | 208893.5656 | 2012.5194 | 4258.5779
1 | 3900 | 707 | 0.02 | 15 | 15 | 7 | 1.3335e-11 | 5spot_SharedNeighbor | Water | Porous | Wet | R245fa | MinimizeLCOE_Brownfield | IgnoreSilica | 2019 | 15.4996 | 1.9942 | 0.065158 | 4 | 75432.3364 | 155121.8235 | 1537.7902 | 3162.3682 | 88.6851 | 0 | 119.039 | 519086.327 | 16983.0857 | 605626.6602 | 488943.0017 | 0 | 161024.3107 | 0 | 698748.7203 | 1818000.8371 | 1240822.9275 | 5549235.8702 | 961560.8286 | 13149413.2377 | 13149413.2377 | 1478867.319 | 6141486.3649 | 0 | 19660209.9365 | 40429976.8582 | 13335.2143 | 0.26063 | 75432.3364 | 155121.8235 | 1537.7902 | 3162.3682
1 | 3900 | 707 | 0.02 | 15 | 15 | 7 | 1.7783e-11 | 5spot_SharedNeighbor | Water | Porous | Wet | R245fa | MinimizeLCOE_Brownfield | IgnoreSilica | 2019 | 19.8971 | 2.5831 | 0.088543 | 4 | 59044.704 | 117687.9606 | 1203.7062 | 2399.2283 | 89.1309 | 0 | 107.5822 | 624431.1335 | 20495.8009 | 744663.1966 | 623237.1019 | 0 | 182980.7118 | 0 | 856365.0985 | 2228086.3216 | 1520714.6971 | 6800974.062 | 961560.8286 | 13149413.2377 | 13149413.2377 | 1478867.319 | 6141486.3649 | 0 | 20911948.1283 | 41681715.05 | 17782.7941 | 0.35417 | 59044.704 | 117687.9606 | 1203.7062 | 2399.2283
1 | 3900 | 707 | 0.02 | 15 | 15 | 7 | 2.3714e-11 | 5spot_SharedNeighbor | Water | Porous | Wet | R245fa | MinimizeLCOE_Brownfield | IgnoreSilica | 2019 | 25.2903 | 3.3057 | 0.11839 | 4 | 47255.9933 | 91113.0264 | 963.3773 | 1857.4623 | 89.4698 | 0 | 121.4625 | 744296.3435 | 24485.5221 | 906854.8393 | 787956.5085 | 0 | 206019.8884 | 0 | 1041149.1097 | 2708856.4144 | 1848850.1642 | 8268468.79 | 961560.8286 | 13149413.2377 | 13149413.2377 | 1478867.319 | 6141486.3649 | 0 | 22379442.8563 | 43149209.778 | 23713.7371 | 0.47358 | 47255.9933 | 91113.0264 | 963.3773 | 1857.4623
1 | 3900 | 707 | 0.02 | 15 | 15 | 7 | 3.1623e-11 | 5spot_SharedNeighbor | Water | Porous | Wet | R245fa | MinimizeLCOE_Brownfield | IgnoreSilica | 2019 | 31.705 | 4.1655 | 0.15561 | 4 | 38640.5407 | 72008.0629 | 787.7397 | 1467.9818 | 89.7259 | 0 | 113.4668 | 877160.3108 | 28899.5897 | 1090857.2751 | 983899.3397 | 0 | 228803.5452 | 0 | 1251751.8236 | 3256801.4755 | 2222833.9276 | 9941007.2872 | 961560.8286 | 13149413.2377 | 13149413.2377 | 1478867.319 | 6141486.3649 | 0 | 24051981.3535 | 44821748.2752 | 31622.7766 | 0.62245 | 38640.5407 | 72008.0629 | 787.7397 | 1467.9818
1 | 3900 | 707 | 0.02 | 15 | 15 | 7 | 4.217e-11 | 5spot_SharedNeighbor | Water | Porous | Wet | R245fa | MinimizeLCOE_Brownfield | IgnoreSilica | 2019 | 39.0929 | 5.156 | 0.20063 | 4 | 32277.7559 | 58158.209 | 658.0257 | 1185.6338 | 89.9196 | 0 | 124.3069 | 1020518.8817 | 33653.4943 | 1293658.4498 | 1209600.3287 | 0 | 250071.7999 | 0 | 1484926.1522 | 3863473.2478 | 2636899.8781 | 11792802.2325 | 961560.8286 | 13149413.2377 | 13149413.2377 | 1478867.319 | 6141486.3649 | 0 | 25903776.2988 | 46673543.2205 | 42169.6503 | 0.80253 | 32277.7559 | 58158.209 | 658.0257 | 1185.6338
1 | 3900 | 707 | 0.02 | 15 | 15 | 7 | 5.6234e-11 | 5spot_SharedNeighbor | Water | Porous | Wet | R245fa | MinimizeLCOE_Brownfield | IgnoreSilica | 2019 | 47.1781 | 6.2402 | 0.25275 | 4 | 27553.6599 | 48097.6287 | 561.7186 | 980.5352 | 90.0628 | 0 | 124.4624 | 1168362.3365 | 38546.7892 | 1506867.9126 | 1456544.0193 | 0 | 267651.8048 | 0 | 1730809.4163 | 4503211.0635 | 3073534.0825 | 13745527.4247 | 961560.8286 | 13149413.2377 | 13149413.2377 | 1478867.319 | 6141486.3649 | 0 | 27856501.491 | 48626268.4126 | 56234.1325 | 1.011 | 27553.6599 | 48097.6287 | 561.7186 | 980.5352
1 | 3900 | 707 | 0.02 | 15 | 15 | 7 | 7.4989e-11 | 5spot_SharedNeighbor | Water | Porous | Wet | R245fa | MinimizeLCOE_Brownfield | IgnoreSilica | 2019 | 55.5339 | 7.36 | 0.30992 | 4 | 24042.9937 | 40796.8962 | 490.1489 | 831.6999 | 90.1631 | 0 | 115.5418 | 1313259.5065 | 43332.8669 | 1719439.1565 | 1711619.3176 | 0 | 279760.9112 | 0 | 1976290.5859 | 5141902.7116 | 3509454.2562 | 15695059.3125 | 961560.8286 | 13149413.2377 | 13149413.2377 | 1478867.319 | 6141486.3649 | 0 | 29806033.3788 | 50575800.3005 | 74989.4209 | 1.2397 | 24042.9937 | 40796.8962 | 490.1489 | 831.6999
1 | 3900 | 707 | 0.02 | 15 | 15 | 7 | 1e-10 | 5spot_SharedNeighbor | Water | Porous | Wet | R245fa | MinimizeLCOE_Brownfield | IgnoreSilica | 2019 | 63.6165 | 8.4417 | 0.36887 | 4 | 21438.5163 | 35515.322 | 437.0532 | 724.0279 | 90.2256 | 0 | 143.5608 | 1447062.2751 | 47742.877 | 1918693.9686 | 1958207.9655 | 0 | 285144.5361 | 0 | 2206172.1327 | 5740007.341 | 3917672.9556 | 17520704.0515 | 961560.8286 | 13149413.2377 | 13149413.2377 | 1478867.319 | 6141486.3649 | 0 | 31631678.1178 | 52401445.0394 | 100000 | 1.4755 | 21438.5163 | 35515.322 | 437.0532 | 724.0279
1 | 3900 | 707 | 0.02 | 15 | 15 | 7 | 1.3335e-10 | 5spot_SharedNeighbor | Water | Porous | Wet | R245fa | MinimizeLCOE_Brownfield | IgnoreSilica | 2019 | 71.0024 | 9.4278 | 0.42607 | 4 | 19510.4722 | 31697.386 | 397.7474 | 646.1941 | 90.2579 | 0 | 153.3342 | 1564564.6311 | 51606.5936 | 2095943.7526 | 2183323.3222 | 0 | 284261.9066 | 0 | 2410083.0804 | 6270541.7992 | 4279773.6247 | 19140098.7106 | 961560.8286 | 13149413.2377 | 13149413.2377 | 1478867.319 | 6141486.3649 | 0 | 33251072.7769 | 54020839.6985 | 133352.1432 | 1.7043 | 19510.4722 | 31697.386 | 397.7474 | 646.1941
1 | 3900 | 707 | 0.02 | 15 | 15 | 7 | 1.7783e-10 | 5spot_SharedNeighbor | Water | Porous | Wet | R245fa | MinimizeLCOE_Brownfield | IgnoreSilica | 2019 | 77.446 | 10.2856 | 0.47868 | 4 | 18084.5248 | 28931.9249 | 368.6775 | 589.8164 | 90.2689 | 0 | 164.8411 | 1663722.8482 | 54859.4677 | 2247153.7803 | 2379490.2058 | 0 | 278668.6004 | 0 | 2583319.012 | 6721266.1575 | 4587402.2607 | 20515882.3327 | 961560.8286 | 13149413.2377 | 13149413.2377 | 1478867.319 | 6141486.3649 | 0 | 34626856.399 | 55396623.3206 | 177827.941 | 1.9147 | 18084.5248 | 28931.9249 | 368.6775 | 589.8164
1 | 3900 | 707 | 0.02 | 15 | 15 | 7 | 2.3714e-10 | 5spot_SharedNeighbor | Water | Porous | Wet | R245fa | MinimizeLCOE_Brownfield | IgnoreSilica | 2019 | 83.224 | 11.0525 | 0.527 | 4 | 17000.5625 | 26853.482 | 346.5795 | 547.4446 | 90.2665 | 0 | 159.1094 | 1750180.9618 | 57689.2941 | 2380214.5153 | 2555168.0791 | 0 | 271312.6091 | 0 | 2735680.5292 | 7117679.5716 | 4857962.5613 | 21725888.1215 | 961560.8286 | 13149413.2377 | 13149413.2377 | 1478867.319 | 6141486.3649 | 0 | 35836862.1878 | 56606629.1095 | 237137.3706 | 2.108 | 17000.5625 | 26853.482 | 346.5795 | 547.4446
1 | 3900 | 707 | 0.02 | 15 | 15 | 7 | 3.1623e-10 | 5spot_SharedNeighbor | Water | Porous | Wet | R245fa | MinimizeLCOE_Brownfield | IgnoreSilica | 2019 | 87.5749 | 11.6282 | 0.56574 | 4 | 16228.6178 | 25406.7299 | 330.8423 | 517.9506 | 90.2574 | 0 | 132.3424 | 1813838.8294 | 59768.6462 | 2478915.2668 | 2687298.0937 | 0 | 261439.9635 | 0 | 2847491.7118 | 7408589.3333 | 5056514.4513 | 22613856.2961 | 961560.8286 | 13149413.2377 | 13149413.2377 | 1478867.319 | 6141486.3649 | 0 | 36724830.3624 | 57494597.284 | 316227.766 | 2.263 | 16228.6178 | 25406.7299 | 330.8423 | 517.9506
1 | 3900 | 707 | 0.02 | 15 | 15 | 7 | 4.217e-10 | 5spot_SharedNeighbor | Water | Porous | Wet | R245fa | MinimizeLCOE_Brownfield | IgnoreSilica | 2019 | 91.0313 | 12.0844 | 0.59752 | 4 | 15655.5588 | 24345.5309 | 319.1597 | 496.3166 | 90.246 | 0 | 156.5251 | 1863562.2131 | 61390.1898 | 2556443.8053 | 2792156.6076 | 0 | 251543.9853 | 0 | 2934787.7524 | 7635715.724 | 5211532.8799 | 23307133.1573 | 961560.8286 | 13149413.2377 | 13149413.2377 | 1478867.319 | 6141486.3649 | 0 | 37418107.2236 | 58187874.1453 | 421696.5034 | 2.3901 | 15655.5588 | 24345.5309 | 319.1597 | 496.3166
1 | 3900 | 707 | 0.02 | 15 | 15 | 7 | 5.6234e-10 | 5spot_SharedNeighbor | Water | Porous | Wet | R245fa | MinimizeLCOE_Brownfield | IgnoreSilica | 2019 | 93.7427 | 12.4415 | 0.62305 | 4 | 15229.3337 | 23563.2807 | 310.4706 | 480.3693 | 90.2346 | 0 | 146.7354 | 1902059.5092 | 62643.9639 | 2616731.2422 | 2874342.741 | 0 | 242460.8816 | 0 | 3002312.9518 | 7811402.4415 | 5331442.6746 | 23843396.4057 | 961560.8286 | 13149413.2377 | 13149413.2377 | 1478867.319 | 6141486.3649 | 0 | 37954370.472 | 58724137.3937 | 562341.3252 | 2.4922 | 15229.3337 | 23563.2807 | 310.4706 | 480.3693
1 | 3900 | 707 | 0.02 | 15 | 15 | 7 | 7.4989e-10 | 5spot_SharedNeighbor | Water | Porous | Wet | R245fa | MinimizeLCOE_Brownfield | IgnoreSilica | 2019 | 95.8233 | 12.7151 | 0.64312 | 4 | 14911.7713 | 22985.5483 | 303.9966 | 468.5915 | 90.2245 | 0 | 138.9501 | 1931303.9747 | 63595.3817 | 2662682.6914 | 2937363.3221 | 0 | 234414.383 | 0 | 3053450.3036 | 7944451.3411 | 5422251.2824 | 24249512.6798 | 961560.8286 | 13149413.2377 | 13149413.2377 | 1478867.319 | 6141486.3649 | 0 | 38360486.7461 | 59130253.6678 | 749894.2093 | 2.5725 | 14911.7713 | 22985.5483 | 303.9966 | 468.5915
1 | 3900 | 707 | 0.02 | 15 | 15 | 7 | 1e-09 | 5spot_SharedNeighbor | Water | Porous | Wet | R245fa | MinimizeLCOE_Brownfield | IgnoreSilica | 2019 | 99.2337 | 13.1627 | 0.6656 | 4 | 14678.006 | 22479.115 | 299.231 | 458.2672 | 90.2054 | 0 | 102.1667 | 1978702.8473 | 65135.5467 | 2737441.473 | 3040583.7873 | 0 | 239447.9867 | 0 | 3143911.54 | 8179812.9222 | 5582890.3978 | 24967926.5011 | 961560.8286 | 13149413.2377 | 13149413.2377 | 1478867.319 | 6141486.3649 | 0 | 39078900.5674 | 59848667.489 | 1000000 | 2.6624 | 14678.006 | 22479.115 | 299.231 | 458.2672
1 | 3900 | 707 | 0.02 | 15 | 15 | 7 | 1.3335e-09 | 5spot_SharedNeighbor | Water | Porous | Wet | R245fa | MinimizeLCOE_Brownfield | IgnoreSilica | 2019 | 98.6413 | 13.085 | 0.67085 | 4 | 14497.8159 | 22237.8718 | 295.5576 | 453.3491 | 90.2088 | 0 | 143.2159 | 1970513.184 | 64869.5709 | 2724501.6387 | 3022658.838 | 0 | 222178.88 | 0 | 3121841.6235 | 8122391.5265 | 5543699.1153 | 24792654.3768 | 961560.8286 | 13149413.2377 | 13149413.2377 | 1478867.319 | 6141486.3649 | 0 | 38903628.4431 | 59673395.3648 | 1333521.4322 | 2.6834 | 14497.8159 | 22237.8718 | 295.5576 | 453.3491
1 | 3900 | 707 | 0.02 | 15 | 15 | 7 | 1.7783e-09 | 5spot_SharedNeighbor | Water | Porous | Wet | R245fa | MinimizeLCOE_Brownfield | IgnoreSilica | 2019 | 99.5692 | 13.2066 | 0.68012 | 4 | 14365.4636 | 22000.1098 | 292.8594 | 448.502 | 90.2032 | 0 | 135.6797 | 1983325.2284 | 65285.5668 | 2744754.0793 | 3050730.0828 | 0 | 217798.1359 | 0 | 3144138.3063 | 8180402.9216 | 5583293.0845 | 24969727.4056 | 961560.8286 | 13149413.2377 | 13149413.2377 | 1478867.319 | 6141486.3649 | 0 | 39080701.4719 | 59850468.3935 | 1778279.41 | 2.7205 | 14365.4636 | 22000.1098 | 292.8594 | 448.502
1 | 3900 | 707 | 0.02 | 15 | 15 | 7 | 2.3714e-09 | 5spot_SharedNeighbor | Water | Porous | Wet | R245fa | MinimizeLCOE_Brownfield | IgnoreSilica | 2019 | 100.266 | 13.2979 | 0.68715 | 4 | 14266.4302 | 21822.8948 | 290.8405 | 444.8892 | 90.1988 | 0 | 147.7552 | 1992913.5071 | 65596.7718 | 2759927.5705 | 3071802.7744 | 0 | 214315.2477 | 0 | 3160776.7898 | 8223692.8427 | 5612839.3451 | 25101864.8491 | 961560.8286 | 13149413.2377 | 13149413.2377 | 1478867.319 | 6141486.3649 | 0 | 39212838.9154 | 59982605.837 | 2371373.7057 | 2.7486 | 14266.4302 | 21822.8948 | 290.8405 | 444.8892
1 | 3900 | 707 | 0.02 | 15 | 15 | 7 | 3.1623e-09 | 5spot_SharedNeighbor | Water | Porous | Wet | R245fa | MinimizeLCOE_Brownfield | IgnoreSilica | 2019 | 100.7996 | 13.3677 | 0.69252 | 4 | 14192.2874 | 21690.1517 | 289.329 | 442.1831 | 90.1954 | 0 | 144.6521 | 2000238.0032 | 65834.4332 | 2771528.4055 | 3087937.592 | 0 | 211655.8746 | 0 | 3173505.7803 | 8256811.0648 | 5635443.2122 | 25202954.3658 | 961560.8286 | 13149413.2377 | 13149413.2377 | 1478867.319 | 6141486.3649 | 0 | 39313928.4321 | 60083695.3538 | 3162277.6602 | 2.7701 | 14192.2874 | 21690.1517 | 289.329 | 442.1831
1 | 3900 | 707 | 0.02 | 15 | 15 | 7 | 4.217e-09 | 5spot_SharedNeighbor | Water | Porous | Wet | R245fa | MinimizeLCOE_Brownfield | IgnoreSilica | 2019 | 101.2017 | 13.4203 | 0.69659 | 4 | 14136.7566 | 21590.8816 | 288.1969 | 440.1593 | 90.1928 | 0 | 148.5992 | 2005746.8785 | 66013.1429 | 2780259.1889 | 3100094.2325 | 0 | 209605.3323 | 0 | 3183070.3223 | 8281696.0411 | 5652427.7199 | 25278912.8584 | 961560.8286 | 13149413.2377 | 13149413.2377 | 1478867.319 | 6141486.3649 | 0 | 39389886.9247 | 60159653.8464 | 4216965.0343 | 2.7863 | 14136.7566 | 21590.8816 | 288.1969 | 440.1593
1 | 3900 | 707 | 0.02 | 15 | 15 | 7 | 5.6234e-09 | 5spot_SharedNeighbor | Water | Porous | Wet | R245fa | MinimizeLCOE_Brownfield | IgnoreSilica | 2019 | 101.4964 | 13.4589 | 0.69962 | 4 | 14095.1528 | 21516.9292 | 287.3488 | 438.6517 | 90.1908 | 0 | 162.1008 | 2009778.2356 | 66143.8996 | 2786651.3804 | 3109002.0538 | 0 | 207983.9599 | 0 | 3190028.2165 | 8299799.0545 | 5664783.3985 | 25334170.1988 | 961560.8286 | 13149413.2377 | 13149413.2377 | 1478867.319 | 6141486.3649 | 0 | 39445144.2651 | 60214911.1867 | 5623413.2519 | 2.7985 | 14095.1528 | 21516.9292 | 287.3488 | 438.6517
1 | 3900 | 707 | 0.02 | 15 | 15 | 7 | 7.4989e-09 | 5spot_SharedNeighbor | Water | Porous | Wet | R245fa | MinimizeLCOE_Brownfield | IgnoreSilica | 2019 | 101.7204 | 13.4882 | 0.70192 | 4 | 14063.976 | 21461.4577 | 286.7132 | 437.5208 | 90.1893 | 0 | 144.1466 | 2012838.6773 | 66243.1527 | 2791505.791 | 3115771.0743 | 0 | 206764.5104 | 0 | 3195318.0502 | 8313562.1168 | 5674176.9714 | 25376180.3442 | 961560.8286 | 13149413.2377 | 13149413.2377 | 1478867.319 | 6141486.3649 | 0 | 39487154.4105 | 60256921.3321 | 7498942.0933 | 2.8077 | 14063.976 | 21461.4577 | 286.7132 | 437.5208
1 | 3900 | 707 | 0.02 | 15 | 15 | 7 | 1e-08 | 5spot_SharedNeighbor | Water | Porous | Wet | R245fa | MinimizeLCOE_Brownfield | IgnoreSilica | 2019 | 101.8861 | 13.5099 | 0.70364 | 4 | 14040.6088 | 21420.0127 | 286.2368 | 436.6759 | 90.1882 | 0 | 131.6411 | 2015102.3536 | 66316.559 | 2795097.3503 | 3120781.4907 | 0 | 205823.2489 | 0 | 3199217.191 | 8323706.8813 | 5681100.9815 | 25407146.0563 | 961560.8286 | 13149413.2377 | 13149413.2377 | 1478867.319 | 6141486.3649 | 0 | 39518120.1227 | 60287887.0443 | 10000000 | 2.8146 | 14040.6088 | 21420.0127 | 286.2368 | 436.6759
1 | 4000 | 707 | 0.02 | 15 | 15 | 7 | 1e-13 | 5spot_SharedNeighbor | Water | Porous | Wet | R245fa | MinimizeLCOE_Brownfield | IgnoreSilica | 2019 | 0 | 0 | 0 | 0 |  |  |  |  | 15 |  | 19.7455 | [19 empty] | 100 | 0
1 | 4000 | 707 | 0.02 | 15 | 15 | 7 | 1.3335e-13 | 5spot_SharedNeighbor | Water | Porous | Wet | R245fa | MinimizeLCOE_Brownfield | IgnoreSilica | 2019 | 0 | 0 | 0 | 0 |  |  |  |  | 15 |  | 22.2375 | [19 empty] | 133.3521 | 0
1 | 4000 | 707 | 0.02 | 15 | 15 | 7 | 1.7783e-13 | 5spot_SharedNeighbor | Water | Porous | Wet | R245fa | MinimizeLCOE_Brownfield | IgnoreSilica | 2019 | 0 | 0 | 0 | 0 |  |  |  |  | 15 |  | 22.1247 | [19 empty] | 177.8279 | 0
1 | 4000 | 707 | 0.02 | 15 | 15 | 7 | 2.3714e-13 | 5spot_SharedNeighbor | Water | Porous | Wet | R245fa | MinimizeLCOE_Brownfield | IgnoreSilica | 2019 | 0 | 0 | 0 | 0 |  |  |  |  | 15 |  | 22.4302 | [19 empty] | 237.1374 | 0
1 | 4000 | 707 | 0.02 | 15 | 15 | 7 | 3.1623e-13 | 5spot_SharedNeighbor | Water | Porous | Wet | R245fa | MinimizeLCOE_Brownfield | IgnoreSilica | 2019 | 0 | 0 | 0 | 0 |  |  |  |  | 15 |  | 24.3351 | [19 empty] | 316.2278 | 0
1 | 4000 | 707 | 0.02 | 15 | 15 | 7 | 4.217e-13 | 5spot_SharedNeighbor | Water | Porous | Wet | R245fa | MinimizeLCOE_Brownfield | IgnoreSilica | 2019 | 0 | 0 | 0 | 0 |  |  |  |  | 15 |  | 20.9186 | [19 empty] | 421.6965 | 0
1 | 4000 | 707 | 0.02 | 15 | 15 | 7 | 5.6234e-13 | 5spot_SharedNeighbor | Water | Porous | Wet | R245fa | MinimizeLCOE_Brownfield | IgnoreSilica | 2019 | 0 | 0 | 0 | 0 |  |  |  |  | 15 |  | 24.845 | [19 empty] | 562.3413 | 0
1 | 4000 | 707 | 0.02 | 15 | 15 | 7 | 7.4989e-13 | 5spot_SharedNeighbor | Water | Porous | Wet | R245fa | MinimizeLCOE_Brownfield | IgnoreSilica | 2019 | 0 | 0 | 0 | 0 |  |  |  |  | 15 |  | 25.4459 | [19 empty] | 749.8942 | 0
1 | 4000 | 707 | 0.02 | 15 | 15 | 7 | 1e-12 | 5spot_SharedNeighbor | Water | Porous | Wet | R245fa | MinimizeLCOE_Brownfield | IgnoreSilica | 2019 | 0 | 0 | 0 | 0 |  |  |  |  | 15 |  | 25.824 | [19 empty] | 1000 | 0
1 | 4000 | 707 | 0.02 | 15 | 15 | 7 | 1.3335e-12 | 5spot_SharedNeighbor | Water | Porous | Wet | R245fa | MinimizeLCOE_Brownfield | IgnoreSilica | 2019 | 1.6 | 0.15142 | 0.0012276 | 4 | 3131668.2486 | 7485280.0294 | 63843.2931 | 152597.558 | 74.8571 | 0 | 31.7822 | 75929.1777 | 2222.4081 | 77883.1635 | 66500.2661 | 0 | 46198.8079 | 0 | 104806.1911 | 272684.2105 | 186112.5767 | 832336.8016 | 961560.8286 | 13584081.2916 | 13584081.2916 | 1478867.319 | 6315353.5865 | 0 | 15377978.9218 | 36756281.119 | 1333.5214 | 0.0049105 | 3131668.2486 | 7485280.0294 | 63843.2931 | 152597.558
1 | 4000 | 707 | 0.02 | 15 | 15 | 7 | 1.7783e-12 | 5spot_SharedNeighbor | Water | Porous | Wet | R245fa | MinimizeLCOE_Brownfield | IgnoreSilica | 2019 | 2.2543 | 0.23751 | 0.00349 | 4 | 1123218.3354 | 2654594.8657 | 22898.325 | 54117.5069 | 79.3808 | 0 | 350.6234 | 108643.2122 | 3297.3792 | 111222.9525 | 86444.5277 | 0 | 56747.3001 | 0 | 142878.595 | 371740.7957 | 253720.7316 | 1134695.4939 | 961560.8286 | 13584081.2916 | 13584081.2916 | 1478867.319 | 6315353.5865 | 0 | 15680337.6142 | 37058639.8113 | 1778.2794 | 0.01396 | 1123218.3354 | 2654594.8657 | 22898.325 | 54117.5069
1 | 4000 | 707 | 0.02 | 15 | 15 | 7 | 2.3714e-12 | 5spot_SharedNeighbor | Water | Porous | Wet | R245fa | MinimizeLCOE_Brownfield | IgnoreSilica | 2019 | 3.1419 | 0.35705 | 0.0068969 | 4 | 582264.7702 | 1357186.7102 | 11870.2549 | 27668.0868 | 82.7873 | 0 | 80.4967 | 148833.36 | 4640.0623 | 153685.7994 | 113468.1728 | 0 | 69385.6969 | 0 | 191105.1056 | 497216.2838 | 339360.3305 | 1517694.8112 | 961560.8286 | 13584081.2916 | 13584081.2916 | 1478867.319 | 6315353.5865 | 0 | 16063336.9315 | 37441639.1286 | 2371.3737 | 0.027588 | 582264.7702 | 1357186.7102 | 11870.2549 | 27668.0868
1 | 4000 | 707 | 0.02 | 15 | 15 | 7 | 3.1623e-12 | 5spot_SharedNeighbor | Water | Porous | Wet | R245fa | MinimizeLCOE_Brownfield | IgnoreSilica | 2019 | 4.2628 | 0.51045 | 0.011784 | 4 | 350407.4974 | 803961.7755 | 7143.5308 | 16389.8482 | 85.2012 | 0 | 75.6378 | 194998.56 | 6197.6232 | 204157.32 | 148248.4758 | 0 | 82713.9262 | 0 | 248163.2031 | 645669.7491 | 440682.8709 | 1970831.7283 | 961560.8286 | 13584081.2916 | 13584081.2916 | 1478867.319 | 6315353.5865 | 0 | 16516473.8485 | 37894776.0457 | 3162.2777 | 0.047135 | 350407.4974 | 803961.7755 | 7143.5308 | 16389.8482
1 | 4000 | 707 | 0.02 | 15 | 15 | 7 | 4.217e-12 | 5spot_SharedNeighbor | Water | Porous | Wet | R245fa | MinimizeLCOE_Brownfield | IgnoreSilica | 2019 | 5.7313 | 0.71247 | 0.018484 | 4 | 230899.4686 | 520048.9588 | 4707.198 | 10601.9014 | 87.0026 | 0 | 101.631 | 249739.3614 | 8050.7519 | 266188.4882 | 193503.4858 | 0 | 98059.0585 | 0 | 318061.0469 | 827529.6007 | 564805.9565 | 2525937.75 | 961560.8286 | 13584081.2916 | 13584081.2916 | 1478867.319 | 6315353.5865 | 0 | 17071579.8702 | 38449882.0674 | 4216.965 | 0.073935 | 230899.4686 | 520048.9588 | 4707.198 | 10601.9014
1 | 4000 | 707 | 0.02 | 15 | 15 | 7 | 5.6234e-12 | 5spot_SharedNeighbor | Water | Porous | Wet | R245fa | MinimizeLCOE_Brownfield | IgnoreSilica | 2019 | 7.4876 | 0.95442 | 0.027393 | 4 | 161461.4711 | 356570.5059 | 3291.6105 | 7269.1721 | 88.2283 | 0 | 103.3023 | 309309.5887 | 10067.8938 | 336004.6019 | 247715.4674 | 0 | 112596.1964 | 0 | 396120.5618 | 1030624.4463 | 703422.3618 | 3145861.1182 | 961560.8286 | 13584081.2916 | 13584081.2916 | 1478867.319 | 6315353.5865 | 0 | 17691503.2384 | 39069805.4356 | 5623.4133 | 0.10957 | 161461.4711 | 356570.5059 | 3291.6105 | 7269.1721
1 | 4000 | 707 | 0.02 | 15 | 15 | 7 | 7.4989e-12 | 5spot_SharedNeighbor | Water | Porous | Wet | R245fa | MinimizeLCOE_Brownfield | IgnoreSilica | 2019 | 9.9749 | 1.3001 | 0.039717 | 4 | 116666.9481 | 251232.8481 | 2378.4135 | 5121.7214 | 89.3275 | 0 | 114.8926 | 387254.7058 | 12713.3531 | 429890.3424 | 324978.8297 | 0 | 133103.1095 | 0 | 502296.7328 | 1306873.0635 | 891967.7194 | 3989077.8562 | 961560.8286 | 13584081.2916 | 13584081.2916 | 1478867.319 | 6315353.5865 | 0 | 18534719.9764 | 39913022.1736 | 7498.9421 | 0.15887 | 116666.9481 | 251232.8481 | 2378.4135 | 5121.7214
1 | 4000 | 707 | 0.02 | 15 | 15 | 7 | 1e-11 | 5spot_SharedNeighbor | Water | Porous | Wet | R245fa | MinimizeLCOE_Brownfield | IgnoreSilica | 2019 | 12.9787 | 1.717 | 0.055757 | 4 | 87394.777 | 183249.7743 | 1781.6607 | 3735.7945 | 90.0737 | 0 | 75.9071 | 473172.8886 | 15623.1571 | 536710.567 | 418184.824 | 0 | 153142.0157 | 0 | 622765.0464 | 1620306.9041 | 1105892.7561 | 4945798.159 | 961560.8286 | 13584081.2916 | 13584081.2916 | 1478867.319 | 6315353.5865 | 0 | 19491440.2792 | 40869742.4764 | 10000 | 0.22303 | 87394.777 | 183249.7743 | 1781.6607 | 3735.7945
1 | 4000 | 707 | 0.02 | 15 | 15 | 7 | 1.3335e-11 | 5spot_SharedNeighbor | Water | Porous | Wet | R245fa | MinimizeLCOE_Brownfield | IgnoreSilica | 2019 | 16.7714 | 2.2439 | 0.076733 | 4 | 67245.1173 | 136896.8433 | 1370.8827 | 2790.8273 | 90.6412 | 0 | 87.7328 | 573132.1689 | 19001.9842 | 664537.5879 | 535689.4506 | 0 | 175187.1731 | 0 | 767343.8622 | 1996471.3255 | 1362632.703 | 6093996.2553 | 961560.8286 | 13584081.2916 | 13584081.2916 | 1478867.319 | 6315353.5865 | 0 | 20639638.3755 | 42017940.5727 | 13335.2143 | 0.30693 | 67245.1173 | 136896.8433 | 1370.8827 | 2790.8273
1 | 4000 | 707 | 0.02 | 15 | 15 | 7 | 1.7783e-11 | 5spot_SharedNeighbor | Water | Porous | Wet | R245fa | MinimizeLCOE_Brownfield | IgnoreSilica | 2019 | 21.4855 | 2.8991 | 0.10385 | 4 | 52964.0893 | 104429.6899 | 1079.7446 | 2128.9405 | 91.0722 | 0 | 77.949 | 688087.528 | 22880.7416 | 815425.7077 | 681811.3335 | 0 | 198803.7419 | 0 | 938733.5306 | 2442392.0858 | 1666982.7847 | 7455117.4538 | 961560.8286 | 13584081.2916 | 13584081.2916 | 1478867.319 | 6315353.5865 | 0 | 22000759.574 | 43379061.7712 | 17782.7941 | 0.41539 | 52964.0893 | 104429.6899 | 1079.7446 | 2128.9405
1 | 4000 | 707 | 0.02 | 15 | 15 | 7 | 2.3714e-11 | 5spot_SharedNeighbor | Water | Porous | Wet | R245fa | MinimizeLCOE_Brownfield | IgnoreSilica | 2019 | 27.2124 | 3.6954 | 0.13829 | 4 | 42632.6342 | 81281.0114 | 869.1239 | 1657.0234 | 91.3986 | 0 | 96.0271 | 817841.1539 | 27251.1481 | 989912.5147 | 859529.5108 | 0 | 223065.6392 | 0 | 1137863.987 | 2960488.6862 | 2020594.3603 | 9036547.0003 | 961560.8286 | 13584081.2916 | 13584081.2916 | 1478867.319 | 6315353.5865 | 0 | 23582189.1206 | 44960491.3177 | 23713.7371 | 0.55315 | 42632.6342 | 81281.0114 | 869.1239 | 1657.0234
1 | 4000 | 707 | 0.02 | 15 | 15 | 7 | 3.1623e-11 | 5spot_SharedNeighbor | Water | Porous | Wet | R245fa | MinimizeLCOE_Brownfield | IgnoreSilica | 2019 | 33.9844 | 4.6375 | 0.18097 | 4 | 35055.0316 | 64588.447 | 714.6442 | 1316.7229 | 91.6459 | 0 | 135.5091 | 961027.7484 | 32064.6163 | 1186876.7114 | 1069713.5145 | 0 | 246828.8983 | 0 | 1363639.4807 | 3547910.2078 | 2421521.6191 | 10829582.7966 | 961560.8286 | 13584081.2916 | 13584081.2916 | 1478867.319 | 6315353.5865 | 0 | 25375224.9168 | 46753527.114 | 31622.7766 | 0.72387 | 35055.0316 | 64588.447 | 714.6442 | 1316.7229
1 | 4000 | 707 | 0.02 | 15 | 15 | 7 | 4.217e-11 | 5spot_SharedNeighbor | Water | Porous | Wet | R245fa | MinimizeLCOE_Brownfield | IgnoreSilica | 2019 | 41.7212 | 5.7141 | 0.23217 | 4 | 29445.2244 | 52465.0612 | 600.2807 | 1069.5712 | 91.8327 | 0 | 132.989 | 1114493.9034 | 37213.7603 | 1402401.825 | 1309872.7561 | 0 | 268664.8519 | 0 | 1611732.3677 | 4193397.009 | 2862079.6243 | 12799856.0978 | 961560.8286 | 13584081.2916 | 13584081.2916 | 1478867.319 | 6315353.5865 | 0 | 27345498.218 | 48723800.4152 | 42169.6503 | 0.92869 | 29445.2244 | 52465.0612 | 600.2807 | 1069.5712
1 | 4000 | 707 | 0.02 | 15 | 15 | 7 | 5.6234e-11 | 5spot_SharedNeighbor | Water | Porous | Wet | R245fa | MinimizeLCOE_Brownfield | IgnoreSilica | 2019 | 50.0887 | 6.8784 | 0.2908 | 4 | 25274.7158 | 43653.6164 | 515.2593 | 889.938 | 91.9692 | 0 | 121.2673 | 1271119.8795 | 42458.6435 | 1626513.2685 | 1569601.4568 | 0 | 286123.0782 | 0 | 1870368.3673 | 4866314.8264 | 3321359.8618 | 14853859.3819 | 961560.8286 | 13584081.2916 | 13584081.2916 | 1478867.319 | 6315353.5865 | 0 | 29399501.5021 | 50777803.6993 | 56234.1325 | 1.1632 | 25274.7158 | 43653.6164 | 515.2593 | 889.938
1 | 4000 | 707 | 0.02 | 15 | 15 | 7 | 7.4989e-11 | 5spot_SharedNeighbor | Water | Porous | Wet | R245fa | MinimizeLCOE_Brownfield | IgnoreSilica | 2019 | 58.5734 | 8.0579 | 0.35412 | 4 | 22174.9236 | 37267.3161 | 452.0658 | 759.7446 | 92.0613 | 0 | 144.8381 | 1421930.7184 | 47497.8025 | 1845928.1985 | 1832768.4244 | 0 | 297031.7796 | 0 | 2123611.2001 | 5525200.7302 | 3771063.0299 | 16865031.8836 | 961560.8286 | 13584081.2916 | 13584081.2916 | 1478867.319 | 6315353.5865 | 0 | 31410674.0039 | 52788976.201 | 74989.4209 | 1.4165 | 22174.9236 | 37267.3161 | 452.0658 | 759.7446
1 | 4000 | 707 | 0.02 | 15 | 15 | 7 | 1e-10 | 5spot_SharedNeighbor | Water | Porous | Wet | R245fa | MinimizeLCOE_Brownfield | IgnoreSilica | 2019 | 66.6929 | 9.1845 | 0.41853 | 4 | 19875.6866 | 32645.5133 | 405.1928 | 665.5229 | 92.1155 | 0 | 132.4666 | 1559875.0142 | 52095.9795 | 2049571.6766 | 2084372.2132 | 0 | 300979.9831 | 0 | 2358288.9979 | 6135784.221 | 4187798.8086 | 18728766.8939 | 961560.8286 | 13584081.2916 | 13584081.2916 | 1478867.319 | 6315353.5865 | 0 | 33274409.0141 | 54652711.2113 | 100000 | 1.6741 | 19875.6866 | 32645.5133 | 405.1928 | 665.5229
1 | 4000 | 707 | 0.02 | 15 | 15 | 7 | 1.3335e-10 | 5spot_SharedNeighbor | Water | Porous | Wet | R245fa | MinimizeLCOE_Brownfield | IgnoreSilica | 2019 | 74.023 | 10.1988 | 0.4802 | 4 | 18173.4837 | 29303.3416 | 370.491 | 597.3883 | 92.1401 | 0 | 146.5802 | 1679693.4625 | 56079.8233 | 2228687.1584 | 2311259.2282 | 0 | 298524.495 | 0 | 2563955.2253 | 6670885.5567 | 4553016.4654 | 20362101.4148 | 961560.8286 | 13584081.2916 | 13584081.2916 | 1478867.319 | 6315353.5865 | 0 | 34907743.5351 | 56286045.7322 | 133352.1432 | 1.9208 | 18173.4837 | 29303.3416 | 370.491 | 597.3883
1 | 4000 | 707 | 0.02 | 15 | 15 | 7 | 1.7783e-10 | 5spot_SharedNeighbor | Water | Porous | Wet | R245fa | MinimizeLCOE_Brownfield | IgnoreSilica | 2019 | 80.325 | 11.068 | 0.53616 | 4 | 16914.0497 | 26882.277 | 344.8158 | 548.0316 | 92.1447 | 0 | 138.4518 | 1779452.8954 | 59388.4302 | 2379390.1297 | 2506070.8458 | 0 | 291261.0132 | 0 | 2736069.6926 | 7118692.0951 | 4858653.6294 | 21728978.7315 | 961560.8286 | 13584081.2916 | 13584081.2916 | 1478867.319 | 6315353.5865 | 0 | 36274620.8517 | 57652923.0489 | 177827.941 | 2.1446 | 16914.0497 | 26882.277 | 344.8158 | 548.0316
1 | 4000 | 707 | 0.02 | 15 | 15 | 7 | 2.3714e-10 | 5spot_SharedNeighbor | Water | Porous | Wet | R245fa | MinimizeLCOE_Brownfield | IgnoreSilica | 2019 | 85.5844 | 11.7911 | 0.58488 | 4 | 15981.5554 | 25119.3935 | 325.8056 | 512.0928 | 92.1378 | 0 | 172.7218 | 1860561.6143 | 62072.2721 | 2502975.2934 | 2668436.8568 | 0 | 281450.7852 | 0 | 2876443.7605 | 7483916.6252 | 5107926.8758 | 22843784.0833 | 961560.8286 | 13584081.2916 | 13584081.2916 | 1478867.319 | 6315353.5865 | 0 | 37389426.2036 | 58767728.4007 | 237137.3706 | 2.3395 | 15981.5554 | 25119.3935 | 325.8056 | 512.0928
1 | 4000 | 707 | 0.02 | 15 | 15 | 7 | 3.1623e-10 | 5spot_SharedNeighbor | Water | Porous | Wet | R245fa | MinimizeLCOE_Brownfield | IgnoreSilica | 2019 | 90.2083 | 12.425 | 0.62795 | 4 | 15270.6277 | 23781.8143 | 311.3124 | 484.8245 | 92.1243 | 0 | 130.2993 | 1930347.3587 | 64376.6238 | 2610070.7231 | 2811009.3618 | 0 | 271957.7354 | 0 | 2998227.1031 | 7800771.9012 | 5324187.1124 | 23810947.9195 | 961560.8286 | 13584081.2916 | 13584081.2916 | 1478867.319 | 6315353.5865 | 0 | 38356590.0397 | 59734892.2369 | 316227.766 | 2.5118 | 15270.6277 | 23781.8143 | 311.3124 | 484.8245
1 | 4000 | 707 | 0.02 | 15 | 15 | 7 | 4.217e-10 | 5spot_SharedNeighbor | Water | Porous | Wet | R245fa | MinimizeLCOE_Brownfield | IgnoreSilica | 2019 | 93.5575 | 12.8828 | 0.66109 | 4 | 14763.6542 | 22848.202 | 300.9771 | 465.7915 | 92.1103 | 0 | 150.8496 | 1980036.1976 | 66014.4479 | 2686760.0973 | 2914161.1473 | 0 | 261484.9233 | 0 | 3084298.1572 | 8024711.1285 | 5477030.2366 | 24494496.3357 | 961560.8286 | 13584081.2916 | 13584081.2916 | 1478867.319 | 6315353.5865 | 0 | 39040138.4559 | 60418440.6531 | 421696.5034 | 2.6443 | 14763.6542 | 22848.202 | 300.9771 | 465.7915
1 | 4000 | 707 | 0.02 | 15 | 15 | 7 | 5.6234e-10 | 5spot_SharedNeighbor | Water | Porous | Wet | R245fa | MinimizeLCOE_Brownfield | IgnoreSilica | 2019 | 96.1593 | 13.2377 | 0.68752 | 4 | 14386.324 | 22160.0721 | 293.2847 | 451.763 | 92.0971 | 0 | 118.0687 | 2018155.2114 | 67269.1954 | 2745839.5185 | 2994223.6789 | 0 | 251882.9116 | 0 | 3150174.5011 | 8196107.8623 | 5594012.0292 | 25017664.9085 | 961560.8286 | 13584081.2916 | 13584081.2916 | 1478867.319 | 6315353.5865 | 0 | 39563307.0287 | 60941609.2259 | 562341.3252 | 2.7501 | 14386.324 | 22160.0721 | 293.2847 | 451.763
1 | 4000 | 707 | 0.02 | 15 | 15 | 7 | 7.4989e-10 | 5spot_SharedNeighbor | Water | Porous | Wet | R245fa | MinimizeLCOE_Brownfield | IgnoreSilica | 2019 | 98.1667 | 13.511 | 0.7083 | 4 | 14105.028 | 21650.6887 | 287.5501 | 441.3786 | 92.0856 | 0 | 115.7979 | 2047284.6403 | 68226.9976 | 2791131.675 | 3055952.4757 | 0 | 243578.8261 | 0 | 3200408.0998 | 8326805.3816 | 5683215.7717 | 25416603.8678 | 961560.8286 | 13584081.2916 | 13584081.2916 | 1478867.319 | 6315353.5865 | 0 | 39962245.988 | 61340548.1852 | 749894.2093 | 2.8332 | 14105.028 | 21650.6887 | 287.5501 | 441.3786
1 | 4000 | 707 | 0.02 | 15 | 15 | 7 | 1e-09 | 5spot_SharedNeighbor | Water | Porous | Wet | R245fa | MinimizeLCOE_Brownfield | IgnoreSilica | 2019 | 99.6935 | 13.7187 | 0.7244 | 4 | 13895.0401 | 21272.9386 | 283.2692 | 433.6776 | 92.0761 | 0 | 135.6531 | 2069279.4049 | 68949.5938 | 2825414.3745 | 3102878.0106 | 0 | 236583.2168 | 0 | 3238210.7942 | 8425160.2382 | 5750344.9823 | 25716820.6153 | 961560.8286 | 13584081.2916 | 13584081.2916 | 1478867.319 | 6315353.5865 | 0 | 40262462.7355 | 61640764.9327 | 1000000 | 2.8976 | 13895.0401 | 21272.9386 | 283.2692 | 433.6776
1 | 4000 | 707 | 0.02 | 15 | 15 | 7 | 1.3335e-09 | 5spot_SharedNeighbor | Water | Porous | Wet | R245fa | MinimizeLCOE_Brownfield | IgnoreSilica | 2019 | 100.8682 | 13.8782 | 0.73686 | 4 | 13738.1137 | 20991.3189 | 280.07 | 427.9364 | 92.0684 | 0 | 141.3628 | 2086107.0573 | 69502.0726 | 2851692.1767 | 3138963.8746 | 0 | 230983.2377 | 0 | 3267126.8834 | 8500393.9706 | 5801693.5506 | 25946462.8235 | 961560.8286 | 13584081.2916 | 13584081.2916 | 1478867.319 | 6315353.5865 | 0 | 40492104.9437 | 61870407.1409 | 1333521.4322 | 2.9474 | 13738.1137 | 20991.3189 | 280.07 | 427.9364
1 | 4000 | 707 | 0.02 | 15 | 15 | 7 | 1.7783e-09 | 5spot_SharedNeighbor | Water | Porous | Wet | R245fa | MinimizeLCOE_Brownfield | IgnoreSilica | 2019 | 101.7593 | 13.9992 | 0.74639 | 4 | 13620.7417 | 20781.3548 | 277.6772 | 423.656 | 92.0623 | 0 | 149.0378 | 2098818.6565 | 69919.2037 | 2871570.6612 | 3166329.4379 | 0 | 226522.7918 | 0 | 3288932.6929 | 8557128.214 | 5840415.8375 | 26119637.4954 | 961560.8286 | 13584081.2916 | 13584081.2916 | 1478867.319 | 6315353.5865 | 0 | 40665279.6156 | 62043581.8128 | 1778279.41 | 2.9855 | 13620.7417 | 20781.3548 | 277.6772 | 423.656
1 | 4000 | 707 | 0.02 | 15 | 15 | 7 | 2.3714e-09 | 5spot_SharedNeighbor | Water | Porous | Wet | R245fa | MinimizeLCOE_Brownfield | IgnoreSilica | 2019 | 102.4197 | 14.0888 | 0.75358 | 4 | 13532.8973 | 20625.1323 | 275.8864 | 420.4712 | 92.0576 | 0 | 130.9049 | 2108210.8602 | 70227.2905 | 2886273.9381 | 3186608.0032 | 0 | 222932.6878 | 0 | 3304958.5841 | 8598824.2956 | 5868874.2699 | 26246909.9295 | 961560.8286 | 13584081.2916 | 13584081.2916 | 1478867.319 | 6315353.5865 | 0 | 40792552.0497 | 62170854.2468 | 2371373.7057 | 3.0143 | 13532.8973 | 20625.1323 | 275.8864 | 420.4712
1 | 4000 | 707 | 0.02 | 15 | 15 | 7 | 3.1623e-09 | 5spot_SharedNeighbor | Water | Porous | Wet | R245fa | MinimizeLCOE_Brownfield | IgnoreSilica | 2019 | 102.9339 | 14.1585 | 0.75911 | 4 | 13467.1199 | 20507.742 | 274.5455 | 418.0781 | 92.0539 | 0 | 130.2852 | 2115504.9097 | 70466.4836 | 2897701.7748 | 3202391.0296 | 0 | 220253.0053 | 0 | 3317463.7091 | 8631360.0658 | 5891080.6016 | 26346221.5795 | 961560.8286 | 13584081.2916 | 13584081.2916 | 1478867.319 | 6315353.5865 | 0 | 40891863.6997 | 62270165.8969 | 3162277.6602 | 3.0364 | 13467.1199 | 20507.742 | 274.5455 | 418.0781
1 | 4000 | 707 | 0.02 | 15 | 15 | 7 | 4.217e-09 | 5spot_SharedNeighbor | Water | Porous | Wet | R245fa | MinimizeLCOE_Brownfield | IgnoreSilica | 2019 | 103.3017 | 14.2083 | 0.7632 | 4 | 13417.848 | 20420.7008 | 273.541 | 416.3036 | 92.0512 | 0 | 137.2052 | 2120713.7713 | 70637.2593 | 2905867.6437 | 3213680.7296 | 0 | 218060.2572 | 0 | 3326294.2678 | 8654335.3681 | 5906761.7175 | 26416351.0145 | 961560.8286 | 13584081.2916 | 13584081.2916 | 1478867.319 | 6315353.5865 | 0 | 40961993.1347 | 62340295.3319 | 4216965.0343 | 3.0528 | 13417.848 | 20420.7008 | 273.541 | 416.3036
1 | 4000 | 707 | 0.02 | 15 | 15 | 7 | 5.6234e-09 | 5spot_SharedNeighbor | Water | Porous | Wet | R245fa | MinimizeLCOE_Brownfield | IgnoreSilica | 2019 | 103.5964 | 14.2483 | 0.76637 | 4 | 13380.9297 | 20354.8508 | 272.7884 | 414.9612 | 92.049 | 0 | 155.3462 | 2124881.056 | 70773.8641 | 2912403.5725 | 3222723.9732 | 0 | 216503.6786 | 0 | 3333441.5963 | 8672931.2506 | 5919453.7895 | 26473112.7807 | 961560.8286 | 13584081.2916 | 13584081.2916 | 1478867.319 | 6315353.5865 | 0 | 41018754.901 | 62397057.0981 | 5623413.2519 | 3.0655 | 13380.9297 | 20354.8508 | 272.7884 | 414.9612
1 | 4000 | 707 | 0.02 | 15 | 15 | 7 | 7.4989e-09 | 5spot_SharedNeighbor | Water | Porous | Wet | R245fa | MinimizeLCOE_Brownfield | IgnoreSilica | 2019 | 103.8009 | 14.276 | 0.76868 | 4 | 13353.2619 | 20306.2041 | 272.2243 | 413.9694 | 92.0474 | 0 | 134.6628 | 2127770.0163 | 70868.5528 | 2916936.1682 | 3228999.0816 | 0 | 215205.2819 | 0 | 3338313.8493 | 8685607.8535 | 5928105.8314 | 26511806.6349 | 961560.8286 | 13584081.2916 | 13584081.2916 | 1478867.319 | 6315353.5865 | 0 | 41057448.7552 | 62435750.9523 | 7498942.0933 | 3.0747 | 13353.2619 | 20306.2041 | 272.2243 | 413.9694
1 | 4000 | 707 | 0.02 | 15 | 15 | 7 | 1e-08 | 5spot_SharedNeighbor | Water | Porous | Wet | R245fa | MinimizeLCOE_Brownfield | IgnoreSilica | 2019 | 103.9667 | 14.2984 | 0.77047 | 4 | 13332.5236 | 20269.2918 | 271.8015 | 413.2169 | 92.0462 | 0 | 132.3139 | 2130110.2203 | 70945.2487 | 2920608.705 | 3234085.6725 | 0 | 214302.0541 | 0 | 3342320.2412 | 8696031.6634 | 5935220.2958 | 26543624.1007 | 961560.8286 | 13584081.2916 | 13584081.2916 | 1478867.319 | 6315353.5865 | 0 | 41089266.221 | 62467568.4181 | 10000000 | 3.0819 | 13332.5236 | 20269.2918 | 271.8015 | 413.2169
1 | 4100 | 707 | 0.02 | 15 | 15 | 7 | 1e-13 | 5spot_SharedNeighbor | Water | Porous | Wet | R245fa | MinimizeLCOE_Brownfield | IgnoreSilica | 2019 | 0 | 0 | 0 | 0 |  |  |  |  | 15 |  | 18.5071 | [19 empty] | 100 | 0
1 | 4100 | 707 | 0.02 | 15 | 15 | 7 | 1.3335e-13 | 5spot_SharedNeighbor | Water | Porous | Wet | R245fa | MinimizeLCOE_Brownfield | IgnoreSilica | 2019 | 0 | 0 | 0 | 0 |  |  |  |  | 15 |  | 22.3794 | [19 empty] | 133.3521 | 0
1 | 4100 | 707 | 0.02 | 15 | 15 | 7 | 1.7783e-13 | 5spot_SharedNeighbor | Water | Porous | Wet | R245fa | MinimizeLCOE_Brownfield | IgnoreSilica | 2019 | 0 | 0 | 0 | 0 |  |  |  |  | 15 |  | 24.3007 | [19 empty] | 177.8279 | 0
1 | 4100 | 707 | 0.02 | 15 | 15 | 7 | 2.3714e-13 | 5spot_SharedNeighbor | Water | Porous | Wet | R245fa | MinimizeLCOE_Brownfield | IgnoreSilica | 2019 | 0 | 0 | 0 | 0 |  |  |  |  | 15 |  | 23.5558 | [19 empty] | 237.1374 | 0
1 | 4100 | 707 | 0.02 | 15 | 15 | 7 | 3.1623e-13 | 5spot_SharedNeighbor | Water | Porous | Wet | R245fa | MinimizeLCOE_Brownfield | IgnoreSilica | 2019 | 0 | 0 | 0 | 0 |  |  |  |  | 15 |  | 22.8782 | [19 empty] | 316.2278 | 0
1 | 4100 | 707 | 0.02 | 15 | 15 | 7 | 4.217e-13 | 5spot_SharedNeighbor | Water | Porous | Wet | R245fa | MinimizeLCOE_Brownfield | IgnoreSilica | 2019 | 0 | 0 | 0 | 0 |  |  |  |  | 15 |  | 23.6228 | [19 empty] | 421.6965 | 0
1 | 4100 | 707 | 0.02 | 15 | 15 | 7 | 5.6234e-13 | 5spot_SharedNeighbor | Water | Porous | Wet | R245fa | MinimizeLCOE_Brownfield | IgnoreSilica | 2019 | 0 | 0 | 0 | 0 |  |  |  |  | 15 |  | 27.8231 | [19 empty] | 562.3413 | 0
1 | 4100 | 707 | 0.02 | 15 | 15 | 7 | 7.4989e-13 | 5spot_SharedNeighbor | Water | Porous | Wet | R245fa | MinimizeLCOE_Brownfield | IgnoreSilica | 2019 | 0 | 0 | 0 | 0 |  |  |  |  | 15 |  | 28.2051 | [19 empty] | 749.8942 | 0
1 | 4100 | 707 | 0.02 | 15 | 15 | 7 | 1e-12 | 5spot_SharedNeighbor | Water | Porous | Wet | R245fa | MinimizeLCOE_Brownfield | IgnoreSilica | 2019 | 0 | 0 | 0 | 0 |  |  |  |  | 15 |  | 27.0704 | [19 empty] | 1000 | 0
1 | 4100 | 707 | 0.02 | 15 | 15 | 7 | 1.3335e-12 | 5spot_SharedNeighbor | Water | Porous | Wet | R245fa | MinimizeLCOE_Brownfield | IgnoreSilica | 2019 | 1.6 | 0.15548 | 0.0017819 | 4 | 2220809.258 | 5306647.273 | 45274.2006 | 108183.1824 | 75.9474 | 0 | 32.8588 | 78262.0203 | 2308.8315 | 79476.1362 | 66937.9932 | 0 | 45247.7841 | 0 | 106170.7785 | 276234.5869 | 188535.7816 | 843173.9123 | 961560.8286 | 14024609.4364 | 14024609.4364 | 1478867.319 | 6491564.8444 | 0 | 15829344.1774 | 37824385.7772 | 1333.5214 | 0.0071277 | 2220809.258 | 5306647.273 | 45274.2006 | 108183.1824
1 | 4100 | 707 | 0.02 | 15 | 15 | 7 | 1.7783e-12 | 5spot_SharedNeighbor | Water | Porous | Wet | R245fa | MinimizeLCOE_Brownfield | IgnoreSilica | 2019 | 2.4682 | 0.27415 | 0.0045496 | 4 | 892702.5123 | 2101315.6419 | 18198.9482 | 42838.1616 | 81.7249 | 0 | 401.1785 | 122767.4018 | 3791.5271 | 124510.7192 | 93807.8382 | 0 | 61852.8466 | 0 | 158624.8298 | 412709.2688 | 281682.5563 | 1259746.9878 | 961560.8286 | 14024609.4364 | 14024609.4364 | 1478867.319 | 6491564.8444 | 0 | 16245917.2529 | 38240958.8527 | 1778.2794 | 0.018199 | 892702.5123 | 2101315.6419 | 18198.9482 | 42838.1616
1 | 4100 | 707 | 0.02 | 15 | 15 | 7 | 2.3714e-12 | 5spot_SharedNeighbor | Water | Porous | Wet | R245fa | MinimizeLCOE_Brownfield | IgnoreSilica | 2019 | 3.4392 | 0.4104 | 0.00862 | 4 | 483515.1043 | 1121420.9868 | 9857.1094 | 22861.6836 | 85.0342 | 0 | 75.8056 | 167396.4984 | 5306.0445 | 171483.9752 | 124141.6896 | 0 | 75852.6062 | 0 | 212230.5175 | 552180.2719 | 376874.3818 | 1685465.9851 | 961560.8286 | 14024609.4364 | 14024609.4364 | 1478867.319 | 6491564.8444 | 0 | 16671636.2502 | 38666677.85 | 2371.3737 | 0.03448 | 483515.1043 | 1121420.9868 | 9857.1094 | 22861.6836
1 | 4100 | 707 | 0.02 | 15 | 15 | 7 | 3.1623e-12 | 5spot_SharedNeighbor | Water | Porous | Wet | R245fa | MinimizeLCOE_Brownfield | IgnoreSilica | 2019 | 4.6696 | 0.58496 | 0.014339 | 4 | 299413.5422 | 682895.4682 | 6103.95 | 13921.7478 | 87.377 | 0 | 96.1986 | 218502.6799 | 7053.5276 | 227272.9493 | 162544.8628 | 0 | 90746.2871 | 0 | 275386.9196 | 716500.2752 | 489026.1604 | 2187033.662 | 961560.8286 | 14024609.4364 | 14024609.4364 | 1478867.319 | 6491564.8444 | 0 | 17173203.927 | 39168245.5269 | 3162.2777 | 0.057356 | 299413.5422 | 682895.4682 | 6103.95 | 13921.7478
1 | 4100 | 707 | 0.02 | 15 | 15 | 7 | 4.217e-12 | 5spot_SharedNeighbor | Water | Porous | Wet | R245fa | MinimizeLCOE_Brownfield | IgnoreSilica | 2019 | 6.2159 | 0.80581 | 0.022167 | 4 | 200339.5221 | 448396.3412 | 4084.1921 | 9141.1659 | 89.0592 | 0 | 115.7911 | 276938.4711 | 9058.2661 | 293260.3501 | 211134.9887 | 0 | 106469.8175 | 0 | 349776.1384 | 910045.7632 | 621124.933 | 2777808.7279 | 961560.8286 | 14024609.4364 | 14024609.4364 | 1478867.319 | 6491564.8444 | 0 | 17763978.993 | 39759020.5928 | 4216.965 | 0.088669 | 200339.5221 | 448396.3412 | 4084.1921 | 9141.1659
1 | 4100 | 707 | 0.02 | 15 | 15 | 7 | 5.6234e-12 | 5spot_SharedNeighbor | Water | Porous | Wet | R245fa | MinimizeLCOE_Brownfield | IgnoreSilica | 2019 | 8.0601 | 1.0689 | 0.032455 | 4 | 141903.8667 | 311333.5767 | 2892.9023 | 6346.9561 | 90.1941 | 0 | 113.3958 | 340349.6739 | 11231.8856 | 367295.0377 | 269065.142 | 0 | 121272.854 | 0 | 432593.6913 | 1125520.0476 | 768190.5596 | 3435518.8917 | 961560.8286 | 14024609.4364 | 14024609.4364 | 1478867.319 | 6491564.8444 | 0 | 18421689.1567 | 40416730.7566 | 5623.4133 | 0.12982 | 141903.8667 | 311333.5767 | 2892.9023 | 6346.9561
1 | 4100 | 707 | 0.02 | 15 | 15 | 7 | 7.4989e-12 | 5spot_SharedNeighbor | Water | Porous | Wet | R245fa | MinimizeLCOE_Brownfield | IgnoreSilica | 2019 | 10.801 | 1.4645 | 0.046912 | 4 | 103208.3385 | 220423.0916 | 2104.0416 | 4493.6229 | 91.3205 | 0 | 92.8227 | 427836.4346 | 14239.5877 | 472115.3659 | 355451.2668 | 0 | 144708.5335 | 0 | 551596.9635 | 1435142.1509 | 979514.0072 | 4380604.31 | 961560.8286 | 14024609.4364 | 14024609.4364 | 1478867.319 | 6491564.8444 | 0 | 19366774.575 | 41361816.1749 | 7498.9421 | 0.18765 | 103208.3385 | 220423.0916 | 2104.0416 | 4493.6229
1 | 4100 | 707 | 0.02 | 15 | 15 | 7 | 1e-11 | 5spot_SharedNeighbor | Water | Porous | Wet | R245fa | MinimizeLCOE_Brownfield | IgnoreSilica | 2019 | 14.0239 | 1.9285 | 0.065522 | 4 | 77865.4756 | 161788.3881 | 1587.393 | 3298.2751 | 92.0409 | 0 | 108.9648 | 521537.4272 | 17451.8245 | 588057.3404 | 457052.2693 | 0 | 166258.4163 | 0 | 682639.3383 | 1776087.5297 | 1212216.234 | 5421300.3797 | 961560.8286 | 14024609.4364 | 14024609.4364 | 1478867.319 | 6491564.8444 | 0 | 20407470.6447 | 42402512.2446 | 10000 | 0.26209 | 77865.4756 | 161788.3881 | 1587.393 | 3298.2751
1 | 4100 | 707 | 0.02 | 15 | 15 | 7 | 1.3335e-11 | 5spot_SharedNeighbor | Water | Porous | Wet | R245fa | MinimizeLCOE_Brownfield | IgnoreSilica | 2019 | 18.1092 | 2.5168 | 0.089936 | 4 | 60214.1987 | 121355.2339 | 1227.5479 | 2473.9906 | 92.5923 | 0 | 70.2189 | 631048.8546 | 21198.7704 | 727349.9663 | 585617.0159 | 0 | 190065.3579 | 0 | 840559.1864 | 2186962.5806 | 1492646.8988 | 6675448.6309 | 961560.8286 | 14024609.4364 | 14024609.4364 | 1478867.319 | 6491564.8444 | 0 | 21661618.8959 | 43656660.4958 | 13335.2143 | 0.35974 | 60214.1987 | 121355.2339 | 1227.5479 | 2473.9906
1 | 4100 | 707 | 0.02 | 15 | 15 | 7 | 1.7783e-11 | 5spot_SharedNeighbor | Water | Porous | Wet | R245fa | MinimizeLCOE_Brownfield | IgnoreSilica | 2019 | 23.1445 | 3.2424 | 0.12119 | 4 | 47725.654 | 93096.8367 | 972.952 | 1897.9049 | 93.0088 | 0 | 42.0039 | 756025.8285 | 25466.5073 | 890460.3348 | 744125.112 | 0 | 215373.4969 | 0 | 1026265.999 | 2670133.6133 | 1822421.0568 | 8150271.9487 | 961560.8286 | 14024609.4364 | 14024609.4364 | 1478867.319 | 6491564.8444 | 0 | 23136442.2137 | 45131483.8136 | 17782.7941 | 0.48478 | 47725.654 | 93096.8367 | 972.952 | 1897.9049
1 | 4100 | 707 | 0.02 | 15 | 15 | 7 | 2.3714e-11 | 5spot_SharedNeighbor | Water | Porous | Wet | R245fa | MinimizeLCOE_Brownfield | IgnoreSilica | 2019 | 29.2197 | 4.1189 | 0.16075 | 4 | 38633.2052 | 72840.6455 | 787.5901 | 1484.9551 | 93.3239 | 0 | 55.1677 | 896392.3576 | 30251.4691 | 1078032.2717 | 936034.0921 | 0 | 241009.8564 | 0 | 1240870.8184 | 3228491.3317 | 2203511.6728 | 9854593.8699 | 961560.8286 | 14024609.4364 | 14024609.4364 | 1478867.319 | 6491564.8444 | 0 | 24840764.135 | 46835805.7348 | 23713.7371 | 0.64299 | 38633.2052 | 72840.6455 | 787.5901 | 1484.9551
1 | 4100 | 707 | 0.02 | 15 | 15 | 7 | 3.1623e-11 | 5spot_SharedNeighbor | Water | Porous | Wet | R245fa | MinimizeLCOE_Brownfield | IgnoreSilica | 2019 | 36.3498 | 5.1479 | 0.20945 | 4 | 31940.6906 | 58194.5043 | 651.1542 | 1186.3737 | 93.5627 | 0 | 55.4135 | 1050322.2445 | 35488.2293 | 1288337.2811 | 1161304.0758 | 0 | 265738.1484 | 0 | 1482464.0918 | 3857067.4718 | 2632527.8043 | 11773249.347 | 961560.8286 | 14024609.4364 | 14024609.4364 | 1478867.319 | 6491564.8444 | 0 | 26759419.6121 | 48754461.2119 | 31622.7766 | 0.83778 | 31940.6906 | 58194.5043 | 651.1542 | 1186.3737
1 | 4100 | 707 | 0.02 | 15 | 15 | 7 | 4.217e-11 | 5spot_SharedNeighbor | Water | Porous | Wet | R245fa | MinimizeLCOE_Brownfield | IgnoreSilica | 2019 | 44.413 | 6.3118 | 0.26735 | 4 | 26974.7111 | 47542.1688 | 549.916 | 969.2114 | 93.7424 | 0 | 65.6797 | 1213848.9079 | 41040.3921 | 1516315.9422 | 1416084.2928 | 0 | 287917.527 | 0 | 1745330.7542 | 4540992.6059 | 3099320.7616 | 13860851.1838 | 961560.8286 | 14024609.4364 | 14024609.4364 | 1478867.319 | 6491564.8444 | 0 | 28847021.4488 | 50842063.0487 | 42169.6503 | 1.0694 | 26974.7111 | 47542.1688 | 549.916 | 969.2114
1 | 4100 | 707 | 0.02 | 15 | 15 | 7 | 5.6234e-11 | 5spot_SharedNeighbor | Water | Porous | Wet | R245fa | MinimizeLCOE_Brownfield | IgnoreSilica | 2019 | 53.0124 | 7.5528 | 0.33285 | 4 | 23278.9255 | 39799.3339 | 474.5724 | 811.3633 | 93.8712 | 0 | 65.0856 | 1378645.4901 | 46623.9701 | 1750288.5507 | 1687766.1484 | 0 | 304824.4216 | 0 | 2015577.9465 | 5244120.365 | 3579219.905 | 16007066.7975 | 961560.8286 | 14024609.4364 | 14024609.4364 | 1478867.319 | 6491564.8444 | 0 | 30993237.0626 | 52988278.6624 | 56234.1325 | 1.3314 | 23278.9255 | 39799.3339 | 474.5724 | 811.3633
1 | 4100 | 707 | 0.02 | 15 | 15 | 7 | 7.4989e-11 | 5spot_SharedNeighbor | Water | Porous | Wet | R245fa | MinimizeLCOE_Brownfield | IgnoreSilica | 2019 | 61.624 | 8.794 | 0.40267 | 4 | 20531.1573 | 34186.8616 | 418.5554 | 696.9454 | 93.9548 | 0 | 79.5468 | 1535558.244 | 51927.9327 | 1976710.7275 | 1959651.8688 | 0 | 314569.5848 | 0 | 2276983.1595 | 5924243.1076 | 4043417.652 | 18083062.2769 | 961560.8286 | 14024609.4364 | 14024609.4364 | 1478867.319 | 6491564.8444 | 0 | 33069232.5419 | 55064274.1418 | 74989.4209 | 1.6107 | 20531.1573 | 34186.8616 | 418.5554 | 696.9454
1 | 4100 | 707 | 0.02 | 15 | 15 | 7 | 1e-10 | 5spot_SharedNeighbor | Water | Porous | Wet | R245fa | MinimizeLCOE_Brownfield | IgnoreSilica | 2019 | 69.7332 | 9.96 | 0.47263 | 4 | 18493.2175 | 30127.6647 | 377.0093 | 614.1932 | 94.0001 | 0 | 80.5044 | 1676950.2529 | 56694.6778 | 2183660.9977 | 2215357.9375 | 0 | 316742.3545 | 0 | 2515268.426 | 6544212.4919 | 4466559.4958 | 19975446.6342 | 961560.8286 | 14024609.4364 | 14024609.4364 | 1478867.319 | 6491564.8444 | 0 | 34961616.8992 | 56956658.4991 | 100000 | 1.8905 | 18493.2175 | 30127.6647 | 377.0093 | 614.1932
1 | 4100 | 707 | 0.02 | 15 | 15 | 7 | 1.3335e-10 | 5spot_SharedNeighbor | Water | Porous | Wet | R245fa | MinimizeLCOE_Brownfield | IgnoreSilica | 2019 | 76.9681 | 10.9968 | 0.53873 | 4 | 16984.4729 | 27191.4251 | 346.2515 | 554.334 | 94.0167 | 0 | 82.535 | 1798437.8815 | 60779.0158 | 2363665.0379 | 2443050.7735 | 0 | 312444.4225 | 0 | 2721567.0812 | 7080959.2751 | 4832900.2044 | 21613803.692 | 961560.8286 | 14024609.4364 | 14024609.4364 | 1478867.319 | 6491564.8444 | 0 | 36599973.957 | 58595015.5569 | 133352.1432 | 2.1549 | 16984.4729 | 27191.4251 | 346.2515 | 554.334
1 | 4100 | 707 | 0.02 | 15 | 15 | 7 | 1.7783e-10 | 5spot_SharedNeighbor | Water | Porous | Wet | R245fa | MinimizeLCOE_Brownfield | IgnoreSilica | 2019 | 83.1554 | 11.8804 | 0.59814 | 4 | 15867.7378 | 25060.8528 | 323.4853 | 510.8994 | 94.0149 | 0 | 95.0569 | 1899155.0071 | 64156.0195 | 2514422.7336 | 2637465.6562 | 0 | 303721.6513 | 0 | 2893379.2164 | 7527979.2074 | 5138000.4935 | 22978279.9849 | 961560.8286 | 14024609.4364 | 14024609.4364 | 1478867.319 | 6491564.8444 | 0 | 37964450.2499 | 59959491.8498 | 177827.941 | 2.3926 | 15867.7378 | 25060.8528 | 323.4853 | 510.8994
1 | 4100 | 707 | 0.02 | 15 | 15 | 7 | 2.3714e-10 | 5spot_SharedNeighbor | Water | Porous | Wet | R245fa | MinimizeLCOE_Brownfield | IgnoreSilica | 2019 | 88.2593 | 12.6068 | 0.64931 | 4 | 15040.44 | 23509.0118 | 306.6197 | 479.263 | 94.0032 | 0 | 71.1918 | 1980170.295 | 66865.8405 | 2636701.9749 | 2797589.9047 | 0 | 292555.8039 | 0 | 3031814.6894 | 7888159.9111 | 5383831.2248 | 24077689.6443 | 961560.8286 | 14024609.4364 | 14024609.4364 | 1478867.319 | 6491564.8444 | 0 | 39063859.9094 | 61058901.5092 | 237137.3706 | 2.5973 | 15040.44 | 23509.0118 | 306.6197 | 479.263
1 | 4100 | 707 | 0.02 | 15 | 15 | 7 | 3.1623e-10 | 5spot_SharedNeighbor | Water | Porous | Wet | R245fa | MinimizeLCOE_Brownfield | IgnoreSilica | 2019 | 92.7487 | 13.2436 | 0.69443 | 4 | 14407.0373 | 22325.4617 | 293.7069 | 455.1347 | 93.9858 | 0 | 77.6262 | 2049955.982 | 69194.9339 | 2742763.5046 | 2938172.3412 | 0 | 282015.243 | 0 | 3152019.7818 | 8200908.904 | 5597288.8388 | 25032319.5292 | 961560.8286 | 14024609.4364 | 14024609.4364 | 1478867.319 | 6491564.8444 | 0 | 40018489.7942 | 62013531.3941 | 316227.766 | 2.7777 | 14407.0373 | 22325.4617 | 293.7069 | 455.1347
1 | 4100 | 707 | 0.02 | 15 | 15 | 7 | 4.217e-10 | 5spot_SharedNeighbor | Water | Porous | Wet | R245fa | MinimizeLCOE_Brownfield | IgnoreSilica | 2019 | 95.9741 | 13.6998 | 0.7288 | 4 | 13956.986 | 21501.9262 | 284.532 | 438.3458 | 93.9694 | 0 | 71.1871 | 2099270.2666 | 70837.7386 | 2818126.1132 | 3039014.8527 | 0 | 270842.832 | 0 | 3236255.8032 | 8420073.7527 | 5746873.3514 | 25701294.7105 | 961560.8286 | 14024609.4364 | 14024609.4364 | 1478867.319 | 6491564.8444 | 0 | 40687464.9755 | 62682506.5754 | 421696.5034 | 2.9152 | 13956.986 | 21501.9262 | 284.532 | 438.3458
1 | 4100 | 707 | 0.02 | 15 | 15 | 7 | 5.6234e-10 | 5spot_SharedNeighbor | Water | Porous | Wet | R245fa | MinimizeLCOE_Brownfield | IgnoreSilica | 2019 | 98.4614 | 14.0509 | 0.75605 | 4 | 13621.8466 | 20894.8281 | 277.6998 | 425.9693 | 93.9547 | 0 | 74.8039 | 2136844.6161 | 72087.6929 | 2875778.7834 | 3116691.6161 | 0 | 260671.0883 | 0 | 3300208.7807 | 8586466.2816 | 5860439.6714 | 26209188.5306 | 961560.8286 | 14024609.4364 | 14024609.4364 | 1478867.319 | 6491564.8444 | 0 | 41195358.7956 | 63190400.3955 | 562341.3252 | 3.0242 | 13621.8466 | 20894.8281 | 277.6998 | 425.9693
1 | 4100 | 707 | 0.02 | 15 | 15 | 7 | 7.4989e-10 | 5spot_SharedNeighbor | Water | Porous | Wet | R245fa | MinimizeLCOE_Brownfield | IgnoreSilica | 2019 | 100.3929 | 14.323 | 0.77748 | 4 | 13371.8929 | 20444.3947 | 272.6041 | 416.7866 | 93.942 | 0 | 73.8258 | 2165756.0956 | 73048.3998 | 2920276.4666 | 3176957.7743 | 0 | 252081.3999 | 0 | 3349366.8531 | 8714365.5022 | 5947733.5176 | 26599586.0091 | 961560.8286 | 14024609.4364 | 14024609.4364 | 1478867.319 | 6491564.8444 | 0 | 41585756.2742 | 63580797.874 | 749894.2093 | 3.1099 | 13371.8929 | 20444.3947 | 272.6041 | 416.7866
1 | 4100 | 707 | 0.02 | 15 | 15 | 7 | 1e-09 | 5spot_SharedNeighbor | Water | Porous | Wet | R245fa | MinimizeLCOE_Brownfield | IgnoreSilica | 2019 | 101.8519 | 14.5282 | 0.79402 | 4 | 13185.2346 | 20110.4733 | 268.7988 | 409.9792 | 93.9317 | 0 | 82.0631 | 2187441.1876 | 73768.3551 | 2953730.7059 | 3222446.1952 | 0 | 244839.5003 | 0 | 3386068.1182 | 8809854.6656 | 6012906.8337 | 26891055.5617 | 961560.8286 | 14024609.4364 | 14024609.4364 | 1478867.319 | 6491564.8444 | 0 | 41877225.8267 | 63872267.4266 | 1000000 | 3.1761 | 13185.2346 | 20110.4733 | 268.7988 | 409.9792
1 | 4100 | 707 | 0.02 | 15 | 15 | 7 | 1.3335e-09 | 5spot_SharedNeighbor | Water | Porous | Wet | R245fa | MinimizeLCOE_Brownfield | IgnoreSilica | 2019 | 100.3903 | 14.3226 | 0.7958 | 4 | 13032.3417 | 19942.076 | 265.6819 | 406.5462 | 93.9419 | 0 | 80.4662 | 2165710.8153 | 73046.8261 | 2920210.7593 | 3176872.2603 | 0 | 219588.3561 | 0 | 3336617.3167 | 8681193.8237 | 5925093.1654 | 26498333.3229 | 961560.8286 | 14024609.4364 | 14024609.4364 | 1478867.319 | 6491564.8444 | 0 | 41484503.588 | 63479545.1879 | 1333521.4322 | 3.1832 | 13032.3417 | 19942.076 | 265.6819 | 406.5462
1 | 4100 | 707 | 0.02 | 15 | 15 | 7 | 1.7783e-09 | 5spot_SharedNeighbor | Water | Porous | Wet | R245fa | MinimizeLCOE_Brownfield | IgnoreSilica | 2019 | 104.3688 | 14.8817 | 0.82006 | 4 | 12922.9987 | 19628.3311 | 263.4528 | 400.1501 | 93.9127 | 0 | 64.258 | 2224550.4116 | 74999.1695 | 3011135.2889 | 3300855.1767 | 0 | 236380.853 | 0 | 3450689.1509 | 8977985.337 | 6127659.4716 | 27404254.8593 | 961560.8286 | 14024609.4364 | 14024609.4364 | 1478867.319 | 6491564.8444 | 0 | 42390425.1243 | 64385466.7242 | 1778279.41 | 3.2802 | 12922.9987 | 19628.3311 | 263.4528 | 400.1501
1 | 4100 | 707 | 0.02 | 15 | 15 | 7 | 2.3714e-09 | 5spot_SharedNeighbor | Water | Porous | Wet | R245fa | MinimizeLCOE_Brownfield | IgnoreSilica | 2019 | 104.4466 | 14.8926 | 0.82386 | 4 | 12863.1792 | 19537.5914 | 262.2333 | 398.3002 | 93.912 | 0 | 74.3305 | 2225687.6037 | 75036.8216 | 3012899.911 | 3303274.726 | 0 | 230779.4611 | 0 | 3450594.6241 | 8977739.3977 | 6127491.613 | 27403504.1581 | 961560.8286 | 14024609.4364 | 14024609.4364 | 1478867.319 | 6491564.8444 | 0 | 42389674.4232 | 64384716.023 | 2371373.7057 | 3.2954 | 12863.1792 | 19537.5914 | 262.2333 | 398.3002
1 | 4100 | 707 | 0.02 | 15 | 15 | 7 | 3.1623e-09 | 5spot_SharedNeighbor | Water | Porous | Wet | R245fa | MinimizeLCOE_Brownfield | IgnoreSilica | 2019 | 104.9265 | 14.9599 | 0.82945 | 4 | 12804.6619 | 19434.0375 | 261.0404 | 396.1891 | 93.9081 | 0 | 79.7917 | 2232716.9751 | 75269.7668 | 3023797.7843 | 3318213.9489 | 0 | 227973.0533 | 0 | 3462408.8961 | 9008477.71 | 6148471.1428 | 27497329.2773 | 961560.8286 | 14024609.4364 | 14024609.4364 | 1478867.319 | 6491564.8444 | 0 | 42483499.5423 | 64478541.1422 | 3162277.6602 | 3.3178 | 12804.6619 | 19434.0375 | 261.0404 | 396.1891
1 | 4100 | 707 | 0.02 | 15 | 15 | 7 | 4.217e-09 | 5spot_SharedNeighbor | Water | Porous | Wet | R245fa | MinimizeLCOE_Brownfield | IgnoreSilica | 2019 | 105.2897 | 15.0109 | 0.83369 | 4 | 12760.824 | 19356.4981 | 260.1467 | 394.6084 | 93.9052 | 0 | 76.3625 | 2238028.0057 | 75445.7291 | 3032036.4192 | 3329518.5186 | 0 | 225829.491 | 0 | 3471334.6838 | 9031700.7786 | 6164321.3643 | 27568214.9903 | 961560.8286 | 14024609.4364 | 14024609.4364 | 1478867.319 | 6491564.8444 | 0 | 42554385.2553 | 64549426.8552 | 4216965.0343 | 3.3348 | 12760.824 | 19356.4981 | 260.1467 | 394.6084
1 | 4100 | 707 | 0.02 | 15 | 15 | 7 | 5.6234e-09 | 5spot_SharedNeighbor | Water | Porous | Wet | R245fa | MinimizeLCOE_Brownfield | IgnoreSilica | 2019 | 105.5675 | 15.0498 | 0.83691 | 4 | 12727.9748 | 19298.2877 | 259.477 | 393.4217 | 93.9029 | 0 | 70.5173 | 2242085.3173 | 75580.1311 | 3038333.0046 | 3338164.5416 | 0 | 224224.0598 | 0 | 3478170.9512 | 9049487.3441 | 6176461.0607 | 27622506.4104 | 961560.8286 | 14024609.4364 | 14024609.4364 | 1478867.319 | 6491564.8444 | 0 | 42608676.6754 | 64603718.2753 | 5623413.2519 | 3.3476 | 12727.9748 | 19298.2877 | 259.477 | 393.4217
1 | 4100 | 707 | 0.02 | 15 | 15 | 7 | 7.4989e-09 | 5spot_SharedNeighbor | Water | Porous | Wet | R245fa | MinimizeLCOE_Brownfield | IgnoreSilica | 2019 | 105.765 | 15.0775 | 0.83928 | 4 | 12703.3551 | 19255.105 | 258.9751 | 392.5414 | 93.9013 | 0 | 80.8485 | 2244965.7613 | 75675.5358 | 3042804.6784 | 3344308.0242 | 0 | 222924.6802 | 0 | 3482964.6852 | 9061959.6566 | 6184973.6703 | 27660576.692 | 961560.8286 | 14024609.4364 | 14024609.4364 | 1478867.319 | 6491564.8444 | 0 | 42646746.9571 | 64641788.5569 | 7498942.0933 | 3.3571 | 12703.3551 | 19255.105 | 258.9751 | 392.5414
1 | 4100 | 707 | 0.02 | 15 | 15 | 7 | 1e-08 | 5spot_SharedNeighbor | Water | Porous | Wet | R245fa | MinimizeLCOE_Brownfield | IgnoreSilica | 2019 | 105.9157 | 15.0986 | 0.84108 | 4 | 12684.9006 | 19222.6654 | 258.5989 | 391.88 | 93.9 | 0 | 78.1049 | 2247163.9859 | 75748.3377 | 3046218.0664 | 3348999.3887 | 0 | 221957.4554 | 0 | 3486634.0213 | 9071506.5165 | 6191489.5983 | 27689717.3703 | 961560.8286 | 14024609.4364 | 14024609.4364 | 1478867.319 | 6491564.8444 | 0 | 42675887.6353 | 64670929.2352 | 10000000 | 3.3643 | 12684.9006 | 19222.6654 | 258.5989 | 391.88
1 | 4200 | 707 | 0.02 | 15 | 15 | 7 | 1e-13 | 5spot_SharedNeighbor | Water | Porous | Wet | R245fa | MinimizeLCOE_Brownfield | IgnoreSilica | 2019 | 0 | 0 | 0 | 0 |  |  |  |  | 15 |  | 20.7859 | [19 empty] | 100 | 0
1 | 4200 | 707 | 0.02 | 15 | 15 | 7 | 1.3335e-13 | 5spot_SharedNeighbor | Water | Porous | Wet | R245fa | MinimizeLCOE_Brownfield | IgnoreSilica | 2019 | 0 | 0 | 0 | 0 |  |  |  |  | 15 |  | 24.1272 | [19 empty] | 133.3521 | 0
1 | 4200 | 707 | 0.02 | 15 | 15 | 7 | 1.7783e-13 | 5spot_SharedNeighbor | Water | Porous | Wet | R245fa | MinimizeLCOE_Brownfield | IgnoreSilica | 2019 | 0 | 0 | 0 | 0 |  |  |  |  | 15 |  | 24.0449 | [19 empty] | 177.8279 | 0
1 | 4200 | 707 | 0.02 | 15 | 15 | 7 | 2.3714e-13 | 5spot_SharedNeighbor | Water | Porous | Wet | R245fa | MinimizeLCOE_Brownfield | IgnoreSilica | 2019 | 0 | 0 | 0 | 0 |  |  |  |  | 15 |  | 26.2386 | [19 empty] | 237.1374 | 0
1 | 4200 | 707 | 0.02 | 15 | 15 | 7 | 3.1623e-13 | 5spot_SharedNeighbor | Water | Porous | Wet | R245fa | MinimizeLCOE_Brownfield | IgnoreSilica | 2019 | 0 | 0 | 0 | 0 |  |  |  |  | 15 |  | 24.7536 | [19 empty] | 316.2278 | 0
1 | 4200 | 707 | 0.02 | 15 | 15 | 7 | 4.217e-13 | 5spot_SharedNeighbor | Water | Porous | Wet | R245fa | MinimizeLCOE_Brownfield | IgnoreSilica | 2019 | 0 | 0 | 0 | 0 |  |  |  |  | 15 |  | 24.9792 | [19 empty] | 421.6965 | 0
1 | 4200 | 707 | 0.02 | 15 | 15 | 7 | 5.6234e-13 | 5spot_SharedNeighbor | Water | Porous | Wet | R245fa | MinimizeLCOE_Brownfield | IgnoreSilica | 2019 | 0 | 0 | 0 | 0 |  |  |  |  | 15 |  | 28.5401 | [19 empty] | 562.3413 | 0
1 | 4200 | 707 | 0.02 | 15 | 15 | 7 | 7.4989e-13 | 5spot_SharedNeighbor | Water | Porous | Wet | R245fa | MinimizeLCOE_Brownfield | IgnoreSilica | 2019 | 0 | 0 | 0 | 0 |  |  |  |  | 15 |  | 30.9244 | [19 empty] | 749.8942 | 0
1 | 4200 | 707 | 0.02 | 15 | 15 | 7 | 1e-12 | 5spot_SharedNeighbor | Water | Porous | Wet | R245fa | MinimizeLCOE_Brownfield | IgnoreSilica | 2019 | 1.6 | 0.15948 | 0.00029383 | 4 | 13880957.0213 | 33126894.6615 | 282982.0843 | 675336.5551 | 77.0199 | 0 | 31.8952 | 80551.7142 | 2394.517 | 81033.7065 | 67304.3194 | 0 | 53451.7119 | 0 | 111047.0279 | 288921.5877 | 197194.9204 | 881899.505 | 961560.8286 | 14470997.6721 | 14470997.6721 | 1478867.319 | 6670120.1387 | 0 | 16314458.0057 | 38934443.1355 | 1000 | 0.0011753 | 13880957.0213 | 33126894.6615 | 282982.0843 | 675336.5551
1 | 4200 | 707 | 0.02 | 15 | 15 | 7 | 1.3335e-12 | 5spot_SharedNeighbor | Water | Porous | Wet | R245fa | MinimizeLCOE_Brownfield | IgnoreSilica | 2019 | 1.6 | 0.15948 | 0.0023353 | 4 | 1743492.0499 | 4165052.2551 | 35543.4437 | 84910.2239 | 77.022 | 0 | 29.546 | 80556.3611 | 2394.692 | 81036.8482 | 67305.7091 | 0 | 44285.5145 | 0 | 107475.8588 | 279630.1382 | 190853.3151 | 853538.4371 | 961560.8286 | 14470997.6721 | 14470997.6721 | 1478867.319 | 6670120.1387 | 0 | 16286096.9378 | 38906082.0676 | 1333.5214 | 0.0093411 | 1743492.0499 | 4165052.2551 | 35543.4437 | 84910.2239
1 | 4200 | 707 | 0.02 | 15 | 15 | 7 | 1.7783e-12 | 5spot_SharedNeighbor | Water | Porous | Wet | R245fa | MinimizeLCOE_Brownfield | IgnoreSilica | 2019 | 2.7204 | 0.31867 | 0.0058297 | 4 | 722221.7537 | 1692254.1359 | 14723.4673 | 34498.8895 | 84.1444 | 0 | 80.9234 | 139414.9578 | 4384.1667 | 140163.8149 | 102804.0707 | 0 | 68081.6579 | 0 | 177390.9805 | 461534.9434 | 315007.0824 | 1408781.6742 | 961560.8286 | 14470997.6721 | 14470997.6721 | 1478867.319 | 6670120.1387 | 0 | 16841340.1749 | 39461325.3047 | 1778.2794 | 0.023319 | 722221.7537 | 1692254.1359 | 14723.4673 | 34498.8895
1 | 4200 | 707 | 0.02 | 15 | 15 | 7 | 2.3714e-12 | 5spot_SharedNeighbor | Water | Porous | Wet | R245fa | MinimizeLCOE_Brownfield | IgnoreSilica | 2019 | 3.7681 | 0.47118 | 0.010596 | 4 | 408264.6057 | 941970.2555 | 8323.0262 | 19203.3378 | 87.2882 | 0 | 78.2452 | 187923.4246 | 6054.1244 | 191172.3476 | 135732.1148 | 0 | 83160.6456 | 0 | 235576.6362 | 612922.0841 | 418331.9167 | 1870873.294 | 961560.8286 | 14470997.6721 | 14470997.6721 | 1478867.319 | 6670120.1387 | 0 | 17303431.7947 | 39923416.9245 | 2371.3737 | 0.042383 | 408264.6057 | 941970.2555 | 8323.0262 | 19203.3378
1 | 4200 | 707 | 0.02 | 15 | 15 | 7 | 3.1623e-12 | 5spot_SharedNeighbor | Water | Porous | Wet | R245fa | MinimizeLCOE_Brownfield | IgnoreSilica | 2019 | 5.0936 | 0.66649 | 0.017302 | 4 | 257919.6016 | 584750.963 | 5258.0399 | 11920.9393 | 89.5221 | 0 | 65.1551 | 243679.0292 | 7987.728 | 251847.284 | 177996.9021 | 0 | 99195.7296 | 0 | 304475.6024 | 792183.061 | 540681.2169 | 2418046.5532 | 961560.8286 | 14470997.6721 | 14470997.6721 | 1478867.319 | 6670120.1387 | 0 | 17850605.0539 | 40470590.1837 | 3162.2777 | 0.06921 | 257919.6016 | 584750.963 | 5258.0399 | 11920.9393
1 | 4200 | 707 | 0.02 | 15 | 15 | 7 | 4.217e-12 | 5spot_SharedNeighbor | Water | Porous | Wet | R245fa | MinimizeLCOE_Brownfield | IgnoreSilica | 2019 | 6.7176 | 0.9068 | 0.026362 | 4 | 175217.5827 | 389730.9896 | 3572.0474 | 7945.1934 | 91.0935 | 0 | 81.568 | 305795.4283 | 10145.813 | 321795.2624 | 229762.3253 | 0 | 115231.5068 | 0 | 383264.8309 | 997176.4717 | 680593.4318 | 3043765.0701 | 961560.8286 | 14470997.6721 | 14470997.6721 | 1478867.319 | 6670120.1387 | 0 | 18476323.5708 | 41096308.7006 | 4216.965 | 0.10545 | 175217.5827 | 389730.9896 | 3572.0474 | 7945.1934
1 | 4200 | 707 | 0.02 | 15 | 15 | 7 | 5.6234e-12 | 5spot_SharedNeighbor | Water | Porous | Wet | R245fa | MinimizeLCOE_Brownfield | IgnoreSilica | 2019 | 9.2781 | 1.2876 | 0.038982 | 4 | 124557.7985 | 269626.2619 | 2539.2792 | 5496.696 | 92.5151 | 0 | 58.931 | 394907.4288 | 13245.2243 | 425502.5212 | 311602.5087 | 0 | 142746.3265 | 0 | 502321.5637 | 1306937.6684 | 892011.8136 | 3989275.0551 | 961560.8286 | 14470997.6721 | 14470997.6721 | 1478867.319 | 6670120.1387 | 0 | 19421833.5558 | 42041818.6856 | 5623.4133 | 0.15593 | 124557.7985 | 269626.2619 | 2539.2792 | 5496.696
1 | 4200 | 707 | 0.02 | 15 | 15 | 7 | 7.4989e-12 | 5spot_SharedNeighbor | Water | Porous | Wet | R245fa | MinimizeLCOE_Brownfield | IgnoreSilica | 2019 | 11.6681 | 1.6442 | 0.055123 | 4 | 91756.9408 | 194346.0705 | 1870.5893 | 3962.0075 | 93.3056 | 0 | 50.7619 | 471321.0498 | 15901.828 | 517099.2297 | 388175.733 | 0 | 156947.7379 | 0 | 604283.7756 | 1572222.4284 | 1073074.1133 | 4799025.8957 | 961560.8286 | 14470997.6721 | 14470997.6721 | 1478867.319 | 6670120.1387 | 0 | 20231584.3964 | 42851569.5261 | 7498.9421 | 0.22049 | 91756.9408 | 194346.0705 | 1870.5893 | 3962.0075
1 | 4200 | 707 | 0.02 | 15 | 15 | 7 | 1e-11 | 5spot_SharedNeighbor | Water | Porous | Wet | R245fa | MinimizeLCOE_Brownfield | IgnoreSilica | 2019 | 15.1124 | 2.1585 | 0.076604 | 4 | 69714.0787 | 143535.3079 | 1421.2158 | 2926.1614 | 94.0008 | 0 | 52.5417 | 573227.2677 | 19439.0822 | 642545.0232 | 498966.9956 | 0 | 180075.9856 | 0 | 746559.1982 | 1942393.8933 | 1325723.7444 | 5928931.1902 | 961560.8286 | 14470997.6721 | 14470997.6721 | 1478867.319 | 6670120.1387 | 0 | 21361489.6909 | 43981474.8207 | 10000 | 0.30642 | 69714.0787 | 143535.3079 | 1421.2158 | 2926.1614
1 | 4200 | 707 | 0.02 | 15 | 15 | 7 | 1.3335e-11 | 5spot_SharedNeighbor | Water | Porous | Wet | R245fa | MinimizeLCOE_Brownfield | IgnoreSilica | 2019 | 19.4218 | 2.802 | 0.10451 | 4 | 54314.6175 | 108425.9304 | 1107.2769 | 2210.4092 | 94.5297 | 0 | 60.4594 | 690900.8601 | 23515.339 | 791351.4856 | 637166.7995 | 0 | 205085.5269 | 0 | 915727.8043 | 2382535.9052 | 1626129.7115 | 7272413.4322 | 961560.8286 | 14470997.6721 | 14470997.6721 | 1478867.319 | 6670120.1387 | 0 | 22704971.9329 | 45324957.0627 | 13335.2143 | 0.41803 | 54314.6175 | 108425.9304 | 1107.2769 | 2210.4092
1 | 4200 | 707 | 0.02 | 15 | 15 | 7 | 1.7783e-11 | 5spot_SharedNeighbor | Water | Porous | Wet | R245fa | MinimizeLCOE_Brownfield | IgnoreSilica | 2019 | 24.7419 | 3.5967 | 0.14033 | 4 | 43270.8428 | 83569.5828 | 882.1347 | 1703.679 | 94.933 | 0 | 70.0447 | 825597.1416 | 28171.6692 | 966025.6675 | 807811.0922 | 0 | 231601.7811 | 0 | 1115090.8671 | 2901237.6996 | 1980154.3444 | 8855690.2626 | 961560.8286 | 14470997.6721 | 14470997.6721 | 1478867.319 | 6670120.1387 | 0 | 24288248.7633 | 46908233.8931 | 17782.7941 | 0.56131 | 43270.8428 | 83569.5828 | 882.1347 | 1703.679
1 | 4200 | 707 | 0.02 | 15 | 15 | 7 | 2.3714e-11 | 5spot_SharedNeighbor | Water | Porous | Wet | R245fa | MinimizeLCOE_Brownfield | IgnoreSilica | 2019 | 31.2419 | 4.568 | 0.18576 | 4 | 35178.5963 | 65620.6601 | 717.1633 | 1337.7659 | 95.2431 | 0 | 94.4646 | 978687.129 | 33452.0707 | 1169338.6415 | 1016139.3672 | 0 | 259286.8477 | 0 | 1348192.5819 | 3507720.5457 | 2394091.3489 | 10706908.5326 | 961560.8286 | 14470997.6721 | 14470997.6721 | 1478867.319 | 6670120.1387 | 0 | 26139467.0333 | 48759452.1631 | 23713.7371 | 0.74305 | 35178.5963 | 65620.6601 | 717.1633 | 1337.7659
1 | 4200 | 707 | 0.02 | 15 | 15 | 7 | 3.1623e-11 | 5spot_SharedNeighbor | Water | Porous | Wet | R245fa | MinimizeLCOE_Brownfield | IgnoreSilica | 2019 | 38.7445 | 5.6895 | 0.24103 | 4 | 29237.3917 | 52699.5693 | 596.0438 | 1074.352 | 95.475 | 0 | 109.05 | 1143897.967 | 39138.5162 | 1393599.4314 | 1256581.4726 | 0 | 285055.3935 | 0 | 1606126.3845 | 4178811.3906 | 2852124.64 | 12755335.1958 | 961560.8286 | 14470997.6721 | 14470997.6721 | 1478867.319 | 6670120.1387 | 0 | 28187893.6965 | 50807878.8262 | 31622.7766 | 0.9641 | 29237.3917 | 52699.5693 | 596.0438 | 1074.352
1 | 4200 | 707 | 0.02 | 15 | 15 | 7 | 4.217e-11 | 5spot_SharedNeighbor | Water | Porous | Wet | R245fa | MinimizeLCOE_Brownfield | IgnoreSilica | 2019 | 47.1197 | 6.9415 | 0.30606 | 4 | 24821.5829 | 43298.0964 | 506.0215 | 882.6903 | 95.6477 | 0 | 106.7474 | 1317359.6364 | 45096.5539 | 1633757.624 | 1525006.2183 | 0 | 307385.8012 | 0 | 1883156.2752 | 4899586.3397 | 3344068.3533 | 14955416.8022 | 961560.8286 | 14470997.6721 | 14470997.6721 | 1478867.319 | 6670120.1387 | 0 | 30387975.3029 | 53007960.4327 | 42169.6503 | 1.2243 | 24821.5829 | 43298.0964 | 506.0215 | 882.6903
1 | 4200 | 707 | 0.02 | 15 | 15 | 7 | 5.6234e-11 | 5spot_SharedNeighbor | Water | Porous | Wet | R245fa | MinimizeLCOE_Brownfield | IgnoreSilica | 2019 | 55.9212 | 8.2566 | 0.37867 | 4 | 21533.5263 | 36467.2591 | 438.9901 | 743.4344 | 95.7684 | 0 | 124.0236 | 1489828.659 | 51007.2373 | 1876822.3731 | 1807022.4875 | 0 | 323483.5373 | 0 | 2163784.0747 | 5629722.3092 | 3842401.1553 | 17184071.8332 | 961560.8286 | 14470997.6721 | 14470997.6721 | 1478867.319 | 6670120.1387 | 0 | 32616630.3339 | 55236615.4637 | 56234.1325 | 1.5147 | 21533.5263 | 36467.2591 | 438.9901 | 743.4344
1 | 4200 | 707 | 0.02 | 15 | 15 | 7 | 7.4989e-11 | 5spot_SharedNeighbor | Water | Porous | Wet | R245fa | MinimizeLCOE_Brownfield | IgnoreSilica | 2019 | 64.6176 | 9.5538 | 0.45502 | 4 | 19089.1145 | 31517.0684 | 389.1574 | 642.5181 | 95.8429 | 0 | 118.0011 | 1652059.093 | 56552.8631 | 2109101.7172 | 2085477.6015 | 0 | 331794.9386 | 0 | 2431644.6232 | 6326640.5106 | 4318062.148 | 19311333.4951 | 961560.8286 | 14470997.6721 | 14470997.6721 | 1478867.319 | 6670120.1387 | 0 | 34743891.9958 | 57363877.1256 | 74989.4209 | 1.8201 | 19089.1145 | 31517.0684 | 389.1574 | 642.5181
1 | 4200 | 707 | 0.02 | 15 | 15 | 7 | 1e-10 | 5spot_SharedNeighbor | Water | Porous | Wet | R245fa | MinimizeLCOE_Brownfield | IgnoreSilica | 2019 | 72.7151 | 10.7582 | 0.53052 | 4 | 17276.2399 | 27935.5037 | 352.1995 | 569.503 | 95.8793 | 0 | 126.7118 | 1796778.4138 | 61485.899 | 2319198.9761 | 2344448.9603 | 0 | 332317.4826 | 0 | 2673149.5954 | 6954986.9089 | 4746921.476 | 21229287.7123 | 961560.8286 | 14470997.6721 | 14470997.6721 | 1478867.319 | 6670120.1387 | 0 | 36661846.213 | 59281831.3428 | 100000 | 2.1221 | 17276.2399 | 27935.5037 | 352.1995 | 569.503
1 | 4200 | 707 | 0.02 | 15 | 15 | 7 | 1.3335e-10 | 5spot_SharedNeighbor | Water | Porous | Wet | R245fa | MinimizeLCOE_Brownfield | IgnoreSilica | 2019 | 79.8575 | 11.8169 | 0.60099 | 4 | 15933.6195 | 25343.0195 | 324.8284 | 516.6517 | 95.8882 | 0 | 151.0664 | 1919873.5823 | 65669.6012 | 2500030.2733 | 2572542.3989 | 0 | 326330.4791 | 0 | 2879934.0706 | 7492997.6959 | 5114124.8931 | 22871502.9943 | 961560.8286 | 14470997.6721 | 14470997.6721 | 1478867.319 | 6670120.1387 | 0 | 38304061.495 | 60924046.6248 | 133352.1432 | 2.404 | 15933.6195 | 25343.0195 | 324.8284 | 516.6517
1 | 4200 | 707 | 0.02 | 15 | 15 | 7 | 1.7783e-10 | 5spot_SharedNeighbor | Water | Porous | Wet | R245fa | MinimizeLCOE_Brownfield | IgnoreSilica | 2019 | 85.9204 | 12.7122 | 0.66372 | 4 | 14939.2518 | 23459.3867 | 304.5569 | 478.2513 | 95.8803 | 0 | 148.6501 | 2021271.235 | 69106.2658 | 2650460.8212 | 2765856.8442 | 0 | 316186.7305 | 0 | 3050923.9397 | 7937878.2606 | 5417765.0199 | 24229449.117 | 961560.8286 | 14470997.6721 | 14470997.6721 | 1478867.319 | 6670120.1387 | 0 | 39662007.6177 | 62281992.7475 | 177827.941 | 2.6549 | 14939.2518 | 23459.3867 | 304.5569 | 478.2513
1 | 4200 | 707 | 0.02 | 15 | 15 | 7 | 2.3714e-10 | 5spot_SharedNeighbor | Water | Porous | Wet | R245fa | MinimizeLCOE_Brownfield | IgnoreSilica | 2019 | 90.8922 | 13.4437 | 0.71733 | 4 | 14202.0051 | 22085.4105 | 289.5271 | 450.241 | 95.8641 | 0 | 159.703 | 2102430.3098 | 71850.1151 | 2771833.4288 | 2924150.5962 | 0 | 303909.221 | 0 | 3187927.7317 | 8294334.0239 | 5661053.4028 | 25317488.8292 | 961560.8286 | 14470997.6721 | 14470997.6721 | 1478867.319 | 6670120.1387 | 0 | 40750047.3299 | 63370032.4597 | 237137.3706 | 2.8693 | 14202.0051 | 22085.4105 | 289.5271 | 450.241
1 | 4200 | 707 | 0.02 | 15 | 15 | 7 | 3.1623e-10 | 5spot_SharedNeighbor | Water | Porous | Wet | R245fa | MinimizeLCOE_Brownfield | IgnoreSilica | 2019 | 93.246 | 13.7892 | 0.75518 | 4 | 13638.6921 | 21127.0161 | 278.0432 | 430.7028 | 95.8534 | 0 | 361.6608 | 2140248.0425 | 73126.4111 | 2828687.6234 | 2999007.12 | 0 | 277864.5451 | 0 | 3244384.1594 | 8441222.0682 | 5761307.5113 | 25765847.4811 | 961560.8286 | 14470997.6721 | 14470997.6721 | 1478867.319 | 6670120.1387 | 0 | 41198405.9817 | 63818391.1115 | 316227.766 | 3.0207 | 13638.6921 | 21127.0161 | 278.0432 | 430.7028
1 | 4200 | 707 | 0.02 | 15 | 15 | 7 | 4.217e-10 | 5spot_SharedNeighbor | Water | Porous | Wet | R245fa | MinimizeLCOE_Brownfield | IgnoreSilica | 2019 | 98.4102 | 14.545 | 0.80026 | 4 | 13233.2041 | 20299.6851 | 269.7768 | 413.8365 | 95.8242 | 0 | 119.1346 | 2221927.8657 | 75878.0201 | 2952125.2438 | 3163059.8717 | 0 | 280925.3893 | 0 | 3390627.3923 | 8821716.9615 | 6021003.0944 | 26927263.8388 | 961560.8286 | 14470997.6721 | 14470997.6721 | 1478867.319 | 6670120.1387 | 0 | 42359822.3395 | 64979807.4693 | 421696.5034 | 3.201 | 13233.2041 | 20299.6851 | 269.7768 | 413.8365
1 | 4200 | 707 | 0.02 | 15 | 15 | 7 | 5.6234e-10 | 5spot_SharedNeighbor | Water | Porous | Wet | R245fa | MinimizeLCOE_Brownfield | IgnoreSilica | 2019 | 100.8191 | 14.8965 | 0.82845 | 4 | 12933.9517 | 19759.9482 | 263.6761 | 402.8333 | 95.8077 | 0 | 149.2062 | 2259426.7862 | 77138.8068 | 3009096.8111 | 3239485.4341 | 0 | 270428.7343 | 0 | 3453674.8633 | 8985753.5481 | 6132961.4354 | 27427966.4193 | 961560.8286 | 14470997.6721 | 14470997.6721 | 1478867.319 | 6670120.1387 | 0 | 42860524.92 | 65480510.0498 | 562341.3252 | 3.3138 | 12933.9517 | 19759.9482 | 263.6761 | 402.8333
1 | 4200 | 707 | 0.02 | 15 | 15 | 7 | 7.4989e-10 | 5spot_SharedNeighbor | Water | Porous | Wet | R245fa | MinimizeLCOE_Brownfield | IgnoreSilica | 2019 | 102.6755 | 15.1669 | 0.85051 | 4 | 12710.6305 | 19359.5573 | 259.1234 | 394.6708 | 95.7938 | 0 | 138.3667 | 2288073.3216 | 78100.886 | 3052747.5014 | 3298342.1611 | 0 | 261545.2932 | 0 | 3501735.5737 | 9110797.6581 | 6218306.6098 | 27809649.005 | 961560.8286 | 14470997.6721 | 14470997.6721 | 1478867.319 | 6670120.1387 | 0 | 43242207.5057 | 65862192.6355 | 749894.2093 | 3.4021 | 12710.6305 | 19359.5573 | 259.1234 | 394.6708
1 | 4200 | 707 | 0.02 | 15 | 15 | 7 | 1e-09 | 5spot_SharedNeighbor | Water | Porous | Wet | R245fa | MinimizeLCOE_Brownfield | IgnoreSilica | 2019 | 104.0936 | 15.3731 | 0.86758 | 4 | 12543.781 | 19061.8822 | 255.7219 | 388.6023 | 95.7826 | 0 | 118.8664 | 2309808.6753 | 78830.2225 | 3085941.8248 | 3343274.2531 | 0 | 254229.3812 | 0 | 3538112.8991 | 9205443.9968 | 6282904.6808 | 28098545.9335 | 961560.8286 | 14470997.6721 | 14470997.6721 | 1478867.319 | 6670120.1387 | 0 | 43531104.4342 | 66151089.564 | 1000000 | 3.4703 | 12543.781 | 19061.8822 | 255.7219 | 388.6023
1 | 4200 | 707 | 0.02 | 15 | 15 | 7 | 1.3335e-09 | 5spot_SharedNeighbor | Water | Porous | Wet | R245fa | MinimizeLCOE_Brownfield | IgnoreSilica | 2019 | 105.1628 | 15.5285 | 0.88065 | 4 | 12419.0098 | 18840.4248 | 253.1783 | 384.0875 | 95.7737 | 0 | 148.0042 | 2326114.9306 | 79377.0181 | 3110887.3315 | 3377139.6633 | 0 | 248279.8834 | 0 | 3565301.5425 | 9276183.2697 | 6331185.688 | 28314469.3271 | 961560.8286 | 14470997.6721 | 14470997.6721 | 1478867.319 | 6670120.1387 | 0 | 43747027.8278 | 66367012.9576 | 1333521.4322 | 3.5226 | 12419.0098 | 18840.4248 | 253.1783 | 384.0875
1 | 4200 | 707 | 0.02 | 15 | 15 | 7 | 1.7783e-09 | 5spot_SharedNeighbor | Water | Porous | Wet | R245fa | MinimizeLCOE_Brownfield | IgnoreSilica | 2019 | 105.9741 | 15.6463 | 0.89062 | 4 | 12325.64 | 18675.1273 | 251.2748 | 380.7177 | 95.7668 | 0 | 121.8577 | 2338439.7134 | 79790.0931 | 3129766.2016 | 3402825.5518 | 0 | 243585.5435 | 0 | 3585818.7703 | 9329564.8878 | 6367619.7393 | 28477410.5008 | 961560.8286 | 14470997.6721 | 14470997.6721 | 1478867.319 | 6670120.1387 | 0 | 43909969.0015 | 66529954.1313 | 1778279.41 | 3.5625 | 12325.64 | 18675.1273 | 251.2748 | 380.7177
1 | 4200 | 707 | 0.02 | 15 | 15 | 7 | 2.3714e-09 | 5spot_SharedNeighbor | Water | Porous | Wet | R245fa | MinimizeLCOE_Brownfield | IgnoreSilica | 2019 | 105.7836 | 15.6186 | 0.89532 | 4 | 12239.5664 | 18555.7375 | 249.5201 | 378.2838 | 95.7684 | 0 | 141.9085 | 2335547.9263 | 79693.1748 | 3125335.5204 | 3396793.8421 | 0 | 232292.3054 | 0 | 3576168.4799 | 9304456.8117 | 6350482.9615 | 28400771.0221 | 961560.8286 | 14470997.6721 | 14470997.6721 | 1478867.319 | 6670120.1387 | 0 | 43833329.5228 | 66453314.6526 | 2371373.7057 | 3.5813 | 12239.5664 | 18555.7375 | 249.5201 | 378.2838
1 | 4200 | 707 | 0.02 | 15 | 15 | 7 | 3.1623e-09 | 5spot_SharedNeighbor | Water | Porous | Wet | R245fa | MinimizeLCOE_Brownfield | IgnoreSilica | 2019 | 108.5 | 16.0125 | 0.91145 | 4 | 12197.6515 | 18402.0434 | 248.6656 | 375.1505 | 95.7441 | 0 | 136.8598 | 2376562.3084 | 81066.7113 | 3188290.4407 | 3482755.2243 | 0 | 246619.8883 | 0 | 3656364.8835 | 9513111.4032 | 6492894.0076 | 29037664.8672 | 961560.8286 | 14470997.6721 | 14470997.6721 | 1478867.319 | 6670120.1387 | 0 | 44470223.3679 | 67090208.4977 | 3162277.6602 | 3.6458 | 12197.6515 | 18402.0434 | 248.6656 | 375.1505
1 | 4200 | 707 | 0.02 | 15 | 15 | 7 | 4.217e-09 | 5spot_SharedNeighbor | Water | Porous | Wet | R245fa | MinimizeLCOE_Brownfield | IgnoreSilica | 2019 | 110 | 16.2296 | 0.9217 | 4 | 12154.9074 | 18290.3082 | 247.7942 | 372.8727 | 95.7299 | 0 | 162.3181 | 2399020.0863 | 81817.9399 | 3222860.1266 | 3530186.4653 | 0 | 251981.6155 | 0 | 3699487.8311 | 9625308.4671 | 6569470.8091 | 29380133.3407 | 961560.8286 | 14470997.6721 | 14470997.6721 | 1478867.319 | 6670120.1387 | 0 | 44812691.8414 | 67432676.9712 | 4216965.0343 | 3.6868 | 12154.9074 | 18290.3082 | 247.7942 | 372.8727
1 | 4200 | 707 | 0.02 | 15 | 15 | 7 | 5.6234e-09 | 5spot_SharedNeighbor | Water | Porous | Wet | R245fa | MinimizeLCOE_Brownfield | IgnoreSilica | 2019 | 107.6519 | 15.8896 | 0.91152 | 4 | 12134.7357 | 18338.6863 | 247.383 | 373.8589 | 95.7518 | 0 | 153.1283 | 2363800.6845 | 80639.5082 | 3168679.6908 | 3455922.985 | 0 | 233209.1425 | 0 | 3627878.2843 | 9438995.1155 | 6442308.1183 | 28811433.5291 | 961560.8286 | 14470997.6721 | 14470997.6721 | 1478867.319 | 6670120.1387 | 0 | 44243992.0298 | 66863977.1595 | 5623413.2519 | 3.6461 | 12134.7357 | 18338.6863 | 247.383 | 373.8589
1 | 4200 | 707 | 0.02 | 15 | 15 | 7 | 7.4989e-09 | 5spot_SharedNeighbor | Water | Porous | Wet | R245fa | MinimizeLCOE_Brownfield | IgnoreSilica | 2019 | 107.8519 | 15.9186 | 0.91399 | 4 | 12112.6988 | 18299.8243 | 246.9337 | 373.0667 | 95.75 | 0 | 131.173 | 2366812.9545 | 80740.3462 | 3173307.5845 | 3462251.4473 | 0 | 231973.382 | 0 | 3632883.4286 | 9452017.4744 | 6451196.1458 | 28851182.7634 | 961560.8286 | 14470997.6721 | 14470997.6721 | 1478867.319 | 6670120.1387 | 0 | 44283741.2641 | 66903726.3939 | 7498942.0933 | 3.656 | 12112.6988 | 18299.8243 | 246.9337 | 373.0667
1 | 4200 | 707 | 0.02 | 15 | 15 | 7 | 1e-08 | 5spot_SharedNeighbor | Water | Porous | Wet | R245fa | MinimizeLCOE_Brownfield | IgnoreSilica | 2019 | 108.0003 | 15.9401 | 0.91585 | 4 | 12096.1794 | 18270.7723 | 246.597 | 372.4744 | 95.7486 | 0 | 156.8891 | 2369045.3463 | 80815.0699 | 3176738.1321 | 3466944.4722 | 0 | 231023.9154 | 0 | 3636581.105 | 9461638.07 | 6457762.4 | 28880548.5109 | 961560.8286 | 14470997.6721 | 14470997.6721 | 1478867.319 | 6670120.1387 | 0 | 44313107.0116 | 66933092.1414 | 10000000 | 3.6634 | 12096.1794 | 18270.7723 | 246.597 | 372.4744
1 | 4300 | 707 | 0.02 | 15 | 15 | 7 | 1e-13 | 5spot_SharedNeighbor | Water | Porous | Wet | R245fa | MinimizeLCOE_Brownfield | IgnoreSilica | 2019 | 0 | 0 | 0 | 0 |  |  |  |  | 15 |  | 18.7492 | [19 empty] | 100 | 0
1 | 4300 | 707 | 0.02 | 15 | 15 | 7 | 1.3335e-13 | 5spot_SharedNeighbor | Water | Porous | Wet | R245fa | MinimizeLCOE_Brownfield | IgnoreSilica | 2019 | 0 | 0 | 0 | 0 |  |  |  |  | 15 |  | 22.0802 | [19 empty] | 133.3521 | 0
1 | 4300 | 707 | 0.02 | 15 | 15 | 7 | 1.7783e-13 | 5spot_SharedNeighbor | Water | Porous | Wet | R245fa | MinimizeLCOE_Brownfield | IgnoreSilica | 2019 | 0 | 0 | 0 | 0 |  |  |  |  | 15 |  | 21.7679 | [19 empty] | 177.8279 | 0
1 | 4300 | 707 | 0.02 | 15 | 15 | 7 | 2.3714e-13 | 5spot_SharedNeighbor | Water | Porous | Wet | R245fa | MinimizeLCOE_Brownfield | IgnoreSilica | 2019 | 0 | 0 | 0 | 0 |  |  |  |  | 15 |  | 21.8099 | [19 empty] | 237.1374 | 0
1 | 4300 | 707 | 0.02 | 15 | 15 | 7 | 3.1623e-13 | 5spot_SharedNeighbor | Water | Porous | Wet | R245fa | MinimizeLCOE_Brownfield | IgnoreSilica | 2019 | 0 | 0 | 0 | 0 |  |  |  |  | 15 |  | 22.396 | [19 empty] | 316.2278 | 0
1 | 4300 | 707 | 0.02 | 15 | 15 | 7 | 4.217e-13 | 5spot_SharedNeighbor | Water | Porous | Wet | R245fa | MinimizeLCOE_Brownfield | IgnoreSilica | 2019 | 0 | 0 | 0 | 0 |  |  |  |  | 15 |  | 24.2488 | [19 empty] | 421.6965 | 0
1 | 4300 | 707 | 0.02 | 15 | 15 | 7 | 5.6234e-13 | 5spot_SharedNeighbor | Water | Porous | Wet | R245fa | MinimizeLCOE_Brownfield | IgnoreSilica | 2019 | 0 | 0 | 0 | 0 |  |  |  |  | 15 |  | 27.5626 | [19 empty] | 562.3413 | 0
1 | 4300 | 707 | 0.02 | 15 | 15 | 7 | 7.4989e-13 | 5spot_SharedNeighbor | Water | Porous | Wet | R245fa | MinimizeLCOE_Brownfield | IgnoreSilica | 2019 | 0 | 0 | 0 | 0 |  |  |  |  | 15 |  | 26.7429 | [19 empty] | 749.8942 | 0
1 | 4300 | 707 | 0.02 | 15 | 15 | 7 | 1e-12 | 5spot_SharedNeighbor | Water | Porous | Wet | R245fa | MinimizeLCOE_Brownfield | IgnoreSilica | 2019 | 1.6 | 0.16372 | 0.00091146 | 4 | 4602126.1621 | 10980085.8718 | 93820.5667 | 223843.9022 | 78.079 | 0 | 32.4894 | 82992.0285 | 2486.9258 | 82677.44 | 67999.604 | 0 | 52451.2213 | 0 | 112556.8156 | 292849.7457 | 199875.9689 | 893889.7498 | 961560.8286 | 14923245.9986 | 14923245.9986 | 1478867.319 | 6851019.4693 | 0 | 16778696.5771 | 40031829.364 | 1000 | 0.0036459 | 4602126.1621 | 10980085.8718 | 93820.5667 | 223843.9022
1 | 4300 | 707 | 0.02 | 15 | 15 | 7 | 1.3335e-12 | 5spot_SharedNeighbor | Water | Porous | Wet | R245fa | MinimizeLCOE_Brownfield | IgnoreSilica | 2019 | 2.1182 | 0.23841 | 0.0034124 | 4 | 1247992.7005 | 2951581.4709 | 25442.0192 | 60171.9806 | 82.3419 | 0 | 346.3782 | 112129.6688 | 3472.4742 | 111293.8708 | 84151.0074 | 0 | 60142.4654 | 0 | 144763.8998 | 376645.9721 | 257068.6152 | 1149667.9737 | 961560.8286 | 14923245.9986 | 14923245.9986 | 1478867.319 | 6851019.4693 | 0 | 17034474.8009 | 40287607.5878 | 1333.5214 | 0.013649 | 1247992.7005 | 2951581.4709 | 25442.0192 | 60171.9806
1 | 4300 | 707 | 0.02 | 15 | 15 | 7 | 1.7783e-12 | 5spot_SharedNeighbor | Water | Porous | Wet | R245fa | MinimizeLCOE_Brownfield | IgnoreSilica | 2019 | 3.0176 | 0.37221 | 0.0072914 | 4 | 598889.5818 | 1396171.2731 | 12209.1742 | 28462.8399 | 86.6275 | 0 | 73.6292 | 158686.8936 | 5080.3273 | 158393.3576 | 112974.6363 | 0 | 75677.8167 | 0 | 199217.0822 | 518321.983 | 353765.4038 | 1582117.5004 | 961560.8286 | 14923245.9986 | 14923245.9986 | 1478867.319 | 6851019.4693 | 0 | 17466924.3276 | 40720057.1145 | 1778.2794 | 0.029166 | 598889.5818 | 1396171.2731 | 12209.1742 | 28462.8399
1 | 4300 | 707 | 0.02 | 15 | 15 | 7 | 2.3714e-12 | 5spot_SharedNeighbor | Water | Porous | Wet | R245fa | MinimizeLCOE_Brownfield | IgnoreSilica | 2019 | 4.1165 | 0.53857 | 0.0129 | 4 | 347981.4717 | 798606.8581 | 7094.073 | 16280.681 | 89.5155 | 0 | 88.7093 | 210165.9092 | 6880.1184 | 212373.8806 | 148464.9734 | 0 | 90999.1318 | 0 | 260864.7652 | 678716.6084 | 463238.0315 | 2071703.4186 | 961560.8286 | 14923245.9986 | 14923245.9986 | 1478867.319 | 6851019.4693 | 0 | 17956510.2458 | 41209643.0328 | 2371.3737 | 0.051602 | 347981.4717 | 798606.8581 | 7094.073 | 16280.681
1 | 4300 | 707 | 0.02 | 15 | 15 | 7 | 3.1623e-12 | 5spot_SharedNeighbor | Water | Porous | Wet | R245fa | MinimizeLCOE_Brownfield | IgnoreSilica | 2019 | 5.5191 | 0.75278 | 0.02068 | 4 | 224132.7605 | 505233.0654 | 4569.2495 | 10299.8594 | 91.6221 | 0 | 97.6192 | 269836.8592 | 8977.2151 | 277154.8898 | 193853.6795 | 0 | 107668.0702 | 0 | 334421.3784 | 870095.8272 | 593858.2808 | 2655866.2 | 961560.8286 | 14923245.9986 | 14923245.9986 | 1478867.319 | 6851019.4693 | 0 | 18540673.0273 | 41793805.8142 | 3162.2777 | 0.082722 | 224132.7605 | 505233.0654 | 4569.2495 | 10299.8594
1 | 4300 | 707 | 0.02 | 15 | 15 | 7 | 4.217e-12 | 5spot_SharedNeighbor | Water | Porous | Wet | R245fa | MinimizeLCOE_Brownfield | IgnoreSilica | 2019 | 7.2318 | 1.015 | 0.031141 | 4 | 154189.9418 | 340864.6273 | 3143.3705 | 6948.9865 | 93.1025 | 0 | 56.1952 | 336168.7993 | 11310.8339 | 351608.2562 | 249278.9059 | 0 | 124152.3446 | 0 | 418282.4645 | 1088285.1712 | 742776.9914 | 3321863.7669 | 961560.8286 | 14923245.9986 | 14923245.9986 | 1478867.319 | 6851019.4693 | 0 | 19206670.5941 | 42459803.3811 | 4216.965 | 0.12457 | 154189.9418 | 340864.6273 | 3143.3705 | 6948.9865
1 | 4300 | 707 | 0.02 | 15 | 15 | 7 | 5.6234e-12 | 5spot_SharedNeighbor | Water | Porous | Wet | R245fa | MinimizeLCOE_Brownfield | IgnoreSilica | 2019 | 9.607 | 1.382 | 0.045457 | 4 | 110502.3829 | 238386.6065 | 2252.7405 | 4859.8334 | 94.3769 | 0 | 60.6605 | 421097.7236 | 14305.865 | 449632.3445 | 326945.4494 | 0 | 146574.9278 | 0 | 529836.961 | 1378527.0881 | 940873.0635 | 4207793.423 | 961560.8286 | 14923245.9986 | 14923245.9986 | 1478867.319 | 6851019.4693 | 0 | 20092600.2502 | 43345733.0371 | 5623.4133 | 0.18183 | 110502.3829 | 238386.6065 | 2252.7405 | 4859.8334
1 | 4300 | 707 | 0.02 | 15 | 15 | 7 | 7.4989e-12 | 5spot_SharedNeighbor | Water | Porous | Wet | R245fa | MinimizeLCOE_Brownfield | IgnoreSilica | 2019 | 12.565 | 1.8385 | 0.064359 | 4 | 82070.5145 | 172396.2775 | 1673.1184 | 3514.5313 | 95.2804 | 0 | 89.7474 | 517543.5584 | 17699.5133 | 564555.7515 | 423181.5385 | 0 | 169850.0576 | 0 | 660203.8635 | 1717715.0265 | 1172375.8011 | 5243125.1104 | 961560.8286 | 14923245.9986 | 14923245.9986 | 1478867.319 | 6851019.4693 | 0 | 21127931.9377 | 44381064.7246 | 7498.9421 | 0.25744 | 82070.5145 | 172396.2775 | 1673.1184 | 3514.5313
1 | 4300 | 707 | 0.02 | 15 | 15 | 7 | 1e-11 | 5spot_SharedNeighbor | Water | Porous | Wet | R245fa | MinimizeLCOE_Brownfield | IgnoreSilica | 2019 | 16.2696 | 2.4106 | 0.089074 | 4 | 62748.2979 | 128011.9408 | 1279.2089 | 2609.6966 | 95.9576 | 0 | 123.9811 | 628710.4364 | 21603.5576 | 700835.8374 | 543560.2533 | 0 | 194921.9013 | 0 | 814956.4745 | 2120349.5762 | 1447182.1546 | 6472120.1913 | 961560.8286 | 14923245.9986 | 14923245.9986 | 1478867.319 | 6851019.4693 | 0 | 22356927.0185 | 45610059.8054 | 10000 | 0.3563 | 62748.2979 | 128011.9408 | 1279.2089 | 2609.6966
1 | 4300 | 707 | 0.02 | 15 | 15 | 7 | 1.3335e-11 | 5spot_SharedNeighbor | Water | Porous | Wet | R245fa | MinimizeLCOE_Brownfield | IgnoreSilica | 2019 | 20.8982 | 3.1261 | 0.12118 | 4 | 49140.4639 | 97111.7172 | 1001.7948 | 1979.7537 | 96.4723 | 0 | 93.3805 | 757153.5375 | 26105.6248 | 862490.2123 | 694213.0413 | 0 | 222009.9269 | 0 | 999169.2137 | 2599633.3362 | 1774303.1691 | 7935078.0616 | 961560.8286 | 14923245.9986 | 14923245.9986 | 1478867.319 | 6851019.4693 | 0 | 23819884.8888 | 47073017.6758 | 13335.2143 | 0.48473 | 49140.4639 | 97111.7172 | 1001.7948 | 1979.7537
1 | 4300 | 707 | 0.02 | 15 | 15 | 7 | 1.7783e-11 | 5spot_SharedNeighbor | Water | Porous | Wet | R245fa | MinimizeLCOE_Brownfield | IgnoreSilica | 2019 | 26.5667 | 4.0029 | 0.16221 | 4 | 39346.4628 | 75183.8349 | 802.1309 | 1532.7242 | 96.8628 | 0 | 96.4262 | 903108.6021 | 31210.5158 | 1050798.6567 | 878766.8402 | 0 | 250230.6772 | 0 | 1214504.9639 | 3159892.7867 | 2156691.7563 | 9645204.7988 | 961560.8286 | 14923245.9986 | 14923245.9986 | 1478867.319 | 6851019.4693 | 0 | 25530011.626 | 48783144.4129 | 17782.7941 | 0.64885 | 39346.4628 | 75183.8349 | 802.1309 | 1532.7242
1 | 4300 | 707 | 0.02 | 15 | 15 | 7 | 2.3714e-11 | 5spot_SharedNeighbor | Water | Porous | Wet | R245fa | MinimizeLCOE_Brownfield | IgnoreSilica | 2019 | 33.3413 | 5.051 | 0.21351 | 4 | 32182.9913 | 59410.5099 | 656.0938 | 1211.1636 | 97.1592 | 0 | 115.7008 | 1065617.1737 | 36881.5804 | 1265380.5624 | 1099143.8404 | 0 | 278375.9894 | 0 | 1460705.667 | 3800456.5137 | 2593889.6622 | 11600450.9891 | 961560.8286 | 14923245.9986 | 14923245.9986 | 1478867.319 | 6851019.4693 | 0 | 27485257.8164 | 50738390.6033 | 23713.7371 | 0.85403 | 32182.9913 | 59410.5099 | 656.0938 | 1211.1636
1 | 4300 | 707 | 0.02 | 15 | 15 | 7 | 3.1623e-11 | 5spot_SharedNeighbor | Water | Porous | Wet | R245fa | MinimizeLCOE_Brownfield | IgnoreSilica | 2019 | 41.1829 | 6.2643 | 0.2758 | 4 | 26883.1937 | 47961.4029 | 548.0503 | 977.7581 | 97.3835 | 0 | 132.0746 | 1241750.5959 | 43014.6403 | 1502957.2752 | 1354081.981 | 0 | 304808.8491 | 0 | 1734179.2032 | 4511978.5575 | 3079518.0774 | 13772289.1795 | 961560.8286 | 14923245.9986 | 14923245.9986 | 1478867.319 | 6851019.4693 | 0 | 29657096.0067 | 52910228.7936 | 31622.7766 | 1.1032 | 26883.1937 | 47961.4029 | 548.0503 | 977.7581
1 | 4300 | 707 | 0.02 | 15 | 15 | 7 | 4.217e-11 | 5spot_SharedNeighbor | Water | Porous | Wet | R245fa | MinimizeLCOE_Brownfield | IgnoreSilica | 2019 | 49.8381 | 7.6035 | 0.34837 | 4 | 22938.3679 | 39625.6434 | 467.6297 | 807.8223 | 97.5486 | 0 | 142.2017 | 1424824.9103 | 49375.5103 | 1754706.228 | 1635462.8257 | 0 | 327005.1833 | 0 | 2024636.1164 | 5267687.865 | 3595305.208 | 16079003.847 | 961560.8286 | 14923245.9986 | 14923245.9986 | 1478867.319 | 6851019.4693 | 0 | 31963810.6743 | 55216943.4612 | 42169.6503 | 1.3935 | 22938.3679 | 39625.6434 | 467.6297 | 807.8223
1 | 4300 | 707 | 0.02 | 15 | 15 | 7 | 5.6234e-11 | 5spot_SharedNeighbor | Water | Porous | Wet | R245fa | MinimizeLCOE_Brownfield | IgnoreSilica | 2019 | 58.8272 | 8.9931 | 0.42842 | 4 | 19999.8737 | 33568.9688 | 407.7245 | 684.3488 | 97.6608 | 0 | 129.785 | 1604926.2103 | 55617.9573 | 2006708.5825 | 1927596.8328 | 0 | 342231.0533 | 0 | 2315461.4481 | 6024355.7215 | 4111746.5681 | 18388644.3739 | 961560.8286 | 14923245.9986 | 14923245.9986 | 1478867.319 | 6851019.4693 | 0 | 34273451.2011 | 57526583.988 | 56234.1325 | 1.7137 | 19999.8737 | 33568.9688 | 407.7245 | 684.3488
1 | 4300 | 707 | 0.02 | 15 | 15 | 7 | 7.4989e-11 | 5spot_SharedNeighbor | Water | Porous | Wet | R245fa | MinimizeLCOE_Brownfield | IgnoreSilica | 2019 | 67.5749 | 10.3425 | 0.51141 | 4 | 17815.535 | 29182.6951 | 363.1938 | 594.9287 | 97.7256 | 0 | 141.0422 | 1771958.4866 | 61391.3575 | 2244066.5376 | 2211648.7805 | 0 | 348876.4047 | 0 | 2588797.2111 | 6735519.308 | 4597130.3288 | 20559388.415 | 961560.8286 | 14923245.9986 | 14923245.9986 | 1478867.319 | 6851019.4693 | 0 | 36444195.2422 | 59697328.0291 | 74989.4209 | 2.0456 | 17815.535 | 29182.6951 | 363.1938 | 594.9287
1 | 4300 | 707 | 0.02 | 15 | 15 | 7 | 1e-10 | 5spot_SharedNeighbor | Water | Porous | Wet | R245fa | MinimizeLCOE_Brownfield | IgnoreSilica | 2019 | 75.6381 | 11.5823 | 0.59248 | 4 | 16195.5433 | 26007.3436 | 330.1681 | 530.1949 | 97.7529 | 0 | 159.92 | 1919620.4057 | 66479.6999 | 2456752.5333 | 2473141.2095 | 0 | 347620.004 | 0 | 2832809.4024 | 7370388.976 | 5030441.9225 | 22497254.1534 | 961560.8286 | 14923245.9986 | 14923245.9986 | 1478867.319 | 6851019.4693 | 0 | 38382060.9806 | 61635193.7675 | 100000 | 2.3699 | 16195.5433 | 26007.3436 | 330.1681 | 530.1949
1 | 4300 | 707 | 0.02 | 15 | 15 | 7 | 1.3335e-10 | 5spot_SharedNeighbor | Water | Porous | Wet | R245fa | MinimizeLCOE_Brownfield | IgnoreSilica | 2019 | 82.6755 | 12.6602 | 0.66727 | 4 | 14995.4103 | 23707.4664 | 305.7017 | 483.3088 | 97.754 | 0 | 164.2195 | 2044028.0558 | 70753.5002 | 2638016.3543 | 2701026.5269 | 0 | 339877.3003 | 0 | 3039543.6776 | 7908269.153 | 5397556.1956 | 24139070.7636 | 961560.8286 | 14923245.9986 | 14923245.9986 | 1478867.319 | 6851019.4693 | 0 | 40023877.5908 | 63277010.3778 | 133352.1432 | 2.6691 | 14995.4103 | 23707.4664 | 305.7017 | 483.3088
1 | 4300 | 707 | 0.02 | 15 | 15 | 7 | 1.7783e-10 | 5spot_SharedNeighbor | Water | Porous | Wet | R245fa | MinimizeLCOE_Brownfield | IgnoreSilica | 2019 | 88.6077 | 13.5652 | 0.73324 | 4 | 14106.0774 | 22034.3186 | 287.5715 | 449.1994 | 97.7402 | 0 | 142.6722 | 2145895.0685 | 74242.8217 | 2787858.3049 | 2892825.1888 | 0 | 328278.413 | 0 | 3209348.9208 | 8350067.5639 | 5699092.6891 | 25487608.9706 | 961560.8286 | 14923245.9986 | 14923245.9986 | 1478867.319 | 6851019.4693 | 0 | 41372415.7978 | 64625548.5847 | 177827.941 | 2.9329 | 14106.0774 | 22034.3186 | 287.5715 | 449.1994
1 | 4300 | 707 | 0.02 | 15 | 15 | 7 | 2.3714e-10 | 5spot_SharedNeighbor | Water | Porous | Wet | R245fa | MinimizeLCOE_Brownfield | IgnoreSilica | 2019 | 93.4527 | 14.3016 | 0.78924 | 4 | 13446.2567 | 20811.9756 | 274.1201 | 424.2803 | 97.7195 | 0 | 170.6334 | 2227169.1922 | 77019.6038 | 2908335.4926 | 3049249.1087 | 0 | 314928.076 | 0 | 3344913.5745 | 8702778.9849 | 5939825.4814 | 26564219.514 | 961560.8286 | 14923245.9986 | 14923245.9986 | 1478867.319 | 6851019.4693 | 0 | 42449026.3412 | 65702159.1281 | 237137.3706 | 3.1569 | 13446.2567 | 20811.9756 | 274.1201 | 424.2803
1 | 4300 | 707 | 0.02 | 15 | 15 | 7 | 3.1623e-10 | 5spot_SharedNeighbor | Water | Porous | Wet | R245fa | MinimizeLCOE_Brownfield | IgnoreSilica | 2019 | 97.3165 | 14.887 | 0.83535 | 4 | 12955.9079 | 19915.0048 | 264.1237 | 405.9943 | 97.6974 | 0 | 156.4147 | 2290795.9946 | 79188.714 | 3003233.3129 | 3173838.0429 | 0 | 301452.6237 | 0 | 3450918.3883 | 8978581.7658 | 6128066.5465 | 27406075.3887 | 961560.8286 | 14923245.9986 | 14923245.9986 | 1478867.319 | 6851019.4693 | 0 | 43290882.2159 | 66544015.0028 | 316227.766 | 3.3414 | 12955.9079 | 19915.0048 | 264.1237 | 405.9943
1 | 4300 | 707 | 0.02 | 15 | 15 | 7 | 4.217e-10 | 5spot_SharedNeighbor | Water | Porous | Wet | R245fa | MinimizeLCOE_Brownfield | IgnoreSilica | 2019 | 100.7413 | 15.4043 | 0.87532 | 4 | 12576.5193 | 19217.8058 | 256.3894 | 391.781 | 97.6739 | 0 | 145.2521 | 2346343.2074 | 81078.8326 | 3086499.9099 | 3284148.1014 | 0 | 290418.2499 | 0 | 3544510.4374 | 9222089.0791 | 6294265.2915 | 28149353.1092 | 961560.8286 | 14923245.9986 | 14923245.9986 | 1478867.319 | 6851019.4693 | 0 | 44034159.9364 | 67287292.7233 | 421696.5034 | 3.5013 | 12576.5193 | 19217.8058 | 256.3894 | 391.781
1 | 4300 | 707 | 0.02 | 15 | 15 | 7 | 5.6234e-10 | 5spot_SharedNeighbor | Water | Porous | Wet | R245fa | MinimizeLCOE_Brownfield | IgnoreSilica | 2019 | 103.0628 | 15.7542 | 0.90436 | 4 | 12308.3232 | 18736.4201 | 250.9218 | 381.9673 | 97.6559 | 0 | 160.3309 | 2383549.4756 | 82342.8874 | 3142496.138 | 3358853.1499 | 0 | 279524.5563 | 0 | 3606238.8208 | 9382693.6705 | 6403881.2252 | 28639579.9239 | 961560.8286 | 14923245.9986 | 14923245.9986 | 1478867.319 | 6851019.4693 | 0 | 44524386.7511 | 67777519.538 | 562341.3252 | 3.6174 | 12308.3232 | 18736.4201 | 250.9218 | 381.9673
1 | 4300 | 707 | 0.02 | 15 | 15 | 7 | 7.4989e-10 | 5spot_SharedNeighbor | Water | Porous | Wet | R245fa | MinimizeLCOE_Brownfield | IgnoreSilica | 2019 | 104.8487 | 16.0229 | 0.92701 | 4 | 12108.0881 | 18379.0653 | 246.8398 | 374.6821 | 97.641 | 0 | 135.0395 | 2411931.3499 | 83306.0601 | 3185332.0025 | 3416282.8655 | 0 | 270368.6149 | 0 | 3653216.1482 | 9504919.04 | 6487302.5514 | 29012658.6325 | 961560.8286 | 14923245.9986 | 14923245.9986 | 1478867.319 | 6851019.4693 | 0 | 44897465.4597 | 68150598.2466 | 749894.2093 | 3.7081 | 12108.0881 | 18379.0653 | 246.8398 | 374.6821
1 | 4300 | 707 | 0.02 | 15 | 15 | 7 | 1e-09 | 5spot_SharedNeighbor | Water | Porous | Wet | R245fa | MinimizeLCOE_Brownfield | IgnoreSilica | 2019 | 106.2176 | 16.2285 | 0.94455 | 4 | 11958.4331 | 18113.014 | 243.7888 | 369.2583 | 97.6289 | 0 | 129.1282 | 2433547.9812 | 84039.0059 | 3218027.7064 | 3460282.0467 | 0 | 262915.874 | 0 | 3688936.9196 | 9597857.1597 | 6550734.7278 | 29296341.4213 | 961560.8286 | 14923245.9986 | 14923245.9986 | 1478867.319 | 6851019.4693 | 0 | 45181148.2486 | 68434281.0355 | 1000000 | 3.7782 | 11958.4331 | 18113.014 | 243.7888 | 369.2583
1 | 4300 | 707 | 0.02 | 15 | 15 | 7 | 1.3335e-09 | 5spot_SharedNeighbor | Water | Porous | Wet | R245fa | MinimizeLCOE_Brownfield | IgnoreSilica | 2019 | 107.2381 | 16.3817 | 0.95789 | 4 | 11846.4883 | 17915.357 | 241.5067 | 365.2288 | 97.6195 | 0 | 161.7154 | 2449583.2868 | 84582.3435 | 3242321.0961 | 3493066.1979 | 0 | 256798.2861 | 0 | 3715276.9721 | 9666388.5732 | 6597508.8257 | 29505525.5814 | 961560.8286 | 14923245.9986 | 14923245.9986 | 1478867.319 | 6851019.4693 | 0 | 45390332.4086 | 68643465.1955 | 1333521.4322 | 3.8315 | 11846.4883 | 17915.357 | 241.5067 | 365.2288
1 | 4300 | 707 | 0.02 | 15 | 15 | 7 | 1.7783e-09 | 5spot_SharedNeighbor | Water | Porous | Wet | R245fa | MinimizeLCOE_Brownfield | IgnoreSilica | 2019 | 108.0151 | 16.4982 | 0.96808 | 4 | 11762.6986 | 17767.6635 | 239.7985 | 362.2179 | 97.6122 | 0 | 148.6027 | 2461748.9117 | 84994.3527 | 3260774.4822 | 3518021.6222 | 0 | 252010.3263 | 0 | 3735244.3811 | 9718339.6757 | 6632966.5206 | 29664100.2725 | 961560.8286 | 14923245.9986 | 14923245.9986 | 1478867.319 | 6851019.4693 | 0 | 45548907.0997 | 68802039.8866 | 1778279.41 | 3.8723 | 11762.6986 | 17767.6635 | 239.7985 | 362.2179
1 | 4300 | 707 | 0.02 | 15 | 15 | 7 | 2.3714e-09 | 5spot_SharedNeighbor | Water | Porous | Wet | R245fa | MinimizeLCOE_Brownfield | IgnoreSilica | 2019 | 108.605 | 16.5866 | 0.97584 | 4 | 11699.9527 | 17657.1904 | 238.5194 | 359.9657 | 97.6065 | 0 | 161.0135 | 2470960.0511 | 85306.1824 | 3274759.3388 | 3536964.1641 | 0 | 248304.8812 | 0 | 3750354.9008 | 9757654.1484 | 6659799.456 | 29784103.1228 | 961560.8286 | 14923245.9986 | 14923245.9986 | 1478867.319 | 6851019.4693 | 0 | 45668909.9501 | 68922042.737 | 2371373.7057 | 3.9033 | 11699.9527 | 17657.1904 | 238.5194 | 359.9657
1 | 4300 | 707 | 0.02 | 15 | 15 | 7 | 3.1623e-09 | 5spot_SharedNeighbor | Water | Porous | Wet | R245fa | MinimizeLCOE_Brownfield | IgnoreSilica | 2019 | 106.4485 | 16.2631 | 0.96874 | 4 | 11642.503 | 17643.401 | 237.3482 | 359.6846 | 97.6266 | 0 | 146.6097 | 2437172.7131 | 84161.748 | 3223521.7509 | 3467695.954 | 0 | 224588.7539 | 0 | 3680484.9588 | 9575866.8914 | 6535725.9178 | 29229218.6879 | 961560.8286 | 14923245.9986 | 14923245.9986 | 1478867.319 | 6851019.4693 | 0 | 45114025.5151 | 68367158.302 | 3162277.6602 | 3.8749 | 11642.503 | 17643.401 | 237.3482 | 359.6846
1 | 4300 | 707 | 0.02 | 15 | 15 | 7 | 4.217e-09 | 5spot_SharedNeighbor | Water | Porous | Wet | R245fa | MinimizeLCOE_Brownfield | IgnoreSilica | 2019 | 108.1614 | 16.5201 | 0.9807 | 4 | 11604.0707 | 17531.7284 | 236.5647 | 357.408 | 97.6107 | 0 | 125.4583 | 2464032.3026 | 85071.6242 | 3264242.2821 | 3522718.7875 | 0 | 232370.1639 | 0 | 3731689.7125 | 9709091.1572 | 6626654.2166 | 29635870.2466 | 961560.8286 | 14923245.9986 | 14923245.9986 | 1478867.319 | 6851019.4693 | 0 | 45520677.0738 | 68773809.8608 | 4216965.0343 | 3.9228 | 11604.0707 | 17531.7284 | 236.5647 | 357.408
1 | 4300 | 707 | 0.02 | 15 | 15 | 7 | 5.6234e-09 | 5spot_SharedNeighbor | Water | Porous | Wet | R245fa | MinimizeLCOE_Brownfield | IgnoreSilica | 2019 | 109.465 | 16.7154 | 0.98969 | 4 | 11576.7944 | 17450.6617 | 236.0086 | 355.7553 | 97.5981 | 0 | 149.5522 | 2484349.4502 | 85759.2877 | 3295107.1029 | 3564570.7984 | 0 | 238375.7601 | 0 | 3770583.3357 | 9810284.3865 | 6695720.675 | 29944750.7965 | 961560.8286 | 14923245.9986 | 14923245.9986 | 1478867.319 | 6851019.4693 | 0 | 45829557.6237 | 69082690.4107 | 5623413.2519 | 3.9587 | 11576.7944 | 17450.6617 | 236.0086 | 355.7553
1 | 4300 | 707 | 0.02 | 15 | 15 | 7 | 7.4989e-09 | 5spot_SharedNeighbor | Water | Porous | Wet | R245fa | MinimizeLCOE_Brownfield | IgnoreSilica | 2019 | 110.6 | 16.8852 | 0.99695 | 4 | 11560.4499 | 17391.5362 | 235.6754 | 354.55 | 97.5867 | 0 | 141.695 | 2501953.7722 | 86354.714 | 3321894.9989 | 3600997.1745 | 0 | 244477.7882 | 0 | 3804714.5946 | 9899086.9209 | 6756330.2294 | 30215810.1927 | 961560.8286 | 14923245.9986 | 14923245.9986 | 1478867.319 | 6851019.4693 | 0 | 46100617.0199 | 69353749.8069 | 7498942.0933 | 3.9878 | 11560.4499 | 17391.5362 | 235.6754 | 354.55
1 | 4300 | 707 | 0.02 | 15 | 15 | 7 | 1e-08 | 5spot_SharedNeighbor | Water | Porous | Wet | R245fa | MinimizeLCOE_Brownfield | IgnoreSilica | 2019 | 109.9519 | 16.7882 | 0.9938 | 4 | 11556.7126 | 17406.2347 | 235.5992 | 354.8496 | 97.5932 | 0 | 128.9403 | 2491908.82 | 86014.9792 | 3306606.7433 | 3580198.6004 | 0 | 239242.0602 | 0 | 3784548.7692 | 9846619.5797 | 6720520.1909 | 30055659.7428 | 961560.8286 | 14923245.9986 | 14923245.9986 | 1478867.319 | 6851019.4693 | 0 | 45940466.57 | 69193599.357 | 10000000 | 3.9752 | 11556.7126 | 17406.2347 | 235.5992 | 354.8496
1 | 4400 | 707 | 0.02 | 15 | 15 | 7 | 1e-13 | 5spot_SharedNeighbor | Water | Porous | Wet | R245fa | MinimizeLCOE_Brownfield | IgnoreSilica | 2019 | 0 | 0 | 0 | 0 |  |  |  |  | 15 |  | 19.2567 | [19 empty] | 100 | 0
1 | 4400 | 707 | 0.02 | 15 | 15 | 7 | 1.3335e-13 | 5spot_SharedNeighbor | Water | Porous | Wet | R245fa | MinimizeLCOE_Brownfield | IgnoreSilica | 2019 | 0 | 0 | 0 | 0 |  |  |  |  | 15 |  | 22.9141 | [19 empty] | 133.3521 | 0
1 | 4400 | 707 | 0.02 | 15 | 15 | 7 | 1.7783e-13 | 5spot_SharedNeighbor | Water | Porous | Wet | R245fa | MinimizeLCOE_Brownfield | IgnoreSilica | 2019 | 0 | 0 | 0 | 0 |  |  |  |  | 15 |  | 24.7519 | [19 empty] | 177.8279 | 0
1 | 4400 | 707 | 0.02 | 15 | 15 | 7 | 2.3714e-13 | 5spot_SharedNeighbor | Water | Porous | Wet | R245fa | MinimizeLCOE_Brownfield | IgnoreSilica | 2019 | 0 | 0 | 0 | 0 |  |  |  |  | 15 |  | 21.7806 | [19 empty] | 237.1374 | 0
1 | 4400 | 707 | 0.02 | 15 | 15 | 7 | 3.1623e-13 | 5spot_SharedNeighbor | Water | Porous | Wet | R245fa | MinimizeLCOE_Brownfield | IgnoreSilica | 2019 | 0 | 0 | 0 | 0 |  |  |  |  | 15 |  | 22.8211 | [19 empty] | 316.2278 | 0
1 | 4400 | 707 | 0.02 | 15 | 15 | 7 | 4.217e-13 | 5spot_SharedNeighbor | Water | Porous | Wet | R245fa | MinimizeLCOE_Brownfield | IgnoreSilica | 2019 | 0 | 0 | 0 | 0 |  |  |  |  | 15 |  | 25.9633 | [19 empty] | 421.6965 | 0
1 | 4400 | 707 | 0.02 | 15 | 15 | 7 | 5.6234e-13 | 5spot_SharedNeighbor | Water | Porous | Wet | R245fa | MinimizeLCOE_Brownfield | IgnoreSilica | 2019 | 0 | 0 | 0 | 0 |  |  |  |  | 15 |  | 27.4806 | [19 empty] | 562.3413 | 0
1 | 4400 | 707 | 0.02 | 15 | 15 | 7 | 7.4989e-13 | 5spot_SharedNeighbor | Water | Porous | Wet | R245fa | MinimizeLCOE_Brownfield | IgnoreSilica | 2019 | 0 | 0 | 0 | 0 |  |  |  |  | 15 |  | 27.8033 | [19 empty] | 749.8942 | 0
1 | 4400 | 707 | 0.02 | 15 | 15 | 7 | 1e-12 | 5spot_SharedNeighbor | Water | Porous | Wet | R245fa | MinimizeLCOE_Brownfield | IgnoreSilica | 2019 | 1.6 | 0.16759 | 0.0015005 | 4 | 2873371.3924 | 6854395.9472 | 58577.5624 | 139736.1326 | 79.1229 | 0 | 30.6285 | 85218.423 | 2572.1548 | 84166.6536 | 68257.6944 | 0 | 51440.4473 | 0 | 113745.5955 | 295942.7071 | 201986.9786 | 903330.6544 | 961560.8286 | 15381354.416 | 15381354.416 | 1478867.319 | 7034262.8363 | 0 | 17246245.899 | 41140730.4703 | 1000 | 0.0060021 | 2873371.3924 | 6854395.9472 | 58577.5624 | 139736.1326
1 | 4400 | 707 | 0.02 | 15 | 15 | 7 | 1.3335e-12 | 5spot_SharedNeighbor | Water | Porous | Wet | R245fa | MinimizeLCOE_Brownfield | IgnoreSilica | 2019 | 2.3126 | 0.27445 | 0.0044645 | 4 | 986521.5035 | 2324545.0558 | 20111.5752 | 47388.9951 | 84.7675 | 0 | 391.7635 | 126439.7936 | 3987.1379 | 124313.2927 | 91255.2033 | 0 | 65475.5558 | 0 | 160473.6835 | 417519.6067 | 284965.7107 | 1274429.9841 | 961560.8286 | 15381354.416 | 15381354.416 | 1478867.319 | 7034262.8363 | 0 | 17617345.2287 | 41511829.7999 | 1333.5214 | 0.017858 | 986521.5035 | 2324545.0558 | 20111.5752 | 47388.9951
1 | 4400 | 707 | 0.02 | 15 | 15 | 7 | 1.7783e-12 | 5spot_SharedNeighbor | Water | Porous | Wet | R245fa | MinimizeLCOE_Brownfield | IgnoreSilica | 2019 | 3.2734 | 0.42275 | 0.0090132 | 4 | 501583.1337 | 1164348.226 | 10225.4506 | 23736.8135 | 88.871 | 0 | 82.4056 | 176719.4285 | 5750.1853 | 175063.6987 | 122419.0163 | 0 | 82003.9922 | 0 | 219162.9652 | 570217.0789 | 389184.8731 | 1740521.2382 | 961560.8286 | 15381354.416 | 15381354.416 | 1478867.319 | 7034262.8363 | 0 | 18083436.4828 | 41977921.0541 | 1778.2794 | 0.036053 | 501583.1337 | 1164348.226 | 10225.4506 | 23736.8135
1 | 4400 | 707 | 0.02 | 15 | 15 | 7 | 2.3714e-12 | 5spot_SharedNeighbor | Water | Porous | Wet | R245fa | MinimizeLCOE_Brownfield | IgnoreSilica | 2019 | 4.4481 | 0.60707 | 0.015531 | 4 | 299593.6506 | 684206.9394 | 6107.6218 | 13948.4839 | 91.6531 | 0 | 64.5366 | 232440.7838 | 7725.7442 | 233327.4739 | 160944.5767 | 0 | 98352.3747 | 0 | 285788.4718 | 743562.9803 | 507497.0127 | 2269639.418 | 961560.8286 | 15381354.416 | 15381354.416 | 1478867.319 | 7034262.8363 | 0 | 18612554.6626 | 42507039.2339 | 2371.3737 | 0.062126 | 299593.6506 | 684206.9394 | 6107.6218 | 13948.4839
1 | 4400 | 707 | 0.02 | 15 | 15 | 7 | 3.1623e-12 | 5spot_SharedNeighbor | Water | Porous | Wet | R245fa | MinimizeLCOE_Brownfield | IgnoreSilica | 2019 | 5.9406 | 0.84322 | 0.024533 | 4 | 196082.3108 | 439575.0588 | 3997.4031 | 8961.3321 | 93.679 | 0 | 66.2642 | 296846.4467 | 10019.7097 | 302999.4568 | 210151.8929 | 0 | 115998.1121 | 0 | 365046.0912 | 949775.0479 | 648240.9861 | 2899077.7436 | 961560.8286 | 15381354.416 | 15381354.416 | 1478867.319 | 7034262.8363 | 0 | 19241992.9882 | 43136477.5595 | 3162.2777 | 0.098132 | 196082.3108 | 439575.0588 | 3997.4031 | 8961.3321
1 | 4400 | 707 | 0.02 | 15 | 15 | 7 | 4.217e-12 | 5spot_SharedNeighbor | Water | Porous | Wet | R245fa | MinimizeLCOE_Brownfield | IgnoreSilica | 2019 | 7.7071 | 1.123 | 0.036372 | 4 | 137035.199 | 301272.9885 | 2793.6479 | 6141.8574 | 95.0557 | 0 | 50.5947 | 366299.0757 | 12493.9784 | 380636.9259 | 268454.3197 | 0 | 132480.0038 | 0 | 452542.0784 | 1177421.6588 | 803614.4757 | 3593942.5164 | 961560.8286 | 15381354.416 | 15381354.416 | 1478867.319 | 7034262.8363 | 0 | 19936857.761 | 43831342.3323 | 4216.965 | 0.14549 | 137035.199 | 301272.9885 | 2793.6479 | 6141.8574
1 | 4400 | 707 | 0.02 | 15 | 15 | 7 | 5.6234e-12 | 5spot_SharedNeighbor | Water | Porous | Wet | R245fa | MinimizeLCOE_Brownfield | IgnoreSilica | 2019 | 10.3723 | 1.5491 | 0.053115 | 4 | 98589.0022 | 211054.6298 | 2009.8702 | 4302.6341 | 96.3844 | 0 | 115.6705 | 463060.1742 | 15948.9212 | 491847.6418 | 356439.0921 | 0 | 158968.2857 | 0 | 579643.0049 | 1508112.1975 | 1029317.5634 | 4603336.8808 | 961560.8286 | 15381354.416 | 15381354.416 | 1478867.319 | 7034262.8363 | 0 | 20946252.1254 | 44840736.6967 | 5623.4133 | 0.21246 | 98589.0022 | 211054.6298 | 2009.8702 | 4302.6341
1 | 4400 | 707 | 0.02 | 15 | 15 | 7 | 7.4989e-12 | 5spot_SharedNeighbor | Water | Porous | Wet | R245fa | MinimizeLCOE_Brownfield | IgnoreSilica | 2019 | 13.4929 | 2.0473 | 0.074696 | 4 | 73802.4993 | 153775.3838 | 1504.5638 | 3134.9192 | 97.2463 | 0 | 78.145 | 566287.3562 | 19624.6955 | 614383.0992 | 459412.0754 | 0 | 183205.2341 | 0 | 718735.8596 | 1870003.2736 | 1276315.659 | 5707967.2526 | 961560.8286 | 15381354.416 | 15381354.416 | 1478867.319 | 7034262.8363 | 0 | 22050882.4972 | 45945367.0685 | 7498.9421 | 0.29878 | 73802.4993 | 153775.3838 | 1504.5638 | 3134.9192
1 | 4400 | 707 | 0.02 | 15 | 15 | 7 | 1e-11 | 5spot_SharedNeighbor | Water | Porous | Wet | R245fa | MinimizeLCOE_Brownfield | IgnoreSilica | 2019 | 17.4487 | 2.6792 | 0.10296 | 4 | 56771.9135 | 114793.1975 | 1157.3722 | 2340.2146 | 97.9047 | 0 | 106.1878 | 686838.0243 | 23908.343 | 761516.9585 | 589644.0571 | 0 | 210121.6521 | 0 | 886091.3236 | 2305427.8618 | 1573501.8875 | 7037050.1078 | 961560.8286 | 15381354.416 | 15381354.416 | 1478867.319 | 7034262.8363 | 0 | 23379965.3524 | 47274449.9237 | 10000 | 0.41182 | 56771.9135 | 114793.1975 | 1157.3722 | 2340.2146
1 | 4400 | 707 | 0.02 | 15 | 15 | 7 | 1.3335e-11 | 5spot_SharedNeighbor | Water | Porous | Wet | R245fa | MinimizeLCOE_Brownfield | IgnoreSilica | 2019 | 22.3649 | 3.4653 | 0.13957 | 4 | 44699.5789 | 87500.7621 | 911.2614 | 1783.8214 | 98.4041 | 0 | 118.4685 | 825529.878 | 28827.5076 | 935191.5552 | 751896.253 | 0 | 238882.7639 | 0 | 1084327.9035 | 2821198.7787 | 1925526.1363 | 8611380.7761 | 961560.8286 | 15381354.416 | 15381354.416 | 1478867.319 | 7034262.8363 | 0 | 24954296.0207 | 48848780.592 | 13335.2143 | 0.55827 | 44699.5789 | 87500.7621 | 911.2614 | 1783.8214
1 | 4400 | 707 | 0.02 | 15 | 15 | 7 | 1.7783e-11 | 5spot_SharedNeighbor | Water | Porous | Wet | R245fa | MinimizeLCOE_Brownfield | IgnoreSilica | 2019 | 28.3649 | 4.4252 | 0.18619 | 4 | 35970.637 | 68054.328 | 733.3101 | 1387.3795 | 98.7835 | 0 | 125.5435 | 982750.7192 | 34391.6821 | 1136918.3769 | 950038.8759 | 0 | 268692.0389 | 0 | 1315388.7603 | 3422371.7309 | 2335839.029 | 10446391.2132 | 961560.8286 | 15381354.416 | 15381354.416 | 1478867.319 | 7034262.8363 | 0 | 26789306.4578 | 50683791.0291 | 17782.7941 | 0.74475 | 35970.637 | 68054.328 | 733.3101 | 1387.3795
1 | 4400 | 707 | 0.02 | 15 | 15 | 7 | 2.3714e-11 | 5spot_SharedNeighbor | Water | Porous | Wet | R245fa | MinimizeLCOE_Brownfield | IgnoreSilica | 2019 | 35.4996 | 5.567 | 0.2442 | 4 | 29563.7024 | 54025.3017 | 602.6961 | 1101.3788 | 99.0715 | 0 | 127.0207 | 1157130.6348 | 40549.1291 | 1365799.9973 | 1185616.073 | 0 | 298162.6559 | 0 | 1578430.8111 | 4106753.1898 | 2802943.4374 | 12535385.9283 | 961560.8286 | 15381354.416 | 15381354.416 | 1478867.319 | 7034262.8363 | 0 | 28878301.1729 | 52772785.7441 | 23713.7371 | 0.97682 | 29563.7024 | 54025.3017 | 602.6961 | 1101.3788
1 | 4400 | 707 | 0.02 | 15 | 15 | 7 | 3.1623e-11 | 5spot_SharedNeighbor | Water | Porous | Wet | R245fa | MinimizeLCOE_Brownfield | IgnoreSilica | 2019 | 43.6897 | 6.8779 | 0.31413 | 4 | 24814.1467 | 43830.259 | 505.8699 | 893.5391 | 99.2887 | 0 | 122.7083 | 1344757.7932 | 47159.1533 | 1617272.6791 | 1455855.0885 | 0 | 325336.3757 | 0 | 1868248.6251 | 4860799.6919 | 3317595.6692 | 14837025.076 | 961560.8286 | 15381354.416 | 15381354.416 | 1478867.319 | 7034262.8363 | 0 | 31179940.3206 | 55074424.8919 | 31622.7766 | 1.2565 | 24814.1467 | 43830.259 | 505.8699 | 893.5391
1 | 4400 | 707 | 0.02 | 15 | 15 | 7 | 4.217e-11 | 5spot_SharedNeighbor | Water | Porous | Wet | R245fa | MinimizeLCOE_Brownfield | IgnoreSilica | 2019 | 52.6102 | 8.3054 | 0.39472 | 4 | 21275.7331 | 36409.4465 | 433.7346 | 742.2558 | 99.4458 | 0 | 122.8342 | 1537419.1877 | 53930.8412 | 1880419.427 | 1750168.056 | 0 | 347238.1178 | 0 | 2171978.4956 | 5651042.5116 | 3856952.6314 | 17249149.2684 | 961560.8286 | 15381354.416 | 15381354.416 | 1478867.319 | 7034262.8363 | 0 | 33592064.513 | 57486549.0843 | 42169.6503 | 1.5789 | 21275.7331 | 36409.4465 | 433.7346 | 742.2558
1 | 4400 | 707 | 0.02 | 15 | 15 | 7 | 5.6234e-11 | 5spot_SharedNeighbor | Water | Porous | Wet | R245fa | MinimizeLCOE_Brownfield | IgnoreSilica | 2019 | 61.7406 | 9.7645 | 0.48245 | 4 | 18639.9779 | 31021.7139 | 380.0012 | 632.4196 | 99.5483 | 0 | 142.9708 | 1724403.4915 | 60485.6714 | 2140197.6185 | 2051238.7869 | 0 | 361170.0255 | 0 | 2471623.2816 | 6430656.7791 | 4389055.3885 | 19628831.0432 | 961560.8286 | 15381354.416 | 15381354.416 | 1478867.319 | 7034262.8363 | 0 | 35971746.2878 | 59866230.8591 | 56234.1325 | 1.9298 | 18639.9779 | 31021.7139 | 380.0012 | 632.4196
1 | 4400 | 707 | 0.02 | 15 | 15 | 7 | 7.4989e-11 | 5spot_SharedNeighbor | Water | Porous | Wet | R245fa | MinimizeLCOE_Brownfield | IgnoreSilica | 2019 | 70.5102 | 11.1622 | 0.57219 | 4 | 16681.1995 | 27121.2127 | 340.0688 | 552.9026 | 99.6029 | 0 | 129.6092 | 1895741.3556 | 66473.8007 | 2381869.7509 | 2340097.595 | 0 | 365943.2798 | 0 | 2749549.055 | 7153762.631 | 4882589.9908 | 21836027.4587 | 961560.8286 | 15381354.416 | 15381354.416 | 1478867.319 | 7034262.8363 | 0 | 38178942.7033 | 62073427.2745 | 74989.4209 | 2.2887 | 16681.1995 | 27121.2127 | 340.0688 | 552.9026
1 | 4400 | 707 | 0.02 | 15 | 15 | 7 | 1e-10 | 5spot_SharedNeighbor | Water | Porous | Wet | R245fa | MinimizeLCOE_Brownfield | IgnoreSilica | 2019 | 78.5003 | 12.431 | 0.65874 | 4 | 15228.5607 | 24296.8624 | 310.4548 | 495.3244 | 99.6208 | 0 | 156.0135 | 2045616.1897 | 71694.6434 | 2596075.9941 | 2602877.5901 | 0 | 362641.4842 | 0 | 2994773.3016 | 7791785.8182 | 5318053.9261 | 23783518.9475 | 961560.8286 | 15381354.416 | 15381354.416 | 1478867.319 | 7034262.8363 | 0 | 40126434.1921 | 64020918.7633 | 100000 | 2.6349 | 15228.5607 | 24296.8624 | 310.4548 | 495.3244
1 | 4400 | 707 | 0.02 | 15 | 15 | 7 | 1.3335e-10 | 5spot_SharedNeighbor | Water | Porous | Wet | R245fa | MinimizeLCOE_Brownfield | IgnoreSilica | 2019 | 85.4212 | 13.5255 | 0.73778 | 4 | 14152.0948 | 22248.8992 | 288.5096 | 453.5739 | 99.6144 | 0 | 156.455 | 2171058.9326 | 76050.1229 | 2777381.4964 | 2830104.9326 | 0 | 353108.5947 | 0 | 3201004.5909 | 8328357.3292 | 5684275.0078 | 25421341.007 | 961560.8286 | 15381354.416 | 15381354.416 | 1478867.319 | 7034262.8363 | 0 | 41764256.2516 | 65658740.8229 | 133352.1432 | 2.9511 | 14152.0948 | 22248.8992 | 288.5096 | 453.5739
1 | 4400 | 707 | 0.02 | 15 | 15 | 7 | 1.7783e-10 | 5spot_SharedNeighbor | Water | Porous | Wet | R245fa | MinimizeLCOE_Brownfield | IgnoreSilica | 2019 | 91.2212 | 14.4388 | 0.80691 | 4 | 13353.9739 | 20757.0262 | 272.2388 | 423.1601 | 99.5948 | 0 | 166.5422 | 2273265.7224 | 79588.0692 | 2926476.3407 | 3020202.6544 | 0 | 340082.5087 | 0 | 3369449.9652 | 8766617.6403 | 5983396.6755 | 26759079.5764 | 961560.8286 | 15381354.416 | 15381354.416 | 1478867.319 | 7034262.8363 | 0 | 43101994.821 | 66996479.3923 | 177827.941 | 3.2277 | 13353.9739 | 20757.0262 | 272.2388 | 423.1601
1 | 4400 | 707 | 0.02 | 15 | 15 | 7 | 2.3714e-10 | 5spot_SharedNeighbor | Water | Porous | Wet | R245fa | MinimizeLCOE_Brownfield | IgnoreSilica | 2019 | 95.9398 | 15.179 | 0.86523 | 4 | 12761.4412 | 19665.5541 | 260.1592 | 400.9089 | 99.5699 | 0 | 157.5432 | 2354554.1784 | 82394.4109 | 3045947.3348 | 3174613.6996 | 0 | 325684.8373 | 0 | 3503445.8398 | 9115247.4196 | 6221343.6635 | 27823231.3839 | 961560.8286 | 15381354.416 | 15381354.416 | 1478867.319 | 7034262.8363 | 0 | 44166146.6285 | 68060631.1997 | 237137.3706 | 3.4609 | 12761.4412 | 19665.5541 | 260.1592 | 400.9089
1 | 4400 | 707 | 0.02 | 15 | 15 | 7 | 3.1623e-10 | 5spot_SharedNeighbor | Water | Porous | Wet | R245fa | MinimizeLCOE_Brownfield | IgnoreSilica | 2019 | 99.6741 | 15.7628 | 0.91292 | 4 | 12320.8091 | 18864.2525 | 251.1764 | 384.5733 | 99.5449 | 0 | 150.159 | 2417746.7729 | 84571.1304 | 3139374.7022 | 3296646.5895 | 0 | 311336.7514 | 0 | 3607373.6191 | 9385646.1828 | 6405896.3755 | 28648592.1236 | 961560.8286 | 15381354.416 | 15381354.416 | 1478867.319 | 7034262.8363 | 0 | 44991507.3682 | 68885991.9395 | 316227.766 | 3.6517 | 12320.8091 | 18864.2525 | 251.1764 | 384.5733
1 | 4400 | 707 | 0.02 | 15 | 15 | 7 | 4.217e-10 | 5spot_SharedNeighbor | Water | Porous | Wet | R245fa | MinimizeLCOE_Brownfield | IgnoreSilica | 2019 | 101.587 | 16.0612 | 0.94673 | 4 | 11979.3969 | 18289.1383 | 244.2162 | 372.8488 | 99.5303 | 0 | 239.8777 | 2449736.9506 | 85671.3291 | 3186857.9446 | 3359098.9276 | 0 | 288904.0943 | 0 | 3654405.006 | 9508012.2041 | 6489413.6994 | 29022100.1556 | 961560.8286 | 15381354.416 | 15381354.416 | 1478867.319 | 7034262.8363 | 0 | 45365015.4002 | 69259499.9714 | 421696.5034 | 3.7869 | 11979.3969 | 18289.1383 | 244.2162 | 372.8488
1 | 4400 | 707 | 0.02 | 15 | 15 | 7 | 5.6234e-10 | 5spot_SharedNeighbor | Water | Porous | Wet | R245fa | MinimizeLCOE_Brownfield | IgnoreSilica | 2019 | 105.2554 | 16.632 | 0.98427 | 4 | 11736.8205 | 17805.9357 | 239.271 | 362.9981 | 99.4993 | 0 | 147.948 | 2510391.8153 | 87754.2011 | 3277229.663 | 3478751.2634 | 0 | 288505.6178 | 0 | 3760626.6987 | 9784379.2593 | 6678039.8934 | 29865678.412 | 961560.8286 | 15381354.416 | 15381354.416 | 1478867.319 | 7034262.8363 | 0 | 46208593.6566 | 70103078.2278 | 562341.3252 | 3.9371 | 11736.8205 | 17805.9357 | 239.271 | 362.9981
1 | 4400 | 707 | 0.02 | 15 | 15 | 7 | 7.4989e-10 | 5spot_SharedNeighbor | Water | Porous | Wet | R245fa | MinimizeLCOE_Brownfield | IgnoreSilica | 2019 | 106.9628 | 16.8971 | 1.0074 | 4 | 11556.7001 | 17486.2678 | 235.599 | 356.4812 | 99.4835 | 0 | 148.9787 | 2538310.859 | 88711.4201 | 3318982.8192 | 3534386.7652 | 0 | 279004.0582 | 0 | 3806164.4095 | 9902859.0417 | 6758904.7794 | 30227324.1523 | 961560.8286 | 15381354.416 | 15381354.416 | 1478867.319 | 7034262.8363 | 0 | 46570239.3969 | 70464723.9682 | 749894.2093 | 4.0297 | 11556.7001 | 17486.2678 | 235.599 | 356.4812
1 | 4400 | 707 | 0.02 | 15 | 15 | 7 | 1e-09 | 5spot_SharedNeighbor | Water | Porous | Wet | R245fa | MinimizeLCOE_Brownfield | IgnoreSilica | 2019 | 108.2781 | 17.1009 | 1.0254 | 4 | 11422.0336 | 17247.8919 | 232.8536 | 351.6216 | 99.4707 | 0 | 156.9758 | 2559685.2378 | 89443.606 | 3351014.4537 | 3577219.1763 | 0 | 271369.5089 | 0 | 3841005.4732 | 9993508.3428 | 6820774.79 | 30504020.5888 | 961560.8286 | 15381354.416 | 15381354.416 | 1478867.319 | 7034262.8363 | 0 | 46846935.8334 | 70741420.4047 | 1000000 | 4.1015 | 11422.0336 | 17247.8919 | 232.8536 | 351.6216
1 | 4400 | 707 | 0.02 | 15 | 15 | 7 | 1.3335e-09 | 5spot_SharedNeighbor | Water | Porous | Wet | R245fa | MinimizeLCOE_Brownfield | IgnoreSilica | 2019 | 109.2675 | 17.2542 | 1.039 | 4 | 11321.2745 | 17070.4188 | 230.7995 | 348.0036 | 99.4607 | 0 | 139.8692 | 2575689.7309 | 89991.4716 | 3375036.5371 | 3609427.1504 | 0 | 265204.2503 | 0 | 3866986.1647 | 10061104.7726 | 6866910.7423 | 30710350.8197 | 961560.8286 | 15381354.416 | 15381354.416 | 1478867.319 | 7034262.8363 | 0 | 47053266.0643 | 70947750.6356 | 1333521.4322 | 4.1562 | 11321.2745 | 17070.4188 | 230.7995 | 348.0036
1 | 4400 | 707 | 0.02 | 15 | 15 | 7 | 1.7783e-09 | 5spot_SharedNeighbor | Water | Porous | Wet | R245fa | MinimizeLCOE_Brownfield | IgnoreSilica | 2019 | 110.0102 | 17.3691 | 1.0494 | 4 | 11245.8419 | 16938.0769 | 229.2617 | 345.3056 | 99.453 | 0 | 136.8372 | 2587661.7994 | 90401.0878 | 3393027.3448 | 3633596.7839 | 0 | 260312.2388 | 0 | 3886349.7094 | 10111484.7438 | 6901296.1079 | 30864129.8158 | 961560.8286 | 15381354.416 | 15381354.416 | 1478867.319 | 7034262.8363 | 0 | 47207045.0604 | 71101529.6316 | 1778279.41 | 4.1977 | 11245.8419 | 16938.0769 | 229.2617 | 345.3056
1 | 4400 | 707 | 0.02 | 15 | 15 | 7 | 2.3714e-09 | 5spot_SharedNeighbor | Water | Porous | Wet | R245fa | MinimizeLCOE_Brownfield | IgnoreSilica | 2019 | 110.5755 | 17.4565 | 1.0573 | 4 | 11189.3455 | 16839.0132 | 228.1099 | 343.2861 | 99.4471 | 0 | 146.4713 | 2596749.4013 | 90711.8926 | 3406695.7142 | 3651987.0181 | 0 | 256545.7053 | 0 | 3901048.9953 | 10149729.2706 | 6927398.7833 | 30980866.7807 | 961560.8286 | 15381354.416 | 15381354.416 | 1478867.319 | 7034262.8363 | 0 | 47323782.0253 | 71218266.5965 | 2371373.7057 | 4.2294 | 11189.3455 | 16839.0132 | 228.1099 | 343.2861
1 | 4400 | 707 | 0.02 | 15 | 15 | 7 | 3.1623e-09 | 5spot_SharedNeighbor | Water | Porous | Wet | R245fa | MinimizeLCOE_Brownfield | IgnoreSilica | 2019 | 110.9971 | 17.5216 | 1.0633 | 4 | 11147.0183 | 16765.0371 | 227.247 | 341.778 | 99.4426 | 0 | 142.3015 | 2603512.9775 | 90943.1446 | 3416875.4305 | 3665698.8911 | 0 | 253610.1912 | 0 | 3911949.8476 | 10178091.0522 | 6946756.282 | 31067437.8166 | 961560.8286 | 15381354.416 | 15381354.416 | 1478867.319 | 7034262.8363 | 0 | 47410353.0612 | 71304837.6324 | 3162277.6602 | 4.2532 | 11147.0183 | 16765.0371 | 227.247 | 341.778
1 | 4400 | 707 | 0.02 | 15 | 15 | 7 | 4.217e-09 | 5spot_SharedNeighbor | Water | Porous | Wet | R245fa | MinimizeLCOE_Brownfield | IgnoreSilica | 2019 | 111.3138 | 17.5706 | 1.0678 | 4 | 11115.299 | 16709.6791 | 226.6004 | 340.6494 | 99.4392 | 0 | 140.2155 | 2608587.1313 | 91116.5952 | 3424516.2653 | 3675999.6167 | 0 | 251359.6755 | 0 | 3920115.9208 | 10199337.4995 | 6961257.4188 | 31132290.1232 | 961560.8286 | 15381354.416 | 15381354.416 | 1478867.319 | 7034262.8363 | 0 | 47475205.3678 | 71369689.939 | 4216965.0343 | 4.2712 | 11115.299 | 16709.6791 | 226.6004 | 340.6494
1 | 4400 | 707 | 0.02 | 15 | 15 | 7 | 5.6234e-09 | 5spot_SharedNeighbor | Water | Porous | Wet | R245fa | MinimizeLCOE_Brownfield | IgnoreSilica | 2019 | 107.7565 | 17.02 | 1.0501 | 4 | 11086.3583 | 16775.0667 | 226.0104 | 341.9824 | 99.4755 | 0 | 133.6754 | 2551206.7863 | 89153.0493 | 3338311.4447 | 3560228.0311 | 0 | 219265.4293 | 0 | 3805684.2489 | 9901609.7624 | 6758052.1205 | 30223510.8724 | 961560.8286 | 15381354.416 | 15381354.416 | 1478867.319 | 7034262.8363 | 0 | 46566426.117 | 70460910.6883 | 5623413.2519 | 4.2003 | 11086.3583 | 16775.0667 | 226.0104 | 341.9824
1 | 4400 | 707 | 0.02 | 15 | 15 | 7 | 7.4989e-09 | 5spot_SharedNeighbor | Water | Porous | Wet | R245fa | MinimizeLCOE_Brownfield | IgnoreSilica | 2019 | 111.7398 | 17.6364 | 1.0738 | 4 | 11073.7039 | 16636.9063 | 225.7524 | 339.1658 | 99.4346 | 0 | 142.2718 | 2615401.9103 | 91349.4942 | 3434783.34 | 3689852.4941 | 0 | 248413.5209 | 0 | 3931122.2962 | 10227973.8307 | 6980802.3033 | 31219699.1896 | 961560.8286 | 15381354.416 | 15381354.416 | 1478867.319 | 7034262.8363 | 0 | 47562614.4342 | 71457099.0055 | 7498942.0933 | 4.2951 | 11073.7039 | 16636.9063 | 225.7524 | 339.1658
1 | 4400 | 707 | 0.02 | 15 | 15 | 7 | 1e-08 | 5spot_SharedNeighbor | Water | Porous | Wet | R245fa | MinimizeLCOE_Brownfield | IgnoreSilica | 2019 | 109.4501 | 17.2824 | 1.0628 | 4 | 11050.7512 | 16671.5999 | 225.2845 | 339.8731 | 99.4586 | 0 | 154.4926 | 2578626.7905 | 90091.8584 | 3379454.4873 | 3615365.367 | 0 | 227267.1013 | 0 | 3857414.1858 | 10036200.447 | 6849913.0283 | 30634333.2656 | 961560.8286 | 15381354.416 | 15381354.416 | 1478867.319 | 7034262.8363 | 0 | 46977248.5102 | 70871733.0815 | 10000000 | 4.251 | 11050.7512 | 16671.5999 | 225.2845 | 339.8731
1 | 4500 | 707 | 0.02 | 15 | 15 | 7 | 1e-13 | 5spot_SharedNeighbor | Water | Porous | Wet | R245fa | MinimizeLCOE_Brownfield | IgnoreSilica | 2019 | 0 | 0 | 0 | 0 |  |  |  |  | 15 |  | 18.9612 | [19 empty] | 100 | 0
1 | 4500 | 707 | 0.02 | 15 | 15 | 7 | 1.3335e-13 | 5spot_SharedNeighbor | Water | Porous | Wet | R245fa | MinimizeLCOE_Brownfield | IgnoreSilica | 2019 | 0 | 0 | 0 | 0 |  |  |  |  | 15 |  | 23.6016 | [19 empty] | 133.3521 | 0
1 | 4500 | 707 | 0.02 | 15 | 15 | 7 | 1.7783e-13 | 5spot_SharedNeighbor | Water | Porous | Wet | R245fa | MinimizeLCOE_Brownfield | IgnoreSilica | 2019 | 0 | 0 | 0 | 0 |  |  |  |  | 15 |  | 22.2888 | [19 empty] | 177.8279 | 0
1 | 4500 | 707 | 0.02 | 15 | 15 | 7 | 2.3714e-13 | 5spot_SharedNeighbor | Water | Porous | Wet | R245fa | MinimizeLCOE_Brownfield | IgnoreSilica | 2019 | 0 | 0 | 0 | 0 |  |  |  |  | 15 |  | 23.2421 | [19 empty] | 237.1374 | 0
1 | 4500 | 707 | 0.02 | 15 | 15 | 7 | 3.1623e-13 | 5spot_SharedNeighbor | Water | Porous | Wet | R245fa | MinimizeLCOE_Brownfield | IgnoreSilica | 2019 | 0 | 0 | 0 | 0 |  |  |  |  | 15 |  | 22.746 | [19 empty] | 316.2278 | 0
1 | 4500 | 707 | 0.02 | 15 | 15 | 7 | 4.217e-13 | 5spot_SharedNeighbor | Water | Porous | Wet | R245fa | MinimizeLCOE_Brownfield | IgnoreSilica | 2019 | 0 | 0 | 0 | 0 |  |  |  |  | 15 |  | 25.1316 | [19 empty] | 421.6965 | 0
1 | 4500 | 707 | 0.02 | 15 | 15 | 7 | 5.6234e-13 | 5spot_SharedNeighbor | Water | Porous | Wet | R245fa | MinimizeLCOE_Brownfield | IgnoreSilica | 2019 | 0 | 0 | 0 | 0 |  |  |  |  | 15 |  | 25.9805 | [19 empty] | 562.3413 | 0
1 | 4500 | 707 | 0.02 | 15 | 15 | 7 | 7.4989e-13 | 5spot_SharedNeighbor | Water | Porous | Wet | R245fa | MinimizeLCOE_Brownfield | IgnoreSilica | 2019 | 0 | 0 | 0 | 0 |  |  |  |  | 15 |  | 27.4523 | [19 empty] | 749.8942 | 0
1 | 4500 | 707 | 0.02 | 15 | 15 | 7 | 1e-12 | 5spot_SharedNeighbor | Water | Porous | Wet | R245fa | MinimizeLCOE_Brownfield | IgnoreSilica | 2019 | 1.6 | 0.17155 | 0.0021004 | 4 | 2109155.7028 | 5030519.2813 | 42997.9918 | 102553.9398 | 80.1517 | 0 | 32.388 | 87490.7617 | 2659.9785 | 85680.8123 | 68631.2423 | 0 | 50422.7905 | 0 | 115005.3782 | 299220.4033 | 204224.0737 | 913335.4405 | 961560.8286 | 15845322.9242 | 15845322.9242 | 1478867.319 | 7219850.2396 | 0 | 17720219.1933 | 42264259.6761 | 1000 | 0.0084016 | 2109155.7028 | 5030519.2813 | 42997.9918 | 102553.9398
1 | 4500 | 707 | 0.02 | 15 | 15 | 7 | 1.3335e-12 | 5spot_SharedNeighbor | Water | Porous | Wet | R245fa | MinimizeLCOE_Brownfield | IgnoreSilica | 2019 | 2.5655 | 0.32154 | 0.0056868 | 4 | 801873.7773 | 1880870.4081 | 16347.2816 | 38344.0873 | 87.4023 | 0 | 415.7362 | 144391.5578 | 4641.4876 | 140809.2475 | 100167.3857 | 0 | 72792.7343 | 0 | 180492.941 | 469605.6083 | 320515.4771 | 1433416.4394 | 961560.8286 | 15845322.9242 | 15845322.9242 | 1478867.319 | 7219850.2396 | 0 | 18240300.1922 | 42784340.675 | 1333.5214 | 0.022747 | 801873.7773 | 1880870.4081 | 16347.2816 | 38344.0873
1 | 4500 | 707 | 0.02 | 15 | 15 | 7 | 1.7783e-12 | 5spot_SharedNeighbor | Water | Porous | Wet | R245fa | MinimizeLCOE_Brownfield | IgnoreSilica | 2019 | 3.5512 | 0.4796 | 0.011003 | 4 | 425364.4724 | 983021.4217 | 8671.6301 | 20040.2213 | 91.1173 | 0 | 68.4503 | 196516.3953 | 6498.2878 | 193314.8481 | 132834.4036 | 0 | 88995.0643 | 0 | 241082.0096 | 627245.9363 | 428108.2402 | 1914595.1852 | 961560.8286 | 15845322.9242 | 15845322.9242 | 1478867.319 | 7219850.2396 | 0 | 18721478.938 | 43265519.4208 | 1778.2794 | 0.044013 | 425364.4724 | 983021.4217 | 8671.6301 | 20040.2213
1 | 4500 | 707 | 0.02 | 15 | 15 | 7 | 2.3714e-12 | 5spot_SharedNeighbor | Water | Porous | Wet | R245fa | MinimizeLCOE_Brownfield | IgnoreSilica | 2019 | 4.8009 | 0.68282 | 0.018554 | 4 | 259929.7788 | 590640.5914 | 5299.0201 | 12041.0074 | 93.7826 | 0 | 42.7742 | 256561.2042 | 8657.2219 | 255917.0025 | 174609.9945 | 0 | 106278.0399 | 0 | 312789.1506 | 813813.2079 | 555444.2366 | 2484070.0581 | 961560.8286 | 15845322.9242 | 15845322.9242 | 1478867.319 | 7219850.2396 | 0 | 19290953.8109 | 43834994.2937 | 2371.3737 | 0.074216 | 259929.7788 | 590640.5914 | 5299.0201 | 12041.0074
1 | 4500 | 707 | 0.02 | 15 | 15 | 7 | 3.1623e-12 | 5spot_SharedNeighbor | Water | Porous | Wet | R245fa | MinimizeLCOE_Brownfield | IgnoreSilica | 2019 | 6.4035 | 0.94499 | 0.028888 | 4 | 172860.8642 | 385268.2924 | 3524.0025 | 7854.2153 | 95.7419 | 0 | 61.3395 | 326525.3908 | 11181.704 | 331386.6836 | 228199.7238 | 0 | 125381.4982 | 0 | 398843.2502 | 1037708.3229 | 708257.2532 | 3167483.8267 | 961560.8286 | 15845322.9242 | 15845322.9242 | 1478867.319 | 7219850.2396 | 0 | 19974367.5795 | 44518408.0623 | 3162.2777 | 0.11555 | 172860.8642 | 385268.2924 | 3524.0025 | 7854.2153
1 | 4500 | 707 | 0.02 | 15 | 15 | 7 | 4.217e-12 | 5spot_SharedNeighbor | Water | Porous | Wet | R245fa | MinimizeLCOE_Brownfield | IgnoreSilica | 2019 | 8.284 | 1.2522 | 0.042418 | 4 | 122116.9371 | 266773.8792 | 2489.5189 | 5438.5464 | 97.0362 | 0 | 90.8404 | 401139.3403 | 13869.7079 | 414661.7667 | 290959.5657 | 0 | 142675.5853 | 0 | 492689.3267 | 1281876.5636 | 874907.0946 | 3912778.9506 | 961560.8286 | 15845322.9242 | 15845322.9242 | 1478867.319 | 7219850.2396 | 0 | 20719662.7035 | 45263703.1863 | 4216.965 | 0.16967 | 122116.9371 | 266773.8792 | 2489.5189 | 5438.5464
1 | 4500 | 707 | 0.02 | 15 | 15 | 7 | 5.6234e-12 | 5spot_SharedNeighbor | Water | Porous | Wet | R245fa | MinimizeLCOE_Brownfield | IgnoreSilica | 2019 | 11.1345 | 1.7241 | 0.061611 | 4 | 88515.6595 | 188107.7053 | 1804.5114 | 3834.83 | 98.3691 | 0 | 94.5604 | 506358.4907 | 17675.592 | 535026.834 | 386322.4436 | 0 | 171348.2957 | 0 | 630525.3458 | 1640497.6114 | 1119673.3286 | 5007427.9418 | 961560.8286 | 15845322.9242 | 15845322.9242 | 1478867.319 | 7219850.2396 | 0 | 21814311.6947 | 46358352.1775 | 5623.4133 | 0.24645 | 88515.6595 | 188107.7053 | 1804.5114 | 3834.83
1 | 4500 | 707 | 0.02 | 15 | 15 | 7 | 7.4989e-12 | 5spot_SharedNeighbor | Water | Porous | Wet | R245fa | MinimizeLCOE_Brownfield | IgnoreSilica | 2019 | 14.4797 | 2.2763 | 0.086282 | 4 | 66682.8776 | 137798.7195 | 1359.4207 | 2809.2133 | 99.2096 | 0 | 108.2266 | 618664.0873 | 21723.568 | 667767.1809 | 498326.5622 | 0 | 197622.6199 | 0 | 781600.5671 | 2033564.3474 | 1387949.4526 | 6207218.3854 | 961560.8286 | 15845322.9242 | 15845322.9242 | 1478867.319 | 7219850.2396 | 0 | 23014102.1383 | 47558142.6211 | 7498.9421 | 0.34513 | 66682.8776 | 137798.7195 | 1359.4207 | 2809.2133
1 | 4500 | 707 | 0.02 | 15 | 15 | 7 | 1e-11 | 5spot_SharedNeighbor | Water | Porous | Wet | R245fa | MinimizeLCOE_Brownfield | IgnoreSilica | 2019 | 18.6667 | 2.9678 | 0.11846 | 4 | 51575.179 | 103372.0424 | 1051.4298 | 2107.3789 | 99.8453 | 0 | 90.7758 | 748299.9653 | 26385.796 | 825244.8387 | 638296.1614 | 0 | 225927.6525 | 0 | 961020.2214 | 2500377.4838 | 1706559.0103 | 7632111.1295 | 961560.8286 | 15845322.9242 | 15845322.9242 | 1478867.319 | 7219850.2396 | 0 | 24438994.8824 | 48983035.3652 | 10000 | 0.47385 | 51575.179 | 103372.0424 | 1051.4298 | 2107.3789
1 | 4500 | 707 | 0.02 | 15 | 15 | 7 | 1.3335e-11 | 5spot_SharedNeighbor | Water | Porous | Wet | R245fa | MinimizeLCOE_Brownfield | IgnoreSilica | 2019 | 23.8944 | 3.8318 | 0.16008 | 4 | 40816.2661 | 79146.508 | 832.0948 | 1613.5086 | 100.3319 | 0 | 109.488 | 898228.5992 | 31766.8169 | 1012051.6034 | 813323.4321 | 0 | 256664.1374 | 0 | 1174693.4898 | 3056311.4976 | 2085995.398 | 9329034.9745 | 961560.8286 | 15845322.9242 | 15845322.9242 | 1478867.319 | 7219850.2396 | 0 | 26135918.7274 | 50679959.2102 | 13335.2143 | 0.64033 | 40816.2661 | 79146.508 | 832.0948 | 1613.5086
1 | 4500 | 707 | 0.02 | 15 | 15 | 7 | 1.7783e-11 | 5spot_SharedNeighbor | Water | Porous | Wet | R245fa | MinimizeLCOE_Brownfield | IgnoreSilica | 2019 | 30.2332 | 4.8801 | 0.21285 | 4 | 33005.2283 | 61832.573 | 672.8562 | 1260.5406 | 100.7007 | 0 | 108.7118 | 1067227.1275 | 37818.658 | 1227721.8385 | 1025698.1997 | 0 | 288077.8103 | 0 | 1422152.0173 | 3700147.8254 | 2525426.9213 | 11294270.398 | 961560.8286 | 15845322.9242 | 15845322.9242 | 1478867.319 | 7219850.2396 | 0 | 28101154.1508 | 52645194.6336 | 17782.7941 | 0.85142 | 33005.2283 | 61832.573 | 672.8562 | 1260.5406
1 | 4500 | 707 | 0.02 | 15 | 15 | 7 | 2.3714e-11 | 5spot_SharedNeighbor | Water | Porous | Wet | R245fa | MinimizeLCOE_Brownfield | IgnoreSilica | 2019 | 37.7117 | 6.1173 | 0.27814 | 4 | 27254.3039 | 49315.5168 | 555.6158 | 1005.3635 | 100.9802 | 0 | 116.5731 | 1253412.8737 | 44470.6786 | 1470668.446 | 1276295.9817 | 0 | 318595.8064 | 0 | 1701743.0767 | 4427586.41 | 3021918.7026 | 13514691.9757 | 961560.8286 | 15845322.9242 | 15845322.9242 | 1478867.319 | 7219850.2396 | 0 | 30321575.7285 | 54865616.2113 | 23713.7371 | 1.1125 | 27254.3039 | 49315.5168 | 555.6158 | 1005.3635
1 | 4500 | 707 | 0.02 | 15 | 15 | 7 | 3.1623e-11 | 5spot_SharedNeighbor | Water | Porous | Wet | R245fa | MinimizeLCOE_Brownfield | IgnoreSilica | 2019 | 46.2159 | 7.5244 | 0.35618 | 4 | 22983.5935 | 40210.6542 | 468.5516 | 819.7486 | 101.1897 | 0 | 140.9583 | 1452092.8226 | 51551.7993 | 1735299.0493 | 1561039.1336 | 0 | 346094.0961 | 0 | 2006969.9914 | 5221724.2313 | 3563934.0836 | 15938705.2072 | 961560.8286 | 15845322.9242 | 15845322.9242 | 1478867.319 | 7219850.2396 | 0 | 32745588.9601 | 57289629.4429 | 31622.7766 | 1.4247 | 22983.5935 | 40210.6542 | 468.5516 | 819.7486
1 | 4500 | 707 | 0.02 | 15 | 15 | 7 | 4.217e-11 | 5spot_SharedNeighbor | Water | Porous | Wet | R245fa | MinimizeLCOE_Brownfield | IgnoreSilica | 2019 | 55.3681 | 9.0379 | 0.44515 | 4 | 19799.876 | 33584.0195 | 403.6473 | 684.6557 | 101.338 | 0 | 117.4827 | 1653888.2229 | 58726.1166 | 2009105.3462 | 1867392.0912 | 0 | 367380.6195 | 0 | 2323032.0346 | 6044052.8347 | 4125190.2525 | 18448767.5183 | 961560.8286 | 15845322.9242 | 15845322.9242 | 1478867.319 | 7219850.2396 | 0 | 35255651.2712 | 59799691.754 | 42169.6503 | 1.7806 | 19799.876 | 33584.0195 | 403.6473 | 684.6557
1 | 4500 | 707 | 0.02 | 15 | 15 | 7 | 5.6234e-11 | 5spot_SharedNeighbor | Water | Porous | Wet | R245fa | MinimizeLCOE_Brownfield | IgnoreSilica | 2019 | 64.6124 | 10.5639 | 0.54077 | 4 | 17428.5227 | 28775.4001 | 355.304 | 586.6255 | 101.4303 | 0 | 130.3898 | 1847353.3322 | 65584.5322 | 2276027.9731 | 2176591.835 | 0 | 379823.1015 | 0 | 2630698.5018 | 6844537.8713 | 4671537.7383 | 20892154.8854 | 961560.8286 | 15845322.9242 | 15845322.9242 | 1478867.319 | 7219850.2396 | 0 | 37699038.6382 | 62243079.121 | 56234.1325 | 2.1631 | 17428.5227 | 28775.4001 | 355.304 | 586.6255
1 | 4500 | 707 | 0.02 | 15 | 15 | 7 | 7.4989e-11 | 5spot_SharedNeighbor | Water | Porous | Wet | R245fa | MinimizeLCOE_Brownfield | IgnoreSilica | 2019 | 73.4092 | 12.0114 | 0.63742 | 4 | 15666.5932 | 25292.9228 | 319.3847 | 515.6304 | 101.4746 | 0 | 147.5062 | 2023150.1377 | 71796.0925 | 2522202.9131 | 2470438.5802 | 0 | 382864.1656 | 0 | 2913476.2367 | 7580267.5318 | 5173688.3494 | 23137884.007 | 961560.8286 | 15845322.9242 | 15845322.9242 | 1478867.319 | 7219850.2396 | 0 | 39944767.7599 | 64488808.2427 | 74989.4209 | 2.5497 | 15666.5932 | 25292.9228 | 319.3847 | 515.6304
1 | 4500 | 707 | 0.02 | 15 | 15 | 7 | 1e-10 | 5spot_SharedNeighbor | Water | Porous | Wet | R245fa | MinimizeLCOE_Brownfield | IgnoreSilica | 2019 | 81.3191 | 13.3076 | 0.72946 | 4 | 14359.8599 | 22771.6109 | 292.7452 | 464.2301 | 101.4831 | 0 | 140.0564 | 2175052.1937 | 77144.5617 | 2737679.594 | 2734203.9906 | 0 | 377520.8601 | 0 | 3159624.468 | 8220694.7378 | 5610793.0769 | 25092713.4828 | 961560.8286 | 15845322.9242 | 15845322.9242 | 1478867.319 | 7219850.2396 | 0 | 41899597.2357 | 66443637.7185 | 100000 | 2.9178 | 14359.8599 | 22771.6109 | 292.7452 | 464.2301
1 | 4500 | 707 | 0.02 | 15 | 15 | 7 | 1.3335e-10 | 5spot_SharedNeighbor | Water | Porous | Wet | R245fa | MinimizeLCOE_Brownfield | IgnoreSilica | 2019 | 88.1324 | 14.4191 | 0.81276 | 4 | 13391.1571 | 20940.7777 | 272.9969 | 426.9061 | 101.4692 | 0 | 142.4995 | 2301597.7109 | 81584.9242 | 2919154.7952 | 2960975.2275 | 0 | 366321.5567 | 0 | 3365557.3436 | 8756489.8374 | 5976484.2419 | 26728165.6374 | 961560.8286 | 15845322.9242 | 15845322.9242 | 1478867.319 | 7219850.2396 | 0 | 43535049.3902 | 68079089.873 | 133352.1432 | 3.251 | 13391.1571 | 20940.7777 | 272.9969 | 426.9061
1 | 4500 | 707 | 0.02 | 15 | 15 | 7 | 1.7783e-10 | 5spot_SharedNeighbor | Water | Porous | Wet | R245fa | MinimizeLCOE_Brownfield | IgnoreSilica | 2019 | 93.7887 | 15.3377 | 0.88494 | 4 | 12672.524 | 19606.3041 | 258.3465 | 399.701 | 101.4439 | 0 | 141.385 | 2403822.0933 | 85160.5942 | 3067073.1894 | 3148891.3547 | 0 | 351797.4472 | 0 | 3532130.4247 | 9189878.8255 | 6272281.1316 | 28051035.0606 | 961560.8286 | 15845322.9242 | 15845322.9242 | 1478867.319 | 7219850.2396 | 0 | 44857918.8134 | 69401959.2962 | 177827.941 | 3.5398 | 12672.524 | 19606.3041 | 258.3465 | 399.701
1 | 4500 | 707 | 0.02 | 15 | 15 | 7 | 2.3714e-10 | 5spot_SharedNeighbor | Water | Porous | Wet | R245fa | MinimizeLCOE_Brownfield | IgnoreSilica | 2019 | 98.3707 | 16.0789 | 0.94545 | 4 | 12138.6582 | 18628.6999 | 247.463 | 379.7712 | 101.4151 | 0 | 165.0494 | 2484839.0993 | 87986.7033 | 3185154.9536 | 3300866.2322 | 0 | 336281.4098 | 0 | 3664100.0753 | 9533236.7856 | 6506629.9946 | 29099095.2536 | 961560.8286 | 15845322.9242 | 15845322.9242 | 1478867.319 | 7219850.2396 | 0 | 45905979.0064 | 70450019.4892 | 237137.3706 | 3.7818 | 12138.6582 | 18628.6999 | 247.463 | 379.7712
1 | 4500 | 707 | 0.02 | 15 | 15 | 7 | 3.1623e-10 | 5spot_SharedNeighbor | Water | Porous | Wet | R245fa | MinimizeLCOE_Brownfield | IgnoreSilica | 2019 | 101.9936 | 16.663 | 0.99474 | 4 | 11741.4019 | 17909.857 | 239.3644 | 365.1167 | 101.3872 | 0 | 145.0262 | 2547802.6865 | 90178.0284 | 3277450.2346 | 3420859.2252 | 0 | 321199.1057 | 0 | 3766420.8194 | 9799454.3728 | 6688328.9681 | 29911693.4407 | 961560.8286 | 15845322.9242 | 15845322.9242 | 1478867.319 | 7219850.2396 | 0 | 46718577.1935 | 71262617.6763 | 316227.766 | 3.979 | 11741.4019 | 17909.857 | 239.3644 | 365.1167
1 | 4500 | 707 | 0.02 | 15 | 15 | 7 | 4.217e-10 | 5spot_SharedNeighbor | Water | Porous | Wet | R245fa | MinimizeLCOE_Brownfield | IgnoreSilica | 2019 | 104.8144 | 17.1165 | 1.0341 | 4 | 11445.3259 | 17379.1985 | 233.3284 | 354.2985 | 101.3626 | 0 | 162.7546 | 2596176.9025 | 91858.4738 | 3348676.0507 | 3514180.6392 | 0 | 307506.7289 | 0 | 3844775.5301 | 10003317.2574 | 6827469.5758 | 30533961.1584 | 961560.8286 | 15845322.9242 | 15845322.9242 | 1478867.319 | 7219850.2396 | 0 | 47340844.9112 | 71884885.394 | 421696.5034 | 4.1363 | 11445.3259 | 17379.1985 | 233.3284 | 354.2985
1 | 4500 | 707 | 0.02 | 15 | 15 | 7 | 5.6234e-10 | 5spot_SharedNeighbor | Water | Porous | Wet | R245fa | MinimizeLCOE_Brownfield | IgnoreSilica | 2019 | 107.4085 | 17.5325 | 1.0683 | 4 | 11213.007 | 16956.4669 | 228.5923 | 345.6805 | 101.3378 | 0 | 170.2433 | 2640173.6837 | 93384.4622 | 3413695.3529 | 3599914.4258 | 0 | 297427.857 | 0 | 3917392.3548 | 10192251.3395 | 6956420.969 | 31110660.4447 | 961560.8286 | 15845322.9242 | 15845322.9242 | 1478867.319 | 7219850.2396 | 0 | 47917544.1975 | 72461584.6803 | 562341.3252 | 4.2734 | 11213.007 | 16956.4669 | 228.5923 | 345.6805
1 | 4500 | 707 | 0.02 | 15 | 15 | 7 | 7.4989e-10 | 5spot_SharedNeighbor | Water | Porous | Wet | R245fa | MinimizeLCOE_Brownfield | IgnoreSilica | 2019 | 109.048 | 17.7949 | 1.092 | 4 | 11050.4624 | 16669.3577 | 225.2786 | 339.8274 | 101.3211 | 0 | 157.8485 | 2667739.0106 | 94339.2833 | 3454551.9019 | 3654056.2849 | 0 | 287643.2914 | 0 | 3961748.6112 | 10307657.2199 | 7035187.8537 | 31462923.457 | 961560.8286 | 15845322.9242 | 15845322.9242 | 1478867.319 | 7219850.2396 | 0 | 48269807.2098 | 72813847.6926 | 749894.2093 | 4.3681 | 11050.4624 | 16669.3577 | 225.2786 | 339.8274
1 | 4500 | 707 | 0.02 | 15 | 15 | 7 | 1e-09 | 5spot_SharedNeighbor | Water | Porous | Wet | R245fa | MinimizeLCOE_Brownfield | IgnoreSilica | 2019 | 110.3003 | 17.9951 | 1.1103 | 4 | 10928.8994 | 16455.4275 | 222.8004 | 335.4661 | 101.3077 | 0 | 141.9462 | 2688669.6615 | 95063.6491 | 3485635.9439 | 3695385.7399 | 0 | 279740.3913 | 0 | 3995353.2004 | 10395089.4679 | 7094862.1596 | 31729800.2136 | 961560.8286 | 15845322.9242 | 15845322.9242 | 1478867.319 | 7219850.2396 | 0 | 48536683.9665 | 73080724.4493 | 1000000 | 4.4411 | 10928.8994 | 16455.4275 | 222.8004 | 335.4661
1 | 4500 | 707 | 0.02 | 15 | 15 | 7 | 1.3335e-09 | 5spot_SharedNeighbor | Water | Porous | Wet | R245fa | MinimizeLCOE_Brownfield | IgnoreSilica | 2019 | 111.2601 | 18.1483 | 1.1243 | 4 | 10837.9226 | 16295.5544 | 220.9457 | 332.2069 | 101.2972 | 0 | 156.6538 | 2704640.1844 | 95615.9788 | 3509389.4175 | 3727048.6716 | 0 | 273530.3811 | 0 | 4020987.607 | 10461784.9355 | 7140383.1866 | 31933380.3624 | 961560.8286 | 15845322.9242 | 15845322.9242 | 1478867.319 | 7219850.2396 | 0 | 48740264.1153 | 73284304.5981 | 1333521.4322 | 4.4972 | 10837.9226 | 16295.5544 | 220.9457 | 332.2069
1 | 4500 | 707 | 0.02 | 15 | 15 | 7 | 1.7783e-09 | 5spot_SharedNeighbor | Water | Porous | Wet | R245fa | MinimizeLCOE_Brownfield | IgnoreSilica | 2019 | 111.9787 | 18.263 | 1.1349 | 4 | 10769.801 | 16176.3468 | 219.557 | 329.7767 | 101.2891 | 0 | 136.1104 | 2716557.7671 | 96027.9247 | 3527135.0804 | 3750748.7033 | 0 | 268602.0146 | 0 | 4040037.8811 | 10511349.841 | 7174212.2531 | 32084671.4652 | 961560.8286 | 15845322.9242 | 15845322.9242 | 1478867.319 | 7219850.2396 | 0 | 48891555.2181 | 73435595.7009 | 1778279.41 | 4.5397 | 10769.801 | 16176.3468 | 219.557 | 329.7767
1 | 4500 | 707 | 0.02 | 15 | 15 | 7 | 2.3714e-09 | 5spot_SharedNeighbor | Water | Porous | Wet | R245fa | MinimizeLCOE_Brownfield | IgnoreSilica | 2019 | 112.5124 | 18.348 | 1.1429 | 4 | 10718.7732 | 16087.4629 | 218.5167 | 327.9647 | 101.283 | 0 | 135.9395 | 2725384.3297 | 96332.9057 | 3540289.3274 | 3768341.793 | 0 | 264711.1238 | 0 | 4054073.197 | 10547866.8539 | 7199135.8648 | 32196135.3953 | 961560.8286 | 15845322.9242 | 15845322.9242 | 1478867.319 | 7219850.2396 | 0 | 49003019.1482 | 73547059.631 | 2371373.7057 | 4.5717 | 10718.7732 | 16087.4629 | 218.5167 | 327.9647
1 | 4500 | 707 | 0.02 | 15 | 15 | 7 | 3.1623e-09 | 5spot_SharedNeighbor | Water | Porous | Wet | R245fa | MinimizeLCOE_Brownfield | IgnoreSilica | 2019 | 112.9191 | 18.4129 | 1.149 | 4 | 10680.5389 | 16020.8255 | 217.7372 | 326.6062 | 101.2783 | 0 | 148.1522 | 2732099.5055 | 96564.8645 | 3550303.3414 | 3781749.2663 | 0 | 261755.3892 | 0 | 4064764.2231 | 10575682.7106 | 7218120.7585 | 32281040.059 | 961560.8286 | 15845322.9242 | 15845322.9242 | 1478867.319 | 7219850.2396 | 0 | 49087923.8119 | 73631964.2947 | 3162277.6602 | 4.596 | 10680.5389 | 16020.8255 | 217.7372 | 326.6062
1 | 4500 | 707 | 0.02 | 15 | 15 | 7 | 4.217e-09 | 5spot_SharedNeighbor | Water | Porous | Wet | R245fa | MinimizeLCOE_Brownfield | IgnoreSilica | 2019 | 113.224 | 18.4614 | 1.1536 | 4 | 10651.8846 | 15970.9715 | 217.1531 | 325.5899 | 101.2748 | 0 | 149.2965 | 2737125.581 | 96738.4386 | 3557802.1057 | 3791797.2394 | 0 | 259486.4031 | 0 | 4072750.4094 | 10596461.1293 | 7232302.4562 | 32344463.7627 | 961560.8286 | 15845322.9242 | 15845322.9242 | 1478867.319 | 7219850.2396 | 0 | 49151347.5155 | 73695387.9983 | 4216965.0343 | 4.6143 | 10651.8846 | 15970.9715 | 217.1531 | 325.5899
1 | 4500 | 707 | 0.02 | 15 | 15 | 7 | 5.6234e-09 | 5spot_SharedNeighbor | Water | Porous | Wet | R245fa | MinimizeLCOE_Brownfield | IgnoreSilica | 2019 | 113.4527 | 18.4978 | 1.157 | 4 | 10630.4065 | 15933.6457 | 216.7152 | 324.8289 | 101.2721 | 0 | 145.1811 | 2740892.7248 | 96868.5139 | 3563424.6147 | 3799335.6701 | 0 | 257756.5033 | 0 | 4078728.4304 | 10612014.7136 | 7242918.0972 | 32391939.2678 | 961560.8286 | 15845322.9242 | 15845322.9242 | 1478867.319 | 7219850.2396 | 0 | 49198823.0207 | 73742863.5035 | 5623413.2519 | 4.6281 | 10630.4065 | 15933.6457 | 216.7152 | 324.8289
1 | 4500 | 707 | 0.02 | 15 | 15 | 7 | 7.4989e-09 | 5spot_SharedNeighbor | Water | Porous | Wet | R245fa | MinimizeLCOE_Brownfield | IgnoreSilica | 2019 | 113.6307 | 18.5262 | 1.1597 | 4 | 10614.3056 | 15905.514 | 216.387 | 324.2554 | 101.27 | 0 | 145.5156 | 2743821.5765 | 96969.6313 | 3567797.1458 | 3805200.8489 | 0 | 256492.7542 | 0 | 4083409.9631 | 10624195.1014 | 7251231.4621 | 32429118.4831 | 961560.8286 | 15845322.9242 | 15845322.9242 | 1478867.319 | 7219850.2396 | 0 | 49236002.2359 | 73780042.7187 | 7498942.0933 | 4.6386 | 10614.3056 | 15905.514 | 216.387 | 324.2554
1 | 4500 | 707 | 0.02 | 15 | 15 | 7 | 1e-08 | 5spot_SharedNeighbor | Water | Porous | Wet | R245fa | MinimizeLCOE_Brownfield | IgnoreSilica | 2019 | 113.7498 | 18.5452 | 1.1616 | 4 | 10602.2347 | 15884.8312 | 216.1409 | 323.8338 | 101.2686 | 0 | 127.099 | 2745780.4232 | 97037.2523 | 3570722.18 | 3809125.7721 | 0 | 255423.6735 | 0 | 4086454.8274 | 10632117.2138 | 7256638.4666 | 32453299.809 | 961560.8286 | 15845322.9242 | 15845322.9242 | 1478867.319 | 7219850.2396 | 0 | 49260183.5618 | 73804224.0446 | 10000000 | 4.6462 | 10602.2347 | 15884.8312 | 216.1409 | 323.8338
1 | 4600 | 707 | 0.02 | 15 | 15 | 7 | 1e-13 | 5spot_SharedNeighbor | Water | Porous | Wet | R245fa | MinimizeLCOE_Brownfield | IgnoreSilica | 2019 | 0 | 0 | 0 | 0 |  |  |  |  | 15 |  | 19.5606 | [19 empty] | 100 | 0
1 | 4600 | 707 | 0.02 | 15 | 15 | 7 | 1.3335e-13 | 5spot_SharedNeighbor | Water | Porous | Wet | R245fa | MinimizeLCOE_Brownfield | IgnoreSilica | 2019 | 0 | 0 | 0 | 0 |  |  |  |  | 15 |  | 22.7424 | [19 empty] | 133.3521 | 0
1 | 4600 | 707 | 0.02 | 15 | 15 | 7 | 1.7783e-13 | 5spot_SharedNeighbor | Water | Porous | Wet | R245fa | MinimizeLCOE_Brownfield | IgnoreSilica | 2019 | 0 | 0 | 0 | 0 |  |  |  |  | 15 |  | 23.149 | [19 empty] | 177.8279 | 0
1 | 4600 | 707 | 0.02 | 15 | 15 | 7 | 2.3714e-13 | 5spot_SharedNeighbor | Water | Porous | Wet | R245fa | MinimizeLCOE_Brownfield | IgnoreSilica | 2019 | 0 | 0 | 0 | 0 |  |  |  |  | 15 |  | 24.9084 | [19 empty] | 237.1374 | 0
1 | 4600 | 707 | 0.02 | 15 | 15 | 7 | 3.1623e-13 | 5spot_SharedNeighbor | Water | Porous | Wet | R245fa | MinimizeLCOE_Brownfield | IgnoreSilica | 2019 | 0 | 0 | 0 | 0 |  |  |  |  | 15 |  | 23.5283 | [19 empty] | 316.2278 | 0
1 | 4600 | 707 | 0.02 | 15 | 15 | 7 | 4.217e-13 | 5spot_SharedNeighbor | Water | Porous | Wet | R245fa | MinimizeLCOE_Brownfield | IgnoreSilica | 2019 | 0 | 0 | 0 | 0 |  |  |  |  | 15 |  | 25.4146 | [19 empty] | 421.6965 | 0
1 | 4600 | 707 | 0.02 | 15 | 15 | 7 | 5.6234e-13 | 5spot_SharedNeighbor | Water | Porous | Wet | R245fa | MinimizeLCOE_Brownfield | IgnoreSilica | 2019 | 0 | 0 | 0 | 0 |  |  |  |  | 15 |  | 25.8763 | [19 empty] | 562.3413 | 0
1 | 4600 | 707 | 0.02 | 15 | 15 | 7 | 7.4989e-13 | 5spot_SharedNeighbor | Water | Porous | Wet | R245fa | MinimizeLCOE_Brownfield | IgnoreSilica | 2019 | 1.6 | 0.17557 | 0.00017658 | 4 | 25814442.9586 | 61494849.6098 | 526262.3363 | 1253655.6872 | 81.1631 | 0 | 28.8884 | 89815.3507 | 2750.893 | 87212.212 | 69145.4069 | 0 | 59916.3158 | 0 | 120447.6695 | 313380.129 | 213888.3773 | 956556.3542 | 961560.8286 | 16315151.5233 | 16315151.5233 | 1478867.319 | 7407781.6792 | 0 | 18233268.7061 | 43435069.2277 | 749.8942 | 0.00070632 | 25814442.9586 | 61494849.6098 | 526262.3363 | 1253655.6872
1 | 4600 | 707 | 0.02 | 15 | 15 | 7 | 1e-12 | 5spot_SharedNeighbor | Water | Porous | Wet | R245fa | MinimizeLCOE_Brownfield | IgnoreSilica | 2019 | 1.6 | 0.17558 | 0.0027143 | 4 | 1676372.647 | 3997578.1582 | 34175.1239 | 81496.0379 | 81.1658 | 0 | 29.2748 | 89821.1812 | 2751.1217 | 87216.0687 | 69146.0431 | 0 | 49396.52 | 0 | 116349.0645 | 302716.3994 | 206610.1628 | 924006.5614 | 961560.8286 | 16315151.5233 | 16315151.5233 | 1478867.319 | 7407781.6792 | 0 | 18200718.9133 | 43402519.4349 | 1000 | 0.010857 | 1676372.647 | 3997578.1582 | 34175.1239 | 81496.0379
1 | 4600 | 707 | 0.02 | 15 | 15 | 7 | 1.3335e-12 | 5spot_SharedNeighbor | Water | Porous | Wet | R245fa | MinimizeLCOE_Brownfield | IgnoreSilica | 2019 | 2.7935 | 0.3675 | 0.0071259 | 4 | 661682.566 | 1545846.8187 | 13489.2941 | 31514.1783 | 89.7905 | 0 | 71.3563 | 161645.3713 | 5287.2501 | 156391.5841 | 108695.5564 | 0 | 79263.9077 | 0 | 199400.6311 | 518799.5394 | 354091.3459 | 1583575.186 | 961560.8286 | 16315151.5233 | 16315151.5233 | 1478867.319 | 7407781.6792 | 0 | 18860287.5379 | 44062088.0595 | 1333.5214 | 0.028504 | 661682.566 | 1545846.8187 | 13489.2941 | 31514.1783
1 | 4600 | 707 | 0.02 | 15 | 15 | 7 | 1.7783e-12 | 5spot_SharedNeighbor | Water | Porous | Wet | R245fa | MinimizeLCOE_Brownfield | IgnoreSilica | 2019 | 3.8413 | 0.54159 | 0.013306 | 4 | 364067.3787 | 837587.5407 | 7422.006 | 17075.3549 | 93.3347 | 0 | 46.8907 | 217653.3988 | 7312.0843 | 212687.6415 | 143978.0803 | 0 | 96313.4779 | 0 | 264398.4263 | 687910.4697 | 469513.0307 | 2099766.6096 | 961560.8286 | 16315151.5233 | 16315151.5233 | 1478867.319 | 7407781.6792 | 0 | 19376478.9615 | 44578279.4831 | 1778.2794 | 0.053222 | 364067.3787 | 837587.5407 | 7422.006 | 17075.3549
1 | 4600 | 707 | 0.02 | 15 | 15 | 7 | 2.3714e-12 | 5spot_SharedNeighbor | Water | Porous | Wet | R245fa | MinimizeLCOE_Brownfield | IgnoreSilica | 2019 | 5.1862 | 0.76785 | 0.021983 | 4 | 227408.2279 | 514016.2316 | 4636.0243 | 10478.9161 | 95.9183 | 0 | 63.4678 | 282992.6544 | 9693.7356 | 280642.4523 | 189619.8896 | 0 | 115112.3319 | 0 | 342443.8149 | 890968.5614 | 608104.3507 | 2719577.7908 | 961560.8286 | 16315151.5233 | 16315151.5233 | 1478867.319 | 7407781.6792 | 0 | 19996290.1428 | 45198090.6644 | 2371.3737 | 0.087931 | 227408.2279 | 514016.2316 | 4636.0243 | 10478.9161
1 | 4600 | 707 | 0.02 | 15 | 15 | 7 | 3.1623e-12 | 5spot_SharedNeighbor | Water | Porous | Wet | R245fa | MinimizeLCOE_Brownfield | IgnoreSilica | 2019 | 6.8567 | 1.0501 | 0.033742 | 4 | 153472.1387 | 340197.7652 | 3128.7371 | 6935.3916 | 97.761 | 0 | 98.8545 | 356718.3398 | 12386.4238 | 360006.8892 | 246101.8088 | 0 | 134467.7622 | 0 | 432775.6773 | 1125993.5379 | 768513.7265 | 3436964.1655 | 961560.8286 | 16315151.5233 | 16315151.5233 | 1478867.319 | 7407781.6792 | 0 | 20713676.5175 | 45915477.0391 | 3162.2777 | 0.13497 | 153472.1387 | 340197.7652 | 3128.7371 | 6935.3916
1 | 4600 | 707 | 0.02 | 15 | 15 | 7 | 4.217e-12 | 5spot_SharedNeighbor | Water | Porous | Wet | R245fa | MinimizeLCOE_Brownfield | IgnoreSilica | 2019 | 9.3512 | 1.4743 | 0.050022 | 4 | 108639.057 | 234593.6225 | 2214.7541 | 4782.5083 | 99.3711 | 0 | 93.4397 | 457233.5429 | 16063.7668 | 471691.1527 | 330715.7022 | 0 | 164439.3626 | 0 | 561655.9756 | 1461313.637 | 997376.5843 | 4460489.724 | 961560.8286 | 16315151.5233 | 16315151.5233 | 1478867.319 | 7407781.6792 | 0 | 21737202.076 | 46939002.5975 | 4216.965 | 0.20009 | 108639.057 | 234593.6225 | 2214.7541 | 4782.5083
1 | 4600 | 707 | 0.02 | 15 | 15 | 7 | 5.6234e-12 | 5spot_SharedNeighbor | Water | Porous | Wet | R245fa | MinimizeLCOE_Brownfield | IgnoreSilica | 2019 | 11.9387 | 1.9151 | 0.071151 | 4 | 79819.199 | 168369.9735 | 1627.2223 | 3432.4496 | 100.3491 | 0 | 111.712 | 552731.6097 | 19553.8948 | 581075.8926 | 418476.2208 | 0 | 184575.5815 | 0 | 685001.1477 | 1782232.4734 | 1216410.2843 | 5440057.1047 | 961560.8286 | 16315151.5233 | 16315151.5233 | 1478867.319 | 7407781.6792 | 0 | 22716769.4567 | 47918569.9783 | 5623.4133 | 0.2846 | 79819.199 | 168369.9735 | 1627.2223 | 3432.4496
1 | 4600 | 707 | 0.02 | 15 | 15 | 7 | 7.4989e-12 | 5spot_SharedNeighbor | Water | Porous | Wet | R245fa | MinimizeLCOE_Brownfield | IgnoreSilica | 2019 | 15.4996 | 2.5224 | 0.099223 | 4 | 60495.0014 | 123992.8478 | 1233.2724 | 2527.7619 | 101.1649 | 0 | 114.5204 | 674040.0583 | 23979.3938 | 723862.8279 | 539442.8829 | 0 | 212627.4045 | 0 | 847841.5013 | 2205909.6701 | 1505578.6768 | 6733282.4155 | 961560.8286 | 16315151.5233 | 16315151.5233 | 1478867.319 | 7407781.6792 | 0 | 24009994.7674 | 49211795.289 | 7498.9421 | 0.39689 | 60495.0014 | 123992.8478 | 1233.2724 | 2527.7619
1 | 4600 | 707 | 0.02 | 15 | 15 | 7 | 1e-11 | 5spot_SharedNeighbor | Water | Porous | Wet | R245fa | MinimizeLCOE_Brownfield | IgnoreSilica | 2019 | 19.9554 | 3.2828 | 0.13578 | 4 | 47038.1088 | 93441.7024 | 958.9355 | 1904.9355 | 101.7835 | 0 | 119.7049 | 814140.9146 | 29077.8732 | 893305.8422 | 690584.2216 | 0 | 242899.6473 | 0 | 1041303.3146 | 2709257.6238 | 1849123.9979 | 8269693.4351 | 961560.8286 | 16315151.5233 | 16315151.5233 | 1478867.319 | 7407781.6792 | 0 | 25546405.7871 | 50748206.3086 | 10000 | 0.5431 | 47038.1088 | 93441.7024 | 958.9355 | 1904.9355
1 | 4600 | 707 | 0.02 | 15 | 15 | 7 | 1.3335e-11 | 5spot_SharedNeighbor | Water | Porous | Wet | R245fa | MinimizeLCOE_Brownfield | IgnoreSilica | 2019 | 25.4756 | 4.2255 | 0.18286 | 4 | 37407.8201 | 71862.5595 | 762.609 | 1465.0155 | 102.2552 | 0 | 112.6637 | 975058.7341 | 34921.8586 | 1092828.1713 | 878139.9434 | 0 | 275196.9281 | 0 | 1269896.7978 | 3304010.9763 | 2255055.382 | 10085108.7917 | 961560.8286 | 16315151.5233 | 16315151.5233 | 1478867.319 | 7407781.6792 | 0 | 27361821.1436 | 52563621.6652 | 13335.2143 | 0.73145 | 37407.8201 | 71862.5595 | 762.609 | 1465.0155
1 | 4600 | 707 | 0.02 | 15 | 15 | 7 | 1.7783e-11 | 5spot_SharedNeighbor | Water | Porous | Wet | R245fa | MinimizeLCOE_Brownfield | IgnoreSilica | 2019 | 32.146 | 5.3652 | 0.24234 | 4 | 30389.2104 | 56387.1803 | 619.5252 | 1149.5289 | 102.6135 | 0 | 111.9067 | 1156029.1405 | 41479.6752 | 1322520.9981 | 1105042.0547 | 0 | 308041.6788 | 0 | 1533914.2835 | 3990930.3165 | 2723891.9464 | 12181850.0937 | 961560.8286 | 16315151.5233 | 16315151.5233 | 1478867.319 | 7407781.6792 | 0 | 29458562.4457 | 54660362.9672 | 17782.7941 | 0.96938 | 30389.2104 | 56387.1803 | 619.5252 | 1149.5289
1 | 4600 | 707 | 0.02 | 15 | 15 | 7 | 2.3714e-11 | 5spot_SharedNeighbor | Water | Porous | Wet | R245fa | MinimizeLCOE_Brownfield | IgnoreSilica | 2019 | 39.9702 | 6.7026 | 0.31552 | 4 | 25208.641 | 45177.3986 | 513.9122 | 921.0024 | 102.885 | 0 | 104.5379 | 1354460.6496 | 48653.2884 | 1579932.8126 | 1371239.4333 | 0 | 339595.9702 | 0 | 1830614.0401 | 4762882.2218 | 3250764.9838 | 14538143.3999 | 961560.8286 | 16315151.5233 | 16315151.5233 | 1478867.319 | 7407781.6792 | 0 | 31814855.7518 | 57016656.2734 | 23713.7371 | 1.2621 | 25208.641 | 45177.3986 | 513.9122 | 921.0024
1 | 4600 | 707 | 0.02 | 15 | 15 | 7 | 3.1623e-11 | 5spot_SharedNeighbor | Water | Porous | Wet | R245fa | MinimizeLCOE_Brownfield | IgnoreSilica | 2019 | 48.7787 | 8.2083 | 0.40227 | 4 | 21355.251 | 37017.415 | 435.3557 | 754.6501 | 103.0866 | 0 | 96.8784 | 1564347.5531 | 56222.3088 | 1857724.1387 | 1670839.0553 | 0 | 367291.6477 | 0 | 2151405.6344 | 5597516.1467 | 3820419.7876 | 17085766.2722 | 961560.8286 | 16315151.5233 | 16315151.5233 | 1478867.319 | 7407781.6792 | 0 | 34362478.6241 | 59564279.1457 | 31622.7766 | 1.6091 | 21355.251 | 37017.415 | 435.3557 | 754.6501
1 | 4600 | 707 | 0.02 | 15 | 15 | 7 | 4.217e-11 | 5spot_SharedNeighbor | Water | Porous | Wet | R245fa | MinimizeLCOE_Brownfield | IgnoreSilica | 2019 | 58.1519 | 9.8091 | 0.50008 | 4 | 18482.1838 | 31080.9704 | 376.7843 | 633.6276 | 103.2257 | 0 | 142.4001 | 1775309.9956 | 63809.1921 | 2142091.4805 | 1989410.4899 | 0 | 387869.0787 | 0 | 2479811.1923 | 6451960.0432 | 4403595.304 | 19693856.7764 | 961560.8286 | 16315151.5233 | 16315151.5233 | 1478867.319 | 7407781.6792 | 0 | 36970569.1284 | 62172369.6499 | 42169.6503 | 2.0003 | 18482.1838 | 31080.9704 | 376.7843 | 633.6276
1 | 4600 | 707 | 0.02 | 15 | 15 | 7 | 5.6234e-11 | 5spot_SharedNeighbor | Water | Porous | Wet | R245fa | MinimizeLCOE_Brownfield | IgnoreSilica | 2019 | 67.4823 | 11.399 | 0.60381 | 4 | 16342.7867 | 26777.2884 | 333.1698 | 545.8912 | 103.307 | 0 | 141.9099 | 1974813.929 | 70961.4203 | 2415465.3924 | 2306198.0237 | 0 | 398587.2871 | 0 | 2794750.1605 | 7271366.6355 | 4962857.1403 | 22194999.9888 | 961560.8286 | 16315151.5233 | 16315151.5233 | 1478867.319 | 7407781.6792 | 0 | 39471712.3407 | 64673512.8623 | 56234.1325 | 2.4152 | 16342.7867 | 26777.2884 | 333.1698 | 545.8912
1 | 4600 | 707 | 0.02 | 15 | 15 | 7 | 7.4989e-11 | 5spot_SharedNeighbor | Water | Porous | Wet | R245fa | MinimizeLCOE_Brownfield | IgnoreSilica | 2019 | 76.2519 | 12.8878 | 0.70732 | 4 | 14753.5725 | 23661.128 | 300.7715 | 482.3641 | 103.3404 | 0 | 128.3159 | 2154031.0333 | 77363.407 | 2664646.4014 | 2603444.7109 | 0 | 399446.8969 | 0 | 3080583.6553 | 8015046.7565 | 5470434.1041 | 24464996.9654 | 961560.8286 | 16315151.5233 | 16315151.5233 | 1478867.319 | 7407781.6792 | 0 | 41741709.3174 | 66943509.839 | 74989.4209 | 2.8293 | 14753.5725 | 23661.128 | 300.7715 | 482.3641
1 | 4600 | 707 | 0.02 | 15 | 15 | 7 | 1e-10 | 5spot_SharedNeighbor | Water | Porous | Wet | R245fa | MinimizeLCOE_Brownfield | IgnoreSilica | 2019 | 84.0787 | 14.2105 | 0.80486 | 4 | 13574.8309 | 21402.8449 | 276.7413 | 436.3259 | 103.3396 | 0 | 140.0305 | 2307873.7935 | 82838.3876 | 2881266.8281 | 2868184.8954 | 0 | 392106.3403 | 0 | 3327585.3954 | 8657694.6173 | 5909054.4742 | 26426604.7317 | 961560.8286 | 16315151.5233 | 16315151.5233 | 1478867.319 | 7407781.6792 | 0 | 43703317.0836 | 68905117.6052 | 100000 | 3.2194 | 13574.8309 | 21402.8449 | 276.7413 | 436.3259
1 | 4600 | 707 | 0.02 | 15 | 15 | 7 | 1.3335e-10 | 5spot_SharedNeighbor | Water | Porous | Wet | R245fa | MinimizeLCOE_Brownfield | IgnoreSilica | 2019 | 90.7607 | 15.3342 | 0.89227 | 4 | 12700.6672 | 19761.8323 | 258.9203 | 402.8717 | 103.3184 | 0 | 157.0588 | 2435006.2363 | 87346.4125 | 3062192.7184 | 3093705.6684 | 0 | 379086.8171 | 0 | 3532361.7626 | 9190480.7193 | 6272691.9364 | 28052872.2711 | 961560.8286 | 16315151.5233 | 16315151.5233 | 1478867.319 | 7407781.6792 | 0 | 45329584.623 | 70531385.1446 | 133352.1432 | 3.5691 | 12700.6672 | 19761.8323 | 258.9203 | 402.8717
1 | 4600 | 707 | 0.02 | 15 | 15 | 7 | 1.7783e-10 | 5spot_SharedNeighbor | Water | Porous | Wet | R245fa | MinimizeLCOE_Brownfield | IgnoreSilica | 2019 | 96.2862 | 16.2591 | 0.9675 | 4 | 12051.796 | 18563.9176 | 245.6922 | 378.4506 | 103.2878 | 0 | 138.064 | 2537378.8098 | 90964.5619 | 3209160.3032 | 3279802.1523 | 0 | 363201.0842 | 0 | 3697397.6955 | 9619870.363 | 6565759.1913 | 29363534.1612 | 961560.8286 | 16315151.5233 | 16315151.5233 | 1478867.319 | 7407781.6792 | 0 | 46640246.5132 | 71842047.0347 | 177827.941 | 3.87 | 12051.796 | 18563.9176 | 245.6922 | 378.4506
1 | 4600 | 707 | 0.02 | 15 | 15 | 7 | 2.3714e-10 | 5spot_SharedNeighbor | Water | Porous | Wet | R245fa | MinimizeLCOE_Brownfield | IgnoreSilica | 2019 | 100.7413 | 17.0018 | 1.0302 | 4 | 11569.4508 | 17685.4073 | 235.8589 | 360.5409 | 103.2551 | 0 | 155.7639 | 2618186.7769 | 93812.4655 | 3325987.1899 | 3429572.0976 | 0 | 346653.8438 | 0 | 3827542.8257 | 9958481.2956 | 6796868.1106 | 30397104.6056 | 961560.8286 | 16315151.5233 | 16315151.5233 | 1478867.319 | 7407781.6792 | 0 | 47673816.9575 | 72875617.4791 | 237137.3706 | 4.1207 | 11569.4508 | 17685.4073 | 235.8589 | 360.5409
1 | 4600 | 707 | 0.02 | 15 | 15 | 7 | 3.1623e-10 | 5spot_SharedNeighbor | Water | Porous | Wet | R245fa | MinimizeLCOE_Brownfield | IgnoreSilica | 2019 | 104.2419 | 17.5834 | 1.0809 | 4 | 11210.3135 | 17039.0942 | 228.5374 | 347.365 | 103.2247 | 0 | 158.2309 | 2680631.9728 | 96008.0369 | 3416767.8192 | 3547069.0507 | 0 | 330745.8404 | 0 | 3927776.8608 | 10219269.6939 | 6974861.5511 | 31193130.8257 | 961560.8286 | 16315151.5233 | 16315151.5233 | 1478867.319 | 7407781.6792 | 0 | 48469843.1777 | 73671643.6992 | 316227.766 | 4.3237 | 11210.3135 | 17039.0942 | 228.5374 | 347.365
1 | 4600 | 707 | 0.02 | 15 | 15 | 7 | 4.217e-10 | 5spot_SharedNeighbor | Water | Porous | Wet | R245fa | MinimizeLCOE_Brownfield | IgnoreSilica | 2019 | 106.9823 | 18.0373 | 1.1214 | 4 | 10942.5035 | 16560.8916 | 223.0777 | 337.6162 | 103.1981 | 0 | 156.6508 | 2728887.6782 | 97701.481 | 3487223.4461 | 3638930.7311 | 0 | 316645.0852 | 0 | 4005061.4844 | 10420348.4314 | 7112101.9212 | 31806900.2587 | 961560.8286 | 16315151.5233 | 16315151.5233 | 1478867.319 | 7407781.6792 | 0 | 49083612.6106 | 74285413.1322 | 421696.5034 | 4.4856 | 10942.5035 | 16560.8916 | 223.0777 | 337.6162
1 | 4600 | 707 | 0.02 | 15 | 15 | 7 | 5.6234e-10 | 5spot_SharedNeighbor | Water | Porous | Wet | R245fa | MinimizeLCOE_Brownfield | IgnoreSilica | 2019 | 107.8178 | 18.1754 | 1.1463 | 4 | 10732.4181 | 16228.9049 | 218.7949 | 330.8482 | 103.1894 | 0 | 159.6416 | 2743488.0734 | 98213.2284 | 3508595.8461 | 3666914.9832 | 0 | 292638.7485 | 0 | 4020841.843 | 10461405.6875 | 7140124.3421 | 31932222.7523 | 961560.8286 | 16315151.5233 | 16315151.5233 | 1478867.319 | 7407781.6792 | 0 | 49208935.1043 | 74410735.6258 | 562341.3252 | 4.5851 | 10732.4181 | 16228.9049 | 218.7949 | 330.8482
1 | 4600 | 707 | 0.02 | 15 | 15 | 7 | 7.4989e-10 | 5spot_SharedNeighbor | Water | Porous | Wet | R245fa | MinimizeLCOE_Brownfield | IgnoreSilica | 2019 | 111.0897 | 18.7155 | 1.181 | 4 | 10583.7996 | 15918.5619 | 215.7651 | 324.5214 | 103.1538 | 0 | 146.7404 | 2800210.4987 | 100199.1175 | 3591846.1253 | 3776417.3013 | 0 | 296144.1132 | 0 | 4120278.6909 | 10720119.9683 | 7316702.1548 | 32721917.9699 | 961560.8286 | 16315151.5233 | 16315151.5233 | 1478867.319 | 7407781.6792 | 0 | 49998630.3219 | 75200430.8435 | 749894.2093 | 4.7241 | 10583.7996 | 15918.5619 | 215.7651 | 324.5214
1 | 4600 | 707 | 0.02 | 15 | 15 | 7 | 1e-09 | 5spot_SharedNeighbor | Water | Porous | Wet | R245fa | MinimizeLCOE_Brownfield | IgnoreSilica | 2019 | 112.2929 | 18.9136 | 1.1996 | 4 | 10473.7721 | 15725.7592 | 213.522 | 320.5909 | 103.1398 | 0 | 153.9284 | 2820876.1665 | 100921.5486 | 3622271.9469 | 3816643.3922 | 0 | 288064.1043 | 0 | 4153023.0918 | 10805314.1827 | 7374848.9567 | 32981963.3898 | 961560.8286 | 16315151.5233 | 16315151.5233 | 1478867.319 | 7407781.6792 | 0 | 50258675.7417 | 75460476.2633 | 1000000 | 4.7985 | 10473.7721 | 15725.7592 | 213.522 | 320.5909
1 | 4600 | 707 | 0.02 | 15 | 15 | 7 | 1.3335e-09 | 5spot_SharedNeighbor | Water | Porous | Wet | R245fa | MinimizeLCOE_Brownfield | IgnoreSilica | 2019 | 113.2091 | 19.0643 | 1.2139 | 4 | 10391.4101 | 15581.7649 | 211.8429 | 317.6554 | 103.1289 | 0 | 149.4201 | 2836546.2538 | 101468.9665 | 3645376.2309 | 3847262.4036 | 0 | 281689.7749 | 0 | 4177814.0156 | 10869815.081 | 7418872.1452 | 33178844.8714 | 961560.8286 | 16315151.5233 | 16315151.5233 | 1478867.319 | 7407781.6792 | 0 | 50455557.2233 | 75657357.7449 | 1333521.4322 | 4.8555 | 10391.4101 | 15581.7649 | 211.8429 | 317.6554
1 | 4600 | 707 | 0.02 | 15 | 15 | 7 | 1.7783e-09 | 5spot_SharedNeighbor | Water | Porous | Wet | R245fa | MinimizeLCOE_Brownfield | IgnoreSilica | 2019 | 113.8935 | 19.1768 | 1.2247 | 4 | 10329.7284 | 15474.3988 | 210.5855 | 315.4666 | 103.1206 | 0 | 135.2015 | 2848212.8224 | 101876.311 | 3662596.4731 | 3870124.4561 | 0 | 276635.6653 | 0 | 4196183.8339 | 10917609.58 | 7451492.8728 | 33324732.0146 | 961560.8286 | 16315151.5233 | 16315151.5233 | 1478867.319 | 7407781.6792 | 0 | 50601444.3665 | 75803244.8881 | 1778279.41 | 4.8986 | 10329.7284 | 15474.3988 | 210.5855 | 315.4666
1 | 4600 | 707 | 0.02 | 15 | 15 | 7 | 2.3714e-09 | 5spot_SharedNeighbor | Water | Porous | Wet | R245fa | MinimizeLCOE_Brownfield | IgnoreSilica | 2019 | 114.4077 | 19.2613 | 1.2328 | 4 | 10283.5185 | 15394.1613 | 209.6434 | 313.8308 | 103.1142 | 0 | 131.2317 | 2856956.3263 | 102181.4744 | 3675512.7325 | 3887295.3317 | 0 | 272705.7322 | 0 | 4209914.1229 | 10953332.9756 | 7475874.8243 | 33433773.5199 | 961560.8286 | 16315151.5233 | 16315151.5233 | 1478867.319 | 7407781.6792 | 0 | 50710485.8718 | 75912286.3934 | 2371373.7057 | 4.9312 | 10283.5185 | 15394.1613 | 209.6434 | 313.8308
1 | 4600 | 707 | 0.02 | 15 | 15 | 7 | 3.1623e-09 | 5spot_SharedNeighbor | Water | Porous | Wet | R245fa | MinimizeLCOE_Brownfield | IgnoreSilica | 2019 | 114.7897 | 19.324 | 1.2389 | 4 | 10248.8908 | 15334.2525 | 208.9375 | 312.6095 | 103.1095 | 0 | 160.3971 | 2863440.5794 | 102407.7184 | 3685097.4069 | 3900049.9058 | 0 | 269644.6759 | 0 | 4220049.7117 | 10979703.6986 | 7493873.3847 | 33514267.0814 | 961560.8286 | 16315151.5233 | 16315151.5233 | 1478867.319 | 7407781.6792 | 0 | 50790979.4334 | 75992779.9549 | 3162277.6602 | 4.9558 | 10248.8908 | 15334.2525 | 208.9375 | 312.6095
1 | 4600 | 707 | 0.02 | 15 | 15 | 7 | 4.217e-09 | 5spot_SharedNeighbor | Water | Porous | Wet | R245fa | MinimizeLCOE_Brownfield | IgnoreSilica | 2019 | 115.0844 | 19.3724 | 1.2436 | 4 | 10222.9374 | 15289.2069 | 208.4084 | 311.6912 | 103.1058 | 0 | 175.2938 | 2868435.7752 | 102581.9687 | 3692484.411 | 3909887.3261 | 0 | 267365.8908 | 0 | 4227894.595 | 11000114.4757 | 7507804.1594 | 33576568.6019 | 961560.8286 | 16315151.5233 | 16315151.5233 | 1478867.319 | 7407781.6792 | 0 | 50853280.9538 | 76055081.4754 | 4216965.0343 | 4.9744 | 10222.9374 | 15289.2069 | 208.4084 | 311.6912
1 | 4600 | 707 | 0.02 | 15 | 15 | 7 | 5.6234e-09 | 5spot_SharedNeighbor | Water | Porous | Wet | R245fa | MinimizeLCOE_Brownfield | IgnoreSilica | 2019 | 115.3085 | 19.4091 | 1.2471 | 4 | 10203.4827 | 15255.3999 | 208.0118 | 311.002 | 103.1029 | 0 | 172.4126 | 2872230.9168 | 102714.3343 | 3698098.7213 | 3917368.2971 | 0 | 265654.095 | 0 | 4233865.8821 | 11015650.54 | 7518407.8426 | 33623990.6292 | 961560.8286 | 16315151.5233 | 16315151.5233 | 1478867.319 | 7407781.6792 | 0 | 50900702.9812 | 76102503.5027 | 5623413.2519 | 4.9886 | 10203.4827 | 15255.3999 | 208.0118 | 311.002
1 | 4600 | 707 | 0.02 | 15 | 15 | 7 | 7.4989e-09 | 5spot_SharedNeighbor | Water | Porous | Wet | R245fa | MinimizeLCOE_Brownfield | IgnoreSilica | 2019 | 115.4741 | 19.4363 | 1.2498 | 4 | 10188.898 | 15230.142 | 207.7145 | 310.487 | 103.1008 | 0 | 149.5037 | 2875032.893 | 102812.0476 | 3702244.912 | 3922895.4159 | 0 | 264334.6229 | 0 | 4238254.7577 | 11027069.4939 | 7526201.5132 | 33658845.6563 | 961560.8286 | 16315151.5233 | 16315151.5233 | 1478867.319 | 7407781.6792 | 0 | 50935558.0082 | 76137358.5298 | 7498942.0933 | 4.9991 | 10188.898 | 15230.142 | 207.7145 | 310.487
1 | 4600 | 707 | 0.02 | 15 | 15 | 7 | 1e-08 | 5spot_SharedNeighbor | Water | Porous | Wet | R245fa | MinimizeLCOE_Brownfield | IgnoreSilica | 2019 | 115.601 | 19.4571 | 1.2518 | 4 | 10177.9634 | 15211.1489 | 207.4916 | 310.0998 | 103.0992 | 0 | 150.3258 | 2877178.431 | 102886.8619 | 3705420.3678 | 3927129.8441 | 0 | 263357.6714 | 0 | 4241629.5387 | 11035849.9818 | 7532194.3766 | 33685647.0733 | 961560.8286 | 16315151.5233 | 16315151.5233 | 1478867.319 | 7407781.6792 | 0 | 50962359.4253 | 76164159.9468 | 10000000 | 5.0071 | 10177.9634 | 15211.1489 | 207.4916 | 310.0998
1 | 4700 | 707 | 0.02 | 15 | 15 | 7 | 1e-13 | 5spot_SharedNeighbor | Water | Porous | Wet | R245fa | MinimizeLCOE_Brownfield | IgnoreSilica | 2019 | 0 | 0 | 0 | 0 |  |  |  |  | 15 |  | 21.7057 | [19 empty] | 100 | 0
1 | 4700 | 707 | 0.02 | 15 | 15 | 7 | 1.3335e-13 | 5spot_SharedNeighbor | Water | Porous | Wet | R245fa | MinimizeLCOE_Brownfield | IgnoreSilica | 2019 | 0 | 0 | 0 | 0 |  |  |  |  | 15 |  | 25.447 | [19 empty] | 133.3521 | 0
1 | 4700 | 707 | 0.02 | 15 | 15 | 7 | 1.7783e-13 | 5spot_SharedNeighbor | Water | Porous | Wet | R245fa | MinimizeLCOE_Brownfield | IgnoreSilica | 2019 | 0 | 0 | 0 | 0 |  |  |  |  | 15 |  | 23.629 | [19 empty] | 177.8279 | 0
1 | 4700 | 707 | 0.02 | 15 | 15 | 7 | 2.3714e-13 | 5spot_SharedNeighbor | Water | Porous | Wet | R245fa | MinimizeLCOE_Brownfield | IgnoreSilica | 2019 | 0 | 0 | 0 | 0 |  |  |  |  | 15 |  | 23.7822 | [19 empty] | 237.1374 | 0
1 | 4700 | 707 | 0.02 | 15 | 15 | 7 | 3.1623e-13 | 5spot_SharedNeighbor | Water | Porous | Wet | R245fa | MinimizeLCOE_Brownfield | IgnoreSilica | 2019 | 0 | 0 | 0 | 0 |  |  |  |  | 15 |  | 23.7727 | [19 empty] | 316.2278 | 0
1 | 4700 | 707 | 0.02 | 15 | 15 | 7 | 4.217e-13 | 5spot_SharedNeighbor | Water | Porous | Wet | R245fa | MinimizeLCOE_Brownfield | IgnoreSilica | 2019 | 0 | 0 | 0 | 0 |  |  |  |  | 15 |  | 25.0883 | [19 empty] | 421.6965 | 0
1 | 4700 | 707 | 0.02 | 15 | 15 | 7 | 5.6234e-13 | 5spot_SharedNeighbor | Water | Porous | Wet | R245fa | MinimizeLCOE_Brownfield | IgnoreSilica | 2019 | 0 | 0 | 0 | 0 |  |  |  |  | 15 |  | 25.9569 | [19 empty] | 562.3413 | 0
1 | 4700 | 707 | 0.02 | 15 | 15 | 7 | 7.4989e-13 | 5spot_SharedNeighbor | Water | Porous | Wet | R245fa | MinimizeLCOE_Brownfield | IgnoreSilica | 2019 | 1.6 | 0.17939 | 0.00081517 | 4 | 5740506.1025 | 13673752.185 | 117027.9815 | 278757.9334 | 82.1626 | 0 | 31.1249 | 92008.7211 | 2837.3858 | 88657.5989 | 69397.2379 | 0 | 58840.9187 | 0 | 121579.3263 | 316324.4678 | 215897.9491 | 965543.6056 | 961560.8286 | 16790840.2133 | 16790840.2133 | 1478867.319 | 7598057.1552 | 0 | 18717944.6475 | 44585709.3351 | 749.8942 | 0.0032607 | 5740506.1025 | 13673752.185 | 117027.9815 | 278757.9334
1 | 4700 | 707 | 0.02 | 15 | 15 | 7 | 1e-12 | 5spot_SharedNeighbor | Water | Porous | Wet | R245fa | MinimizeLCOE_Brownfield | IgnoreSilica | 2019 | 2.1182 | 0.26378 | 0.0039206 | 4 | 1211835.9667 | 2861315.6963 | 24704.9153 | 58331.7907 | 87.0891 | 0 | 348.2959 | 125582.0836 | 4021.1732 | 120210.0036 | 86737.934 | 0 | 67700.0781 | 0 | 157657.9963 | 410193.7662 | 279965.6741 | 1252068.7092 | 961560.8286 | 16790840.2133 | 16790840.2133 | 1478867.319 | 7598057.1552 | 0 | 19004469.7511 | 44872234.4386 | 1000 | 0.015682 | 1211835.9667 | 2861315.6963 | 24704.9153 | 58331.7907
1 | 4700 | 707 | 0.02 | 15 | 15 | 7 | 1.3335e-12 | 5spot_SharedNeighbor | Water | Porous | Wet | R245fa | MinimizeLCOE_Brownfield | IgnoreSilica | 2019 | 3.0176 | 0.41528 | 0.008784 | 4 | 554632.9723 | 1290852.8538 | 11306.9433 | 26315.7814 | 92.0798 | 0 | 64.8774 | 179254.4286 | 5960.4178 | 172149.4376 | 117272.433 | 0 | 85582.2072 | 0 | 218485.3805 | 568454.1424 | 387981.6328 | 1735140.0799 | 961560.8286 | 16790840.2133 | 16790840.2133 | 1478867.319 | 7598057.1552 | 0 | 19487541.1219 | 45355305.8094 | 1333.5214 | 0.035136 | 554632.9723 | 1290852.8538 | 11306.9433 | 26315.7814
1 | 4700 | 707 | 0.02 | 15 | 15 | 7 | 1.7783e-12 | 5spot_SharedNeighbor | Water | Porous | Wet | R245fa | MinimizeLCOE_Brownfield | IgnoreSilica | 2019 | 4.1554 | 0.61109 | 0.015919 | 4 | 314964.6575 | 721202.8529 | 6420.9806 | 14702.6957 | 95.553 | 0 | 88.1286 | 240808.2445 | 8218.8581 | 233850.7651 | 156345.0718 | 0 | 104467.5623 | 0 | 290039.2957 | 754622.7522 | 515045.5343 | 2303398.084 | 961560.8286 | 16790840.2133 | 16790840.2133 | 1478867.319 | 7598057.1552 | 0 | 20055799.1259 | 45923563.8134 | 1778.2794 | 0.063676 | 314964.6575 | 721202.8529 | 6420.9806 | 14702.6957
1 | 4700 | 707 | 0.02 | 15 | 15 | 7 | 2.3714e-12 | 5spot_SharedNeighbor | Water | Porous | Wet | R245fa | MinimizeLCOE_Brownfield | IgnoreSilica | 2019 | 5.5781 | 0.85828 | 0.02583 | 4 | 200503.0367 | 450870.0033 | 4087.5256 | 9191.5949 | 98.02 | 0 | 82.1225 | 310562.3219 | 10794.0027 | 306296.4091 | 205030.9703 | 0 | 124116.3259 | 0 | 373152.0117 | 970864.9904 | 662635.3052 | 2963452.3373 | 961560.8286 | 16790840.2133 | 16790840.2133 | 1478867.319 | 7598057.1552 | 0 | 20715853.3792 | 46583618.0667 | 2371.3737 | 0.10332 | 200503.0367 | 450870.0033 | 4087.5256 | 9191.5949
1 | 4700 | 707 | 0.02 | 15 | 15 | 7 | 3.1623e-12 | 5spot_SharedNeighbor | Water | Porous | Wet | R245fa | MinimizeLCOE_Brownfield | IgnoreSilica | 2019 | 7.3218 | 1.1623 | 0.039165 | 4 | 137053.4319 | 302171.7697 | 2794.0196 | 6160.1802 | 99.7585 | 0 | 108.4556 | 388420.9915 | 13673.2737 | 389868.6446 | 264845.9092 | 0 | 143822.6403 | 0 | 468246.2691 | 1218280.7418 | 831501.6394 | 3718660.1097 | 961560.8286 | 16790840.2133 | 16790840.2133 | 1478867.319 | 7598057.1552 | 0 | 21471061.1517 | 47338825.8392 | 3162.2777 | 0.15666 | 137053.4319 | 302171.7697 | 2794.0196 | 6160.1802
1 | 4700 | 707 | 0.02 | 15 | 15 | 7 | 4.217e-12 | 5spot_SharedNeighbor | Water | Porous | Wet | R245fa | MinimizeLCOE_Brownfield | IgnoreSilica | 2019 | 9.7728 | 1.5934 | 0.057607 | 4 | 97581.8765 | 209842.1303 | 1989.3385 | 4277.9157 | 101.2711 | 0 | 89.4395 | 489238.4689 | 17410.6283 | 501216.3322 | 349274.9808 | 0 | 171011.1677 | 0 | 595979.1154 | 1550615.406 | 1058326.8766 | 4733072.9758 | 961560.8286 | 16790840.2133 | 16790840.2133 | 1478867.319 | 7598057.1552 | 0 | 22485474.0177 | 48353238.7053 | 4216.965 | 0.23043 | 97581.8765 | 209842.1303 | 1989.3385 | 4277.9157
1 | 4700 | 707 | 0.02 | 15 | 15 | 7 | 5.6234e-12 | 5spot_SharedNeighbor | Water | Porous | Wet | R245fa | MinimizeLCOE_Brownfield | IgnoreSilica | 2019 | 12.7741 | 2.1212 | 0.081803 | 4 | 72276.7912 | 151331.8102 | 1473.4601 | 3085.1036 | 102.3209 | 0 | 79.735 | 601877.9534 | 21576.5958 | 629640.6435 | 452564.0175 | 0 | 198429.2948 | 0 | 742594.517 | 1932078.6061 | 1318683.3489 | 5897444.9771 | 961560.8286 | 16790840.2133 | 16790840.2133 | 1478867.319 | 7598057.1552 | 0 | 23649846.019 | 49517610.7065 | 5623.4133 | 0.32721 | 72276.7912 | 151331.8102 | 1473.4601 | 3085.1036
1 | 4700 | 707 | 0.02 | 15 | 15 | 7 | 7.4989e-12 | 5spot_SharedNeighbor | Water | Porous | Wet | R245fa | MinimizeLCOE_Brownfield | IgnoreSilica | 2019 | 16.5519 | 2.7866 | 0.11365 | 4 | 55082.125 | 111985.4909 | 1122.9236 | 2282.9757 | 103.1129 | 0 | 103.8914 | 732530.618 | 26401.6752 | 782751.1327 | 582980.0703 | 0 | 228209.2776 | 0 | 917620.3818 | 2387460.0037 | 1629490.5099 | 7287443.6693 | 961560.8286 | 16790840.2133 | 16790840.2133 | 1478867.319 | 7598057.1552 | 0 | 25039844.7112 | 50907609.3987 | 7498.9421 | 0.45459 | 55082.125 | 111985.4909 | 1122.9236 | 2282.9757
1 | 4700 | 707 | 0.02 | 15 | 15 | 7 | 1e-11 | 5spot_SharedNeighbor | Water | Porous | Wet | R245fa | MinimizeLCOE_Brownfield | IgnoreSilica | 2019 | 21.2855 | 3.6209 | 0.15506 | 4 | 43040.9496 | 84748.0514 | 877.448 | 1727.7037 | 103.7159 | 0 | 102.3191 | 883757.4591 | 31971.8781 | 964792.3886 | 746216.5054 | 0 | 260545.0752 | 0 | 1126040.4895 | 2929726.371 | 1999598.448 | 8942648.6149 | 961560.8286 | 16790840.2133 | 16790840.2133 | 1478867.319 | 7598057.1552 | 0 | 26695049.6568 | 52562814.3443 | 10000 | 0.62022 | 43040.9496 | 84748.0514 | 877.448 | 1727.7037
1 | 4700 | 707 | 0.02 | 15 | 15 | 7 | 1.3335e-11 | 5spot_SharedNeighbor | Water | Porous | Wet | R245fa | MinimizeLCOE_Brownfield | IgnoreSilica | 2019 | 27.1003 | 4.6463 | 0.20812 | 4 | 34393.781 | 65466.6103 | 701.1637 | 1334.6254 | 104.1736 | 0 | 91.7238 | 1056038.3462 | 38302.5203 | 1177379.615 | 946713.7998 | 0 | 294360.6816 | 0 | 1369990.0355 | 3564433.0489 | 2432798.7976 | 10880016.8449 | 961560.8286 | 16790840.2133 | 16790840.2133 | 1478867.319 | 7598057.1552 | 0 | 28632417.8869 | 54500182.5744 | 13335.2143 | 0.83249 | 34393.781 | 65466.6103 | 701.1637 | 1334.6254
1 | 4700 | 707 | 0.02 | 15 | 15 | 7 | 1.7783e-11 | 5spot_SharedNeighbor | Water | Porous | Wet | R245fa | MinimizeLCOE_Brownfield | IgnoreSilica | 2019 | 34.0964 | 5.8803 | 0.27482 | 4 | 28072.2414 | 51603.3754 | 572.2906 | 1052.0046 | 104.5219 | 0 | 132.4941 | 1249068.9518 | 45378.8439 | 1421130.9472 | 1187875.3223 | 0 | 328489.0009 | 0 | 1650457.7958 | 4294152.6291 | 2930847.4054 | 13107400.8963 | 961560.8286 | 16790840.2133 | 16790840.2133 | 1478867.319 | 7598057.1552 | 0 | 30859801.9383 | 56727566.6258 | 17782.7941 | 1.0993 | 28072.2414 | 51603.3754 | 572.2906 | 1052.0046
1 | 4700 | 707 | 0.02 | 15 | 15 | 7 | 2.3714e-11 | 5spot_SharedNeighbor | Water | Porous | Wet | R245fa | MinimizeLCOE_Brownfield | IgnoreSilica | 2019 | 42.2741 | 7.3231 | 0.35647 | 4 | 23393.2376 | 41535.0219 | 476.9028 | 846.7476 | 104.7862 | 0 | 111.9612 | 1460197.072 | 53099.9098 | 1693507.5778 | 1469806.2831 | 0 | 361154.0351 | 0 | 1964728.3023 | 5111820.0214 | 3488922.202 | 15603235.4035 | 961560.8286 | 16790840.2133 | 16790840.2133 | 1478867.319 | 7598057.1552 | 0 | 33355636.4454 | 59223401.1329 | 23713.7371 | 1.4259 | 23393.2376 | 41535.0219 | 476.9028 | 846.7476
1 | 4700 | 707 | 0.02 | 15 | 15 | 7 | 3.1623e-11 | 5spot_SharedNeighbor | Water | Porous | Wet | R245fa | MinimizeLCOE_Brownfield | IgnoreSilica | 2019 | 51.3728 | 8.9282 | 0.45238 | 4 | 19907.2465 | 34202.6396 | 405.8361 | 697.2671 | 104.9795 | 0 | 123.5062 | 1681127.6325 | 61159.1332 | 1984180.6569 | 1783472.5971 | 0 | 388870.0022 | 0 | 2300535.9086 | 5985522.5293 | 4085242.1164 | 18270110.5763 | 961560.8286 | 16790840.2133 | 16790840.2133 | 1478867.319 | 7598057.1552 | 0 | 36022511.6182 | 61890276.3057 | 31622.7766 | 1.8095 | 19907.2465 | 34202.6396 | 405.8361 | 697.2671
1 | 4700 | 707 | 0.02 | 15 | 15 | 7 | 4.217e-11 | 5spot_SharedNeighbor | Water | Porous | Wet | R245fa | MinimizeLCOE_Brownfield | IgnoreSilica | 2019 | 60.9124 | 10.609 | 0.55919 | 4 | 17307.1093 | 28871.9997 | 352.8288 | 588.5948 | 105.108 | 0 | 117.5647 | 1900140.4573 | 69124.7479 | 2277549.1314 | 2112066.3812 | 0 | 408169.2538 | 0 | 2639149.4889 | 6866525.6062 | 4686544.8193 | 20959269.8861 | 961560.8286 | 16790840.2133 | 16790840.2133 | 1478867.319 | 7598057.1552 | 0 | 38711670.928 | 64579435.6155 | 42169.6503 | 2.2367 | 17307.1093 | 28871.9997 | 352.8288 | 588.5948
1 | 4700 | 707 | 0.02 | 15 | 15 | 7 | 5.6234e-11 | 5spot_SharedNeighbor | Water | Porous | Wet | R245fa | MinimizeLCOE_Brownfield | IgnoreSilica | 2019 | 70.323 | 12.2624 | 0.67119 | 4 | 15371.1958 | 25006.2467 | 313.3626 | 509.7862 | 105.178 | 0 | 127.1297 | 2105578.6508 | 76571.0143 | 2557213.8913 | 2435826.8621 | 0 | 417186.0279 | 0 | 2961026.8142 | 7703984.3803 | 5258127.6406 | 23515515.2816 | 961560.8286 | 16790840.2133 | 16790840.2133 | 1478867.319 | 7598057.1552 | 0 | 41267916.3235 | 67135681.0111 | 56234.1325 | 2.6848 | 15371.1958 | 25006.2467 | 313.3626 | 509.7862
1 | 4700 | 707 | 0.02 | 15 | 15 | 7 | 7.4989e-11 | 5spot_SharedNeighbor | Water | Porous | Wet | R245fa | MinimizeLCOE_Brownfield | IgnoreSilica | 2019 | 79.0681 | 13.7926 | 0.78161 | 4 | 13933.1826 | 22207.0028 | 284.0468 | 452.7198 | 105.2005 | 0 | 136.3477 | 2288202.7194 | 83164.9623 | 2809404.6673 | 2736169.5845 | 0 | 415966.711 | 0 | 3249834.3714 | 8455402.4017 | 5770985.8803 | 25809131.298 | 961560.8286 | 16790840.2133 | 16790840.2133 | 1478867.319 | 7598057.1552 | 0 | 43561532.3399 | 69429297.0274 | 74989.4209 | 3.1265 | 13933.1826 | 22207.0028 | 284.0468 | 452.7198
1 | 4700 | 707 | 0.02 | 15 | 15 | 7 | 1e-10 | 5spot_SharedNeighbor | Water | Porous | Wet | R245fa | MinimizeLCOE_Brownfield | IgnoreSilica | 2019 | 86.7829 | 15.1358 | 0.88448 | 4 | 12866.3278 | 20177.8693 | 262.2975 | 411.3532 | 105.1905 | 0 | 147.3805 | 2443308.5074 | 88743.2003 | 3026253.516 | 3000584.0044 | 0 | 406421.5985 | 0 | 3496471.2224 | 9097100.8959 | 6208958.2882 | 27767841.2332 | 961560.8286 | 16790840.2133 | 16790840.2133 | 1478867.319 | 7598057.1552 | 0 | 45520242.2751 | 71388006.9626 | 100000 | 3.5379 | 12866.3278 | 20177.8693 | 262.2975 | 411.3532
1 | 4700 | 707 | 0.02 | 15 | 15 | 7 | 1.3335e-10 | 5spot_SharedNeighbor | Water | Porous | Wet | R245fa | MinimizeLCOE_Brownfield | IgnoreSilica | 2019 | 93.3406 | 16.2718 | 0.97596 | 4 | 12074.7625 | 18700.99 | 246.1604 | 381.245 | 105.1622 | 0 | 158.6649 | 2571049.0901 | 93319.9921 | 3206701.4639 | 3224870.7456 | 0 | 391689.7156 | 0 | 3700176.0928 | 9627099.183 | 6570693.0095 | 29385599.2926 | 961560.8286 | 16790840.2133 | 16790840.2133 | 1478867.319 | 7598057.1552 | 0 | 47138000.3345 | 73005765.022 | 133352.1432 | 3.9038 | 12074.7625 | 18700.99 | 246.1604 | 381.245
1 | 4700 | 707 | 0.02 | 15 | 15 | 7 | 1.7783e-10 | 5spot_SharedNeighbor | Water | Porous | Wet | R245fa | MinimizeLCOE_Brownfield | IgnoreSilica | 2019 | 98.7339 | 17.2016 | 1.0541 | 4 | 11486.8517 | 17621.6473 | 234.175 | 359.2411 | 105.1264 | 0 | 148.1078 | 2673438.1994 | 96976.0883 | 3352568.7022 | 3408968.9796 | 0 | 374455.4422 | 0 | 3863498.8906 | 10052031.6006 | 6860718.116 | 30682656.0189 | 961560.8286 | 16790840.2133 | 16790840.2133 | 1478867.319 | 7598057.1552 | 0 | 48435057.0608 | 74302821.7483 | 177827.941 | 4.2166 | 11486.8517 | 17621.6473 | 234.175 | 359.2411
1 | 4700 | 707 | 0.02 | 15 | 15 | 7 | 2.3714e-10 | 5spot_SharedNeighbor | Water | Porous | Wet | R245fa | MinimizeLCOE_Brownfield | IgnoreSilica | 2019 | 103.0628 | 17.9449 | 1.1189 | 4 | 11049.5531 | 16829.2738 | 225.2601 | 343.0875 | 105.09 | 0 | 165.8212 | 2753951.9289 | 99842.7514 | 3468053.5558 | 3556480.9793 | 0 | 356889.2782 | 0 | 3991735.2125 | 10385676.2055 | 7088437.4146 | 31701067.3262 | 961560.8286 | 16790840.2133 | 16790840.2133 | 1478867.319 | 7598057.1552 | 0 | 49453468.3681 | 75321233.0557 | 237137.3706 | 4.4756 | 11049.5531 | 16829.2738 | 225.2601 | 343.0875
1 | 4700 | 707 | 0.02 | 15 | 15 | 7 | 3.1623e-10 | 5spot_SharedNeighbor | Water | Porous | Wet | R245fa | MinimizeLCOE_Brownfield | IgnoreSilica | 2019 | 106.4681 | 18.5275 | 1.1712 | 4 | 10723.7698 | 16245.3254 | 218.6186 | 331.1829 | 105.0569 | 0 | 159.6289 | 2816276.6869 | 102056.4997 | 3557929.0068 | 3672353.2211 | 0 | 340372.7007 | 0 | 4090705.3649 | 10643176.2404 | 7264186.4795 | 32487056.1999 | 961560.8286 | 16790840.2133 | 16790840.2133 | 1478867.319 | 7598057.1552 | 0 | 50239457.2418 | 76107221.9293 | 316227.766 | 4.6849 | 10723.7698 | 16245.3254 | 218.6186 | 331.1829
1 | 4700 | 707 | 0.02 | 15 | 15 | 7 | 4.217e-10 | 5spot_SharedNeighbor | Water | Porous | Wet | R245fa | MinimizeLCOE_Brownfield | IgnoreSilica | 2019 | 109.1017 | 18.9768 | 1.2126 | 4 | 10480.7116 | 15813.6657 | 213.6635 | 322.383 | 105.0286 | 0 | 165.4038 | 2863881.2636 | 103744.1451 | 3626863.058 | 3761861.3208 | 0 | 325637.3807 | 0 | 4165974.9956 | 10839012.3796 | 7397848.6685 | 33084823.2119 | 961560.8286 | 16790840.2133 | 16790840.2133 | 1478867.319 | 7598057.1552 | 0 | 50837224.2538 | 76704988.9413 | 421696.5034 | 4.8506 | 10480.7116 | 15813.6657 | 213.6635 | 322.383
1 | 4700 | 707 | 0.02 | 15 | 15 | 7 | 5.6234e-10 | 5spot_SharedNeighbor | Water | Porous | Wet | R245fa | MinimizeLCOE_Brownfield | IgnoreSilica | 2019 | 111.1286 | 19.3218 | 1.245 | 4 | 10299.1492 | 15493.3275 | 209.9621 | 315.8524 | 105.0054 | 0 | 167.5224 | 2900170.2077 | 105028.6875 | 3679579.5158 | 3830682.983 | 0 | 313119.7964 | 0 | 4223146.6643 | 10987761.3339 | 7499372.8863 | 33538862.0749 | 961560.8286 | 16790840.2133 | 16790840.2133 | 1478867.319 | 7598057.1552 | 0 | 51291263.1168 | 77159027.8043 | 562341.3252 | 4.9801 | 10299.1492 | 15493.3275 | 209.9621 | 315.8524
1 | 4700 | 707 | 0.02 | 15 | 15 | 7 | 7.4989e-10 | 5spot_SharedNeighbor | Water | Porous | Wet | R245fa | MinimizeLCOE_Brownfield | IgnoreSilica | 2019 | 113.0823 | 19.6537 | 1.2739 | 4 | 10153.7403 | 15230.4184 | 206.9977 | 310.4927 | 104.9819 | 0 | 163.6979 | 2934868.3601 | 106255.2315 | 3730125.4155 | 3896942.2791 | 0 | 304460.9752 | 0 | 4279334.3819 | 11133950.2496 | 7599149.8251 | 33985086.718 | 961560.8286 | 16790840.2133 | 16790840.2133 | 1478867.319 | 7598057.1552 | 0 | 51737487.7599 | 77605252.4474 | 749894.2093 | 5.0954 | 10153.7403 | 15230.4184 | 206.9977 | 310.4927
1 | 4700 | 707 | 0.02 | 15 | 15 | 7 | 1e-09 | 5spot_SharedNeighbor | Water | Porous | Wet | R245fa | MinimizeLCOE_Brownfield | IgnoreSilica | 2019 | 114.2445 | 19.8508 | 1.2929 | 4 | 10053.8363 | 15055.9035 | 204.9611 | 306.935 | 104.9673 | 0 | 120.6208 | 2955375.9511 | 106979.3145 | 3760066.605 | 3936326.9475 | 0 | 296257.0776 | 0 | 4311452.2993 | 11217514.4824 | 7656184.1311 | 34240156.8086 | 961560.8286 | 16790840.2133 | 16790840.2133 | 1478867.319 | 7598057.1552 | 0 | 51992557.8505 | 77860322.538 | 1000000 | 5.1714 | 10053.8363 | 15055.9035 | 204.9611 | 306.935
1 | 4700 | 707 | 0.02 | 15 | 15 | 7 | 1.3335e-09 | 5spot_SharedNeighbor | Water | Porous | Wet | R245fa | MinimizeLCOE_Brownfield | IgnoreSilica | 2019 | 115.1233 | 19.9997 | 1.3073 | 4 | 9979.0373 | 14925.6726 | 203.4362 | 304.28 | 104.9559 | 0 | 181.7001 | 2970817.0206 | 107524.1276 | 3782642.1803 | 3966090.8095 | 0 | 289753.1617 | 0 | 4335562.6468 | 11280244.6609 | 7698998.7669 | 34431633.3743 | 961560.8286 | 16790840.2133 | 16790840.2133 | 1478867.319 | 7598057.1552 | 0 | 52184034.4162 | 78051799.1037 | 1333521.4322 | 5.2294 | 9979.0373 | 14925.6726 | 203.4362 | 304.28
1 | 4700 | 707 | 0.02 | 15 | 15 | 7 | 1.7783e-09 | 5spot_SharedNeighbor | Water | Porous | Wet | R245fa | MinimizeLCOE_Brownfield | IgnoreSilica | 2019 | 115.7714 | 20.1094 | 1.3182 | 4 | 9923.0111 | 14828.7412 | 202.294 | 302.3039 | 104.9474 | 0 | 145.3404 | 2982169.9806 | 107924.486 | 3799258.1647 | 3988034.871 | 0 | 284544.0805 | 0 | 4353153.3173 | 11326011.9771 | 7730235.9006 | 34571332.7777 | 961560.8286 | 16790840.2133 | 16790840.2133 | 1478867.319 | 7598057.1552 | 0 | 52323733.8197 | 78191498.5072 | 1778279.41 | 5.273 | 9923.0111 | 14828.7412 | 202.294 | 302.3039
1 | 4700 | 707 | 0.02 | 15 | 15 | 7 | 2.3714e-09 | 5spot_SharedNeighbor | Water | Porous | Wet | R245fa | MinimizeLCOE_Brownfield | IgnoreSilica | 2019 | 116.2855 | 20.1964 | 1.3267 | 4 | 9881.0332 | 14755.6072 | 201.4382 | 300.813 | 104.9406 | 0 | 141.6578 | 2991155.8381 | 108241.2444 | 3812420.043 | 4005439.5692 | 0 | 280728.3943 | 0 | 4367214.1847 | 11362595.4698 | 7755204.8861 | 34682999.6295 | 961560.8286 | 16790840.2133 | 16790840.2133 | 1478867.319 | 7598057.1552 | 0 | 52435400.6715 | 78303165.359 | 2371373.7057 | 5.3067 | 9881.0332 | 14755.6072 | 201.4382 | 300.813
1 | 4700 | 707 | 0.02 | 15 | 15 | 7 | 3.1623e-09 | 5spot_SharedNeighbor | Water | Porous | Wet | R245fa | MinimizeLCOE_Brownfield | IgnoreSilica | 2019 | 116.6534 | 20.2586 | 1.3329 | 4 | 9849.574 | 14701.3468 | 200.7969 | 299.7068 | 104.9357 | 0 | 148.3935 | 2997572.8622 | 108467.3782 | 3821825.0202 | 4017888.5542 | 0 | 277639.0616 | 0 | 4377123.2218 | 11388376.7517 | 7772801.1408 | 34761693.9907 | 961560.8286 | 16790840.2133 | 16790840.2133 | 1478867.319 | 7598057.1552 | 0 | 52514095.0326 | 78381859.7202 | 3162277.6602 | 5.3316 | 9849.574 | 14701.3468 | 200.7969 | 299.7068
1 | 4700 | 707 | 0.02 | 15 | 15 | 7 | 4.217e-09 | 5spot_SharedNeighbor | Water | Porous | Wet | R245fa | MinimizeLCOE_Brownfield | IgnoreSilica | 2019 | 116.9286 | 20.3052 | 1.3376 | 4 | 9825.9938 | 14660.7507 | 200.3162 | 298.8792 | 104.9319 | 0 | 161.427 | 3002368.047 | 108636.3208 | 3828856.0793 | 4027201.9108 | 0 | 275270.2244 | 0 | 4384509.7071 | 11407594.8712 | 7785917.9022 | 34820355.0627 | 961560.8286 | 16790840.2133 | 16790840.2133 | 1478867.319 | 7598057.1552 | 0 | 52572756.1046 | 78440520.7921 | 4216965.0343 | 5.3504 | 9825.9938 | 14660.7507 | 200.3162 | 298.8792
1 | 4700 | 707 | 0.02 | 15 | 15 | 7 | 5.6234e-09 | 5spot_SharedNeighbor | Water | Porous | Wet | R245fa | MinimizeLCOE_Brownfield | IgnoreSilica | 2019 | 117.1332 | 20.3397 | 1.3411 | 4 | 9808.3173 | 14630.3936 | 199.9558 | 298.2604 | 104.9292 | 0 | 152.751 | 3005930.4286 | 108761.8083 | 3834081.2335 | 4034126.8431 | 0 | 273452.6557 | 0 | 4389977.658 | 11421821.3578 | 7795627.7717 | 34863779.7566 | 961560.8286 | 16790840.2133 | 16790840.2133 | 1478867.319 | 7598057.1552 | 0 | 52616180.7985 | 78483945.486 | 5623413.2519 | 5.3644 | 9808.3173 | 14630.3936 | 199.9558 | 298.2604
1 | 4700 | 707 | 0.02 | 15 | 15 | 7 | 7.4989e-09 | 5spot_SharedNeighbor | Water | Porous | Wet | R245fa | MinimizeLCOE_Brownfield | IgnoreSilica | 2019 | 117.2964 | 20.3673 | 1.3438 | 4 | 9795.065 | 14607.4184 | 199.6856 | 297.792 | 104.9269 | 0 | 171.5828 | 3008768.479 | 108861.7689 | 3838244.9705 | 4039647.2656 | 0 | 272154.2644 | 0 | 4394393.9319 | 11433311.5967 | 7803470.0958 | 34898852.3729 | 961560.8286 | 16790840.2133 | 16790840.2133 | 1478867.319 | 7598057.1552 | 0 | 52651253.4148 | 78519018.1023 | 7498942.0933 | 5.3753 | 9795.065 | 14607.4184 | 199.6856 | 297.792
1 | 4700 | 707 | 0.02 | 15 | 15 | 7 | 1e-08 | 5spot_SharedNeighbor | Water | Porous | Wet | R245fa | MinimizeLCOE_Brownfield | IgnoreSilica | 2019 | 117.4233 | 20.3888 | 1.3459 | 4 | 9785.1292 | 14590.0948 | 199.4831 | 297.4388 | 104.9252 | 0 | 153.6791 | 3010973.9988 | 108939.4433 | 3841481.336 | 4043939.4999 | 0 | 271209.1758 | 0 | 4397851.947 | 11442308.6427 | 7809610.7645 | 34926314.8081 | 961560.8286 | 16790840.2133 | 16790840.2133 | 1478867.319 | 7598057.1552 | 0 | 52678715.85 | 78546480.5376 | 10000000 | 5.3835 | 9785.1292 | 14590.0948 | 199.4831 | 297.4388
1 | 4800 | 707 | 0.02 | 15 | 15 | 7 | 1e-13 | 5spot_SharedNeighbor | Water | Porous | Wet | R245fa | MinimizeLCOE_Brownfield | IgnoreSilica | 2019 | 0 | 0 | 0 | 0 |  |  |  |  | 15 |  | 24.099 | [19 empty] | 100 | 0
1 | 4800 | 707 | 0.02 | 15 | 15 | 7 | 1.3335e-13 | 5spot_SharedNeighbor | Water | Porous | Wet | R245fa | MinimizeLCOE_Brownfield | IgnoreSilica | 2019 | 0 | 0 | 0 | 0 |  |  |  |  | 15 |  | 21.7436 | [19 empty] | 133.3521 | 0
1 | 4800 | 707 | 0.02 | 15 | 15 | 7 | 1.7783e-13 | 5spot_SharedNeighbor | Water | Porous | Wet | R245fa | MinimizeLCOE_Brownfield | IgnoreSilica | 2019 | 0 | 0 | 0 | 0 |  |  |  |  | 15 |  | 22.9112 | [19 empty] | 177.8279 | 0
1 | 4800 | 707 | 0.02 | 15 | 15 | 7 | 2.3714e-13 | 5spot_SharedNeighbor | Water | Porous | Wet | R245fa | MinimizeLCOE_Brownfield | IgnoreSilica | 2019 | 0 | 0 | 0 | 0 |  |  |  |  | 15 |  | 23.569 | [19 empty] | 237.1374 | 0
1 | 4800 | 707 | 0.02 | 15 | 15 | 7 | 3.1623e-13 | 5spot_SharedNeighbor | Water | Porous | Wet | R245fa | MinimizeLCOE_Brownfield | IgnoreSilica | 2019 | 0 | 0 | 0 | 0 |  |  |  |  | 15 |  | 23.3524 | [19 empty] | 316.2278 | 0
1 | 4800 | 707 | 0.02 | 15 | 15 | 7 | 4.217e-13 | 5spot_SharedNeighbor | Water | Porous | Wet | R245fa | MinimizeLCOE_Brownfield | IgnoreSilica | 2019 | 0 | 0 | 0 | 0 |  |  |  |  | 15 |  | 25.6243 | [19 empty] | 421.6965 | 0
1 | 4800 | 707 | 0.02 | 15 | 15 | 7 | 5.6234e-13 | 5spot_SharedNeighbor | Water | Porous | Wet | R245fa | MinimizeLCOE_Brownfield | IgnoreSilica | 2019 | 0 | 0 | 0 | 0 |  |  |  |  | 15 |  | 26.1746 | [19 empty] | 562.3413 | 0
1 | 4800 | 707 | 0.02 | 15 | 15 | 7 | 7.4989e-13 | 5spot_SharedNeighbor | Water | Porous | Wet | R245fa | MinimizeLCOE_Brownfield | IgnoreSilica | 2019 | 1.6 | 0.18327 | 0.0014644 | 4 | 3279291.8128 | 7810429.0927 | 66852.7992 | 159226.1614 | 83.1478 | 0 | 29.9244 | 94247.8566 | 2926.6907 | 90116.9596 | 69767.0468 | 0 | 57761.7498 | 0 | 122779.9184 | 319448.1621 | 218029.9346 | 975078.3187 | 961560.8286 | 17272388.9941 | 17272388.9941 | 1478867.319 | 7790676.6675 | 0 | 19209028.1415 | 45750961.1221 | 749.8942 | 0.0058577 | 3279291.8128 | 7810429.0927 | 66852.7992 | 159226.1614
1 | 4800 | 707 | 0.02 | 15 | 15 | 7 | 1e-12 | 5spot_SharedNeighbor | Water | Porous | Wet | R245fa | MinimizeLCOE_Brownfield | IgnoreSilica | 2019 | 2.3321 | 0.30675 | 0.0050572 | 4 | 970594.0245 | 2282669.3164 | 19786.872 | 46535.3016 | 89.783 | 0 | 393.4514 | 142643.9184 | 4658.5517 | 135344.175 | 94713.8028 | 0 | 74707.3181 | 0 | 176306.4287 | 458713.1621 | 313081.1587 | 1400168.5155 | 961560.8286 | 17272388.9941 | 17272388.9941 | 1478867.319 | 7790676.6675 | 0 | 19634118.3383 | 46176051.319 | 1000 | 0.020229 | 970594.0245 | 2282669.3164 | 19786.872 | 46535.3016
1 | 4800 | 707 | 0.02 | 15 | 15 | 7 | 1.3335e-12 | 5spot_SharedNeighbor | Water | Porous | Wet | R245fa | MinimizeLCOE_Brownfield | IgnoreSilica | 2019 | 3.2493 | 0.46704 | 0.010689 | 4 | 470791.5844 | 1091549.4661 | 9597.7232 | 22252.7123 | 94.3329 | 0 | 53.4063 | 197967.2369 | 6690.0022 | 188776.6464 | 126476.1184 | 0 | 92189.9258 | 0 | 238718.9725 | 621097.7985 | 423912.0098 | 1895828.7104 | 961560.8286 | 17272388.9941 | 17272388.9941 | 1478867.319 | 7790676.6675 | 0 | 20129778.5331 | 46671711.5138 | 1333.5214 | 0.042757 | 470791.5844 | 1091549.4661 | 9597.7232 | 22252.7123
1 | 4800 | 707 | 0.02 | 15 | 15 | 7 | 1.7783e-12 | 5spot_SharedNeighbor | Water | Porous | Wet | R245fa | MinimizeLCOE_Brownfield | IgnoreSilica | 2019 | 4.4675 | 0.68361 | 0.018864 | 4 | 274902.3099 | 626647.8792 | 5604.2554 | 12775.0646 | 97.7128 | 0 | 67.3416 | 264524.4941 | 9165.4812 | 255378.0717 | 168688.8039 | 0 | 112497.3969 | 0 | 315999.1567 | 822164.9853 | 561144.4962 | 2509562.886 | 961560.8286 | 17272388.9941 | 17272388.9941 | 1478867.319 | 7790676.6675 | 0 | 20743512.7087 | 47285445.6894 | 1778.2794 | 0.075458 | 274902.3099 | 626647.8792 | 5604.2554 | 12775.0646
1 | 4800 | 707 | 0.02 | 15 | 15 | 7 | 2.3714e-12 | 5spot_SharedNeighbor | Water | Porous | Wet | R245fa | MinimizeLCOE_Brownfield | IgnoreSilica | 2019 | 5.9802 | 0.95501 | 0.030159 | 4 | 177828.5254 | 397842.9953 | 3625.275 | 8110.5676 | 100.0962 | 0 | 79.0057 | 339553.7634 | 11972.2401 | 333091.2726 | 221228.4223 | 0 | 133393.8003 | 0 | 405303.4046 | 1054516.3195 | 719729.0562 | 3218788.2792 | 961560.8286 | 17272388.9941 | 17272388.9941 | 1478867.319 | 7790676.6675 | 0 | 21452738.1019 | 47994671.0826 | 2371.3737 | 0.12064 | 177828.5254 | 397842.9953 | 3625.275 | 8110.5676
1 | 4800 | 707 | 0.02 | 15 | 15 | 7 | 3.1623e-12 | 5spot_SharedNeighbor | Water | Porous | Wet | R245fa | MinimizeLCOE_Brownfield | IgnoreSilica | 2019 | 7.8165 | 1.285 | 0.045211 | 4 | 123063.8921 | 269831.9407 | 2508.8239 | 5500.8891 | 101.7457 | 0 | 100.4328 | 422420.0891 | 15073.3237 | 421838.3332 | 285075.8751 | 0 | 153922.9515 | 0 | 506348.9233 | 1317416.032 | 899163.512 | 4021259.04 | 961560.8286 | 17272388.9941 | 17272388.9941 | 1478867.319 | 7790676.6675 | 0 | 22255208.8627 | 48797141.8434 | 3162.2777 | 0.18084 | 123063.8921 | 269831.9407 | 2508.8239 | 5500.8891
1 | 4800 | 707 | 0.02 | 15 | 15 | 7 | 4.217e-12 | 5spot_SharedNeighbor | Water | Porous | Wet | R245fa | MinimizeLCOE_Brownfield | IgnoreSilica | 2019 | 10.465 | 1.7666 | 0.066296 | 4 | 88121.2007 | 188209.538 | 1796.4699 | 3836.906 | 103.2702 | 0 | 100.3107 | 533101.126 | 19230.8266 | 543537.7778 | 377879.6263 | 0 | 184002.2719 | 0 | 646523.1351 | 1682120.5775 | 1148081.8583 | 5134477.1995 | 961560.8286 | 17272388.9941 | 17272388.9941 | 1478867.319 | 7790676.6675 | 0 | 23368427.0223 | 49910360.003 | 4216.965 | 0.26519 | 88121.2007 | 188209.538 | 1796.4699 | 3836.906
1 | 4800 | 707 | 0.02 | 15 | 15 | 7 | 5.6234e-12 | 5spot_SharedNeighbor | Water | Porous | Wet | R245fa | MinimizeLCOE_Brownfield | IgnoreSilica | 2019 | 13.6413 | 2.3432 | 0.093687 | 4 | 65685.1438 | 136511.0872 | 1339.0805 | 2782.9632 | 104.2854 | 0 | 108.4133 | 653966.1153 | 23755.726 | 680833.2831 | 488879.1724 | 0 | 212931.3758 | 0 | 803542.6123 | 2090653.048 | 1426913.6639 | 6381474.9968 | 961560.8286 | 17272388.9941 | 17272388.9941 | 1478867.319 | 7790676.6675 | 0 | 24615424.8196 | 51157357.8003 | 5623.4133 | 0.37475 | 65685.1438 | 136511.0872 | 1339.0805 | 2782.9632
1 | 4800 | 707 | 0.02 | 15 | 15 | 7 | 7.4989e-12 | 5spot_SharedNeighbor | Water | Porous | Wet | R245fa | MinimizeLCOE_Brownfield | IgnoreSilica | 2019 | 17.6339 | 3.0685 | 0.12959 | 4 | 50351.6167 | 101554.8142 | 1026.4858 | 2070.3322 | 105.0537 | 0 | 89.869 | 793960.4243 | 28986.5692 | 844273.1857 | 628313.6343 | 0 | 244314.3048 | 0 | 990540.7662 | 2577183.8857 | 1758980.9578 | 7866553.728 | 961560.8286 | 17272388.9941 | 17272388.9941 | 1478867.319 | 7790676.6675 | 0 | 26100503.5508 | 52642436.5315 | 7498.9421 | 0.51836 | 50351.6167 | 101554.8142 | 1026.4858 | 2070.3322
1 | 4800 | 707 | 0.02 | 15 | 15 | 7 | 1e-11 | 5spot_SharedNeighbor | Water | Porous | Wet | R245fa | MinimizeLCOE_Brownfield | IgnoreSilica | 2019 | 22.6233 | 3.9755 | 0.17617 | 4 | 39544.0576 | 77210.0513 | 806.1591 | 1574.0313 | 105.6398 | 0 | 94.7982 | 955750.411 | 35015.9244 | 1038182.3953 | 802453.7254 | 0 | 278252.6326 | 0 | 1212765.4846 | 3155367.0185 | 2153602.8264 | 9631390.4182 | 961560.8286 | 17272388.9941 | 17272388.9941 | 1478867.319 | 7790676.6675 | 0 | 27865340.2409 | 54407273.2216 | 10000 | 0.70467 | 39544.0576 | 77210.0513 | 806.1591 | 1574.0313
1 | 4800 | 707 | 0.02 | 15 | 15 | 7 | 1.3335e-11 | 5spot_SharedNeighbor | Water | Porous | Wet | R245fa | MinimizeLCOE_Brownfield | IgnoreSilica | 2019 | 28.7787 | 5.0952 | 0.23581 | 4 | 31744.9155 | 59884.1198 | 647.163 | 1220.8188 | 106.0881 | 0 | 93.4811 | 1141044.6207 | 41904.3374 | 1265753.2251 | 1017443.6197 | 0 | 314307.5016 | 0 | 1474376.7887 | 3836025.968 | 2618166.5456 | 11709022.6068 | 961560.8286 | 17272388.9941 | 17272388.9941 | 1478867.319 | 7790676.6675 | 0 | 29942972.4295 | 56484905.4102 | 13335.2143 | 0.94324 | 31744.9155 | 59884.1198 | 647.163 | 1220.8188
1 | 4800 | 707 | 0.02 | 15 | 15 | 7 | 1.7783e-11 | 5spot_SharedNeighbor | Water | Porous | Wet | R245fa | MinimizeLCOE_Brownfield | IgnoreSilica | 2019 | 36.1233 | 6.4322 | 0.31046 | 4 | 26020.9136 | 47394.0468 | 530.4715 | 966.1917 | 106.4277 | 0 | 134.3312 | 1347205.4326 | 49550.9921 | 1524739.8799 | 1274408.7464 | 0 | 349982.2196 | 0 | 1772896.0355 | 4612711.8134 | 3148270.5944 | 14079765.7139 | 961560.8286 | 17272388.9941 | 17272388.9941 | 1478867.319 | 7790676.6675 | 0 | 32313715.5367 | 58855648.5173 | 17782.7941 | 1.2418 | 26020.9136 | 47394.0468 | 530.4715 | 966.1917
1 | 4800 | 707 | 0.02 | 15 | 15 | 7 | 2.3714e-11 | 5spot_SharedNeighbor | Water | Porous | Wet | R245fa | MinimizeLCOE_Brownfield | IgnoreSilica | 2019 | 44.6176 | 7.9789 | 0.40114 | 4 | 21776.4032 | 38317.7747 | 443.9414 | 781.1597 | 106.6835 | 0 | 112.6518 | 1570534.549 | 57813.8144 | 1811260.1848 | 1571643.5735 | 0 | 383205.5731 | 0 | 2103838.5009 | 5473756.2228 | 3735951.0965 | 16708003.5149 | 961560.8286 | 17272388.9941 | 17272388.9941 | 1478867.319 | 7790676.6675 | 0 | 34941953.3377 | 61483886.3183 | 23713.7371 | 1.6046 | 21776.4032 | 38317.7747 | 443.9414 | 781.1597
1 | 4800 | 707 | 0.02 | 15 | 15 | 7 | 3.1623e-11 | 5spot_SharedNeighbor | Water | Porous | Wet | R245fa | MinimizeLCOE_Brownfield | IgnoreSilica | 2019 | 53.9844 | 9.6838 | 0.50675 | 4 | 18611.764 | 31706.0813 | 379.426 | 646.3714 | 106.8678 | 0 | 139.2871 | 1802366.1959 | 66368.3213 | 2114481.003 | 1899340.4415 | 0 | 410678.4408 | 0 | 2454361.417 | 6385744.9482 | 4358402.1411 | 19491742.9086 | 961560.8286 | 17272388.9941 | 17272388.9941 | 1478867.319 | 7790676.6675 | 0 | 37725692.7314 | 64267625.712 | 31622.7766 | 2.027 | 18611.764 | 31706.0813 | 379.426 | 646.3714
1 | 4800 | 707 | 0.02 | 15 | 15 | 7 | 4.217e-11 | 5spot_SharedNeighbor | Water | Porous | Wet | R245fa | MinimizeLCOE_Brownfield | IgnoreSilica | 2019 | 63.6897 | 11.4473 | 0.62302 | 4 | 16251.3895 | 26901.9648 | 331.3066 | 548.4329 | 106.9853 | 0 | 118.1873 | 2029680.3418 | 74729.6628 | 2417077.034 | 2238593.2865 | 0 | 428733.6171 | 0 | 2803637.4375 | 7294489.5072 | 4978638.9754 | 22265579.8624 | 961560.8286 | 17272388.9941 | 17272388.9941 | 1478867.319 | 7790676.6675 | 0 | 40499529.6852 | 67041462.6658 | 42169.6503 | 2.4921 | 16251.3895 | 26901.9648 | 331.3066 | 548.4329
1 | 4800 | 707 | 0.02 | 15 | 15 | 7 | 5.6234e-11 | 5spot_SharedNeighbor | Water | Porous | Wet | R245fa | MinimizeLCOE_Brownfield | IgnoreSilica | 2019 | 73.136 | 13.1578 | 0.74337 | 4 | 14494.7074 | 23420.908 | 295.4942 | 477.4669 | 107.0432 | 0 | 158.2961 | 2240210.6587 | 82444.6525 | 2701825.9127 | 2568240.132 | 0 | 435636.5608 | 0 | 3131059.5875 | 8146374.7781 | 5560068.1773 | 24865860.4595 | 961560.8286 | 17272388.9941 | 17272388.9941 | 1478867.319 | 7790676.6675 | 0 | 43099810.2823 | 69641743.263 | 56234.1325 | 2.9735 | 14494.7074 | 23420.908 | 295.4942 | 477.4669
1 | 4800 | 707 | 0.02 | 15 | 15 | 7 | 7.4989e-11 | 5spot_SharedNeighbor | Water | Porous | Wet | R245fa | MinimizeLCOE_Brownfield | IgnoreSilica | 2019 | 81.813 | 14.7217 | 0.86059 | 4 | 13190.0743 | 20900.4415 | 268.8975 | 426.0838 | 107.0546 | 0 | 148.5219 | 2425349.3904 | 89200.9605 | 2955783.9376 | 2870347.9634 | 0 | 431979.8257 | 0 | 3421338.2103 | 8901620.2102 | 6075538.7034 | 27171159.2015 | 961560.8286 | 17272388.9941 | 17272388.9941 | 1478867.319 | 7790676.6675 | 0 | 45405109.0243 | 71947042.005 | 74989.4209 | 3.4424 | 13190.0743 | 20900.4415 | 268.8975 | 426.0838
1 | 4800 | 707 | 0.02 | 15 | 15 | 7 | 1e-10 | 5spot_SharedNeighbor | Water | Porous | Wet | R245fa | MinimizeLCOE_Brownfield | IgnoreSilica | 2019 | 89.4313 | 16.0875 | 0.96885 | 4 | 12222.0127 | 19070.8651 | 249.1623 | 388.7854 | 107.0355 | 0 | 148.565 | 2581963.3499 | 94892.1911 | 3173235.0223 | 3134909.195 | 0 | 420443.2019 | 0 | 3668122.7545 | 9543702.9718 | 6513773.3817 | 29131042.0684 | 961560.8286 | 17272388.9941 | 17272388.9941 | 1478867.319 | 7790676.6675 | 0 | 47364991.8911 | 73906924.8718 | 100000 | 3.8754 | 12222.0127 | 19070.8651 | 249.1623 | 388.7854
1 | 4800 | 707 | 0.02 | 15 | 15 | 7 | 1.3335e-10 | 5spot_SharedNeighbor | Water | Porous | Wet | R245fa | MinimizeLCOE_Brownfield | IgnoreSilica | 2019 | 95.8498 | 17.2319 | 1.0642 | 4 | 11503.439 | 17738.5196 | 234.5132 | 361.6237 | 107.0004 | 0 | 129.2955 | 2709892.9669 | 99522.5786 | 3352671.762 | 3357222.835 | 0 | 403902.2651 | 0 | 3870052.8389 | 10069083.6299 | 6872356.4764 | 30734705.3527 | 961560.8286 | 17272388.9941 | 17272388.9941 | 1478867.319 | 7790676.6675 | 0 | 48968655.1754 | 75510588.1561 | 133352.1432 | 4.2569 | 11503.439 | 17738.5196 | 234.5132 | 361.6237
1 | 4800 | 707 | 0.02 | 15 | 15 | 7 | 1.7783e-10 | 5spot_SharedNeighbor | Water | Porous | Wet | R245fa | MinimizeLCOE_Brownfield | IgnoreSilica | 2019 | 101.1091 | 18.1651 | 1.1452 | 4 | 10969.438 | 16763.4912 | 223.6268 | 341.7464 | 106.9597 | 0 | 167.7823 | 2812121.2455 | 103209.7211 | 3497249.7977 | 3538948.9699 | 0 | 385325.9193 | 0 | 4031373.7049 | 10488807.4316 | 7158826.5955 | 32015863.3855 | 961560.8286 | 17272388.9941 | 17272388.9941 | 1478867.319 | 7790676.6675 | 0 | 50249813.2083 | 76791746.1889 | 177827.941 | 4.5809 | 10969.438 | 16763.4912 | 223.6268 | 341.7464
1 | 4800 | 707 | 0.02 | 15 | 15 | 7 | 2.3714e-10 | 5spot_SharedNeighbor | Water | Porous | Wet | R245fa | MinimizeLCOE_Brownfield | IgnoreSilica | 2019 | 105.3091 | 18.9071 | 1.2119 | 4 | 10572.0041 | 16047.1149 | 215.5246 | 327.1421 | 106.9199 | 0 | 152.2493 | 2892144.4781 | 106087.3257 | 3611176.5947 | 3683769.6628 | 0 | 366722.5533 | 0 | 4157361.2397 | 10816601.1537 | 7382552.5463 | 33016415.5545 | 961560.8286 | 17272388.9941 | 17272388.9941 | 1478867.319 | 7790676.6675 | 0 | 51250365.3772 | 77792298.3579 | 237137.3706 | 4.8477 | 10572.0041 | 16047.1149 | 215.5246 | 327.1421
1 | 4800 | 707 | 0.02 | 15 | 15 | 7 | 3.1623e-10 | 5spot_SharedNeighbor | Water | Porous | Wet | R245fa | MinimizeLCOE_Brownfield | IgnoreSilica | 2019 | 108.605 | 19.4872 | 1.2656 | 4 | 10275.7569 | 15518.6395 | 209.4852 | 316.3685 | 106.8844 | 0 | 172.8694 | 2953966.9186 | 108304.957 | 3699651.3789 | 3797217.7187 | 0 | 349476.7217 | 0 | 4254360.901 | 11068974.375 | 7554802.4556 | 33786755.4266 | 961560.8286 | 17272388.9941 | 17272388.9941 | 1478867.319 | 7790676.6675 | 0 | 52020705.2494 | 78562638.23 | 316227.766 | 5.0625 | 10275.7569 | 15518.6395 | 209.4852 | 316.3685
1 | 4800 | 707 | 0.02 | 15 | 15 | 7 | 4.217e-10 | 5spot_SharedNeighbor | Water | Porous | Wet | R245fa | MinimizeLCOE_Brownfield | IgnoreSilica | 2019 | 111.148 | 19.9336 | 1.308 | 4 | 10054.6291 | 15127.6929 | 204.9772 | 308.3985 | 106.8546 | 0 | 171.5592 | 3001095.2264 | 109992.1567 | 3767370.3155 | 3884629.4037 | 0 | 334228.8052 | 0 | 4327953.2039 | 11260446.4513 | 7685486.082 | 34371201.6447 | 961560.8286 | 17272388.9941 | 17272388.9941 | 1478867.319 | 7790676.6675 | 0 | 52605151.4674 | 79147084.4481 | 421696.5034 | 5.2319 | 10054.6291 | 15127.6929 | 204.9772 | 308.3985
1 | 4800 | 707 | 0.02 | 15 | 15 | 7 | 5.6234e-10 | 5spot_SharedNeighbor | Water | Porous | Wet | R245fa | MinimizeLCOE_Brownfield | IgnoreSilica | 2019 | 113.1165 | 20.2783 | 1.3411 | 4 | 9889.3829 | 14837.0151 | 201.6084 | 302.4726 | 106.8301 | 0 | 157.172 | 3037239.2942 | 111284.1046 | 3819467.7517 | 3952217.4235 | 0 | 321481.0406 | 0 | 4384258.9497 | 11406942.452 | 7785472.6127 | 34818363.6292 | 961560.8286 | 17272388.9941 | 17272388.9941 | 1478867.319 | 7790676.6675 | 0 | 53052313.4519 | 79594246.4326 | 562341.3252 | 5.3646 | 9889.3829 | 14837.0151 | 201.6084 | 302.4726
1 | 4800 | 707 | 0.02 | 15 | 15 | 7 | 7.4989e-10 | 5spot_SharedNeighbor | Water | Porous | Wet | R245fa | MinimizeLCOE_Brownfield | IgnoreSilica | 2019 | 114.6117 | 20.5396 | 1.3667 | 4 | 9765.7846 | 14620.8614 | 199.0887 | 298.066 | 106.8106 | 0 | 161.7894 | 3064498.5395 | 112257.2853 | 3858852.5845 | 4003509.3811 | 0 | 310951.1573 | 0 | 4426526.8896 | 11516914.9612 | 7860531.11 | 35154041.9085 | 961560.8286 | 17272388.9941 | 17272388.9941 | 1478867.319 | 7790676.6675 | 0 | 53387991.7313 | 79929924.7119 | 749894.2093 | 5.4668 | 9765.7846 | 14620.8614 | 199.0887 | 298.066
1 | 4800 | 707 | 0.02 | 15 | 15 | 7 | 1e-09 | 5spot_SharedNeighbor | Water | Porous | Wet | R245fa | MinimizeLCOE_Brownfield | IgnoreSilica | 2019 | 116.1392 | 20.8062 | 1.3901 | 4 | 9664.8744 | 14438.1307 | 197.0315 | 294.3408 | 106.7901 | 0 | 146.7649 | 3092181.6696 | 113244.6202 | 3898929.6053 | 4055873.0625 | 0 | 304144.6815 | 0 | 4471105.7192 | 11632899.9315 | 7939693.2355 | 35508072.5253 | 961560.8286 | 17272388.9941 | 17272388.9941 | 1478867.319 | 7790676.6675 | 0 | 53742022.3481 | 80283955.3287 | 1000000 | 5.5606 | 9664.8744 | 14438.1307 | 197.0315 | 294.3408
1 | 4800 | 707 | 0.02 | 15 | 15 | 7 | 1.3335e-09 | 5spot_SharedNeighbor | Water | Porous | Wet | R245fa | MinimizeLCOE_Brownfield | IgnoreSilica | 2019 | 116.9823 | 20.9532 | 1.4048 | 4 | 9596.7714 | 14320.0486 | 195.6432 | 291.9336 | 106.7784 | 0 | 144.869 | 3107384.1146 | 113786.3107 | 3920976.3134 | 4084755.4804 | 0 | 297515.3313 | 0 | 4494522.8447 | 11693826.4884 | 7981276.8625 | 35694043.746 | 961560.8286 | 17272388.9941 | 17272388.9941 | 1478867.319 | 7790676.6675 | 0 | 53927993.5687 | 80469926.5494 | 1333521.4322 | 5.6194 | 9596.7714 | 14320.0486 | 195.6432 | 291.9336
1 | 4800 | 707 | 0.02 | 15 | 15 | 7 | 1.7783e-09 | 5spot_SharedNeighbor | Water | Porous | Wet | R245fa | MinimizeLCOE_Brownfield | IgnoreSilica | 2019 | 117.613 | 21.063 | 1.416 | 4 | 9545.7532 | 14231.9222 | 194.6031 | 290.137 | 106.7696 | 0 | 147.1176 | 3118722.0818 | 114190.0865 | 3937435.4052 | 4106352.3804 | 0 | 292297.8732 | 0 | 4511909.1525 | 11739062.0951 | 8012151.0935 | 35832120.1682 | 961560.8286 | 17272388.9941 | 17272388.9941 | 1478867.319 | 7790676.6675 | 0 | 54066069.991 | 80608002.9716 | 1778279.41 | 5.6639 | 9545.7532 | 14231.9222 | 194.6031 | 290.137
1 | 4800 | 707 | 0.02 | 15 | 15 | 7 | 2.3714e-09 | 5spot_SharedNeighbor | Water | Porous | Wet | R245fa | MinimizeLCOE_Brownfield | IgnoreSilica | 2019 | 118.1077 | 21.1491 | 1.4245 | 4 | 9507.5234 | 14165.5445 | 193.8237 | 288.7838 | 106.7625 | 0 | 145.5058 | 3127595.6453 | 114505.9712 | 3950326.8319 | 4123288.4749 | 0 | 288433.9337 | 0 | 4525618.8342 | 11774731.8746 | 8036496.451 | 35940998.0168 | 961560.8286 | 17272388.9941 | 17272388.9941 | 1478867.319 | 7790676.6675 | 0 | 54174947.8396 | 80716880.8203 | 2371373.7057 | 5.6981 | 9507.5234 | 14165.5445 | 193.8237 | 288.7838
1 | 4800 | 707 | 0.02 | 15 | 15 | 7 | 3.1623e-09 | 5spot_SharedNeighbor | Water | Porous | Wet | R245fa | MinimizeLCOE_Brownfield | IgnoreSilica | 2019 | 118.4561 | 21.2097 | 1.4308 | 4 | 9478.8707 | 14116.4152 | 193.2396 | 287.7822 | 106.7575 | 0 | 146.9014 | 3133833.7471 | 114727.9664 | 3959394.8491 | 4135212.5367 | 0 | 285266.41 | 0 | 4535089.8486 | 11799373.5113 | 8053314.8743 | 36016213.7435 | 961560.8286 | 17272388.9941 | 17272388.9941 | 1478867.319 | 7790676.6675 | 0 | 54250163.5662 | 80792096.5469 | 3162277.6602 | 5.7233 | 9478.8707 | 14116.4152 | 193.2396 | 287.7822
1 | 4800 | 707 | 0.02 | 15 | 15 | 7 | 4.217e-09 | 5spot_SharedNeighbor | Water | Porous | Wet | R245fa | MinimizeLCOE_Brownfield | IgnoreSilica | 2019 | 118.7339 | 21.258 | 1.4357 | 4 | 9457.3928 | 14079.2578 | 192.8017 | 287.0247 | 106.7535 | 0 | 141.8418 | 3138802.2618 | 114904.7423 | 3966620.3523 | 4144720.107 | 0 | 282986.4166 | 0 | 4542733.2132 | 11819259.978 | 8066887.7965 | 36076914.8678 | 961560.8286 | 17272388.9941 | 17272388.9941 | 1478867.319 | 7790676.6675 | 0 | 54310864.6905 | 80852797.6712 | 4216965.0343 | 5.7427 | 9457.3928 | 14079.2578 | 192.8017 | 287.0247
1 | 4800 | 707 | 0.02 | 15 | 15 | 7 | 5.6234e-09 | 5spot_SharedNeighbor | Water | Porous | Wet | R245fa | MinimizeLCOE_Brownfield | IgnoreSilica | 2019 | 118.9313 | 21.2923 | 1.4392 | 4 | 9441.2914 | 14051.6825 | 192.4735 | 286.4626 | 106.7506 | 0 | 154.1877 | 3142329.5637 | 115030.2177 | 3971751.6898 | 4151475.6116 | 0 | 281158.3497 | 0 | 4548080.7187 | 11833173.0904 | 8076383.7816 | 36119383.0231 | 961560.8286 | 17272388.9941 | 17272388.9941 | 1478867.319 | 7790676.6675 | 0 | 54353332.8459 | 80895265.8266 | 5623413.2519 | 5.757 | 9441.2914 | 14051.6825 | 192.4735 | 286.4626
1 | 4800 | 707 | 0.02 | 15 | 15 | 7 | 7.4989e-09 | 5spot_SharedNeighbor | Water | Porous | Wet | R245fa | MinimizeLCOE_Brownfield | IgnoreSilica | 2019 | 119.0823 | 21.3186 | 1.442 | 4 | 9429.2197 | 14030.9583 | 192.2274 | 286.0401 | 106.7484 | 0 | 143.4662 | 3145024.5684 | 115126.0741 | 3975673.1677 | 4156640.2343 | 0 | 279797.3514 | 0 | 4552181.9444 | 11843843.6385 | 8083666.6499 | 36151953.6288 | 961560.8286 | 17272388.9941 | 17272388.9941 | 1478867.319 | 7790676.6675 | 0 | 54385903.4516 | 80927836.4323 | 7498942.0933 | 5.7678 | 9429.2197 | 14030.9583 | 192.2274 | 286.0401
1 | 4800 | 707 | 0.02 | 15 | 15 | 7 | 1e-08 | 5spot_SharedNeighbor | Water | Porous | Wet | R245fa | MinimizeLCOE_Brownfield | IgnoreSilica | 2019 | 119.1944 | 21.338 | 1.444 | 4 | 9420.1686 | 14015.4553 | 192.0429 | 285.724 | 106.7468 | 0 | 145.6935 | 3147024.0771 | 115197.186 | 3978583.1671 | 4160473.8206 | 0 | 278758.6987 | 0 | 4555214.4103 | 11851733.4927 | 8089051.6375 | 36176036.4901 | 961560.8286 | 17272388.9941 | 17272388.9941 | 1478867.319 | 7790676.6675 | 0 | 54409986.3128 | 80951919.2935 | 10000000 | 5.7759 | 9420.1686 | 14015.4553 | 192.0429 | 285.724
1 | 4900 | 707 | 0.02 | 15 | 15 | 7 | 1e-13 | 5spot_SharedNeighbor | Water | Porous | Wet | R245fa | MinimizeLCOE_Brownfield | IgnoreSilica | 2019 | 0 | 0 | 0 | 0 |  |  |  |  | 15 |  | 23.9814 | [19 empty] | 100 | 0
1 | 4900 | 707 | 0.02 | 15 | 15 | 7 | 1.3335e-13 | 5spot_SharedNeighbor | Water | Porous | Wet | R245fa | MinimizeLCOE_Brownfield | IgnoreSilica | 2019 | 0 | 0 | 0 | 0 |  |  |  |  | 15 |  | 23.7795 | [19 empty] | 133.3521 | 0
1 | 4900 | 707 | 0.02 | 15 | 15 | 7 | 1.7783e-13 | 5spot_SharedNeighbor | Water | Porous | Wet | R245fa | MinimizeLCOE_Brownfield | IgnoreSilica | 2019 | 0 | 0 | 0 | 0 |  |  |  |  | 15 |  | 23.3085 | [19 empty] | 177.8279 | 0
1 | 4900 | 707 | 0.02 | 15 | 15 | 7 | 2.3714e-13 | 5spot_SharedNeighbor | Water | Porous | Wet | R245fa | MinimizeLCOE_Brownfield | IgnoreSilica | 2019 | 0 | 0 | 0 | 0 |  |  |  |  | 15 |  | 23.4199 | [19 empty] | 237.1374 | 0
1 | 4900 | 707 | 0.02 | 15 | 15 | 7 | 3.1623e-13 | 5spot_SharedNeighbor | Water | Porous | Wet | R245fa | MinimizeLCOE_Brownfield | IgnoreSilica | 2019 | 0 | 0 | 0 | 0 |  |  |  |  | 15 |  | 25.152 | [19 empty] | 316.2278 | 0
1 | 4900 | 707 | 0.02 | 15 | 15 | 7 | 4.217e-13 | 5spot_SharedNeighbor | Water | Porous | Wet | R245fa | MinimizeLCOE_Brownfield | IgnoreSilica | 2019 | 0 | 0 | 0 | 0 |  |  |  |  | 15 |  | 27.2472 | [19 empty] | 421.6965 | 0
1 | 4900 | 707 | 0.02 | 15 | 15 | 7 | 5.6234e-13 | 5spot_SharedNeighbor | Water | Porous | Wet | R245fa | MinimizeLCOE_Brownfield | IgnoreSilica | 2019 | 0 | 0 | 0 | 0 |  |  |  |  | 15 |  | 27.0251 | [19 empty] | 562.3413 | 0
1 | 4900 | 707 | 0.02 | 15 | 15 | 7 | 7.4989e-13 | 5spot_SharedNeighbor | Water | Porous | Wet | R245fa | MinimizeLCOE_Brownfield | IgnoreSilica | 2019 | 1.6 | 0.18733 | 0.0021351 | 4 | 2307542.1079 | 5495268.4958 | 47042.3671 | 112028.4812 | 84.1189 | 0 | 28.7773 | 96595.1248 | 3021.3374 | 91633.5978 | 70373.8641 | 0 | 56678.439 | 0 | 124137.9216 | 322981.4079 | 220441.4475 | 985863.1401 | 961560.8286 | 17759797.8658 | 17759797.8658 | 1478867.319 | 7985640.2162 | 0 | 19707221.8345 | 46931527.2356 | 749.8942 | 0.0085404 | 2307542.1079 | 5495268.4958 | 47042.3671 | 112028.4812
1 | 4900 | 707 | 0.02 | 15 | 15 | 7 | 1e-12 | 5spot_SharedNeighbor | Water | Porous | Wet | R245fa | MinimizeLCOE_Brownfield | IgnoreSilica | 2019 | 2.5266 | 0.34867 | 0.0063751 | 4 | 794539.8153 | 1862146.7315 | 16197.7688 | 37962.3799 | 92.2245 | 0 | 433.9282 | 159002.886 | 5285.1387 | 149664.1819 | 102195.8566 | 0 | 80954.1031 | 0 | 193869.8448 | 504409.5681 | 344269.8948 | 1539651.4739 | 961560.8286 | 17759797.8658 | 17759797.8658 | 1478867.319 | 7985640.2162 | 0 | 20261010.1684 | 47485315.5694 | 1000 | 0.0255 | 794539.8153 | 1862146.7315 | 16197.7688 | 37962.3799
1 | 4900 | 707 | 0.02 | 15 | 15 | 7 | 1.3335e-12 | 5spot_SharedNeighbor | Water | Porous | Wet | R245fa | MinimizeLCOE_Brownfield | IgnoreSilica | 2019 | 3.5318 | 0.53054 | 0.012895 | 4 | 403444.7057 | 931233.3865 | 8224.766 | 18984.4522 | 96.6985 | 0 | 70.0464 | 220188.4204 | 7567.0393 | 208662.915 | 137544.5413 | 0 | 100524.0116 | 0 | 263049.9018 | 684401.8855 | 467118.3499 | 2089057.0648 | 961560.8286 | 17759797.8658 | 17759797.8658 | 1478867.319 | 7985640.2162 | 0 | 20810415.7592 | 48034721.1603 | 1333.5214 | 0.051582 | 403444.7057 | 931233.3865 | 8224.766 | 18984.4522
1 | 4900 | 707 | 0.02 | 15 | 15 | 7 | 1.7783e-12 | 5spot_SharedNeighbor | Water | Porous | Wet | R245fa | MinimizeLCOE_Brownfield | IgnoreSilica | 2019 | 4.8035 | 0.76408 | 0.022196 | 4 | 241654.7568 | 548289.0859 | 4926.4591 | 11177.6146 | 99.8736 | 0 | 54.5048 | 290279.7731 | 10210.2301 | 278702.7884 | 182167.1791 | 0 | 121287.3968 | 0 | 344232.4734 | 895622.2839 | 611280.612 | 2733782.7369 | 961560.8286 | 17759797.8658 | 17759797.8658 | 1478867.319 | 7985640.2162 | 0 | 21455141.4314 | 48679446.8324 | 1778.2794 | 0.088784 | 241654.7568 | 548289.0859 | 4926.4591 | 11177.6146
1 | 4900 | 707 | 0.02 | 15 | 15 | 7 | 2.3714e-12 | 5spot_SharedNeighbor | Water | Porous | Wet | R245fa | MinimizeLCOE_Brownfield | IgnoreSilica | 2019 | 6.4017 | 1.06 | 0.03501 | 4 | 158612.3923 | 353018.7162 | 3233.5282 | 7196.764 | 102.159 | 0 | 81.4076 | 370428.6913 | 13247.4831 | 361526.6739 | 238519.1074 | 0 | 143221.6378 | 0 | 439508.0015 | 1143509.6643 | 780468.8427 | 3490430.1019 | 961560.8286 | 17759797.8658 | 17759797.8658 | 1478867.319 | 7985640.2162 | 0 | 22211788.7964 | 49436094.1974 | 2371.3737 | 0.14004 | 158612.3923 | 353018.7162 | 3233.5282 | 7196.764
1 | 4900 | 707 | 0.02 | 15 | 15 | 7 | 3.1623e-12 | 5spot_SharedNeighbor | Water | Porous | Wet | R245fa | MinimizeLCOE_Brownfield | IgnoreSilica | 2019 | 8.3035 | 1.412 | 0.051903 | 4 | 111023.7781 | 242155.5538 | 2263.3699 | 4936.6685 | 103.6958 | 0 | 90.0873 | 457201.2857 | 16533.6868 | 454214.7673 | 305739.7483 | 0 | 163780.7022 | 0 | 545013.3742 | 1418013.0022 | 967823.0112 | 4328319.578 | 961560.8286 | 17759797.8658 | 17759797.8658 | 1478867.319 | 7985640.2162 | 0 | 23049678.2725 | 50273983.6735 | 3162.2777 | 0.20761 | 111023.7781 | 242155.5538 | 2263.3699 | 4936.6685
1 | 4900 | 707 | 0.02 | 15 | 15 | 7 | 4.217e-12 | 5spot_SharedNeighbor | Water | Porous | Wet | R245fa | MinimizeLCOE_Brownfield | IgnoreSilica | 2019 | 11.154 | 1.9473 | 0.075887 | 4 | 79936.7708 | 169623.9627 | 1629.6192 | 3458.0139 | 105.2485 | 0 | 91.3605 | 578212.4544 | 21137.7141 | 586706.4335 | 406794.0723 | 0 | 196874.477 | 0 | 697992.809 | 1816034.1111 | 1239480.5966 | 5543232.668 | 961560.8286 | 17759797.8658 | 17759797.8658 | 1478867.319 | 7985640.2162 | 0 | 24264591.3625 | 51488896.7635 | 4216.965 | 0.30355 | 79936.7708 | 169623.9627 | 1629.6192 | 3458.0139
1 | 4900 | 707 | 0.02 | 15 | 15 | 7 | 5.6234e-12 | 5spot_SharedNeighbor | Water | Porous | Wet | R245fa | MinimizeLCOE_Brownfield | IgnoreSilica | 2019 | 14.5445 | 2.5818 | 0.1068 | 4 | 59953.8808 | 123682.6101 | 1222.241 | 2521.4373 | 106.2438 | 0 | 106.3041 | 708957.9947 | 26091.0904 | 734700.5951 | 526751.1156 | 0 | 228169.2741 | 0 | 867621.3272 | 2257372.7199 | 1540703.2657 | 6890367.3827 | 961560.8286 | 17759797.8658 | 17759797.8658 | 1478867.319 | 7985640.2162 | 0 | 25611726.0771 | 52836031.4782 | 5623.4133 | 0.42719 | 59953.8808 | 123682.6101 | 1222.241 | 2521.4373
1 | 4900 | 707 | 0.02 | 15 | 15 | 7 | 7.4989e-12 | 5spot_SharedNeighbor | Water | Porous | Wet | R245fa | MinimizeLCOE_Brownfield | IgnoreSilica | 2019 | 18.7787 | 3.3756 | 0.14729 | 4 | 46182.3182 | 92392.3328 | 941.489 | 1883.5427 | 106.9926 | 0 | 83.8369 | 859660.7524 | 31789.9442 | 909930.7107 | 677060.1748 | 0 | 261608.3605 | 0 | 1068619.4776 | 2780328.6768 | 1897631.452 | 8486629.5491 | 961560.8286 | 17759797.8658 | 17759797.8658 | 1478867.319 | 7985640.2162 | 0 | 27207988.2435 | 54432293.6446 | 7498.9421 | 0.58914 | 46182.3182 | 92392.3328 | 941.489 | 1883.5427
1 | 4900 | 707 | 0.02 | 15 | 15 | 7 | 1e-11 | 5spot_SharedNeighbor | Water | Porous | Wet | R245fa | MinimizeLCOE_Brownfield | IgnoreSilica | 2019 | 24.0575 | 4.3658 | 0.19971 | 4 | 36429.0048 | 70508.1301 | 742.6545 | 1437.4036 | 107.5638 | 0 | 121.2152 | 1033554.0736 | 38349.713 | 1117372.369 | 864500.4222 | 0 | 297631.7373 | 0 | 1307049.2429 | 3400674.0175 | 2321029.8938 | 10380161.4694 | 961560.8286 | 17759797.8658 | 17759797.8658 | 1478867.319 | 7985640.2162 | 0 | 29101520.1639 | 56325825.5649 | 10000 | 0.79886 | 36429.0048 | 70508.1301 | 742.6545 | 1437.4036
1 | 4900 | 707 | 0.02 | 15 | 15 | 7 | 1.3335e-11 | 5spot_SharedNeighbor | Water | Porous | Wet | R245fa | MinimizeLCOE_Brownfield | IgnoreSilica | 2019 | 30.5085 | 5.5767 | 0.26651 | 4 | 29369.1855 | 54906.9555 | 598.7306 | 1119.3526 | 107.9987 | 0 | 117.8761 | 1230977.1367 | 45777.8528 | 1358634.4474 | 1093623.1518 | 0 | 335036.9898 | 0 | 1584979.3356 | 4123791.1073 | 2814572.1661 | 12587392.1875 | 961560.8286 | 17759797.8658 | 17759797.8658 | 1478867.319 | 7985640.2162 | 0 | 31308750.8819 | 58533056.283 | 13335.2143 | 1.066 | 29369.1855 | 54906.9555 | 598.7306 | 1119.3526
1 | 4900 | 707 | 0.02 | 15 | 15 | 7 | 1.7783e-11 | 5spot_SharedNeighbor | Water | Porous | Wet | R245fa | MinimizeLCOE_Brownfield | IgnoreSilica | 2019 | 38.1649 | 7.0136 | 0.34957 | 4 | 24180.5353 | 43650.5064 | 492.9529 | 889.8746 | 108.3285 | 0 | 121.7151 | 1449483.375 | 53977.1731 | 1631748.9591 | 1365071.2963 | 0 | 371646.4994 | 0 | 1900051.6481 | 4943544.6342 | 3374070.7925 | 15089594.3777 | 961560.8286 | 17759797.8658 | 17759797.8658 | 1478867.319 | 7985640.2162 | 0 | 33810953.0722 | 61035258.4733 | 17782.7941 | 1.3983 | 24180.5353 | 43650.5064 | 492.9529 | 889.8746
1 | 4900 | 707 | 0.02 | 15 | 15 | 7 | 2.3714e-11 | 5spot_SharedNeighbor | Water | Porous | Wet | R245fa | MinimizeLCOE_Brownfield | IgnoreSilica | 2019 | 46.9929 | 8.6707 | 0.44993 | 4 | 20324.4535 | 35451.4507 | 414.3415 | 722.7258 | 108.5768 | 0 | 120.0177 | 1685692.3239 | 62817.9815 | 1933153.6004 | 1678075.3515 | 0 | 405656.9444 | 0 | 2248504.5187 | 5850147.5259 | 3992845.895 | 17856894.1413 | 961560.8286 | 17759797.8658 | 17759797.8658 | 1478867.319 | 7985640.2162 | 0 | 36578252.8358 | 63802558.2368 | 23713.7371 | 1.7997 | 20324.4535 | 35451.4507 | 414.3415 | 722.7258
1 | 4900 | 707 | 0.02 | 15 | 15 | 7 | 3.1623e-11 | 5spot_SharedNeighbor | Water | Porous | Wet | R245fa | MinimizeLCOE_Brownfield | IgnoreSilica | 2019 | 56.6056 | 10.4739 | 0.56561 | 4 | 17446.5843 | 29479.7684 | 355.6722 | 600.985 | 108.7513 | 0 | 106.3537 | 1928025.707 | 71862.1638 | 2248301.2057 | 2018804.0446 | 0 | 432625.1175 | 0 | 2612851.1131 | 6798102.6268 | 4639844.7298 | 20750416.7083 | 961560.8286 | 17759797.8658 | 17759797.8658 | 1478867.319 | 7985640.2162 | 0 | 39471775.4028 | 66696080.8038 | 31622.7766 | 2.2624 | 17446.5843 | 29479.7684 | 355.6722 | 600.985
1 | 4900 | 707 | 0.02 | 15 | 15 | 7 | 4.217e-11 | 5spot_SharedNeighbor | Water | Porous | Wet | R245fa | MinimizeLCOE_Brownfield | IgnoreSilica | 2019 | 66.4345 | 12.3136 | 0.69145 | 4 | 15299.7931 | 25142.9688 | 311.907 | 512.5734 | 108.857 | 0 | 137.6442 | 2162704.1253 | 80590.6493 | 2558833.0995 | 2366867.1721 | 0 | 449007.6849 | 0 | 2971021.0651 | 7729987.3713 | 5275875.2163 | 23594886.3838 | 961560.8286 | 17759797.8658 | 17759797.8658 | 1478867.319 | 7985640.2162 | 0 | 42316245.0783 | 69540550.4793 | 42169.6503 | 2.7658 | 15299.7931 | 25142.9688 | 311.907 | 512.5734
1 | 4900 | 707 | 0.02 | 15 | 15 | 7 | 5.6234e-11 | 5spot_SharedNeighbor | Water | Porous | Wet | R245fa | MinimizeLCOE_Brownfield | IgnoreSilica | 2019 | 75.9009 | 14.0786 | 0.82022 | 4 | 13702.164 | 22000.0672 | 279.3371 | 448.5011 | 108.9025 | 0 | 138.6735 | 2377968.4451 | 88564.6978 | 2848170.2417 | 2701535.0622 | 0 | 453717.1239 | 0 | 3303282.6726 | 8594463.9176 | 5865898.2223 | 26233600.3831 | 961560.8286 | 17759797.8658 | 17759797.8658 | 1478867.319 | 7985640.2162 | 0 | 44954959.0776 | 72179264.4786 | 56234.1325 | 3.2809 | 13702.164 | 22000.0672 | 279.3371 | 448.5011
1 | 4900 | 707 | 0.02 | 15 | 15 | 7 | 7.4989e-11 | 5spot_SharedNeighbor | Water | Porous | Wet | R245fa | MinimizeLCOE_Brownfield | IgnoreSilica | 2019 | 84.5346 | 15.6801 | 0.9444 | 4 | 12515.5051 | 19722.2738 | 255.1455 | 402.0652 | 108.9028 | 0 | 144.4949 | 2566088.6385 | 95502.5611 | 3104541.2164 | 3006099.4182 | 0 | 447949.9381 | 0 | 3595870.8912 | 9355718.4443 | 6385470.079 | 28557241.1866 | 961560.8286 | 17759797.8658 | 17759797.8658 | 1478867.319 | 7985640.2162 | 0 | 47278599.8811 | 74502905.2821 | 74989.4209 | 3.7776 | 12515.5051 | 19722.2738 | 255.1455 | 402.0652
1 | 4900 | 707 | 0.02 | 15 | 15 | 7 | 1e-10 | 5spot_SharedNeighbor | Water | Porous | Wet | R245fa | MinimizeLCOE_Brownfield | IgnoreSilica | 2019 | 92.0371 | 17.064 | 1.0579 | 4 | 11634.6553 | 18068.178 | 237.1882 | 368.3442 | 108.8748 | 0 | 151.5333 | 2723733.8697 | 101290.9446 | 3321940.2684 | 3270131.2277 | 0 | 434286.0119 | 0 | 3842039.1057 | 9996197.6424 | 6822610.2922 | 30512229.3625 | 961560.8286 | 17759797.8658 | 17759797.8658 | 1478867.319 | 7985640.2162 | 0 | 49233588.057 | 76457893.458 | 100000 | 4.2316 | 11634.6553 | 18068.178 | 237.1882 | 368.3442
1 | 4900 | 707 | 0.02 | 15 | 15 | 7 | 1.3335e-10 | 5spot_SharedNeighbor | Water | Porous | Wet | R245fa | MinimizeLCOE_Brownfield | IgnoreSilica | 2019 | 98.3318 | 18.2187 | 1.1572 | 4 | 10980.4688 | 16861.8381 | 223.8517 | 343.7514 | 108.8329 | 0 | 152.0285 | 2852086.8497 | 105984.5188 | 3500699.6138 | 3491140.962 | 0 | 416109.924 | 0 | 4042748.5286 | 10518402.3898 | 7179025.7626 | 32106198.5492 | 961560.8286 | 17759797.8658 | 17759797.8658 | 1478867.319 | 7985640.2162 | 0 | 50827557.2437 | 78051862.6447 | 133352.1432 | 4.6289 | 10980.4688 | 16861.8381 | 223.8517 | 343.7514
1 | 4900 | 707 | 0.02 | 15 | 15 | 7 | 1.7783e-10 | 5spot_SharedNeighbor | Water | Porous | Wet | R245fa | MinimizeLCOE_Brownfield | IgnoreSilica | 2019 | 103.4481 | 19.1526 | 1.241 | 4 | 10494.0314 | 15978.5825 | 213.935 | 325.745 | 108.7875 | 0 | 134.2535 | 2953908.5836 | 109694.5145 | 3643651.4373 | 3670395.692 | 0 | 396116.5727 | 0 | 4201769.0521 | 10932141.1721 | 7461410.983 | 33369088.0074 | 961560.8286 | 17759797.8658 | 17759797.8658 | 1478867.319 | 7985640.2162 | 0 | 52090446.7018 | 79314752.1029 | 177827.941 | 4.9638 | 10494.0314 | 15978.5825 | 213.935 | 325.745
1 | 4900 | 707 | 0.02 | 15 | 15 | 7 | 2.3714e-10 | 5spot_SharedNeighbor | Water | Porous | Wet | R245fa | MinimizeLCOE_Brownfield | IgnoreSilica | 2019 | 107.5398 | 19.8962 | 1.3097 | 4 | 10131.7897 | 15328.3683 | 206.5502 | 312.4895 | 108.7443 | 0 | 172.5769 | 3033785.9645 | 112596.0956 | 3756515.6793 | 3813494.7372 | 0 | 376653.5568 | 0 | 4326287.953 | 11256113.8101 | 7682528.9654 | 34357976.762 | 961560.8286 | 17759797.8658 | 17759797.8658 | 1478867.319 | 7985640.2162 | 0 | 53079335.4565 | 80303640.8576 | 237137.3706 | 5.2389 | 10131.7897 | 15328.3683 | 206.5502 | 312.4895
1 | 4900 | 707 | 0.02 | 15 | 15 | 7 | 3.1623e-10 | 5spot_SharedNeighbor | Water | Porous | Wet | R245fa | MinimizeLCOE_Brownfield | IgnoreSilica | 2019 | 110.7218 | 20.4725 | 1.3647 | 4 | 9861.6364 | 14848.8254 | 201.0428 | 302.7134 | 108.7067 | 0 | 144.7919 | 3094975.6303 | 114813.3062 | 3843410.8273 | 3924611.8656 | 0 | 358623.1991 | 0 | 4421209.5831 | 11503080.4205 | 7851088.7517 | 35111813.5838 | 961560.8286 | 17759797.8658 | 17759797.8658 | 1478867.319 | 7985640.2162 | 0 | 53833172.2782 | 81057477.6793 | 316227.766 | 5.4588 | 9861.6364 | 14848.8254 | 201.0428 | 302.7134
1 | 4900 | 707 | 0.02 | 15 | 15 | 7 | 4.217e-10 | 5spot_SharedNeighbor | Water | Porous | Wet | R245fa | MinimizeLCOE_Brownfield | IgnoreSilica | 2019 | 113.1897 | 20.9181 | 1.4081 | 4 | 9659.8982 | 14493.3662 | 196.9301 | 295.4669 | 108.6751 | 0 | 153.131 | 3141883.6448 | 116509.6485 | 3910284.3475 | 4010685.2049 | 0 | 342978.1371 | 0 | 4493712.9833 | 11691719.3953 | 7979838.7281 | 35687612.0897 | 961560.8286 | 17759797.8658 | 17759797.8658 | 1478867.319 | 7985640.2162 | 0 | 54408970.7841 | 81633276.1852 | 421696.5034 | 5.6325 | 9659.8982 | 14493.3662 | 196.9301 | 295.4669
1 | 4900 | 707 | 0.02 | 15 | 15 | 7 | 5.6234e-10 | 5spot_SharedNeighbor | Water | Porous | Wet | R245fa | MinimizeLCOE_Brownfield | IgnoreSilica | 2019 | 115.0844 | 21.2595 | 1.4419 | 4 | 9509.0882 | 14229.2332 | 193.8556 | 290.0822 | 108.6496 | 0 | 186.2182 | 3177577.3997 | 117798.4301 | 3961323.1945 | 4076704.7714 | 0 | 329850.9186 | 0 | 4548669.3386 | 11834704.5586 | 8077429.0401 | 36124057.6515 | 961560.8286 | 17759797.8658 | 17759797.8658 | 1478867.319 | 7985640.2162 | 0 | 54845416.346 | 82069721.7471 | 562341.3252 | 5.7677 | 9509.0882 | 14229.2332 | 193.8556 | 290.0822
1 | 4900 | 707 | 0.02 | 15 | 15 | 7 | 7.4989e-10 | 5spot_SharedNeighbor | Water | Porous | Wet | R245fa | MinimizeLCOE_Brownfield | IgnoreSilica | 2019 | 116.5265 | 21.5188 | 1.468 | 4 | 9396.2556 | 14032.6152 | 191.5554 | 286.0738 | 108.6293 | 0 | 176.7699 | 3204561.3479 | 118771.5467 | 3999996.2275 | 4126917.6583 | 0 | 319098.6653 | 0 | 4590044.7238 | 11942354.8238 | 8150902.5581 | 36452647.5515 | 961560.8286 | 17759797.8658 | 17759797.8658 | 1478867.319 | 7985640.2162 | 0 | 55174006.2459 | 82398311.647 | 749894.2093 | 5.8719 | 9396.2556 | 14032.6152 | 191.5554 | 286.0738
1 | 4900 | 707 | 0.02 | 15 | 15 | 7 | 1e-09 | 5spot_SharedNeighbor | Water | Porous | Wet | R245fa | MinimizeLCOE_Brownfield | IgnoreSilica | 2019 | 117.613 | 21.714 | 1.4879 | 4 | 9311.7842 | 13886.1464 | 189.8333 | 283.0879 | 108.6137 | 0 | 157.0441 | 3224786.8988 | 119500.257 | 4029033.5191 | 4164726.5646 | 0 | 310418.3701 | 0 | 4620901.5877 | 12022638.054 | 8205697.5124 | 36697702.7637 | 961560.8286 | 17759797.8658 | 17759797.8658 | 1478867.319 | 7985640.2162 | 0 | 55419061.4581 | 82643366.8592 | 1000000 | 5.9515 | 9311.7842 | 13886.1464 | 189.8333 | 283.0879
1 | 4900 | 707 | 0.02 | 15 | 15 | 7 | 1.3335e-09 | 5spot_SharedNeighbor | Water | Porous | Wet | R245fa | MinimizeLCOE_Brownfield | IgnoreSilica | 2019 | 118.8434 | 21.9347 | 1.5072 | 4 | 9240.8725 | 13756.6222 | 188.3877 | 280.4474 | 108.5956 | 0 | 159.2698 | 3247590.5481 | 120321.2445 | 4061820.2051 | 4207523.6414 | 0 | 305424.1673 | 0 | 4657645.1245 | 12118237.1995 | 8270945.8935 | 36989508.0239 | 961560.8286 | 17759797.8658 | 17759797.8658 | 1478867.319 | 7985640.2162 | 0 | 55710866.7184 | 82935172.1194 | 1333521.4322 | 6.0287 | 9240.8725 | 13756.6222 | 188.3877 | 280.4474
1 | 4900 | 707 | 0.02 | 15 | 15 | 7 | 1.7783e-09 | 5spot_SharedNeighbor | Water | Porous | Wet | R245fa | MinimizeLCOE_Brownfield | IgnoreSilica | 2019 | 119.465 | 22.0461 | 1.5186 | 4 | 9194.2953 | 13676.1077 | 187.4381 | 278.806 | 108.5862 | 0 | 153.1697 | 3259064.1097 | 120733.9812 | 4078339.7452 | 4229133.5673 | 0 | 300263.8551 | 0 | 4675138.7508 | 12163752.0267 | 8302010.6983 | 37128436.7342 | 961560.8286 | 17759797.8658 | 17759797.8658 | 1478867.319 | 7985640.2162 | 0 | 55849795.4286 | 83074100.8297 | 1778279.41 | 6.0744 | 9194.2953 | 13676.1077 | 187.4381 | 278.806
1 | 4900 | 707 | 0.02 | 15 | 15 | 7 | 2.3714e-09 | 5spot_SharedNeighbor | Water | Porous | Wet | R245fa | MinimizeLCOE_Brownfield | IgnoreSilica | 2019 | 119.9176 | 22.1271 | 1.5271 | 4 | 9159.39 | 13616.2123 | 186.7266 | 277.5849 | 108.5793 | 0 | 140.1992 | 3267401.7439 | 121033.786 | 4090353.1205 | 4244867.5627 | 0 | 296146.6705 | 0 | 4687723.1246 | 12196493.9861 | 8324357.7584 | 37228377.7528 | 961560.8286 | 17759797.8658 | 17759797.8658 | 1478867.319 | 7985640.2162 | 0 | 55949736.4472 | 83174041.8483 | 2371373.7057 | 6.1085 | 9159.39 | 13616.2123 | 186.7266 | 277.5849
1 | 4900 | 707 | 0.02 | 15 | 15 | 7 | 3.1623e-09 | 5spot_SharedNeighbor | Water | Porous | Wet | R245fa | MinimizeLCOE_Brownfield | IgnoreSilica | 2019 | 120.264 | 22.1891 | 1.5336 | 4 | 9133.227 | 13571.2473 | 186.1932 | 276.6682 | 108.574 | 0 | 145.0513 | 3273770.8004 | 121262.7363 | 4099535.0373 | 4256903.757 | 0 | 293043.6848 | 0 | 4697361.2461 | 12221570.4012 | 8341472.927 | 37304920.5901 | 961560.8286 | 17759797.8658 | 17759797.8658 | 1478867.319 | 7985640.2162 | 0 | 56026279.2845 | 83250584.6856 | 3162277.6602 | 6.1343 | 9133.227 | 13571.2473 | 186.1932 | 276.6682
1 | 4900 | 707 | 0.02 | 15 | 15 | 7 | 4.217e-09 | 5spot_SharedNeighbor | Water | Porous | Wet | R245fa | MinimizeLCOE_Brownfield | IgnoreSilica | 2019 | 120.5218 | 22.2353 | 1.5384 | 4 | 9113.6144 | 13537.6277 | 185.7934 | 275.9829 | 108.57 | 0 | 156.9379 | 3278505.698 | 121432.9036 | 4106363.9159 | 4265861.4311 | 0 | 290656.6219 | 0 | 4704500.0225 | 12240144.0329 | 8354149.8123 | 37361614.4382 | 961560.8286 | 17759797.8658 | 17759797.8658 | 1478867.319 | 7985640.2162 | 0 | 56082973.1326 | 83307278.5337 | 4216965.0343 | 6.1538 | 9113.6144 | 13537.6277 | 185.7934 | 275.9829
1 | 4900 | 707 | 0.02 | 15 | 15 | 7 | 5.6234e-09 | 5spot_SharedNeighbor | Water | Porous | Wet | R245fa | MinimizeLCOE_Brownfield | IgnoreSilica | 2019 | 120.7265 | 22.2719 | 1.5422 | 4 | 9098.9107 | 13512.2029 | 185.4936 | 275.4645 | 108.5668 | 0 | 151.9975 | 3282261.2189 | 121567.8509 | 4111781.9463 | 4272971.9994 | 0 | 288940.5895 | 0 | 4710234.2059 | 12255063.202 | 8364332.4517 | 37407153.4646 | 961560.8286 | 17759797.8658 | 17759797.8658 | 1478867.319 | 7985640.2162 | 0 | 56128512.1591 | 83352817.5601 | 5623413.2519 | 6.1687 | 9098.9107 | 13512.2029 | 185.4936 | 275.4645
1 | 4900 | 707 | 0.02 | 15 | 15 | 7 | 7.4989e-09 | 5spot_SharedNeighbor | Water | Porous | Wet | R245fa | MinimizeLCOE_Brownfield | IgnoreSilica | 2019 | 120.8682 | 22.2972 | 1.5449 | 4 | 9087.8865 | 13493.4105 | 185.2689 | 275.0814 | 108.5646 | 0 | 139.4677 | 3284859.2656 | 121661.1927 | 4115531.0608 | 4277894.2452 | 0 | 287536.9221 | 0 | 4714118.2477 | 12265168.6819 | 8371229.6494 | 37437999.2655 | 961560.8286 | 17759797.8658 | 17759797.8658 | 1478867.319 | 7985640.2162 | 0 | 56159357.9599 | 83383663.361 | 7498942.0933 | 6.1796 | 9087.8865 | 13493.4105 | 185.2689 | 275.0814
1 | 4900 | 707 | 0.02 | 15 | 15 | 7 | 1e-08 | 5spot_SharedNeighbor | Water | Porous | Wet | R245fa | MinimizeLCOE_Brownfield | IgnoreSilica | 2019 | 120.9823 | 22.3176 | 1.547 | 4 | 9079.6208 | 13479.1592 | 185.1004 | 274.7909 | 108.5628 | 0 | 154.83 | 3286950.1241 | 121736.3063 | 4118548.7595 | 4281857.274 | 0 | 286544.5799 | 0 | 4717298.4471 | 12273442.9084 | 8376876.979 | 37463255.3783 | 961560.8286 | 17759797.8658 | 17759797.8658 | 1478867.319 | 7985640.2162 | 0 | 56184614.0728 | 83408919.4738 | 10000000 | 6.188 | 9079.6208 | 13479.1592 | 185.1004 | 274.7909
1 | 5000 | 707 | 0.02 | 15 | 15 | 7 | 1e-13 | 5spot_SharedNeighbor | Water | Porous | Wet | R245fa | MinimizeLCOE_Brownfield | IgnoreSilica | 2019 | 0 | 0 | 0 | 0 |  |  |  |  | 15 |  | 22.9475 | [19 empty] | 100 | 0
1 | 5000 | 707 | 0.02 | 15 | 15 | 7 | 1.3335e-13 | 5spot_SharedNeighbor | Water | Porous | Wet | R245fa | MinimizeLCOE_Brownfield | IgnoreSilica | 2019 | 0 | 0 | 0 | 0 |  |  |  |  | 15 |  | 22.4968 | [19 empty] | 133.3521 | 0
1 | 5000 | 707 | 0.02 | 15 | 15 | 7 | 1.7783e-13 | 5spot_SharedNeighbor | Water | Porous | Wet | R245fa | MinimizeLCOE_Brownfield | IgnoreSilica | 2019 | 0 | 0 | 0 | 0 |  |  |  |  | 15 |  | 22.6602 | [19 empty] | 177.8279 | 0
1 | 5000 | 707 | 0.02 | 15 | 15 | 7 | 2.3714e-13 | 5spot_SharedNeighbor | Water | Porous | Wet | R245fa | MinimizeLCOE_Brownfield | IgnoreSilica | 2019 | 0 | 0 | 0 | 0 |  |  |  |  | 15 |  | 24.1286 | [19 empty] | 237.1374 | 0
1 | 5000 | 707 | 0.02 | 15 | 15 | 7 | 3.1623e-13 | 5spot_SharedNeighbor | Water | Porous | Wet | R245fa | MinimizeLCOE_Brownfield | IgnoreSilica | 2019 | 0 | 0 | 0 | 0 |  |  |  |  | 15 |  | 23.0618 | [19 empty] | 316.2278 | 0
1 | 5000 | 707 | 0.02 | 15 | 15 | 7 | 4.217e-13 | 5spot_SharedNeighbor | Water | Porous | Wet | R245fa | MinimizeLCOE_Brownfield | IgnoreSilica | 2019 | 0 | 0 | 0 | 0 |  |  |  |  | 15 |  | 25.545 | [19 empty] | 421.6965 | 0
1 | 5000 | 707 | 0.02 | 15 | 15 | 7 | 5.6234e-13 | 5spot_SharedNeighbor | Water | Porous | Wet | R245fa | MinimizeLCOE_Brownfield | IgnoreSilica | 2019 | 0 | 0 | 0 | 0 |  |  |  |  | 15 |  | 27.3227 | [19 empty] | 562.3413 | 0
1 | 5000 | 707 | 0.02 | 15 | 15 | 7 | 7.4989e-13 | 5spot_SharedNeighbor | Water | Porous | Wet | R245fa | MinimizeLCOE_Brownfield | IgnoreSilica | 2019 | 1.6 | 0.1911 | 0.0027782 | 4 | 1818529.5986 | 4330448.7337 | 37073.1856 | 88282.0548 | 85.0761 | 0 | 28.1652 | 98762.8738 | 3109.4559 | 93034.2267 | 70643.0982 | 0 | 55585.5556 | 0 | 125242.732 | 325855.8978 | 222403.3459 | 994637.1858 | 961560.8286 | 18253066.8284 | 18253066.8284 | 1478867.319 | 8182947.8012 | 0 | 20209264.8429 | 48124146.7915 | 749.8942 | 0.011113 | 1818529.5986 | 4330448.7337 | 37073.1856 | 88282.0548
1 | 5000 | 707 | 0.02 | 15 | 15 | 7 | 1e-12 | 5spot_SharedNeighbor | Water | Porous | Wet | R245fa | MinimizeLCOE_Brownfield | IgnoreSilica | 2019 | 2.7009 | 0.38921 | 0.0078895 | 4 | 661810.7187 | 1546371.8647 | 13491.9067 | 31524.8821 | 94.4689 | 0 | 56.468 | 174661.0715 | 5900.2615 | 163142.6978 | 109292.4889 | 0 | 86423.6824 | 0 | 210373.8788 | 547349.6791 | 373577.4029 | 1670721.1629 | 961560.8286 | 18253066.8284 | 18253066.8284 | 1478867.319 | 8182947.8012 | 0 | 20885348.8199 | 48800230.7685 | 1000 | 0.031558 | 661810.7187 | 1546371.8647 | 13491.9067 | 31524.8821
1 | 5000 | 707 | 0.02 | 15 | 15 | 7 | 1.3335e-12 | 5spot_SharedNeighbor | Water | Porous | Wet | R245fa | MinimizeLCOE_Brownfield | IgnoreSilica | 2019 | 3.805 | 0.59549 | 0.015368 | 4 | 349690.1535 | 803806.0322 | 7128.9068 | 16386.6732 | 98.9586 | 0 | 79.9373 | 242528.4731 | 8467.946 | 228468.6003 | 148468.4806 | 0 | 108563.4512 | 0 | 287233.811 | 747323.4565 | 510063.615 | 2281117.8337 | 961560.8286 | 18253066.8284 | 18253066.8284 | 1478867.319 | 8182947.8012 | 0 | 21495745.4907 | 49410627.4394 | 1333.5214 | 0.061471 | 349690.1535 | 803806.0322 | 7128.9068 | 16386.6732
1 | 5000 | 707 | 0.02 | 15 | 15 | 7 | 1.7783e-12 | 5spot_SharedNeighbor | Water | Porous | Wet | R245fa | MinimizeLCOE_Brownfield | IgnoreSilica | 2019 | 5.1519 | 0.85089 | 0.025944 | 4 | 213775.9821 | 482764.9202 | 4358.1125 | 9841.8159 | 102.0114 | 0 | 55.0389 | 317534.2324 | 11335.3513 | 303270.5098 | 196436.8919 | 0 | 130471.3393 | 0 | 374028.8467 | 973146.3351 | 664192.3699 | 2970415.8764 | 961560.8286 | 18253066.8284 | 18253066.8284 | 1478867.319 | 8182947.8012 | 0 | 22185043.5334 | 50099925.4821 | 1778.2794 | 0.10378 | 213775.9821 | 482764.9202 | 4358.1125 | 9841.8159
1 | 5000 | 707 | 0.02 | 15 | 15 | 7 | 2.3714e-12 | 5spot_SharedNeighbor | Water | Porous | Wet | R245fa | MinimizeLCOE_Brownfield | IgnoreSilica | 2019 | 6.8233 | 1.1701 | 0.040422 | 4 | 142152.1391 | 314800.3398 | 2897.9636 | 6417.6307 | 104.1875 | 0 | 74.0169 | 402344.6441 | 14591.2999 | 390669.7801 | 256401.7004 | 0 | 153023.3889 | 0 | 474642.0172 | 1234921.1663 | 842859.0711 | 3769453.0679 | 961560.8286 | 18253066.8284 | 18253066.8284 | 1478867.319 | 8182947.8012 | 0 | 22984080.7249 | 50898962.6736 | 2371.3737 | 0.16169 | 142152.1391 | 314800.3398 | 2897.9636 | 6417.6307
1 | 5000 | 707 | 0.02 | 15 | 15 | 7 | 3.1623e-12 | 5spot_SharedNeighbor | Water | Porous | Wet | R245fa | MinimizeLCOE_Brownfield | IgnoreSilica | 2019 | 9.3512 | 1.6559 | 0.060471 | 4 | 99783.4277 | 215189.9241 | 2034.2201 | 4386.9377 | 106.0992 | 0 | 79.8714 | 519147.4203 | 19082.6059 | 515048.7189 | 346886.6009 | 0 | 188757.7771 | 0 | 619680.018 | 1612280.2931 | 1100414.4291 | 4921297.8634 | 961560.8286 | 18253066.8284 | 18253066.8284 | 1478867.319 | 8182947.8012 | 0 | 24135925.5205 | 52050807.4691 | 3162.2777 | 0.24188 | 99783.4277 | 215189.9241 | 2034.2201 | 4386.9377
1 | 5000 | 707 | 0.02 | 15 | 15 | 7 | 4.217e-12 | 5spot_SharedNeighbor | Water | Porous | Wet | R245fa | MinimizeLCOE_Brownfield | IgnoreSilica | 2019 | 11.9117 | 2.1499 | 0.086613 | 4 | 72764.6023 | 153337.7876 | 1483.4048 | 3125.9982 | 107.2344 | 0 | 86.0044 | 627697.0534 | 23255.0798 | 634128.9493 | 439089.371 | 0 | 211396.419 | 0 | 754871.0803 | 1964019.7056 | 1340483.8057 | 5994941.4642 | 961560.8286 | 18253066.8284 | 18253066.8284 | 1478867.319 | 8182947.8012 | 0 | 25209569.1212 | 53124451.0699 | 4216.965 | 0.34645 | 72764.6023 | 153337.7876 | 1483.4048 | 3125.9982
1 | 5000 | 707 | 0.02 | 15 | 15 | 7 | 5.6234e-12 | 5spot_SharedNeighbor | Water | Porous | Wet | R245fa | MinimizeLCOE_Brownfield | IgnoreSilica | 2019 | 15.4607 | 2.8349 | 0.12136 | 4 | 54868.7918 | 112371.4632 | 1118.5745 | 2290.8443 | 108.1916 | 0 | 87.9447 | 766516.3045 | 28579.9033 | 790637.9474 | 566808.1311 | 0 | 243654.0771 | 0 | 934516.5817 | 2431420.4499 | 1659494.4177 | 7421627.8127 | 961560.8286 | 18253066.8284 | 18253066.8284 | 1478867.319 | 8182947.8012 | 0 | 26636255.4697 | 54551137.4183 | 5623.4133 | 0.48545 | 54868.7918 | 112371.4632 | 1118.5745 | 2290.8443
1 | 5000 | 707 | 0.02 | 15 | 15 | 7 | 7.4989e-12 | 5spot_SharedNeighbor | Water | Porous | Wet | R245fa | MinimizeLCOE_Brownfield | IgnoreSilica | 2019 | 19.936 | 3.699 | 0.16674 | 4 | 42492.9813 | 84345.7222 | 866.2769 | 1719.5016 | 108.9225 | 0 | 107.3655 | 927969.8355 | 34757.1221 | 977651.5805 | 727429.0771 | 0 | 279087.3008 | 0 | 1149289.0173 | 2990214.2714 | 2040882.683 | 9127280.8877 | 961560.8286 | 18253066.8284 | 18253066.8284 | 1478867.319 | 8182947.8012 | 0 | 28341908.5447 | 56256790.4933 | 7498.9421 | 0.66698 | 42492.9813 | 84345.7222 | 866.2769 | 1719.5016
1 | 5000 | 707 | 0.02 | 15 | 15 | 7 | 1e-11 | 5spot_SharedNeighbor | Water | Porous | Wet | R245fa | MinimizeLCOE_Brownfield | IgnoreSilica | 2019 | 25.4802 | 4.7704 | 0.2253 | 4 | 33680.0791 | 64655.3913 | 686.614 | 1318.0876 | 109.4786 | 0 | 104.2283 | 1113252.8088 | 41826.9184 | 1197792.2753 | 926428.2381 | 0 | 316719.1972 | 0 | 1402447.5807 | 3648880.9234 | 2490436.2072 | 11137784.149 | 961560.8286 | 18253066.8284 | 18253066.8284 | 1478867.319 | 8182947.8012 | 0 | 30352411.806 | 58267293.7547 | 10000 | 0.9012 | 33680.0791 | 64655.3913 | 686.614 | 1318.0876
1 | 5000 | 707 | 0.02 | 15 | 15 | 7 | 1.3335e-11 | 5spot_SharedNeighbor | Water | Porous | Wet | R245fa | MinimizeLCOE_Brownfield | IgnoreSilica | 2019 | 32.2406 | 6.0775 | 0.29967 | 4 | 27273.5473 | 50561.7427 | 556.0082 | 1030.7695 | 109.9032 | 0 | 102.5371 | 1323338.0581 | 49821.8278 | 1453397.6259 | 1169130.838 | 0 | 355708.4987 | 0 | 1697044.771 | 4415362.3823 | 3013575.5525 | 13477379.5544 | 961560.8286 | 18253066.8284 | 18253066.8284 | 1478867.319 | 8182947.8012 | 0 | 32692007.2114 | 60606889.16 | 13335.2143 | 1.1987 | 27273.5473 | 50561.7427 | 556.0082 | 1030.7695
1 | 5000 | 707 | 0.02 | 15 | 15 | 7 | 1.7783e-11 | 5spot_SharedNeighbor | Water | Porous | Wet | R245fa | MinimizeLCOE_Brownfield | IgnoreSilica | 2019 | 40.2844 | 7.6335 | 0.39207 | 4 | 22545.2394 | 40344.7517 | 459.6152 | 822.4823 | 110.2269 | 0 | 118.4401 | 1556828.9509 | 58686.4801 | 1743753.7257 | 1458358.5047 | 0 | 394394.0493 | 0 | 2032688.4672 | 5288638.43 | 3609604.3991 | 16142953.0072 | 961560.8286 | 18253066.8284 | 18253066.8284 | 1478867.319 | 8182947.8012 | 0 | 35357580.6642 | 63272462.6129 | 17782.7941 | 1.5683 | 22545.2394 | 40344.7517 | 459.6152 | 822.4823
1 | 5000 | 707 | 0.02 | 15 | 15 | 7 | 2.3714e-11 | 5spot_SharedNeighbor | Water | Porous | Wet | R245fa | MinimizeLCOE_Brownfield | IgnoreSilica | 2019 | 49.4165 | 9.4003 | 0.50271 | 4 | 19026.2482 | 32908.4719 | 387.8758 | 670.8837 | 110.4664 | 0 | 130.7712 | 1805560.3735 | 68105.1622 | 2059408.1476 | 1786882.9635 | 0 | 428731.4947 | 0 | 2397988.3752 | 6239073.8571 | 4258296.1076 | 19044046.4814 | 961560.8286 | 18253066.8284 | 18253066.8284 | 1478867.319 | 8182947.8012 | 0 | 38258674.1384 | 66173556.0871 | 23713.7371 | 2.0108 | 19026.2482 | 32908.4719 | 387.8758 | 670.8837
1 | 5000 | 707 | 0.02 | 15 | 15 | 7 | 3.1623e-11 | 5spot_SharedNeighbor | Water | Porous | Wet | R245fa | MinimizeLCOE_Brownfield | IgnoreSilica | 2019 | 59.2534 | 11.3014 | 0.62896 | 4 | 16399.5659 | 27495.1432 | 334.3273 | 560.5257 | 110.6302 | 0 | 119.7877 | 2058183.6055 | 77641.6964 | 2386063.7322 | 2140567.4622 | 0 | 454922.9623 | 0 | 2775777.9889 | 7222004.9367 | 4929166.7667 | 22044329.1509 | 961560.8286 | 18253066.8284 | 18253066.8284 | 1478867.319 | 8182947.8012 | 0 | 41258956.8079 | 69173838.7565 | 31622.7766 | 2.5159 | 16399.5659 | 27495.1432 | 334.3273 | 560.5257
1 | 5000 | 707 | 0.02 | 15 | 15 | 7 | 4.217e-11 | 5spot_SharedNeighbor | Water | Porous | Wet | R245fa | MinimizeLCOE_Brownfield | IgnoreSilica | 2019 | 69.1802 | 13.2145 | 0.76464 | 4 | 14440.961 | 23567.7798 | 294.3985 | 480.4611 | 110.723 | 0 | 131.1021 | 2299795.7988 | 86728.2224 | 2703883.3154 | 2496989.443 | 0 | 469371.001 | 0 | 3142139.4344 | 8175202.2669 | 5579743.5308 | 24953853.0127 | 961560.8286 | 18253066.8284 | 18253066.8284 | 1478867.319 | 8182947.8012 | 0 | 44168480.6698 | 72083362.6184 | 42169.6503 | 3.0586 | 14440.961 | 23567.7798 | 294.3985 | 480.4611
1 | 5000 | 707 | 0.02 | 15 | 15 | 7 | 5.6234e-11 | 5spot_SharedNeighbor | Water | Porous | Wet | R245fa | MinimizeLCOE_Brownfield | IgnoreSilica | 2019 | 78.6466 | 15.0307 | 0.90189 | 4 | 12983.9264 | 20721.8129 | 264.6949 | 422.4422 | 110.7559 | 0 | 133.2942 | 2519379.0452 | 94949.8954 | 2997228.8715 | 2836115.4725 | 0 | 471729.5848 | 0 | 3478567.119 | 9050518.0915 | 6177164.567 | 27625652.6469 | 961560.8286 | 18253066.8284 | 18253066.8284 | 1478867.319 | 8182947.8012 | 0 | 46840280.3039 | 74755162.2526 | 56234.1325 | 3.6076 | 12983.9264 | 20721.8129 | 264.6949 | 422.4422
1 | 5000 | 707 | 0.02 | 15 | 15 | 7 | 7.4989e-11 | 5spot_SharedNeighbor | Water | Porous | Wet | R245fa | MinimizeLCOE_Brownfield | IgnoreSilica | 2019 | 87.1922 | 16.6611 | 1.0328 | 4 | 11901.7474 | 18658.8931 | 242.6332 | 380.3868 | 110.7451 | 0 | 140.4335 | 2709447.9312 | 102032.8335 | 3254628.9911 | 3141399.9298 | 0 | 463461.7496 | 0 | 3771678.8597 | 9813134.7152 | 6697666.0829 | 29953451.093 | 961560.8286 | 18253066.8284 | 18253066.8284 | 1478867.319 | 8182947.8012 | 0 | 49168078.75 | 77082960.6986 | 74989.4209 | 4.1312 | 11901.7474 | 18658.8931 | 242.6332 | 380.3868
1 | 5000 | 707 | 0.02 | 15 | 15 | 7 | 1e-10 | 5spot_SharedNeighbor | Water | Porous | Wet | R245fa | MinimizeLCOE_Brownfield | IgnoreSilica | 2019 | 94.5781 | 18.0617 | 1.1514 | 4 | 11098.2337 | 17159.0724 | 226.2525 | 349.8109 | 110.7084 | 0 | 148.7848 | 2867970.505 | 107912.671 | 3471822.6906 | 3404464.2078 | 0 | 447723.2619 | 0 | 4016958.4011 | 10451301.7682 | 7133228.2096 | 31901381.7152 | 961560.8286 | 18253066.8284 | 18253066.8284 | 1478867.319 | 8182947.8012 | 0 | 51116009.3722 | 79030891.3208 | 100000 | 4.6058 | 11098.2337 | 17159.0724 | 226.2525 | 349.8109
1 | 5000 | 707 | 0.02 | 15 | 15 | 7 | 1.3335e-10 | 5spot_SharedNeighbor | Water | Porous | Wet | R245fa | MinimizeLCOE_Brownfield | IgnoreSilica | 2019 | 100.7413 | 19.2237 | 1.2545 | 4 | 10501.2011 | 16064.1116 | 214.0812 | 327.4886 | 110.6601 | 0 | 147.8213 | 2996415.7095 | 112656.452 | 3649520.8166 | 3623352.8698 | 0 | 427880.0329 | 0 | 4215832.0935 | 10968730.3212 | 7486383.8291 | 33480772.1244 | 961560.8286 | 18253066.8284 | 18253066.8284 | 1478867.319 | 8182947.8012 | 0 | 52695399.7815 | 80610281.7301 | 133352.1432 | 5.018 | 10501.2011 | 16064.1116 | 214.0812 | 327.4886
1 | 5000 | 707 | 0.02 | 15 | 15 | 7 | 1.7783e-10 | 5spot_SharedNeighbor | Water | Porous | Wet | R245fa | MinimizeLCOE_Brownfield | IgnoreSilica | 2019 | 105.7176 | 20.1571 | 1.3408 | 4 | 10057.0163 | 15261.9031 | 205.0259 | 311.1345 | 110.6103 | 0 | 159.6566 | 3097695.4692 | 116382.9453 | 3790742.3876 | 3799637.0945 | 0 | 406515.0876 | 0 | 4372279.4638 | 11375774.2871 | 7764199.6997 | 34723226.4349 | 961560.8286 | 18253066.8284 | 18253066.8284 | 1478867.319 | 8182947.8012 | 0 | 53937854.0919 | 81852736.0405 | 177827.941 | 5.3632 | 10057.0163 | 15261.9031 | 205.0259 | 311.1345
1 | 5000 | 707 | 0.02 | 15 | 15 | 7 | 2.3714e-10 | 5spot_SharedNeighbor | Water | Porous | Wet | R245fa | MinimizeLCOE_Brownfield | IgnoreSilica | 2019 | 109.6935 | 20.8995 | 1.4114 | 4 | 9726.0579 | 14670.536 | 198.2788 | 299.0787 | 110.5639 | 0 | 154.3532 | 3177107.1327 | 119295.6335 | 3902167.2482 | 3940173.2651 | 0 | 386133.6896 | 0 | 4494702.0179 | 11694292.6605 | 7981595.0345 | 35695466.6821 | 961560.8286 | 18253066.8284 | 18253066.8284 | 1478867.319 | 8182947.8012 | 0 | 54910094.3391 | 82824976.2877 | 237137.3706 | 5.6457 | 9726.0579 | 14670.536 | 198.2788 | 299.0787
1 | 5000 | 707 | 0.02 | 15 | 15 | 7 | 3.1623e-10 | 5spot_SharedNeighbor | Water | Porous | Wet | R245fa | MinimizeLCOE_Brownfield | IgnoreSilica | 2019 | 112.783 | 21.4743 | 1.4677 | 4 | 9479.1124 | 14233.9112 | 193.2445 | 290.1775 | 110.5241 | 0 | 160.5971 | 3237913.0054 | 121520.1615 | 3987906.4826 | 4049179.3628 | 0 | 367503.7685 | 0 | 4587968.8845 | 11936953.9157 | 8147216.3274 | 36436161.9084 | 961560.8286 | 18253066.8284 | 18253066.8284 | 1478867.319 | 8182947.8012 | 0 | 55650789.5655 | 83565671.5141 | 316227.766 | 5.8709 | 9479.1124 | 14233.9112 | 193.2445 | 290.1775
1 | 5000 | 707 | 0.02 | 15 | 15 | 7 | 4.217e-10 | 5spot_SharedNeighbor | Water | Porous | Wet | R245fa | MinimizeLCOE_Brownfield | IgnoreSilica | 2019 | 115.1575 | 21.9148 | 1.5119 | 4 | 9294.6267 | 13910.4497 | 189.4835 | 283.5833 | 110.4912 | 0 | 187.2769 | 3284124.2542 | 123207.3105 | 4053314.2308 | 4132842.5844 | 0 | 351294.4925 | 0 | 4658465.3202 | 12120371.1806 | 8272402.3795 | 36996021.7528 | 961560.8286 | 18253066.8284 | 18253066.8284 | 1478867.319 | 8182947.8012 | 0 | 56210649.4098 | 84125531.3584 | 421696.5034 | 6.0476 | 9294.6267 | 13910.4497 | 189.4835 | 283.5833
1 | 5000 | 707 | 0.02 | 15 | 15 | 7 | 5.6234e-10 | 5spot_SharedNeighbor | Water | Porous | Wet | R245fa | MinimizeLCOE_Brownfield | IgnoreSilica | 2019 | 116.9823 | 22.2525 | 1.5463 | 4 | 9156.666 | 13669.8567 | 186.671 | 278.6785 | 110.4647 | 0 | 170.8215 | 3319330.423 | 124490.617 | 4103290.4943 | 4197062.2245 | 0 | 337810.5084 | 0 | 4711973.8642 | 12259589.4358 | 8367421.6993 | 37420969.2665 | 961560.8286 | 18253066.8284 | 18253066.8284 | 1478867.319 | 8182947.8012 | 0 | 56635596.9235 | 84550478.8721 | 562341.3252 | 6.1852 | 9156.666 | 13669.8567 | 186.671 | 278.6785
1 | 5000 | 707 | 0.02 | 15 | 15 | 7 | 7.4989e-10 | 5spot_SharedNeighbor | Water | Porous | Wet | R245fa | MinimizeLCOE_Brownfield | IgnoreSilica | 2019 | 118.3707 | 22.509 | 1.5728 | 4 | 9053.4185 | 13490.6607 | 184.5662 | 275.0254 | 110.4439 | 0 | 168.7178 | 3345941.5078 | 125459.4189 | 4141149.9009 | 4245881.7127 | 0 | 326820.0727 | 0 | 4752248.5191 | 12364375.8265 | 8438940.5641 | 37740817.5227 | 961560.8286 | 18253066.8284 | 18253066.8284 | 1478867.319 | 8182947.8012 | 0 | 56955445.1797 | 84870327.1283 | 749894.2093 | 6.291 | 9053.4185 | 13490.6607 | 184.5662 | 275.0254
1 | 5000 | 707 | 0.02 | 15 | 15 | 7 | 1e-09 | 5spot_SharedNeighbor | Water | Porous | Wet | R245fa | MinimizeLCOE_Brownfield | IgnoreSilica | 2019 | 119.4112 | 22.701 | 1.5929 | 4 | 8976.1062 | 13357.2247 | 182.9901 | 272.3051 | 110.4278 | 0 | 159.8767 | 3365786.1865 | 126181.1965 | 4169430.342 | 4282444.8825 | 0 | 317934.1721 | 0 | 4782092.9441 | 12442024.8984 | 8491937.6512 | 37977832.2734 | 961560.8286 | 18253066.8284 | 18253066.8284 | 1478867.319 | 8182947.8012 | 0 | 57192459.9304 | 85107341.879 | 1000000 | 6.3716 | 8976.1062 | 13357.2247 | 182.9901 | 272.3051
1 | 5000 | 707 | 0.02 | 15 | 15 | 7 | 1.3335e-09 | 5spot_SharedNeighbor | Water | Porous | Wet | R245fa | MinimizeLCOE_Brownfield | IgnoreSilica | 2019 | 120.2077 | 22.8478 | 1.6083 | 4 | 8918.1901 | 13257.3295 | 181.8094 | 270.2686 | 110.4153 | 0 | 149.0759 | 3380918.8168 | 126731.1937 | 4191023.0741 | 4310416.6945 | 0 | 311035.126 | 0 | 4804848.713 | 12501230.7411 | 8532346.8554 | 38158551.2146 | 961560.8286 | 18253066.8284 | 18253066.8284 | 1478867.319 | 8182947.8012 | 0 | 57373178.8716 | 85288060.8202 | 1333521.4322 | 6.4333 | 8918.1901 | 13257.3295 | 181.8094 | 270.2686
1 | 5000 | 707 | 0.02 | 15 | 15 | 7 | 1.7783e-09 | 5spot_SharedNeighbor | Water | Porous | Wet | R245fa | MinimizeLCOE_Brownfield | IgnoreSilica | 2019 | 120.8728 | 22.9703 | 1.6217 | 4 | 8867.627 | 13171.0523 | 180.7786 | 268.5097 | 110.4048 | 0 | 142.2394 | 3393522.7438 | 127189.0839 | 4209023.3372 | 4333768.8981 | 0 | 304455.2073 | 0 | 4823504.1154 | 12549768.2715 | 8565474.7173 | 38306706.3745 | 961560.8286 | 18253066.8284 | 18253066.8284 | 1478867.319 | 8182947.8012 | 0 | 57521334.0315 | 85436215.9801 | 1778279.41 | 6.4867 | 8867.627 | 13171.0523 | 180.7786 | 268.5097
1 | 5000 | 707 | 0.02 | 15 | 15 | 7 | 2.3714e-09 | 5spot_SharedNeighbor | Water | Porous | Wet | R245fa | MinimizeLCOE_Brownfield | IgnoreSilica | 2019 | 121.6692 | 23.1169 | 1.6332 | 4 | 8835.6365 | 13108.7862 | 180.1264 | 267.2403 | 110.3919 | 0 | 133.8105 | 3408568.5853 | 127735.34 | 4230533.8344 | 4361719.5036 | 0 | 303510.4197 | 0 | 4848506.3964 | 12614819.0779 | 8609873.2293 | 38505266.3865 | 961560.8286 | 18253066.8284 | 18253066.8284 | 1478867.319 | 8182947.8012 | 0 | 57719894.0435 | 85634775.9921 | 2371373.7057 | 6.5326 | 8835.6365 | 13108.7862 | 180.1264 | 267.2403
1 | 5000 | 707 | 0.02 | 15 | 15 | 7 | 3.1623e-09 | 5spot_SharedNeighbor | Water | Porous | Wet | R245fa | MinimizeLCOE_Brownfield | IgnoreSilica | 2019 | 121.9982 | 23.1774 | 1.6397 | 4 | 8811.6905 | 13067.8565 | 179.6382 | 266.4059 | 110.3865 | 0 | 137.8091 | 3414766.8184 | 127960.2478 | 4239403.0636 | 4373258.7809 | 0 | 300335.5756 | 0 | 4857732.5496 | 12638823.6362 | 8626256.8335 | 38578537.5056 | 961560.8286 | 18253066.8284 | 18253066.8284 | 1478867.319 | 8182947.8012 | 0 | 57793165.1626 | 85708047.1112 | 3162277.6602 | 6.5587 | 8811.6905 | 13067.8565 | 179.6382 | 266.4059
1 | 5000 | 707 | 0.02 | 15 | 15 | 7 | 4.217e-09 | 5spot_SharedNeighbor | Water | Porous | Wet | R245fa | MinimizeLCOE_Brownfield | IgnoreSilica | 2019 | 122.2493 | 23.2235 | 1.6446 | 4 | 8793.7388 | 13037.1197 | 179.2723 | 265.7793 | 110.3824 | 0 | 146.8787 | 3419493.6648 | 128131.7258 | 4246169.5346 | 4382067.6659 | 0 | 297953.1018 | 0 | 4864788.1202 | 12657180.7835 | 8638785.9638 | 38634570.5604 | 961560.8286 | 18253066.8284 | 18253066.8284 | 1478867.319 | 8182947.8012 | 0 | 57849198.2175 | 85764080.1661 | 4216965.0343 | 6.5785 | 8793.7388 | 13037.1197 | 179.2723 | 265.7793
1 | 5000 | 707 | 0.02 | 15 | 15 | 7 | 5.6234e-09 | 5spot_SharedNeighbor | Water | Porous | Wet | R245fa | MinimizeLCOE_Brownfield | IgnoreSilica | 2019 | 122.4339 | 23.2574 | 1.6483 | 4 | 8780.2798 | 13014.1751 | 178.9979 | 265.3116 | 110.3794 | 0 | 153.0917 | 3422964.1932 | 128257.6049 | 4251139.1136 | 4388540.2895 | 0 | 296108.9317 | 0 | 4869933.9518 | 12670569.1818 | 8647923.8208 | 38675437.0873 | 961560.8286 | 18253066.8284 | 18253066.8284 | 1478867.319 | 8182947.8012 | 0 | 57890064.7443 | 85804946.693 | 5623413.2519 | 6.5932 | 8780.2798 | 13014.1751 | 178.9979 | 265.3116
1 | 5000 | 707 | 0.02 | 15 | 15 | 7 | 7.4989e-09 | 5spot_SharedNeighbor | Water | Porous | Wet | R245fa | MinimizeLCOE_Brownfield | IgnoreSilica | 2019 | 122.5823 | 23.2847 | 1.6511 | 4 | 8770.1886 | 12996.7809 | 178.7922 | 264.957 | 110.3769 | 0 | 187.8684 | 3425752.0159 | 128358.7098 | 4255131.957 | 4393742.5377 | 0 | 294801.4679 | 0 | 4874136.8085 | 12681504.1527 | 8655387.1631 | 38708814.8125 | 961560.8286 | 18253066.8284 | 18253066.8284 | 1478867.319 | 8182947.8012 | 0 | 57923442.4695 | 85838324.4182 | 7498942.0933 | 6.6046 | 8770.1886 | 12996.7809 | 178.7922 | 264.957
1 | 5000 | 707 | 0.02 | 15 | 15 | 7 | 1e-08 | 5spot_SharedNeighbor | Water | Porous | Wet | R245fa | MinimizeLCOE_Brownfield | IgnoreSilica | 2019 | 122.6897 | 23.3044 | 1.6533 | 4 | 8762.6221 | 12983.8241 | 178.6379 | 264.6928 | 110.3751 | 0 | 172.0841 | 3427769.6911 | 128431.8759 | 4258022.2965 | 4397509.3822 | 0 | 293779.1291 | 0 | 4877149.8262 | 12689343.4068 | 8660737.6151 | 38732743.223 | 961560.8286 | 18253066.8284 | 18253066.8284 | 1478867.319 | 8182947.8012 | 0 | 57947370.88 | 85862252.8286 | 10000000 | 6.613 | 8762.6221 | 12983.8241 | 178.6379 | 264.6928
1 | 5100 | 707 | 0.02 | 15 | 15 | 7 | 1e-13 | 5spot_SharedNeighbor | Water | Porous | Wet | R245fa | MinimizeLCOE_Brownfield | IgnoreSilica | 2019 | 0 | 0 | 0 | 0 |  |  |  |  | 15 |  | 23.3263 | [19 empty] | 100 | 0
1 | 5100 | 707 | 0.02 | 15 | 15 | 7 | 1.3335e-13 | 5spot_SharedNeighbor | Water | Porous | Wet | R245fa | MinimizeLCOE_Brownfield | IgnoreSilica | 2019 | 0 | 0 | 0 | 0 |  |  |  |  | 15 |  | 25.6203 | [19 empty] | 133.3521 | 0
1 | 5100 | 707 | 0.02 | 15 | 15 | 7 | 1.7783e-13 | 5spot_SharedNeighbor | Water | Porous | Wet | R245fa | MinimizeLCOE_Brownfield | IgnoreSilica | 2019 | 0 | 0 | 0 | 0 |  |  |  |  | 15 |  | 23.2524 | [19 empty] | 177.8279 | 0
1 | 5100 | 707 | 0.02 | 15 | 15 | 7 | 2.3714e-13 | 5spot_SharedNeighbor | Water | Porous | Wet | R245fa | MinimizeLCOE_Brownfield | IgnoreSilica | 2019 | 0 | 0 | 0 | 0 |  |  |  |  | 15 |  | 26.3315 | [19 empty] | 237.1374 | 0
1 | 5100 | 707 | 0.02 | 15 | 15 | 7 | 3.1623e-13 | 5spot_SharedNeighbor | Water | Porous | Wet | R245fa | MinimizeLCOE_Brownfield | IgnoreSilica | 2019 | 0 | 0 | 0 | 0 |  |  |  |  | 15 |  | 23.1798 | [19 empty] | 316.2278 | 0
1 | 5100 | 707 | 0.02 | 15 | 15 | 7 | 4.217e-13 | 5spot_SharedNeighbor | Water | Porous | Wet | R245fa | MinimizeLCOE_Brownfield | IgnoreSilica | 2019 | 0 | 0 | 0 | 0 |  |  |  |  | 15 |  | 26.3737 | [19 empty] | 421.6965 | 0
1 | 5100 | 707 | 0.02 | 15 | 15 | 7 | 5.6234e-13 | 5spot_SharedNeighbor | Water | Porous | Wet | R245fa | MinimizeLCOE_Brownfield | IgnoreSilica | 2019 | 1.6 | 0.19484 | 0.0003114 | 4 | 16662338.4035 | 39634279.3341 | 339684.3058 | 807998.3936 | 86.0161 | 0 | 32.0471 | 100926.4642 | 3198.3136 | 94420.4814 | 70945.5694 | 0 | 66521.8142 | 0 | 131044.9307 | 340952.0287 | 232706.7654 | 1040716.3676 | 961560.8286 | 18752195.8818 | 18752195.8818 | 1478867.319 | 8382599.4226 | 0 | 20754473.078 | 49368135.7014 | 562.3413 | 0.0012456 | 16662338.4035 | 39634279.3341 | 339684.3058 | 807998.3936
1 | 5100 | 707 | 0.02 | 15 | 15 | 7 | 7.4989e-13 | 5spot_SharedNeighbor | Water | Porous | Wet | R245fa | MinimizeLCOE_Brownfield | IgnoreSilica | 2019 | 2.0404 | 0.27458 | 0.0039453 | 4 | 1331894.5615 | 3145053.0351 | 27152.4722 | 64116.1601 | 90.9365 | 0 | 339.75 | 133386.5191 | 4386.0301 | 123752.533 | 86467.1345 | 0 | 73356.7829 | 0 | 164326.1098 | 427542.8299 | 291806.7665 | 1305024.7058 | 961560.8286 | 18752195.8818 | 18752195.8818 | 1478867.319 | 8382599.4226 | 0 | 21018781.4162 | 49632444.0396 | 749.8942 | 0.015781 | 1331894.5615 | 3145053.0351 | 27152.4722 | 64116.1601
1 | 5100 | 707 | 0.02 | 15 | 15 | 7 | 1e-12 | 5spot_SharedNeighbor | Water | Porous | Wet | R245fa | MinimizeLCOE_Brownfield | IgnoreSilica | 2019 | 2.9445 | 0.44483 | 0.0096645 | 4 | 557762.156 | 1297939.1354 | 11370.736 | 26460.2449 | 97.006 | 0 | 81.467 | 195305.8025 | 6718.2078 | 181186.742 | 118917.6998 | 0 | 94573.762 | 0 | 232713.8635 | 605473.7367 | 413248.2665 | 1848138.0808 | 961560.8286 | 18752195.8818 | 18752195.8818 | 1478867.319 | 8382599.4226 | 0 | 21561894.7912 | 50175557.4146 | 1000 | 0.038658 | 557762.156 | 1297939.1354 | 11370.736 | 26460.2449
1 | 5100 | 707 | 0.02 | 15 | 15 | 7 | 1.3335e-12 | 5spot_SharedNeighbor | Water | Porous | Wet | R245fa | MinimizeLCOE_Brownfield | IgnoreSilica | 2019 | 4.0628 | 0.66064 | 0.018152 | 4 | 305501.767 | 699576.6678 | 6228.0667 | 14261.8166 | 101.118 | 0 | 97.9509 | 264669.955 | 9381.3756 | 247850.6762 | 159120.2082 | 0 | 116018.3387 | 0 | 310845.816 | 808757.0499 | 551993.3049 | 2468636.7245 | 961560.8286 | 18752195.8818 | 18752195.8818 | 1478867.319 | 8382599.4226 | 0 | 22182393.4349 | 50796056.0583 | 1333.5214 | 0.07261 | 305501.767 | 699576.6678 | 6228.0667 | 14261.8166
1 | 5100 | 707 | 0.02 | 15 | 15 | 7 | 1.7783e-12 | 5spot_SharedNeighbor | Water | Porous | Wet | R245fa | MinimizeLCOE_Brownfield | IgnoreSilica | 2019 | 5.5003 | 0.94198 | 0.030156 | 4 | 190072.8658 | 427285.5242 | 3874.8925 | 8710.7934 | 104.1083 | 0 | 66.8039 | 345727.5986 | 12522.7377 | 328460.6988 | 211246.0837 | 0 | 139636.6836 | 0 | 404661.5829 | 1052846.4313 | 718589.3232 | 3213691.1397 | 961560.8286 | 18752195.8818 | 18752195.8818 | 1478867.319 | 8382599.4226 | 0 | 22927447.8502 | 51541110.4736 | 1778.2794 | 0.12062 | 190072.8658 | 427285.5242 | 3874.8925 | 8710.7934
1 | 5100 | 707 | 0.02 | 15 | 15 | 7 | 2.3714e-12 | 5spot_SharedNeighbor | Water | Porous | Wet | R245fa | MinimizeLCOE_Brownfield | IgnoreSilica | 2019 | 7.2512 | 1.2861 | 0.046369 | 4 | 128158.8043 | 282431.3539 | 2612.6906 | 5757.7452 | 106.191 | 0 | 82.8789 | 435415.3143 | 16007.296 | 420717.4187 | 274580.9155 | 0 | 162976.6256 | 0 | 510782.0524 | 1328950.1244 | 907035.7671 | 4056465.514 | 961560.8286 | 18752195.8818 | 18752195.8818 | 1478867.319 | 8382599.4226 | 0 | 23770222.2244 | 52383884.8479 | 2371.3737 | 0.18547 | 128158.8043 | 282431.3539 | 2612.6906 | 5757.7452
1 | 5100 | 707 | 0.02 | 15 | 15 | 7 | 3.1623e-12 | 5spot_SharedNeighbor | Water | Porous | Wet | R245fa | MinimizeLCOE_Brownfield | IgnoreSilica | 2019 | 9.6996 | 1.7722 | 0.068881 | 4 | 90359.0983 | 194210.5669 | 1842.0924 | 3959.2451 | 107.9721 | 0 | 89.9828 | 550976.676 | 20511.8037 | 543032.263 | 364047.0849 | 0 | 194663.6713 | 0 | 652560.2846 | 1697828.002 | 1158802.4982 | 5182422.2838 | 961560.8286 | 18752195.8818 | 18752195.8818 | 1478867.319 | 8382599.4226 | 0 | 24896178.9942 | 53509841.6177 | 3162.2777 | 0.27552 | 90359.0983 | 194210.5669 | 1842.0924 | 3959.2451
1 | 5100 | 707 | 0.02 | 15 | 15 | 7 | 4.217e-12 | 5spot_SharedNeighbor | Water | Porous | Wet | R245fa | MinimizeLCOE_Brownfield | IgnoreSilica | 2019 | 12.6452 | 2.3566 | 0.098361 | 4 | 66487.115 | 139213.467 | 1355.4298 | 2838.0548 | 109.1951 | 0 | 67.4468 | 677687.3598 | 25438.9969 | 681488.4706 | 471032.6776 | 0 | 225267.9138 | 0 | 811557.0133 | 2111504.8754 | 1441145.4646 | 6445122.772 | 961560.8286 | 18752195.8818 | 18752195.8818 | 1478867.319 | 8382599.4226 | 0 | 26158879.4825 | 54772542.1059 | 4216.965 | 0.39344 | 66487.115 | 139213.467 | 1355.4298 | 2838.0548
1 | 5100 | 707 | 0.02 | 15 | 15 | 7 | 5.6234e-12 | 5spot_SharedNeighbor | Water | Porous | Wet | R245fa | MinimizeLCOE_Brownfield | IgnoreSilica | 2019 | 16.4204 | 3.1069 | 0.1373 | 4 | 50425.8633 | 102527.2786 | 1027.9994 | 2090.1573 | 110.1358 | 0 | 97.891 | 827252.8983 | 31242.6326 | 849569.3398 | 608279.1672 | 0 | 260037.4206 | 0 | 1004788.7688 | 2614254.2659 | 1784282.254 | 7979706.7473 | 961560.8286 | 18752195.8818 | 18752195.8818 | 1478867.319 | 8382599.4226 | 0 | 27693463.4577 | 56307126.0811 | 5623.4133 | 0.54919 | 50425.8633 | 102527.2786 | 1027.9994 | 2090.1573
1 | 5100 | 707 | 0.02 | 15 | 15 | 7 | 7.4989e-12 | 5spot_SharedNeighbor | Water | Porous | Wet | R245fa | MinimizeLCOE_Brownfield | IgnoreSilica | 2019 | 21.154 | 4.049 | 0.18818 | 4 | 39221.0086 | 77234.9679 | 799.5733 | 1574.5393 | 110.8502 | 0 | 97.7864 | 1000607.59 | 37956.4512 | 1049513.9533 | 781018.6275 | 0 | 297731.4269 | 0 | 1235062.9391 | 3213380.4212 | 2193198.1658 | 9808469.575 | 961560.8286 | 18752195.8818 | 18752195.8818 | 1478867.319 | 8382599.4226 | 0 | 29522226.2854 | 58135888.9088 | 7498.9421 | 0.75271 | 39221.0086 | 77234.9679 | 799.5733 | 1574.5393
1 | 5100 | 707 | 0.02 | 15 | 15 | 7 | 1e-11 | 5spot_SharedNeighbor | Water | Porous | Wet | R245fa | MinimizeLCOE_Brownfield | IgnoreSilica | 2019 | 26.9882 | 5.211 | 0.25363 | 4 | 31213.5067 | 59417.599 | 636.3296 | 1211.3081 | 111.3925 | 0 | 92.4302 | 1198645.8853 | 45605.2038 | 1283730.3387 | 993945.4931 | 0 | 337305.67 | 0 | 1505100.7105 | 3915963.3101 | 2672725.4241 | 11953022.0357 | 961560.8286 | 18752195.8818 | 18752195.8818 | 1478867.319 | 8382599.4226 | 0 | 31666778.7461 | 60280441.3695 | 10000 | 1.0145 | 31213.5067 | 59417.599 | 636.3296 | 1211.3081
1 | 5100 | 707 | 0.02 | 15 | 15 | 7 | 1.3335e-11 | 5spot_SharedNeighbor | Water | Porous | Wet | R245fa | MinimizeLCOE_Brownfield | IgnoreSilica | 2019 | 34.077 | 6.6236 | 0.33648 | 4 | 25376.5512 | 46636.4211 | 517.3353 | 950.7465 | 111.8068 | 0 | 130.7672 | 1422558.7243 | 54229.7419 | 1554824.3813 | 1252705.5544 | 0 | 378053.4042 | 0 | 1818325.0044 | 4730908.6716 | 3228942.3788 | 14440547.8609 | 961560.8286 | 18752195.8818 | 18752195.8818 | 1478867.319 | 8382599.4226 | 0 | 34154304.5713 | 62767967.1947 | 13335.2143 | 1.3459 | 25376.5512 | 46636.4211 | 517.3353 | 950.7465
1 | 5100 | 707 | 0.02 | 15 | 15 | 7 | 1.7783e-11 | 5spot_SharedNeighbor | Water | Porous | Wet | R245fa | MinimizeLCOE_Brownfield | IgnoreSilica | 2019 | 42.425 | 8.2876 | 0.43865 | 4 | 21062.8199 | 37370.6993 | 429.3941 | 761.8523 | 112.1209 | 0 | 118.4858 | 1668970.5971 | 63695.0287 | 1859728.5376 | 1557331.4299 | 0 | 417426.8582 | 0 | 2171189.4561 | 5648989.5925 | 3855551.472 | 17242882.9722 | 961560.8286 | 18752195.8818 | 18752195.8818 | 1478867.319 | 8382599.4226 | 0 | 36956639.6826 | 65570302.306 | 17782.7941 | 1.7546 | 21062.8199 | 37370.6993 | 429.3941 | 761.8523
1 | 5100 | 707 | 0.02 | 15 | 15 | 7 | 2.3714e-11 | 5spot_SharedNeighbor | Water | Porous | Wet | R245fa | MinimizeLCOE_Brownfield | IgnoreSilica | 2019 | 51.8527 | 10.1661 | 0.56011 | 4 | 17849.1474 | 30620.5241 | 363.879 | 624.2408 | 112.3514 | 0 | 128.7555 | 1930233.0925 | 73701.9088 | 2189575.8608 | 1901093.6302 | 0 | 451972.6842 | 0 | 2553165.0988 | 6642811.861 | 4533855.5913 | 20276409.7277 | 961560.8286 | 18752195.8818 | 18752195.8818 | 1478867.319 | 8382599.4226 | 0 | 39990166.4381 | 68603829.0615 | 23713.7371 | 2.2405 | 17849.1474 | 30620.5241 | 363.879 | 624.2408
1 | 5100 | 707 | 0.02 | 15 | 15 | 7 | 3.1623e-11 | 5spot_SharedNeighbor | Water | Porous | Wet | R245fa | MinimizeLCOE_Brownfield | IgnoreSilica | 2019 | 61.8797 | 12.1611 | 0.69723 | 4 | 15449.1788 | 25708.8743 | 314.9524 | 524.1102 | 112.5035 | 0 | 145.6867 | 2192435.1966 | 83711.4052 | 2526778.8458 | 2266465.3075 | 0 | 476990.5444 | 0 | 2943088.7068 | 7657313.1046 | 5226273.5359 | 23373056.6467 | 961560.8286 | 18752195.8818 | 18752195.8818 | 1478867.319 | 8382599.4226 | 0 | 43086813.3571 | 71700475.9806 | 31622.7766 | 2.7889 | 15449.1788 | 25708.8743 | 314.9524 | 524.1102
1 | 5100 | 707 | 0.02 | 15 | 15 | 7 | 4.217e-11 | 5spot_SharedNeighbor | Water | Porous | Wet | R245fa | MinimizeLCOE_Brownfield | IgnoreSilica | 2019 | 71.9038 | 14.1489 | 0.84302 | 4 | 13659.6925 | 22145.1196 | 278.4713 | 451.4582 | 112.5832 | 0 | 155.4422 | 2441038.4348 | 93163.1528 | 2851944.3402 | 2631180.0736 | 0 | 489571.0698 | 0 | 3317689.8577 | 8631948.4581 | 5891482.1915 | 26348017.5784 | 961560.8286 | 18752195.8818 | 18752195.8818 | 1478867.319 | 8382599.4226 | 0 | 46061774.2889 | 74675436.9123 | 42169.6503 | 3.3721 | 13659.6925 | 22145.1196 | 278.4713 | 451.4582
1 | 5100 | 707 | 0.02 | 15 | 15 | 7 | 5.6234e-11 | 5spot_SharedNeighbor | Water | Porous | Wet | R245fa | MinimizeLCOE_Brownfield | IgnoreSilica | 2019 | 81.3527 | 16.0132 | 0.9888 | 4 | 12328.4853 | 19562.9362 | 251.3328 | 398.8169 | 112.6031 | 0 | 163.4592 | 2664538.7142 | 101620.6102 | 3148759.6014 | 2974192.7699 | 0 | 489456.635 | 0 | 3657641.6489 | 9516433.2851 | 6495161.2602 | 29047804.5249 | 961560.8286 | 18752195.8818 | 18752195.8818 | 1478867.319 | 8382599.4226 | 0 | 48761561.2353 | 77375223.8588 | 56234.1325 | 3.9552 | 12328.4853 | 19562.9362 | 251.3328 | 398.8169
1 | 5100 | 707 | 0.02 | 15 | 15 | 7 | 7.4989e-11 | 5spot_SharedNeighbor | Water | Porous | Wet | R245fa | MinimizeLCOE_Brownfield | IgnoreSilica | 2019 | 89.8056 | 17.671 | 1.1264 | 4 | 11339.5408 | 17690.0822 | 231.1719 | 360.6363 | 112.5813 | 0 | 155.9747 | 2856418.9685 | 108845.6275 | 3407003.1513 | 3280223.2213 | 0 | 478698.3754 | 0 | 3951163.8441 | 10280117.8273 | 7016391.6524 | 31378862.6677 | 961560.8286 | 18752195.8818 | 18752195.8818 | 1478867.319 | 8382599.4226 | 0 | 51092619.3781 | 79706282.0015 | 74989.4209 | 4.5057 | 11339.5408 | 17690.0822 | 231.1719 | 360.6363
1 | 5100 | 707 | 0.02 | 15 | 15 | 7 | 1e-10 | 5spot_SharedNeighbor | Water | Porous | Wet | R245fa | MinimizeLCOE_Brownfield | IgnoreSilica | 2019 | 97.0802 | 19.0888 | 1.2503 | 4 | 10604.9357 | 16326.4344 | 216.196 | 332.8364 | 112.536 | 0 | 146.1352 | 3015908.2005 | 114822.1347 | 3624104.5913 | 3542860.3558 | 0 | 460983.4053 | 0 | 4195884.6882 | 10916831.2644 | 7450961.6564 | 33322356.2967 | 961560.8286 | 18752195.8818 | 18752195.8818 | 1478867.319 | 8382599.4226 | 0 | 53036113.0071 | 81649775.6305 | 100000 | 5.0011 | 10604.9357 | 16326.4344 | 216.196 | 332.8364
1 | 5100 | 707 | 0.02 | 15 | 15 | 7 | 1.3335e-10 | 5spot_SharedNeighbor | Water | Porous | Wet | R245fa | MinimizeLCOE_Brownfield | IgnoreSilica | 2019 | 103.0971 | 20.2546 | 1.357 | 4 | 10058.8078 | 15330.4574 | 205.0624 | 312.5321 | 112.4817 | 0 | 156.9501 | 3144101.3292 | 119604.8554 | 3800254.8224 | 3759517.3986 | 0 | 439347.0117 | 0 | 4392501.9128 | 11428388.951 | 7800110.289 | 34883826.5702 | 961560.8286 | 18752195.8818 | 18752195.8818 | 1478867.319 | 8382599.4226 | 0 | 54597583.2807 | 83211245.9041 | 133352.1432 | 5.4278 | 10058.8078 | 15330.4574 | 205.0624 | 312.5321
1 | 5100 | 707 | 0.02 | 15 | 15 | 7 | 1.7783e-10 | 5spot_SharedNeighbor | Water | Porous | Wet | R245fa | MinimizeLCOE_Brownfield | IgnoreSilica | 2019 | 107.9808 | 21.1958 | 1.4462 | 4 | 9652.2659 | 14598.7774 | 196.7745 | 297.6158 | 112.4271 | 0 | 174.394 | 3245782.0404 | 123384.0256 | 3941043.4639 | 3934961.9622 | 0 | 417057.7884 | 0 | 4548269.4194 | 11833664.0509 | 8076718.8722 | 36120881.623 | 961560.8286 | 18752195.8818 | 18752195.8818 | 1478867.319 | 8382599.4226 | 0 | 55834638.3334 | 84448300.9569 | 177827.941 | 5.7846 | 9652.2659 | 14598.7774 | 196.7745 | 297.6158
1 | 5100 | 707 | 0.02 | 15 | 15 | 7 | 2.3714e-10 | 5spot_SharedNeighbor | Water | Porous | Wet | R245fa | MinimizeLCOE_Brownfield | IgnoreSilica | 2019 | 111.8324 | 21.9348 | 1.5185 | 4 | 9349.1948 | 14059.8947 | 190.596 | 286.63 | 112.3778 | 0 | 160.534 | 3324524.2471 | 126301.3418 | 4050734.4024 | 4073055.2831 | 0 | 395661.5389 | 0 | 4668407.9572 | 12146239.8825 | 8290058.3001 | 37074982.9532 | 961560.8286 | 18752195.8818 | 18752195.8818 | 1478867.319 | 8382599.4226 | 0 | 56788739.6637 | 85402402.2871 | 237137.3706 | 6.0742 | 9349.1948 | 14059.8947 | 190.596 | 286.63
1 | 5100 | 707 | 0.02 | 15 | 15 | 7 | 3.1623e-10 | 5spot_SharedNeighbor | Water | Porous | Wet | R245fa | MinimizeLCOE_Brownfield | IgnoreSilica | 2019 | 114.824 | 22.5067 | 1.5761 | 4 | 9122.9531 | 13661.5597 | 185.9837 | 278.5094 | 112.3359 | 0 | 179.5178 | 3384822.5283 | 128529.5856 | 4135130.6342 | 4180139.4491 | 0 | 376363.6138 | 0 | 4759944.4663 | 12384399.1025 | 8452606.8614 | 37801936.2413 | 961560.8286 | 18752195.8818 | 18752195.8818 | 1478867.319 | 8382599.4226 | 0 | 57515692.9517 | 86129355.5751 | 316227.766 | 6.3045 | 9122.9531 | 13661.5597 | 185.9837 | 278.5094
1 | 5100 | 707 | 0.02 | 15 | 15 | 7 | 4.217e-10 | 5spot_SharedNeighbor | Water | Porous | Wet | R245fa | MinimizeLCOE_Brownfield | IgnoreSilica | 2019 | 117.1332 | 22.9469 | 1.6213 | 4 | 8953.8694 | 13365.9639 | 182.5367 | 272.4833 | 112.3015 | 0 | 170.4195 | 3430864.3134 | 130227.5268 | 4199808.8565 | 4262696.6727 | 0 | 359819.4048 | 0 | 4829532.542 | 12565453.0009 | 8576179.8673 | 38354582.1844 | 961560.8286 | 18752195.8818 | 18752195.8818 | 1478867.319 | 8382599.4226 | 0 | 58068338.8949 | 86682001.5183 | 421696.5034 | 6.4853 | 8953.8694 | 13365.9639 | 182.5367 | 272.4833
1 | 5100 | 707 | 0.02 | 15 | 15 | 7 | 5.6234e-10 | 5spot_SharedNeighbor | Water | Porous | Wet | R245fa | MinimizeLCOE_Brownfield | IgnoreSilica | 2019 | 118.8971 | 23.2823 | 1.6563 | 4 | 8827.3871 | 13146.1748 | 179.9582 | 268.0026 | 112.274 | 0 | 167.4502 | 3465738.1294 | 131511.5568 | 4248936.3016 | 4325689.8634 | 0 | 346035.4128 | 0 | 4881985.3929 | 12701924.5595 | 8669324.5103 | 38771145.7266 | 961560.8286 | 18752195.8818 | 18752195.8818 | 1478867.319 | 8382599.4226 | 0 | 58484902.437 | 87098565.0605 | 562341.3252 | 6.6254 | 8827.3871 | 13146.1748 | 179.9582 | 268.0026
1 | 5100 | 707 | 0.02 | 15 | 15 | 7 | 7.4989e-10 | 5spot_SharedNeighbor | Water | Porous | Wet | R245fa | MinimizeLCOE_Brownfield | IgnoreSilica | 2019 | 120.2271 | 23.5348 | 1.6832 | 4 | 8732.7066 | 12982.6304 | 178.028 | 264.6685 | 112.2526 | 0 | 151.1277 | 3491869.6019 | 132472.5129 | 4285826.8004 | 4373154.5753 | 0 | 334742.1728 | 0 | 4921045.6087 | 12803551.2286 | 8738686.8002 | 39081349.3009 | 961560.8286 | 18752195.8818 | 18752195.8818 | 1478867.319 | 8382599.4226 | 0 | 58795106.0114 | 87408768.6348 | 749894.2093 | 6.7327 | 8732.7066 | 12982.6304 | 178.028 | 264.6685
1 | 5100 | 707 | 0.02 | 15 | 15 | 7 | 1e-09 | 5spot_SharedNeighbor | Water | Porous | Wet | R245fa | MinimizeLCOE_Brownfield | IgnoreSilica | 2019 | 121.2406 | 23.727 | 1.7037 | 4 | 8661.7956 | 12860.4493 | 176.5824 | 262.1777 | 112.2359 | 0 | 156.9443 | 3511686.8235 | 133200.5832 | 4313848.4374 | 4409301.2736 | 0 | 325803.9596 | 0 | 4950598.0202 | 12880440.5412 | 8791165.3359 | 39316044.9746 | 961560.8286 | 18752195.8818 | 18752195.8818 | 1478867.319 | 8382599.4226 | 0 | 59029801.685 | 87643464.3084 | 1000000 | 6.815 | 8661.7956 | 12860.4493 | 176.5824 | 262.1777
1 | 5100 | 707 | 0.02 | 15 | 15 | 7 | 1.3335e-09 | 5spot_SharedNeighbor | Water | Porous | Wet | R245fa | MinimizeLCOE_Brownfield | IgnoreSilica | 2019 | 121.9929 | 23.8695 | 1.7193 | 4 | 8608.6675 | 12769.426 | 175.4993 | 260.322 | 112.2233 | 0 | 150.9914 | 3526342.9774 | 133738.6519 | 4334597.5768 | 4436118.6372 | 0 | 318662.7505 | 0 | 4972289.6316 | 12936877.6646 | 8829684.8323 | 39488312.7223 | 961560.8286 | 18752195.8818 | 18752195.8818 | 1478867.319 | 8382599.4226 | 0 | 59202069.4328 | 87815732.0562 | 1333521.4322 | 6.877 | 8608.6675 | 12769.426 | 175.4993 | 260.322
1 | 5100 | 707 | 0.02 | 15 | 15 | 7 | 1.7783e-09 | 5spot_SharedNeighbor | Water | Porous | Wet | R245fa | MinimizeLCOE_Brownfield | IgnoreSilica | 2019 | 122.5628 | 23.9773 | 1.731 | 4 | 8568.8521 | 12701.2948 | 174.6876 | 258.9331 | 112.2136 | 0 | 184.4317 | 3537416.3827 | 134144.9686 | 4350288.7829 | 4456428.1217 | 0 | 313144.7913 | 0 | 4988654.9884 | 12979456.966 | 8858746.0805 | 39618281.0821 | 961560.8286 | 18752195.8818 | 18752195.8818 | 1478867.319 | 8382599.4226 | 0 | 59332037.7925 | 87945700.4159 | 1778279.41 | 6.9242 | 8568.8521 | 12701.2948 | 174.6876 | 258.9331
1 | 5100 | 707 | 0.02 | 15 | 15 | 7 | 2.3714e-09 | 5spot_SharedNeighbor | Water | Porous | Wet | R245fa | MinimizeLCOE_Brownfield | IgnoreSilica | 2019 | 121.4984 | 23.7757 | 1.7284 | 4 | 8533.2664 | 12671.9955 | 173.9622 | 258.3358 | 112.2314 | 0 | 177.0918 | 3516700.9163 | 133384.5131 | 4320951.4882 | 4418483.8417 | 0 | 293371.4401 | 0 | 4946327.9578 | 12869330.7147 | 8783582.6511 | 39282133.5229 | 961560.8286 | 18752195.8818 | 18752195.8818 | 1478867.319 | 8382599.4226 | 0 | 58995890.2334 | 87609552.8568 | 2371373.7057 | 6.9136 | 8533.2664 | 12671.9955 | 173.9622 | 258.3358
1 | 5100 | 707 | 0.02 | 15 | 15 | 7 | 3.1623e-09 | 5spot_SharedNeighbor | Water | Porous | Wet | R245fa | MinimizeLCOE_Brownfield | IgnoreSilica | 2019 | 123.2576 | 24.1087 | 1.7473 | 4 | 8510.1357 | 12604.0097 | 173.4906 | 256.9498 | 112.2017 | 0 | 171.0261 | 3550884.1785 | 134638.9374 | 4369387.6386 | 4481180.3157 | 0 | 303303.1544 | 0 | 5007363.7476 | 13028133.3198 | 8891968.6921 | 39766859.9842 | 961560.8286 | 18752195.8818 | 18752195.8818 | 1478867.319 | 8382599.4226 | 0 | 59480616.6946 | 88094279.3181 | 3162277.6602 | 6.9894 | 8510.1357 | 12604.0097 | 173.4906 | 256.9498
1 | 5100 | 707 | 0.02 | 15 | 15 | 7 | 4.217e-09 | 5spot_SharedNeighbor | Water | Porous | Wet | R245fa | MinimizeLCOE_Brownfield | IgnoreSilica | 2019 | 124.0003 | 24.2491 | 1.7566 | 4 | 8493.5896 | 12565.9535 | 173.1533 | 256.174 | 112.1889 | 0 | 150.9048 | 3565242.1346 | 135165.2752 | 4389767.8346 | 4507633.1665 | 0 | 305486.7724 | 0 | 5032285.1215 | 13092973.6225 | 8936223.531 | 39964777.4583 | 961560.8286 | 18752195.8818 | 18752195.8818 | 1478867.319 | 8382599.4226 | 0 | 59678534.1687 | 88292196.7921 | 4216965.0343 | 7.0263 | 8493.5896 | 12565.9535 | 173.1533 | 256.174
1 | 5100 | 707 | 0.02 | 15 | 15 | 7 | 5.6234e-09 | 5spot_SharedNeighbor | Water | Porous | Wet | R245fa | MinimizeLCOE_Brownfield | IgnoreSilica | 2019 | 124.1707 | 24.2813 | 1.7602 | 4 | 8481.2445 | 12545.1131 | 172.9016 | 255.7491 | 112.1859 | 0 | 160.2585 | 3568528.5841 | 135285.6815 | 4394436.5386 | 4513699.8983 | 0 | 303559.0078 | 0 | 5037048.787 | 13105367.703 | 8944682.7456 | 40002608.9458 | 961560.8286 | 18752195.8818 | 18752195.8818 | 1478867.319 | 8382599.4226 | 0 | 59716365.6563 | 88330028.2797 | 5623413.2519 | 7.041 | 8481.2445 | 12545.1131 | 172.9016 | 255.7491
1 | 5100 | 707 | 0.02 | 15 | 15 | 7 | 7.4989e-09 | 5spot_SharedNeighbor | Water | Porous | Wet | R245fa | MinimizeLCOE_Brownfield | IgnoreSilica | 2019 | 124.3 | 24.3057 | 1.763 | 4 | 8471.9882 | 12529.468 | 172.7129 | 255.4302 | 112.1836 | 0 | 163.8583 | 3571020.8777 | 135376.981 | 4397977.7921 | 4518303.0506 | 0 | 302114.2459 | 0 | 5040669.2495 | 13114787.4037 | 8951111.8849 | 40031361.4854 | 961560.8286 | 18752195.8818 | 18752195.8818 | 1478867.319 | 8382599.4226 | 0 | 59745118.1958 | 88358780.8192 | 7498942.0933 | 7.0521 | 8471.9882 | 12529.468 | 172.7129 | 255.4302
1 | 5100 | 707 | 0.02 | 15 | 15 | 7 | 1e-08 | 5spot_SharedNeighbor | Water | Porous | Wet | R245fa | MinimizeLCOE_Brownfield | IgnoreSilica | 2019 | 124.407 | 24.3259 | 1.7652 | 4 | 8465.0476 | 12517.5479 | 172.5714 | 255.1871 | 112.1817 | 0 | 161.0265 | 3573082.9694 | 135452.5156 | 4400908.1834 | 4522113.0614 | 0 | 301115.873 | 0 | 5043742.3151 | 13122782.89 | 8956568.9687 | 40055766.7765 | 961560.8286 | 18752195.8818 | 18752195.8818 | 1478867.319 | 8382599.4226 | 0 | 59769523.4869 | 88383186.1103 | 10000000 | 7.0607 | 8465.0476 | 12517.5479 | 172.5714 | 255.1871
1 | 5200 | 707 | 0.02 | 15 | 15 | 7 | 1e-13 | 5spot_SharedNeighbor | Water | Porous | Wet | R245fa | MinimizeLCOE_Brownfield | IgnoreSilica | 2019 | 0 | 0 | 0 | 0 |  |  |  |  | 15 |  | 23.7608 | [19 empty] | 100 | 0
1 | 5200 | 707 | 0.02 | 15 | 15 | 7 | 1.3335e-13 | 5spot_SharedNeighbor | Water | Porous | Wet | R245fa | MinimizeLCOE_Brownfield | IgnoreSilica | 2019 | 0 | 0 | 0 | 0 |  |  |  |  | 15 |  | 20.586 | [19 empty] | 133.3521 | 0
1 | 5200 | 707 | 0.02 | 15 | 15 | 7 | 1.7783e-13 | 5spot_SharedNeighbor | Water | Porous | Wet | R245fa | MinimizeLCOE_Brownfield | IgnoreSilica | 2019 | 0 | 0 | 0 | 0 |  |  |  |  | 15 |  | 22.7948 | [19 empty] | 177.8279 | 0
1 | 5200 | 707 | 0.02 | 15 | 15 | 7 | 2.3714e-13 | 5spot_SharedNeighbor | Water | Porous | Wet | R245fa | MinimizeLCOE_Brownfield | IgnoreSilica | 2019 | 0 | 0 | 0 | 0 |  |  |  |  | 15 |  | 24.156 | [19 empty] | 237.1374 | 0
1 | 5200 | 707 | 0.02 | 15 | 15 | 7 | 3.1623e-13 | 5spot_SharedNeighbor | Water | Porous | Wet | R245fa | MinimizeLCOE_Brownfield | IgnoreSilica | 2019 | 0 | 0 | 0 | 0 |  |  |  |  | 15 |  | 22.8153 | [19 empty] | 316.2278 | 0
1 | 5200 | 707 | 0.02 | 15 | 15 | 7 | 4.217e-13 | 5spot_SharedNeighbor | Water | Porous | Wet | R245fa | MinimizeLCOE_Brownfield | IgnoreSilica | 2019 | 0 | 0 | 0 | 0 |  |  |  |  | 15 |  | 28.1142 | [19 empty] | 421.6965 | 0
1 | 5200 | 707 | 0.02 | 15 | 15 | 7 | 5.6234e-13 | 5spot_SharedNeighbor | Water | Porous | Wet | R245fa | MinimizeLCOE_Brownfield | IgnoreSilica | 2019 | 1.6 | 0.19867 | 0.0010187 | 4 | 5219622.7263 | 12415318.9301 | 106409.0693 | 253103.0694 | 86.9462 | 0 | 29.4324 | 103138.2586 | 3290.0451 | 95828.2336 | 71350.8489 | 0 | 65370.499 | 0 | 132201.3752 | 343960.86 | 234760.3547 | 1049900.475 | 961560.8286 | 19257185.0261 | 19257185.0261 | 1478867.319 | 8584595.0803 | 0 | 21268646.3297 | 50589293.7552 | 562.3413 | 0.0040747 | 5219622.7263 | 12415318.9301 | 106409.0693 | 253103.0694
1 | 5200 | 707 | 0.02 | 15 | 15 | 7 | 7.4989e-13 | 5spot_SharedNeighbor | Water | Porous | Wet | R245fa | MinimizeLCOE_Brownfield | IgnoreSilica | 2019 | 2.2154 | 0.31377 | 0.005095 | 4 | 1062749.8296 | 2501443.9115 | 21665.5928 | 50995.3176 | 93.5666 | 0 | 344.0011 | 149399.6183 | 5007.2409 | 137409.1987 | 93390.2195 | 0 | 79767.4329 | 0 | 181339.747 | 471808.8238 | 322019.217 | 1440141.4981 | 961560.8286 | 19257185.0261 | 19257185.0261 | 1478867.319 | 8584595.0803 | 0 | 21658887.3528 | 50979534.7783 | 749.8942 | 0.02038 | 1062749.8296 | 2501443.9115 | 21665.5928 | 50995.3176
1 | 5200 | 707 | 0.02 | 15 | 15 | 7 | 1e-12 | 5spot_SharedNeighbor | Water | Porous | Wet | R245fa | MinimizeLCOE_Brownfield | IgnoreSilica | 2019 | 3.1614 | 0.49796 | 0.011647 | 4 | 477163.7553 | 1106505.5607 | 9727.6286 | 22557.6125 | 99.3201 | 0 | 82.3589 | 214764.4351 | 7508.7836 | 197953.3172 | 127703.3378 | 0 | 101684.3072 | 0 | 253349.5305 | 659163.5093 | 449892.6396 | 2012019.8603 | 961560.8286 | 19257185.0261 | 19257185.0261 | 1478867.319 | 8584595.0803 | 0 | 22230765.715 | 51551413.1405 | 1000 | 0.046589 | 477163.7553 | 1106505.5607 | 9727.6286 | 22557.6125
1 | 5200 | 707 | 0.02 | 15 | 15 | 7 | 1.3335e-12 | 5spot_SharedNeighbor | Water | Porous | Wet | R245fa | MinimizeLCOE_Brownfield | IgnoreSilica | 2019 | 4.3749 | 0.73984 | 0.02132 | 4 | 268680.4386 | 612504.305 | 5477.4142 | 12486.7287 | 103.3724 | 0 | 67.9313 | 290800.1776 | 10471.0797 | 270891.3163 | 172103.5772 | 0 | 125476.1666 | 0 | 339199.5038 | 882527.5295 | 602343.173 | 2693812.5238 | 961560.8286 | 19257185.0261 | 19257185.0261 | 1478867.319 | 8584595.0803 | 0 | 22912558.3785 | 52233205.8039 | 1333.5214 | 0.085278 | 268680.4386 | 612504.305 | 5477.4142 | 12486.7287
1 | 5200 | 707 | 0.02 | 15 | 15 | 7 | 1.7783e-12 | 5spot_SharedNeighbor | Water | Porous | Wet | R245fa | MinimizeLCOE_Brownfield | IgnoreSilica | 2019 | 5.8681 | 1.0409 | 0.034818 | 4 | 170103.8029 | 380631.3234 | 3467.7961 | 7759.6844 | 106.1982 | 0 | 75.3276 | 375726.5462 | 13805.648 | 355221.8698 | 226811.1654 | 0 | 149427.3528 | 0 | 437187.1071 | 1137471.1732 | 776347.4484 | 3471998.311 | 961560.8286 | 19257185.0261 | 19257185.0261 | 1478867.319 | 8584595.0803 | 0 | 23690744.1657 | 53011391.5911 | 1778.2794 | 0.13927 | 170103.8029 | 380631.3234 | 3467.7961 | 7759.6844
1 | 5200 | 707 | 0.02 | 15 | 15 | 7 | 2.3714e-12 | 5spot_SharedNeighbor | Water | Porous | Wet | R245fa | MinimizeLCOE_Brownfield | IgnoreSilica | 2019 | 7.6922 | 1.4101 | 0.052983 | 4 | 115970.4509 | 254320.0698 | 2364.2145 | 5184.6586 | 108.1755 | 0 | 82.2425 | 470273.6314 | 17525.3391 | 452220.4089 | 294074.4419 | 0 | 173298.2284 | 0 | 548882.8994 | 1428080.7127 | 974694.4306 | 4359050.0923 | 961560.8286 | 19257185.0261 | 19257185.0261 | 1478867.319 | 8584595.0803 | 0 | 24577795.947 | 53898443.3724 | 2371.3737 | 0.21193 | 115970.4509 | 254320.0698 | 2364.2145 | 5184.6586
1 | 5200 | 707 | 0.02 | 15 | 15 | 7 | 3.1623e-12 | 5spot_SharedNeighbor | Water | Porous | Wet | R245fa | MinimizeLCOE_Brownfield | IgnoreSilica | 2019 | 10.2797 | 1.9391 | 0.078241 | 4 | 82371.173 | 176057.7376 | 1679.2478 | 3589.1751 | 109.9474 | 0 | 100.1741 | 593984.5368 | 22407.0201 | 582746.9923 | 389279.9055 | 0 | 206906.3559 | 0 | 700176.6761 | 1821716.0853 | 1243358.6607 | 5560576.2327 | 961560.8286 | 19257185.0261 | 19257185.0261 | 1478867.319 | 8584595.0803 | 0 | 25779322.0874 | 55099969.5128 | 3162.2777 | 0.31297 | 82371.173 | 176057.7376 | 1679.2478 | 3589.1751
1 | 5200 | 707 | 0.02 | 15 | 15 | 7 | 4.217e-12 | 5spot_SharedNeighbor | Water | Porous | Wet | R245fa | MinimizeLCOE_Brownfield | IgnoreSilica | 2019 | 13.4392 | 2.5852 | 0.1114 | 4 | 60938.1193 | 126737.4566 | 1242.306 | 2583.7145 | 111.1599 | 0 | 82.4517 | 731875.5962 | 27836.8695 | 732836.4365 | 506151.0932 | 0 | 240609.2693 | 0 | 873330.6132 | 2272227.1108 | 1550841.6927 | 6935708.6815 | 961560.8286 | 19257185.0261 | 19257185.0261 | 1478867.319 | 8584595.0803 | 0 | 27154454.5362 | 56475101.9616 | 4216.965 | 0.44561 | 60938.1193 | 126737.4566 | 1242.306 | 2583.7145
1 | 5200 | 707 | 0.02 | 15 | 15 | 7 | 5.6234e-12 | 5spot_SharedNeighbor | Water | Porous | Wet | R245fa | MinimizeLCOE_Brownfield | IgnoreSilica | 2019 | 17.4144 | 3.3994 | 0.155 | 4 | 46437.4432 | 93728.4832 | 946.6901 | 1910.7819 | 112.0746 | 0 | 102.1803 | 891646.7497 | 34113.7917 | 911673.9677 | 653234.8073 | 0 | 277159.5556 | 0 | 1079453.2601 | 2808515.9563 | 1916869.8494 | 8572667.9378 | 961560.8286 | 19257185.0261 | 19257185.0261 | 1478867.319 | 8584595.0803 | 0 | 28791413.7925 | 58112061.2179 | 5623.4133 | 0.62 | 46437.4432 | 93728.4832 | 946.6901 | 1910.7819
1 | 5200 | 707 | 0.02 | 15 | 15 | 7 | 7.4989e-12 | 5spot_SharedNeighbor | Water | Porous | Wet | R245fa | MinimizeLCOE_Brownfield | IgnoreSilica | 2019 | 22.3844 | 4.4177 | 0.21168 | 4 | 36295.3963 | 70923.3584 | 739.9307 | 1445.8686 | 112.7701 | 0 | 108.6808 | 1076151.5965 | 41342.2528 | 1123721.6359 | 836764.269 | 0 | 316567.4746 | 0 | 1323873.4192 | 3444447.0731 | 2350905.9037 | 10513773.6248 | 961560.8286 | 19257185.0261 | 19257185.0261 | 1478867.319 | 8584595.0803 | 0 | 30732519.4795 | 60053166.9049 | 7498.9421 | 0.84673 | 36295.3963 | 70923.3584 | 739.9307 | 1445.8686
1 | 5200 | 707 | 0.02 | 15 | 15 | 7 | 1e-11 | 5spot_SharedNeighbor | Water | Porous | Wet | R245fa | MinimizeLCOE_Brownfield | IgnoreSilica | 2019 | 28.5398 | 5.6798 | 0.28459 | 4 | 29009.8085 | 54766.9322 | 591.4042 | 1116.498 | 113.3022 | 0 | 106.2321 | 1288158.615 | 49626.7461 | 1373425.7175 | 1064339.3415 | 0 | 358627.8597 | 0 | 1612329.5291 | 4194950.7005 | 2863140.0507 | 12804598.5602 | 961560.8286 | 19257185.0261 | 19257185.0261 | 1478867.319 | 8584595.0803 | 0 | 33023344.4149 | 62343991.8403 | 10000 | 1.1384 | 29009.8085 | 54766.9322 | 591.4042 | 1116.498
1 | 5200 | 707 | 0.02 | 15 | 15 | 7 | 1.3335e-11 | 5spot_SharedNeighbor | Water | Porous | Wet | R245fa | MinimizeLCOE_Brownfield | IgnoreSilica | 2019 | 35.9406 | 7.1982 | 0.37639 | 4 | 23680.0512 | 43154.7177 | 482.7499 | 879.7673 | 113.7059 | 0 | 115.494 | 1525565.7612 | 58879.146 | 1659548.0481 | 1338169.7161 | 0 | 400780.9394 | 0 | 1943348.0082 | 5056192.8819 | 3450955.5363 | 15433440.0373 | 961560.8286 | 19257185.0261 | 19257185.0261 | 1478867.319 | 8584595.0803 | 0 | 35652185.892 | 64972833.3174 | 13335.2143 | 1.5056 | 23680.0512 | 43154.7177 | 482.7499 | 879.7673
1 | 5200 | 707 | 0.02 | 15 | 15 | 7 | 1.7783e-11 | 5spot_SharedNeighbor | Water | Porous | Wet | R245fa | MinimizeLCOE_Brownfield | IgnoreSilica | 2019 | 44.6176 | 8.9789 | 0.48909 | 4 | 19731.9116 | 34719.3241 | 402.2617 | 707.8004 | 114.0115 | 0 | 106.8616 | 1785939.7373 | 68998.6103 | 1980137.8789 | 1659256.5289 | 0 | 441186.9487 | 0 | 2314852.6846 | 6022771.8438 | 4110665.539 | 18383809.7716 | 961560.8286 | 19257185.0261 | 19257185.0261 | 1478867.319 | 8584595.0803 | 0 | 38602555.6264 | 67923203.0518 | 17782.7941 | 1.9564 | 19731.9116 | 34719.3241 | 402.2617 | 707.8004
1 | 5200 | 707 | 0.02 | 15 | 15 | 7 | 2.3714e-11 | 5spot_SharedNeighbor | Water | Porous | Wet | R245fa | MinimizeLCOE_Brownfield | IgnoreSilica | 2019 | 54.3009 | 10.965 | 0.62184 | 4 | 16787.8329 | 28575.6452 | 342.2427 | 582.5532 | 114.2317 | 0 | 112.7883 | 2058958.305 | 79576.5878 | 2323044.5809 | 2017228.7759 | 0 | 475353.1811 | 0 | 2712122.9579 | 7056387.6036 | 4816129.5337 | 21538801.5259 | 961560.8286 | 19257185.0261 | 19257185.0261 | 1478867.319 | 8584595.0803 | 0 | 41757547.3806 | 71078194.8061 | 23713.7371 | 2.4874 | 16787.8329 | 28575.6452 | 342.2427 | 582.5532
1 | 5200 | 707 | 0.02 | 15 | 15 | 7 | 3.1623e-11 | 5spot_SharedNeighbor | Water | Porous | Wet | R245fa | MinimizeLCOE_Brownfield | IgnoreSilica | 2019 | 64.5056 | 13.054 | 0.77025 | 4 | 14589.0301 | 24105.6586 | 297.4171 | 491.4265 | 114.3715 | 0 | 118.2866 | 2330641.7065 | 90064.8629 | 2670552.4567 | 2394135.2996 | 0 | 499074.7908 | 0 | 3113942.9554 | 8101840.8125 | 5529672.8307 | 24729925.7151 | 961560.8286 | 19257185.0261 | 19257185.0261 | 1478867.319 | 8584595.0803 | 0 | 44948671.5699 | 74269318.9953 | 31622.7766 | 3.081 | 14589.0301 | 24105.6586 | 297.4171 | 491.4265
1 | 5200 | 707 | 0.02 | 15 | 15 | 7 | 4.217e-11 | 5spot_SharedNeighbor | Water | Porous | Wet | R245fa | MinimizeLCOE_Brownfield | IgnoreSilica | 2019 | 74.5929 | 15.1108 | 0.92624 | 4 | 12949.9598 | 20863.8512 | 264.0024 | 425.3378 | 114.4373 | 0 | 129.3992 | 2585502.6188 | 99860.2239 | 3002038.2911 | 2766037.4739 | 0 | 509447.5361 | 0 | 3495525.5961 | 9094640.5701 | 6207279.0653 | 27760331.3753 | 961560.8286 | 19257185.0261 | 19257185.0261 | 1478867.319 | 8584595.0803 | 0 | 47979077.23 | 77299724.6554 | 42169.6503 | 3.705 | 12949.9598 | 20863.8512 | 264.0024 | 425.3378
1 | 5200 | 707 | 0.02 | 15 | 15 | 7 | 5.6234e-11 | 5spot_SharedNeighbor | Water | Porous | Wet | R245fa | MinimizeLCOE_Brownfield | IgnoreSilica | 2019 | 84.0056 | 17.0194 | 1.0805 | 4 | 11730.7782 | 18514.771 | 239.1478 | 377.4487 | 114.4442 | 0 | 143.1233 | 2812473.2289 | 108539.8182 | 3301713.8748 | 3112186.8791 | 0 | 506732.8279 | 0 | 3838242.1853 | 9986318.8344 | 6815867.8028 | 30482075.4515 | 961560.8286 | 19257185.0261 | 19257185.0261 | 1478867.319 | 8584595.0803 | 0 | 50700821.3063 | 80021468.7317 | 56234.1325 | 4.322 | 11730.7782 | 18514.771 | 239.1478 | 377.4487
1 | 5200 | 707 | 0.02 | 15 | 15 | 7 | 7.4989e-11 | 5spot_SharedNeighbor | Water | Porous | Wet | R245fa | MinimizeLCOE_Brownfield | IgnoreSilica | 2019 | 92.3855 | 18.7076 | 1.225 | 4 | 10824.8938 | 16808.8906 | 220.6801 | 342.672 | 114.4115 | 0 | 156.03 | 3006525.7527 | 115921.8762 | 3561310.7991 | 3419455.5276 | 0 | 493767.585 | 0 | 4132822.8008 | 10752757.1692 | 7338977.7151 | 32821539.2257 | 961560.8286 | 19257185.0261 | 19257185.0261 | 1478867.319 | 8584595.0803 | 0 | 53040285.0804 | 82360932.5058 | 74989.4209 | 4.8998 | 10824.8938 | 16808.8906 | 220.6801 | 342.672
1 | 5200 | 707 | 0.02 | 15 | 15 | 7 | 1e-10 | 5spot_SharedNeighbor | Water | Porous | Wet | R245fa | MinimizeLCOE_Brownfield | IgnoreSilica | 2019 | 99.5233 | 20.1363 | 1.3537 | 4 | 10151.7167 | 15566.6071 | 206.9565 | 317.3463 | 114.358 | 0 | 159.2623 | 3166277.1333 | 121968.6333 | 3777413.7761 | 3680405.3317 | 0 | 473860.815 | 0 | 4375771.0189 | 11384858.597 | 7770399.9279 | 34750955.2332 | 961560.8286 | 19257185.0261 | 19257185.0261 | 1478867.319 | 8584595.0803 | 0 | 54969701.088 | 84290348.5134 | 100000 | 5.4148 | 10151.7167 | 15566.6071 | 206.9565 | 317.3463
1 | 5200 | 707 | 0.02 | 15 | 15 | 7 | 1.3335e-10 | 5spot_SharedNeighbor | Water | Porous | Wet | R245fa | MinimizeLCOE_Brownfield | IgnoreSilica | 2019 | 105.4212 | 21.3096 | 1.4641 | 4 | 9650.9979 | 14657.6619 | 196.7486 | 298.8163 | 114.2975 | 0 | 153.4555 | 3294639.4262 | 126805.3332 | 3952659.2732 | 3895431.7891 | 0 | 450726.9869 | 0 | 4570902.4954 | 11892550.672 | 8116910.2011 | 36300626.1772 | 961560.8286 | 19257185.0261 | 19257185.0261 | 1478867.319 | 8584595.0803 | 0 | 56519372.0319 | 85840019.4573 | 133352.1432 | 5.8563 | 9650.9979 | 14657.6619 | 196.7486 | 298.8163
1 | 5200 | 707 | 0.02 | 15 | 15 | 7 | 1.7783e-10 | 5spot_SharedNeighbor | Water | Porous | Wet | R245fa | MinimizeLCOE_Brownfield | IgnoreSilica | 2019 | 110.154 | 22.246 | 1.5556 | 4 | 9278.0578 | 13990.1809 | 189.1458 | 285.2088 | 114.2391 | 0 | 163.4385 | 3395359.5 | 130585.7171 | 4091190.8911 | 4067564.757 | 0 | 426967.8176 | 0 | 4723550.7863 | 12289710.2126 | 8387979.7484 | 37512909.4302 | 961560.8286 | 19257185.0261 | 19257185.0261 | 1478867.319 | 8584595.0803 | 0 | 57731655.2849 | 87052302.7103 | 177827.941 | 6.2224 | 9278.0578 | 13990.1809 | 189.1458 | 285.2088
1 | 5200 | 707 | 0.02 | 15 | 15 | 7 | 2.3714e-10 | 5spot_SharedNeighbor | Water | Porous | Wet | R245fa | MinimizeLCOE_Brownfield | IgnoreSilica | 2019 | 113.9077 | 22.9854 | 1.6298 | 4 | 8999.8959 | 13497.374 | 183.4751 | 275.1622 | 114.1868 | 0 | 160.137 | 3473841.5797 | 133521.9083 | 4199773.6705 | 4203812.8599 | 0 | 404808.5793 | 0 | 4842145.8531 | 12598270.2491 | 8598578.3136 | 38454753.0136 | 961560.8286 | 19257185.0261 | 19257185.0261 | 1478867.319 | 8584595.0803 | 0 | 58673498.8683 | 87994146.2937 | 237137.3706 | 6.5194 | 8999.8959 | 13497.374 | 183.4751 | 275.1622
1 | 5200 | 707 | 0.02 | 15 | 15 | 7 | 3.1623e-10 | 5spot_SharedNeighbor | Water | Porous | Wet | R245fa | MinimizeLCOE_Brownfield | IgnoreSilica | 2019 | 116.7971 | 23.5525 | 1.6885 | 4 | 8792.157 | 13133.2732 | 179.24 | 267.7395 | 114.1432 | 0 | 166.2353 | 3533426.4209 | 135745.2845 | 4282591.3796 | 4308516.4237 | 0 | 384794.1478 | 0 | 4931578.7261 | 12830956.2393 | 8757391.2831 | 39164999.905 | 961560.8286 | 19257185.0261 | 19257185.0261 | 1478867.319 | 8584595.0803 | 0 | 59383745.7598 | 88704393.1852 | 316227.766 | 6.7542 | 8792.157 | 13133.2732 | 179.24 | 267.7395
1 | 5200 | 707 | 0.02 | 15 | 15 | 7 | 4.217e-10 | 5spot_SharedNeighbor | Water | Porous | Wet | R245fa | MinimizeLCOE_Brownfield | IgnoreSilica | 2019 | 119.0286 | 23.9892 | 1.7346 | 4 | 8636.8444 | 12862.8132 | 176.0738 | 262.2258 | 114.1075 | 0 | 166.5761 | 3578961.1482 | 137440.8859 | 4346104.8999 | 4389275.0197 | 0 | 367791.6071 | 0 | 4999633.6887 | 13008021.2922 | 8878241.82 | 39705470.3617 | 961560.8286 | 19257185.0261 | 19257185.0261 | 1478867.319 | 8584595.0803 | 0 | 59924216.2164 | 89244863.6418 | 421696.5034 | 6.9382 | 8636.8444 | 12862.8132 | 176.0738 | 262.2258
1 | 5200 | 707 | 0.02 | 15 | 15 | 7 | 5.6234e-10 | 5spot_SharedNeighbor | Water | Porous | Wet | R245fa | MinimizeLCOE_Brownfield | IgnoreSilica | 2019 | 120.7413 | 24.3235 | 1.7702 | 4 | 8520.6306 | 12661.4088 | 173.7046 | 258.1199 | 114.0789 | 0 | 149.5878 | 3613627.7982 | 138729.7029 | 4394590.9277 | 4451195.2565 | 0 | 353789.6561 | 0 | 5051254.0031 | 13142326.7614 | 8969908.0625 | 40115422.1683 | 961560.8286 | 19257185.0261 | 19257185.0261 | 1478867.319 | 8584595.0803 | 0 | 60334168.023 | 89654815.4484 | 562341.3252 | 7.081 | 8520.6306 | 12661.4088 | 173.7046 | 258.1199
1 | 5200 | 707 | 0.02 | 15 | 15 | 7 | 7.4989e-10 | 5spot_SharedNeighbor | Water | Porous | Wet | R245fa | MinimizeLCOE_Brownfield | IgnoreSilica | 2019 | 122.0272 | 24.5741 | 1.7975 | 4 | 8433.6167 | 12511.5815 | 171.9307 | 255.0655 | 114.0568 | 0 | 167.5552 | 3639495.1973 | 139690.1848 | 4430845.0455 | 4497647.1835 | 0 | 342311.4621 | 0 | 5089495.7385 | 13241823.9125 | 9037816.9126 | 40419125.6368 | 961560.8286 | 19257185.0261 | 19257185.0261 | 1478867.319 | 8584595.0803 | 0 | 60637871.4915 | 89958518.9169 | 749894.2093 | 7.19 | 8433.6167 | 12511.5815 | 171.9307 | 255.0655
1 | 5200 | 707 | 0.02 | 15 | 15 | 7 | 1e-09 | 5spot_SharedNeighbor | Water | Porous | Wet | R245fa | MinimizeLCOE_Brownfield | IgnoreSilica | 2019 | 123.0038 | 24.7642 | 1.8183 | 4 | 8368.4359 | 12399.6661 | 170.6019 | 252.784 | 114.0397 | 0 | 197.163 | 3659051.0355 | 140415.6227 | 4458296.0896 | 4532906.8133 | 0 | 333223.1508 | 0 | 5118318.1576 | 13316813.9348 | 9088999.1436 | 40648023.948 | 961560.8286 | 19257185.0261 | 19257185.0261 | 1478867.319 | 8584595.0803 | 0 | 60866769.8027 | 90187417.2281 | 1000000 | 7.2734 | 8368.4359 | 12399.6661 | 170.6019 | 252.784
1 | 5200 | 707 | 0.02 | 15 | 15 | 7 | 1.3335e-09 | 5spot_SharedNeighbor | Water | Porous | Wet | R245fa | MinimizeLCOE_Brownfield | IgnoreSilica | 2019 | 123.7445 | 24.9082 | 1.8342 | 4 | 8319.5941 | 12315.9618 | 169.6062 | 251.0775 | 114.0265 | 0 | 148.1589 | 3673830.6722 | 140963.4859 | 4479067.2403 | 4559636.266 | 0 | 326131.5501 | 0 | 5140055.3936 | 13373369.7639 | 9127599.6591 | 40820654.0311 | 961560.8286 | 19257185.0261 | 19257185.0261 | 1478867.319 | 8584595.0803 | 0 | 61039399.8858 | 90360047.3112 | 1333521.4322 | 7.3368 | 8319.5941 | 12315.9618 | 169.6062 | 251.0775
1 | 5200 | 707 | 0.02 | 15 | 15 | 7 | 1.7783e-09 | 5spot_SharedNeighbor | Water | Porous | Wet | R245fa | MinimizeLCOE_Brownfield | IgnoreSilica | 2019 | 124.2903 | 25.0143 | 1.8461 | 4 | 8282.9874 | 12253.5874 | 168.8599 | 249.806 | 114.0167 | 0 | 171.7563 | 3684693.0472 | 141365.9182 | 4494346.7492 | 4579326.292 | 0 | 320514.4153 | 0 | 5155896.1045 | 13414584.0443 | 9155729.2524 | 40946455.8231 | 961560.8286 | 19257185.0261 | 19257185.0261 | 1478867.319 | 8584595.0803 | 0 | 61165201.6778 | 90485849.1032 | 1778279.41 | 7.3844 | 8282.9874 | 12253.5874 | 168.8599 | 249.806
1 | 5200 | 707 | 0.02 | 15 | 15 | 7 | 2.3714e-09 | 5spot_SharedNeighbor | Water | Porous | Wet | R245fa | MinimizeLCOE_Brownfield | IgnoreSilica | 2019 | 124.6971 | 25.0933 | 1.8551 | 4 | 8255.5462 | 12206.9773 | 168.3005 | 248.8557 | 114.0093 | 0 | 168.4922 | 3692771.5841 | 141665.0909 | 4505717.9007 | 4593994.9385 | 0 | 316156.3497 | 0 | 5167619.2869 | 13445085.3601 | 9176547.0272 | 41039557.5382 | 961560.8286 | 19257185.0261 | 19257185.0261 | 1478867.319 | 8584595.0803 | 0 | 61258303.3929 | 90578950.8183 | 2371373.7057 | 7.4203 | 8255.5462 | 12206.9773 | 168.3005 | 248.8557
1 | 5200 | 707 | 0.02 | 15 | 15 | 7 | 3.1623e-09 | 5spot_SharedNeighbor | Water | Porous | Wet | R245fa | MinimizeLCOE_Brownfield | IgnoreSilica | 2019 | 125.0138 | 25.1547 | 1.8619 | 4 | 8234.9737 | 12171.8695 | 167.8811 | 248.14 | 114.0035 | 0 | 169.4597 | 3699053.2328 | 141897.6494 | 4514564.1384 | 4605415.3183 | 0 | 312928.8869 | 0 | 5176805.0981 | 13468984.9565 | 9192858.9928 | 41112508.2731 | 961560.8286 | 19257185.0261 | 19257185.0261 | 1478867.319 | 8584595.0803 | 0 | 61331254.1279 | 90651901.5533 | 3162277.6602 | 7.4477 | 8234.9737 | 12171.8695 | 167.8811 | 248.14
1 | 5200 | 707 | 0.02 | 15 | 15 | 7 | 4.217e-09 | 5spot_SharedNeighbor | Water | Porous | Wet | R245fa | MinimizeLCOE_Brownfield | IgnoreSilica | 2019 | 122.746 | 24.7139 | 1.8456 | 4 | 8215.5972 | 12187.3726 | 167.4861 | 248.4561 | 114.0439 | 0 | 495.7456 | 3653871.0125 | 140223.1183 | 4451035.3014 | 4523587.899 | 0 | 285061.2933 | 0 | 5090973.6635 | 13245669.1702 | 9040441.38 | 40430862.8382 | 961560.8286 | 19257185.0261 | 19257185.0261 | 1478867.319 | 8584595.0803 | 0 | 60649608.6929 | 89970256.1183 | 4216965.0343 | 7.3823 | 8215.5972 | 12187.3726 | 167.4861 | 248.4561
1 | 5200 | 707 | 0.02 | 15 | 15 | 7 | 5.6234e-09 | 5spot_SharedNeighbor | Water | Porous | Wet | R245fa | MinimizeLCOE_Brownfield | IgnoreSilica | 2019 | 125.4157 | 25.2327 | 1.8708 | 4 | 8207.9857 | 12126.1452 | 167.3309 | 247.2079 | 113.9961 | 0 | 164.5116 | 3707010.8347 | 142192.1182 | 4525777.7191 | 4619893.2802 | 0 | 308470.8702 | 0 | 5188304.4807 | 13498903.9913 | 9213279.3488 | 41203832.6433 | 961560.8286 | 19257185.0261 | 19257185.0261 | 1478867.319 | 8584595.0803 | 0 | 61422578.498 | 90743225.9234 | 5623413.2519 | 7.4833 | 8207.9857 | 12126.1452 | 167.3309 | 247.2079
1 | 5200 | 707 | 0.02 | 15 | 15 | 7 | 7.4989e-09 | 5spot_SharedNeighbor | Water | Porous | Wet | R245fa | MinimizeLCOE_Brownfield | IgnoreSilica | 2019 | 124.405 | 25.0365 | 1.8646 | 4 | 8193.8409 | 12124.9752 | 167.0425 | 247.184 | 114.0145 | 0 | 253.1478 | 3686961.886 | 141449.792 | 4497545.2091 | 4583456.6676 | 0 | 294414.9395 | 0 | 5149493.1127 | 13397924.773 | 9144358.9574 | 40895605.3373 | 961560.8286 | 19257185.0261 | 19257185.0261 | 1478867.319 | 8584595.0803 | 0 | 61114351.1921 | 90434998.6175 | 7498942.0933 | 7.4586 | 8193.8409 | 12124.9752 | 167.0425 | 247.184
1 | 5200 | 707 | 0.02 | 15 | 15 | 7 | 1e-08 | 5spot_SharedNeighbor | Water | Porous | Wet | R245fa | MinimizeLCOE_Brownfield | IgnoreSilica | 2019 | 124.846 | 25.1221 | 1.8699 | 4 | 8187.1632 | 12107.2526 | 166.9064 | 246.8227 | 114.0065 | 0 | 207.9053 | 3695720.4815 | 141774.18 | 4509873.4879 | 4599362.1069 | 0 | 296566.4079 | 0 | 5164885.699 | 13437973.1251 | 9171692.7806 | 41017848.2688 | 961560.8286 | 19257185.0261 | 19257185.0261 | 1478867.319 | 8584595.0803 | 0 | 61236594.1235 | 90557241.549 | 10000000 | 7.4796 | 8187.1632 | 12107.2526 | 166.9064 | 246.8227
1 | 5300 | 707 | 0.02 | 15 | 15 | 7 | 1e-13 | 5spot_SharedNeighbor | Water | Porous | Wet | R245fa | MinimizeLCOE_Brownfield | IgnoreSilica | 2019 | 0 | 0 | 0 | 0 |  |  |  |  | 15 |  | 21.7933 | [19 empty] | 100 | 0
1 | 5300 | 707 | 0.02 | 15 | 15 | 7 | 1.3335e-13 | 5spot_SharedNeighbor | Water | Porous | Wet | R245fa | MinimizeLCOE_Brownfield | IgnoreSilica | 2019 | 0 | 0 | 0 | 0 |  |  |  |  | 15 |  | 23.1987 | [19 empty] | 133.3521 | 0
1 | 5300 | 707 | 0.02 | 15 | 15 | 7 | 1.7783e-13 | 5spot_SharedNeighbor | Water | Porous | Wet | R245fa | MinimizeLCOE_Brownfield | IgnoreSilica | 2019 | 0 | 0 | 0 | 0 |  |  |  |  | 15 |  | 22.6294 | [19 empty] | 177.8279 | 0
1 | 5300 | 707 | 0.02 | 15 | 15 | 7 | 2.3714e-13 | 5spot_SharedNeighbor | Water | Porous | Wet | R245fa | MinimizeLCOE_Brownfield | IgnoreSilica | 2019 | 0 | 0 | 0 | 0 |  |  |  |  | 15 |  | 23.9409 | [19 empty] | 237.1374 | 0
1 | 5300 | 707 | 0.02 | 15 | 15 | 7 | 3.1623e-13 | 5spot_SharedNeighbor | Water | Porous | Wet | R245fa | MinimizeLCOE_Brownfield | IgnoreSilica | 2019 | 0 | 0 | 0 | 0 |  |  |  |  | 15 |  | 23.6583 | [19 empty] | 316.2278 | 0
1 | 5300 | 707 | 0.02 | 15 | 15 | 7 | 4.217e-13 | 5spot_SharedNeighbor | Water | Porous | Wet | R245fa | MinimizeLCOE_Brownfield | IgnoreSilica | 2019 | 0 | 0 | 0 | 0 |  |  |  |  | 15 |  | 26.664 | [19 empty] | 421.6965 | 0
1 | 5300 | 707 | 0.02 | 15 | 15 | 7 | 5.6234e-13 | 5spot_SharedNeighbor | Water | Porous | Wet | R245fa | MinimizeLCOE_Brownfield | IgnoreSilica | 2019 | 1.6 | 0.20243 | 0.0017218 | 4 | 3163680.4209 | 7524902.6674 | 64495.9046 | 153405.3191 | 87.8631 | 0 | 28.5916 | 105315.6522 | 3381.1664 | 97208.2749 | 71712.736 | 0 | 64215.2053 | 0 | 133314.8836 | 346857.9805 | 236737.6989 | 1058743.598 | 961560.8286 | 19768034.2612 | 19768034.2612 | 1478867.319 | 8788934.7744 | 0 | 21788338.6878 | 51824175.0424 | 562.3413 | 0.006887 | 3163680.4209 | 7524902.6674 | 64495.9046 | 153405.3191
1 | 5300 | 707 | 0.02 | 15 | 15 | 7 | 7.4989e-13 | 5spot_SharedNeighbor | Water | Porous | Wet | R245fa | MinimizeLCOE_Brownfield | IgnoreSilica | 2019 | 2.4099 | 0.35886 | 0.0064233 | 4 | 868778.6085 | 2037802.2148 | 17711.227 | 41543.3545 | 96.2286 | 0 | 359.5305 | 167336.7328 | 5717.046 | 152676.8949 | 101196.8065 | 0 | 87081.9491 | 0 | 200463.6774 | 521565.3679 | 355979.0807 | 1592017.5553 | 961560.8286 | 19768034.2612 | 19768034.2612 | 1478867.319 | 8788934.7744 | 0 | 22321612.6451 | 52357448.9998 | 749.8942 | 0.025693 | 868778.6085 | 2037802.2148 | 17711.227 | 41543.3545
1 | 5300 | 707 | 0.02 | 15 | 15 | 7 | 1e-12 | 5spot_SharedNeighbor | Water | Porous | Wet | R245fa | MinimizeLCOE_Brownfield | IgnoreSilica | 2019 | 3.4003 | 0.55817 | 0.013905 | 4 | 412144.4003 | 952154.6567 | 8402.1211 | 19410.9606 | 101.6605 | 0 | 59.9575 | 236306.8265 | 8398.6866 | 216500.9827 | 137544.9075 | 0 | 109693.0169 | 0 | 276293.3239 | 718858.5531 | 490635.7336 | 2194232.0308 | 961560.8286 | 19768034.2612 | 19768034.2612 | 1478867.319 | 8788934.7744 | 0 | 22923827.1206 | 52959663.4753 | 1000 | 0.055621 | 412144.4003 | 952154.6567 | 8402.1211 | 19410.9606
1 | 5300 | 707 | 0.02 | 15 | 15 | 7 | 1.3335e-12 | 5spot_SharedNeighbor | Water | Porous | Wet | R245fa | MinimizeLCOE_Brownfield | IgnoreSilica | 2019 | 4.6501 | 0.81504 | 0.024823 | 4 | 237986.5666 | 540481.2255 | 4851.6781 | 11018.4408 | 105.4852 | 0 | 78.175 | 315430.8358 | 11524.8899 | 292248.1689 | 183896.8984 | 0 | 133532.0069 | 0 | 365286.7919 | 950401.302 | 648668.4174 | 2900989.3111 | 961560.8286 | 19768034.2612 | 19768034.2612 | 1478867.319 | 8788934.7744 | 0 | 23630584.401 | 53666420.7556 | 1333.5214 | 0.099294 | 237986.5666 | 540481.2255 | 4851.6781 | 11018.4408
1 | 5300 | 707 | 0.02 | 15 | 15 | 7 | 1.7783e-12 | 5spot_SharedNeighbor | Water | Porous | Wet | R245fa | MinimizeLCOE_Brownfield | IgnoreSilica | 2019 | 6.236 | 1.1446 | 0.040027 | 4 | 152821.1874 | 340420.4416 | 3115.4666 | 6939.9312 | 108.2533 | 0 | 79.5989 | 406771.0426 | 15159.4652 | 382688.0994 | 243076.1539 | 0 | 159197.4006 | 0 | 470687.9431 | 1224633.4765 | 835837.5114 | 3738051.0926 | 961560.8286 | 19768034.2612 | 19768034.2612 | 1478867.319 | 8788934.7744 | 0 | 24467646.1825 | 54503482.5371 | 1778.2794 | 0.16011 | 152821.1874 | 340420.4416 | 3115.4666 | 6939.9312
1 | 5300 | 707 | 0.02 | 15 | 15 | 7 | 2.3714e-12 | 5spot_SharedNeighbor | Water | Porous | Wet | R245fa | MinimizeLCOE_Brownfield | IgnoreSilica | 2019 | 8.1332 | 1.5388 | 0.060153 | 4 | 105541.9981 | 230372.1282 | 2151.6164 | 4696.4474 | 110.1299 | 0 | 81.9676 | 505901.9861 | 19103.0442 | 484253.5375 | 313427.4256 | 0 | 183568.7552 | 0 | 587439.352 | 1528396.6934 | 1043162.1487 | 4665252.9426 | 961560.8286 | 19768034.2612 | 19768034.2612 | 1478867.319 | 8788934.7744 | 0 | 25394848.0325 | 55430684.3871 | 2371.3737 | 0.24061 | 105541.9981 | 230372.1282 | 2151.6164 | 4696.4474
1 | 5300 | 707 | 0.02 | 15 | 15 | 7 | 3.1623e-12 | 5spot_SharedNeighbor | Water | Porous | Wet | R245fa | MinimizeLCOE_Brownfield | IgnoreSilica | 2019 | 10.9371 | 2.1305 | 0.088768 | 4 | 75253.7971 | 159844.6451 | 1534.1504 | 3258.6493 | 111.942 | 0 | 79.5338 | 642199.456 | 24555.7871 | 627398.6778 | 418829.9266 | 0 | 221283.4904 | 0 | 754364.2618 | 1962701.0677 | 1339583.8082 | 5990916.4755 | 961560.8286 | 19768034.2612 | 19768034.2612 | 1478867.319 | 8788934.7744 | 0 | 26720511.5654 | 56756347.92 | 3162.2777 | 0.35507 | 75253.7971 | 159844.6451 | 1534.1504 | 3258.6493
1 | 5300 | 707 | 0.02 | 15 | 15 | 7 | 4.217e-12 | 5spot_SharedNeighbor | Water | Porous | Wet | R245fa | MinimizeLCOE_Brownfield | IgnoreSilica | 2019 | 14.248 | 2.8272 | 0.12572 | 4 | 56024.9861 | 115750.5492 | 1142.1451 | 2359.7315 | 113.1141 | 0 | 90.5136 | 788393.4522 | 30380.2039 | 786102.4505 | 542660.905 | 0 | 256279.8362 | 0 | 937488.5706 | 2439152.9553 | 1664772.0116 | 7445230.3851 | 961560.8286 | 19768034.2612 | 19768034.2612 | 1478867.319 | 8788934.7744 | 0 | 28174825.475 | 58210661.8296 | 4216.965 | 0.5029 | 56024.9861 | 115750.5492 | 1142.1451 | 2359.7315
1 | 5300 | 707 | 0.02 | 15 | 15 | 7 | 5.6234e-12 | 5spot_SharedNeighbor | Water | Porous | Wet | R245fa | MinimizeLCOE_Brownfield | IgnoreSilica | 2019 | 18.4452 | 3.7117 | 0.17436 | 4 | 42905.2434 | 85971.7637 | 874.6814 | 1752.6507 | 114.0085 | 0 | 67.747 | 959327.3887 | 37176.9412 | 976745.1581 | 700054.9249 | 0 | 295055.0632 | 0 | 1157660.1957 | 3011994.3605 | 2055748.0413 | 9193762.0737 | 961560.8286 | 19768034.2612 | 19768034.2612 | 1478867.319 | 8788934.7744 | 0 | 29923357.1635 | 59959193.5181 | 5623.4133 | 0.69743 | 42905.2434 | 85971.7637 | 874.6814 | 1752.6507
1 | 5300 | 707 | 0.02 | 15 | 15 | 7 | 7.4989e-12 | 5spot_SharedNeighbor | Water | Porous | Wet | R245fa | MinimizeLCOE_Brownfield | IgnoreSilica | 2019 | 23.6755 | 4.8148 | 0.23745 | 4 | 33681.1321 | 65303.9191 | 686.6354 | 1331.3087 | 114.6879 | 0 | 89.7565 | 1156234.0884 | 44983.0725 | 1202184.6933 | 895907.7035 | 0 | 336586.0864 | 0 | 1417999.3012 | 3689343.3099 | 2518052.6175 | 11261290.8725 | 961560.8286 | 19768034.2612 | 19768034.2612 | 1478867.319 | 8788934.7744 | 0 | 31990885.9624 | 62026722.317 | 7498.9421 | 0.94982 | 33681.1321 | 65303.9191 | 686.6354 | 1331.3087
1 | 5300 | 707 | 0.02 | 15 | 15 | 7 | 1e-11 | 5spot_SharedNeighbor | Water | Porous | Wet | R245fa | MinimizeLCOE_Brownfield | IgnoreSilica | 2019 | 30.1166 | 6.174 | 0.31832 | 4 | 27030.2557 | 50619.8733 | 551.0483 | 1031.9546 | 115.2066 | 0 | 101.5565 | 1381350.6191 | 53884.0139 | 1466227.7839 | 1137295.7295 | 0 | 380345.8195 | 0 | 1723450.5467 | 4484064.7942 | 3060466.3604 | 13687085.6673 | 961560.8286 | 19768034.2612 | 19768034.2612 | 1478867.319 | 8788934.7744 | 0 | 34416680.7571 | 64452517.1118 | 10000 | 1.2733 | 27030.2557 | 50619.8733 | 551.0483 | 1031.9546
1 | 5300 | 707 | 0.02 | 15 | 15 | 7 | 1.3335e-11 | 5spot_SharedNeighbor | Water | Porous | Wet | R245fa | MinimizeLCOE_Brownfield | IgnoreSilica | 2019 | 37.8554 | 7.8078 | 0.41986 | 4 | 22150.1574 | 40034.3835 | 451.5609 | 816.1551 | 115.6016 | 0 | 117.3838 | 1633462.5872 | 63826.5037 | 1768675.2637 | 1427572.9383 | 0 | 424303.2327 | 0 | 2073957.805 | 5396012.7813 | 3682889.6002 | 16470700.7121 | 961560.8286 | 19768034.2612 | 19768034.2612 | 1478867.319 | 8788934.7744 | 0 | 37200295.8019 | 67236132.1566 | 13335.2143 | 1.6795 | 22150.1574 | 40034.3835 | 451.5609 | 816.1551
1 | 5300 | 707 | 0.02 | 15 | 15 | 7 | 1.7783e-11 | 5spot_SharedNeighbor | Water | Porous | Wet | R245fa | MinimizeLCOE_Brownfield | IgnoreSilica | 2019 | 46.8419 | 9.7054 | 0.54368 | 4 | 18528.1913 | 32339.4398 | 377.7222 | 659.2832 | 115.8981 | 0 | 106.9893 | 1907533.6144 | 74604.191 | 2104474.6329 | 1764684.8553 | 0 | 465380.3748 | 0 | 2463504.2907 | 6409532.8302 | 4374637.8594 | 19564352.6488 | 961560.8286 | 19768034.2612 | 19768034.2612 | 1478867.319 | 8788934.7744 | 0 | 40293947.7386 | 70329784.0933 | 17782.7941 | 2.1747 | 18528.1913 | 32339.4398 | 377.7222 | 659.2832
1 | 5300 | 707 | 0.02 | 15 | 15 | 7 | 2.3714e-11 | 5spot_SharedNeighbor | Water | Porous | Wet | R245fa | MinimizeLCOE_Brownfield | IgnoreSilica | 2019 | 56.7977 | 11.8063 | 0.68849 | 4 | 15824.5792 | 26731.0317 | 322.6055 | 544.9482 | 116.1078 | 0 | 142.0604 | 2193106.6695 | 85798.2332 | 2461265.3504 | 2138101.3723 | 0 | 499400.6188 | 0 | 2877292.1753 | 7486124.0262 | 5109433.4724 | 22850521.9181 | 961560.8286 | 19768034.2612 | 19768034.2612 | 1478867.319 | 8788934.7744 | 0 | 43580117.008 | 73615953.3626 | 23713.7371 | 2.754 | 15824.5792 | 26731.0317 | 322.6055 | 544.9482
1 | 5300 | 707 | 0.02 | 15 | 15 | 7 | 3.1623e-11 | 5spot_SharedNeighbor | Water | Porous | Wet | R245fa | MinimizeLCOE_Brownfield | IgnoreSilica | 2019 | 67.1534 | 13.9861 | 0.84854 | 4 | 13805.7872 | 22655.0491 | 281.4496 | 461.8538 | 116.234 | 0 | 123.8882 | 2473749.926 | 96755.3866 | 2818295.0302 | 2526065.0902 | 0 | 521478.066 | 0 | 3290173.9646 | 8560357.7484 | 5842620.061 | 26129495.2729 | 961560.8286 | 19768034.2612 | 19768034.2612 | 1478867.319 | 8788934.7744 | 0 | 46859090.3627 | 76894926.7173 | 31622.7766 | 3.3942 | 13805.7872 | 22655.0491 | 281.4496 | 461.8538
1 | 5300 | 707 | 0.02 | 15 | 15 | 7 | 4.217e-11 | 5spot_SharedNeighbor | Water | Porous | Wet | R245fa | MinimizeLCOE_Brownfield | IgnoreSilica | 2019 | 77.2628 | 16.1044 | 1.0148 | 4 | 12301.5208 | 19701.2532 | 250.7831 | 401.6367 | 116.2853 | 0 | 152.2737 | 2733893.1948 | 106863.0562 | 3154773.5548 | 2903903.6636 | 0 | 529182.3465 | 0 | 3677160.1682 | 9567216.4684 | 6529821.8264 | 29202814.279 | 961560.8286 | 19768034.2612 | 19768034.2612 | 1478867.319 | 8788934.7744 | 0 | 49932409.3688 | 79968245.7235 | 42169.6503 | 4.059 | 12301.5208 | 19701.2532 | 250.7831 | 401.6367
1 | 5300 | 707 | 0.02 | 15 | 15 | 7 | 5.6234e-11 | 5spot_SharedNeighbor | Water | Porous | Wet | R245fa | MinimizeLCOE_Brownfield | IgnoreSilica | 2019 | 86.6346 | 18.056 | 1.1776 | 4 | 11182.7829 | 17559.3657 | 227.9762 | 357.9714 | 116.279 | 0 | 138.1741 | 2964189.0366 | 115762.5256 | 3457106.7503 | 3253054.9058 | 0 | 523879.3425 | 0 | 4022457.0987 | 10465608.2515 | 7142992.6784 | 31945050.5896 | 961560.8286 | 19768034.2612 | 19768034.2612 | 1478867.319 | 8788934.7744 | 0 | 52674645.6794 | 82710482.0341 | 56234.1325 | 4.7103 | 11182.7829 | 17559.3657 | 227.9762 | 357.9714
1 | 5300 | 707 | 0.02 | 15 | 15 | 7 | 7.4989e-11 | 5spot_SharedNeighbor | Water | Porous | Wet | R245fa | MinimizeLCOE_Brownfield | IgnoreSilica | 2019 | 94.905 | 19.7665 | 1.3286 | 4 | 10351.3915 | 16003.3162 | 211.0271 | 326.2492 | 116.2357 | 0 | 149.2258 | 3159474.9341 | 123267.1583 | 3716825.5153 | 3560079.3198 | 0 | 508372.2739 | 0 | 4316527.4885 | 11230719.0836 | 7665196.5428 | 34280462.3163 | 961560.8286 | 19768034.2612 | 19768034.2612 | 1478867.319 | 8788934.7744 | 0 | 55010057.4062 | 85045893.7608 | 74989.4209 | 5.3143 | 10351.3915 | 16003.3162 | 211.0271 | 326.2492
1 | 5300 | 707 | 0.02 | 15 | 15 | 7 | 1e-10 | 5spot_SharedNeighbor | Water | Porous | Wet | R245fa | MinimizeLCOE_Brownfield | IgnoreSilica | 2019 | 101.9056 | 21.2044 | 1.4621 | 4 | 9733.3256 | 14869.1298 | 198.427 | 303.1273 | 116.1743 | 0 | 150.6239 | 3319334.8556 | 129378.0295 | 3931774.9659 | 3819044.5377 | 0 | 486312.8776 | 0 | 4557479.6539 | 11857627.1917 | 8093074.2082 | 36194026.3201 | 961560.8286 | 19768034.2612 | 19768034.2612 | 1478867.319 | 8788934.7744 | 0 | 56923621.4099 | 86959457.7646 | 100000 | 5.8483 | 9733.3256 | 14869.1298 | 198.427 | 303.1273
1 | 5300 | 707 | 0.02 | 15 | 15 | 7 | 1.3335e-10 | 5spot_SharedNeighbor | Water | Porous | Wet | R245fa | MinimizeLCOE_Brownfield | IgnoreSilica | 2019 | 107.6667 | 22.3803 | 1.5759 | 4 | 9273.3649 | 14038.3432 | 189.0501 | 286.1906 | 116.1082 | 0 | 150.3998 | 3447336.693 | 134248.0023 | 4105450.6569 | 4031468.6982 | 0 | 461532.6558 | 0 | 4750214.3154 | 12359083.2458 | 8435328.269 | 37724662.5366 | 961560.8286 | 19768034.2612 | 19768034.2612 | 1478867.319 | 8788934.7744 | 0 | 58454257.6264 | 88490093.981 | 133352.1432 | 6.3035 | 9273.3649 | 14038.3432 | 189.0501 | 286.1906
1 | 5300 | 707 | 0.02 | 15 | 15 | 7 | 1.7783e-10 | 5spot_SharedNeighbor | Water | Porous | Wet | R245fa | MinimizeLCOE_Brownfield | IgnoreSilica | 2019 | 112.2929 | 23.3194 | 1.6699 | 4 | 8930.5979 | 13427.2214 | 182.0623 | 273.7321 | 116.0457 | 0 | 163.7494 | 3547887.3676 | 138058.0903 | 4242879.7275 | 4201565.5587 | 0 | 436744.241 | 0 | 4901182.6442 | 12751871.8694 | 8703414.5756 | 38923604.0744 | 961560.8286 | 19768034.2612 | 19768034.2612 | 1478867.319 | 8788934.7744 | 0 | 59653199.1642 | 89689035.5189 | 177827.941 | 6.6796 | 8930.5979 | 13427.2214 | 182.0623 | 273.7321
1 | 5300 | 707 | 0.02 | 15 | 15 | 7 | 2.3714e-10 | 5spot_SharedNeighbor | Water | Porous | Wet | R245fa | MinimizeLCOE_Brownfield | IgnoreSilica | 2019 | 115.9151 | 24.0513 | 1.7456 | 4 | 8674.8108 | 12976.4642 | 176.8478 | 264.5428 | 115.9911 | 0 | 168.5869 | 3625268.7268 | 140980.4306 | 4349254.5513 | 4334449.1866 | 0 | 413490.3933 | 0 | 5016742.8826 | 13052535.9049 | 8908623.9579 | 39841346.034 | 961560.8286 | 19768034.2612 | 19768034.2612 | 1478867.319 | 8788934.7744 | 0 | 60570941.1239 | 90606777.4785 | 237137.3706 | 6.9824 | 8674.8108 | 12976.4642 | 176.8478 | 264.5428
1 | 5300 | 707 | 0.02 | 15 | 15 | 7 | 3.1623e-10 | 5spot_SharedNeighbor | Water | Porous | Wet | R245fa | MinimizeLCOE_Brownfield | IgnoreSilica | 2019 | 118.7339 | 24.6189 | 1.8056 | 4 | 8483.6944 | 12642.3973 | 172.9516 | 257.7324 | 115.9453 | 0 | 150.2951 | 3684696.6615 | 143218.6963 | 4431318.1295 | 4437725.4298 | 0 | 393051.2271 | 0 | 5105103.9563 | 13282433.2935 | 9065533.6495 | 40543081.0437 | 961560.8286 | 19768034.2612 | 19768034.2612 | 1478867.319 | 8788934.7744 | 0 | 61272676.1336 | 91308512.4882 | 316227.766 | 7.2224 | 8483.6944 | 12642.3973 | 172.9516 | 257.7324
1 | 5300 | 707 | 0.02 | 15 | 15 | 7 | 4.217e-10 | 5spot_SharedNeighbor | Water | Porous | Wet | R245fa | MinimizeLCOE_Brownfield | IgnoreSilica | 2019 | 120.8922 | 25.0522 | 1.8524 | 4 | 8340.7585 | 12394.4233 | 170.0376 | 252.6771 | 115.9084 | 0 | 155.7078 | 3729732.9208 | 144911.3065 | 4493725.0077 | 4516689.2898 | 0 | 375618.6315 | 0 | 5171664.091 | 13455609.1105 | 9183729.703 | 41071680.0609 | 961560.8286 | 19768034.2612 | 19768034.2612 | 1478867.319 | 8788934.7744 | 0 | 61801275.1507 | 91837111.5053 | 421696.5034 | 7.4096 | 8340.7585 | 12394.4233 | 170.0376 | 252.6771
1 | 5300 | 707 | 0.02 | 15 | 15 | 7 | 5.6234e-10 | 5spot_SharedNeighbor | Water | Porous | Wet | R245fa | MinimizeLCOE_Brownfield | IgnoreSilica | 2019 | 122.5387 | 25.382 | 1.8885 | 4 | 8233.7734 | 12209.834 | 167.8566 | 248.914 | 115.8791 | 0 | 186.6224 | 3763819.4615 | 146190.2668 | 4541084.5514 | 4576859.1059 | 0 | 361240.0582 | 0 | 5221785.4431 | 13586014.5874 | 9272734.1206 | 41469727.5949 | 961560.8286 | 19768034.2612 | 19768034.2612 | 1478867.319 | 8788934.7744 | 0 | 62199322.6847 | 92235159.0393 | 562341.3252 | 7.5542 | 8233.7734 | 12209.834 | 167.8566 | 248.914
1 | 5300 | 707 | 0.02 | 15 | 15 | 7 | 7.4989e-10 | 5spot_SharedNeighbor | Water | Porous | Wet | R245fa | MinimizeLCOE_Brownfield | IgnoreSilica | 2019 | 123.7808 | 25.6303 | 1.9162 | 4 | 8153.6511 | 12072.3301 | 166.2232 | 246.1108 | 115.8565 | 0 | 177.4967 | 3789380.8743 | 147148.1308 | 4576671.1822 | 4622211.1033 | 0 | 349566.657 | 0 | 5259141.3996 | 13683207.1234 | 9339070.0235 | 41766396.4941 | 961560.8286 | 19768034.2612 | 19768034.2612 | 1478867.319 | 8788934.7744 | 0 | 62495991.5839 | 92531827.9385 | 749894.2093 | 7.6648 | 8153.6511 | 12072.3301 | 166.2232 | 246.1108
1 | 5300 | 707 | 0.02 | 15 | 15 | 7 | 1e-09 | 5spot_SharedNeighbor | Water | Porous | Wet | R245fa | MinimizeLCOE_Brownfield | IgnoreSilica | 2019 | 124.7313 | 25.8201 | 1.9374 | 4 | 8093.622 | 11969.4497 | 164.9994 | 244.0134 | 115.8388 | 0 | 174.7321 | 3808854.3175 | 147877.1485 | 4603823.6487 | 4656895.0057 | 0 | 340418.6265 | 0 | 5287568.8113 | 13757169.4175 | 9389550.809 | 41992157.7846 | 961560.8286 | 19768034.2612 | 19768034.2612 | 1478867.319 | 8788934.7744 | 0 | 62721752.8745 | 92757589.2291 | 1000000 | 7.7495 | 8093.622 | 11969.4497 | 164.9994 | 244.0134
1 | 5300 | 707 | 0.02 | 15 | 15 | 7 | 1.3335e-09 | 5spot_SharedNeighbor | Water | Porous | Wet | R245fa | MinimizeLCOE_Brownfield | IgnoreSilica | 2019 | 125.4398 | 25.9615 | 1.9534 | 4 | 8048.6344 | 11892.7079 | 164.0823 | 242.4489 | 115.8254 | 0 | 171.3229 | 3823319.0193 | 148418.2506 | 4624015.7455 | 4682733.2069 | 0 | 333173.3781 | 0 | 5308547.2441 | 13811750.9964 | 9426803.8582 | 42158761.699 | 961560.8286 | 19768034.2612 | 19768034.2612 | 1478867.319 | 8788934.7744 | 0 | 62888356.7888 | 92924193.1434 | 1333521.4322 | 7.8135 | 8048.6344 | 11892.7079 | 164.0823 | 242.4489
1 | 5300 | 707 | 0.02 | 15 | 15 | 7 | 1.7783e-09 | 5spot_SharedNeighbor | Water | Porous | Wet | R245fa | MinimizeLCOE_Brownfield | IgnoreSilica | 2019 | 125.9734 | 26.0678 | 1.9655 | 4 | 8014.9128 | 11835.2985 | 163.3948 | 241.2786 | 115.8152 | 0 | 171.8676 | 3834185.8359 | 148824.5329 | 4639198.543 | 4702186.8472 | 0 | 327561.2072 | 0 | 5324263.2168 | 13852640.7336 | 9454711.944 | 42283572.8606 | 961560.8286 | 19768034.2612 | 19768034.2612 | 1478867.319 | 8788934.7744 | 0 | 63013167.9505 | 93049004.3051 | 1778279.41 | 7.862 | 8014.9128 | 11835.2985 | 163.3948 | 241.2786
1 | 5300 | 707 | 0.02 | 15 | 15 | 7 | 2.3714e-09 | 5spot_SharedNeighbor | Water | Porous | Wet | R245fa | MinimizeLCOE_Brownfield | IgnoreSilica | 2019 | 126.3561 | 26.144 | 1.9745 | 4 | 7989.6327 | 11792.6609 | 162.8795 | 240.4093 | 115.8079 | 0 | 164.1587 | 3841963.5957 | 149115.1983 | 4650072.5057 | 4716133.1461 | 0 | 323066.1324 | 0 | 5335336.7255 | 13881451.7316 | 9474376.0421 | 42371515.0774 | 961560.8286 | 19768034.2612 | 19768034.2612 | 1478867.319 | 8788934.7744 | 0 | 63101110.1672 | 93136946.5219 | 2371373.7057 | 7.8979 | 7989.6327 | 11792.6609 | 162.8795 | 240.4093
1 | 5300 | 707 | 0.02 | 15 | 15 | 7 | 3.1623e-09 | 5spot_SharedNeighbor | Water | Porous | Wet | R245fa | MinimizeLCOE_Brownfield | IgnoreSilica | 2019 | 126.6682 | 26.2062 | 1.9815 | 4 | 7970.6791 | 11760.2938 | 162.4931 | 239.7495 | 115.8018 | 0 | 162.4027 | 3848298.4426 | 149351.8707 | 4658933.2782 | 4727505.5637 | 0 | 319870.987 | 0 | 5344544.4554 | 13905408.3562 | 9490726.9307 | 42444639.8845 | 961560.8286 | 19768034.2612 | 19768034.2612 | 1478867.319 | 8788934.7744 | 0 | 63174234.9744 | 93210071.329 | 3162277.6602 | 7.9258 | 7970.6791 | 11760.2938 | 162.4931 | 239.7495
1 | 5300 | 707 | 0.02 | 15 | 15 | 7 | 4.217e-09 | 5spot_SharedNeighbor | Water | Porous | Wet | R245fa | MinimizeLCOE_Brownfield | IgnoreSilica | 2019 | 126.8897 | 26.2503 | 1.9866 | 4 | 7956.4678 | 11736.2762 | 162.2034 | 239.2599 | 115.7975 | 0 | 157.6565 | 3852789.5838 | 149519.6176 | 4665217.6401 | 4735575.8717 | 0 | 317314.8057 | 0 | 5350962.8324 | 13922107.6565 | 9502124.5462 | 42495612.554 | 961560.8286 | 19768034.2612 | 19768034.2612 | 1478867.319 | 8788934.7744 | 0 | 63225207.6438 | 93261043.9985 | 4216965.0343 | 7.9464 | 7956.4678 | 11736.2762 | 162.2034 | 239.2599
1 | 5300 | 707 | 0.02 | 15 | 15 | 7 | 5.6234e-09 | 5spot_SharedNeighbor | Water | Porous | Wet | R245fa | MinimizeLCOE_Brownfield | IgnoreSilica | 2019 | 127.0601 | 26.2842 | 1.9905 | 4 | 7945.812 | 11718.207 | 161.9861 | 238.8915 | 115.7942 | 0 | 167.5782 | 3856241.7193 | 149648.5349 | 4670049.4367 | 4741783.3285 | 0 | 315417.3433 | 0 | 5355924.7414 | 13935017.526 | 9510935.7975 | 42535018.4275 | 961560.8286 | 19768034.2612 | 19768034.2612 | 1478867.319 | 8788934.7744 | 0 | 63264613.5174 | 93300449.872 | 5623413.2519 | 7.962 | 7945.812 | 11718.207 | 161.9861 | 238.8915
1 | 5300 | 707 | 0.02 | 15 | 15 | 7 | 7.4989e-09 | 5spot_SharedNeighbor | Water | Porous | Wet | R245fa | MinimizeLCOE_Brownfield | IgnoreSilica | 2019 | 127.1844 | 26.3089 | 1.9934 | 4 | 7937.8219 | 11704.7287 | 161.8232 | 238.6167 | 115.7918 | 0 | 181.6571 | 3858757.7722 | 149742.4814 | 4673571.7967 | 4746309.9612 | 0 | 313947.7694 | 0 | 5359508.6146 | 13944342.0288 | 9517299.9622 | 42563480.3865 | 961560.8286 | 19768034.2612 | 19768034.2612 | 1478867.319 | 8788934.7744 | 0 | 63293075.4764 | 93328911.831 | 7498942.0933 | 7.9736 | 7937.8219 | 11704.7287 | 161.8232 | 238.6167
1 | 5300 | 707 | 0.02 | 15 | 15 | 7 | 1e-08 | 5spot_SharedNeighbor | Water | Porous | Wet | R245fa | MinimizeLCOE_Brownfield | IgnoreSilica | 2019 | 127.277 | 26.3273 | 1.9956 | 4 | 7931.8304 | 11694.637 | 161.7011 | 238.411 | 115.79 | 0 | 170.9788 | 3860631.9129 | 149812.4525 | 4676195.9128 | 4749683.0184 | 0 | 312832.9168 | 0 | 5362170.9233 | 13951268.8098 | 9522027.6326 | 42584623.5791 | 961560.8286 | 19768034.2612 | 19768034.2612 | 1478867.319 | 8788934.7744 | 0 | 63314218.669 | 93350055.0236 | 10000000 | 7.9823 | 7931.8304 | 11694.637 | 161.7011 | 238.411
1 | 5400 | 707 | 0.02 | 15 | 15 | 7 | 1e-13 | 5spot_SharedNeighbor | Water | Porous | Wet | R245fa | MinimizeLCOE_Brownfield | IgnoreSilica | 2019 | 0 | 0 | 0 | 0 |  |  |  |  | 15 |  | 23.5744 | [19 empty] | 100 | 0
1 | 5400 | 707 | 0.02 | 15 | 15 | 7 | 1.3335e-13 | 5spot_SharedNeighbor | Water | Porous | Wet | R245fa | MinimizeLCOE_Brownfield | IgnoreSilica | 2019 | 0 | 0 | 0 | 0 |  |  |  |  | 15 |  | 22.0856 | [19 empty] | 133.3521 | 0
1 | 5400 | 707 | 0.02 | 15 | 15 | 7 | 1.7783e-13 | 5spot_SharedNeighbor | Water | Porous | Wet | R245fa | MinimizeLCOE_Brownfield | IgnoreSilica | 2019 | 0 | 0 | 0 | 0 |  |  |  |  | 15 |  | 24.0665 | [19 empty] | 177.8279 | 0
1 | 5400 | 707 | 0.02 | 15 | 15 | 7 | 2.3714e-13 | 5spot_SharedNeighbor | Water | Porous | Wet | R245fa | MinimizeLCOE_Brownfield | IgnoreSilica | 2019 | 0 | 0 | 0 | 0 |  |  |  |  | 15 |  | 23.7995 | [19 empty] | 237.1374 | 0
1 | 5400 | 707 | 0.02 | 15 | 15 | 7 | 3.1623e-13 | 5spot_SharedNeighbor | Water | Porous | Wet | R245fa | MinimizeLCOE_Brownfield | IgnoreSilica | 2019 | 0 | 0 | 0 | 0 |  |  |  |  | 15 |  | 25.4166 | [19 empty] | 316.2278 | 0
1 | 5400 | 707 | 0.02 | 15 | 15 | 7 | 4.217e-13 | 5spot_SharedNeighbor | Water | Porous | Wet | R245fa | MinimizeLCOE_Brownfield | IgnoreSilica | 2019 | 0 | 0 | 0 | 0 |  |  |  |  | 15 |  | 28.131 | [19 empty] | 421.6965 | 0
1 | 5400 | 707 | 0.02 | 15 | 15 | 7 | 5.6234e-13 | 5spot_SharedNeighbor | Water | Porous | Wet | R245fa | MinimizeLCOE_Brownfield | IgnoreSilica | 2019 | 1.6 | 0.2062 | 0.0024269 | 4 | 2298628.1447 | 5467232.0467 | 46860.6439 | 111456.9203 | 88.7669 | 0 | 29.1243 | 107493.7313 | 3473.1766 | 98580.8399 | 72099.8877 | 0 | 63055.6203 | 0 | 134434.2698 | 349770.3938 | 238725.4808 | 1067633.4003 | 961560.8286 | 20284743.5872 | 20284743.5872 | 1478867.319 | 8995618.5048 | 0 | 22313937.8161 | 53073167.2272 | 562.3413 | 0.0097075 | 2298628.1447 | 5467232.0467 | 46860.6439 | 111456.9203
1 | 5400 | 707 | 0.02 | 15 | 15 | 7 | 7.4989e-13 | 5spot_SharedNeighbor | Water | Porous | Wet | R245fa | MinimizeLCOE_Brownfield | IgnoreSilica | 2019 | 2.6044 | 0.40622 | 0.0079419 | 4 | 723787.7404 | 1692043.6369 | 14755.3921 | 34494.5982 | 98.7717 | 0 | 403.7185 | 185757.8213 | 6461.9201 | 168265.7817 | 109087.3647 | 0 | 94392.0376 | 0 | 219946.3209 | 572255.2099 | 390575.9394 | 1746742.3957 | 961560.8286 | 20284743.5872 | 20284743.5872 | 1478867.319 | 8995618.5048 | 0 | 22993046.8115 | 53752276.2226 | 749.8942 | 0.031768 | 723787.7404 | 1692043.6369 | 14755.3921 | 34494.5982
1 | 5400 | 707 | 0.02 | 15 | 15 | 7 | 1e-12 | 5spot_SharedNeighbor | Water | Porous | Wet | R245fa | MinimizeLCOE_Brownfield | IgnoreSilica | 2019 | 3.6561 | 0.62494 | 0.016473 | 4 | 358755.2235 | 825575.6358 | 7313.7105 | 16830.476 | 103.9954 | 0 | 75.6644 | 259685.7687 | 9382.1172 | 236569.8085 | 148385.7848 | 0 | 118405.8758 | 0 | 301247.4484 | 783784.0665 | 534948.7305 | 2392409.6005 | 961560.8286 | 20284743.5872 | 20284743.5872 | 1478867.319 | 8995618.5048 | 0 | 23638714.0163 | 54397943.4274 | 1000 | 0.065891 | 358755.2235 | 825575.6358 | 7313.7105 | 16830.476
1 | 5400 | 707 | 0.02 | 15 | 15 | 7 | 1.3335e-12 | 5spot_SharedNeighbor | Water | Porous | Wet | R245fa | MinimizeLCOE_Brownfield | IgnoreSilica | 2019 | 4.9861 | 0.90679 | 0.028792 | 4 | 211844.9842 | 478927.0223 | 4318.7465 | 9763.5751 | 107.6917 | 0 | 66.8842 | 344607.6033 | 12784.8996 | 317764.643 | 198442.8966 | 0 | 143881.8426 | 0 | 396817.9352 | 1032438.8689 | 704660.7426 | 3151399.432 | 961560.8286 | 20284743.5872 | 20284743.5872 | 1478867.319 | 8995618.5048 | 0 | 24397703.8478 | 55156933.2589 | 1333.5214 | 0.11517 | 211844.9842 | 478927.0223 | 4318.7465 | 9763.5751
1 | 5400 | 707 | 0.02 | 15 | 15 | 7 | 1.7783e-12 | 5spot_SharedNeighbor | Water | Porous | Wet | R245fa | MinimizeLCOE_Brownfield | IgnoreSilica | 2019 | 6.6381 | 1.2597 | 0.045754 | 4 | 138097.2005 | 306166.0702 | 2815.2982 | 6241.6095 | 110.3189 | 0 | 83.8994 | 440466.3344 | 16647.2967 | 412569.8417 | 260593.1299 | 0 | 170114.5509 | 0 | 507152.5499 | 1319506.9034 | 900590.5747 | 4027641.1815 | 961560.8286 | 20284743.5872 | 20284743.5872 | 1478867.319 | 8995618.5048 | 0 | 25273945.5974 | 56033175.0084 | 1778.2794 | 0.18302 | 138097.2005 | 306166.0702 | 2815.2982 | 6241.6095
1 | 5400 | 707 | 0.02 | 15 | 15 | 7 | 2.3714e-12 | 5spot_SharedNeighbor | Water | Porous | Wet | R245fa | MinimizeLCOE_Brownfield | IgnoreSilica | 2019 | 9.2781 | 1.8284 | 0.069441 | 4 | 95818.9178 | 206557.4362 | 1953.3982 | 4210.9527 | 112.6779 | 0 | 85.5863 | 579589.5533 | 22269.4373 | 554874.1705 | 360708.4935 | 0 | 215961.6347 | 0 | 676027.2829 | 1758884.3178 | 1200474.6883 | 5368789.5784 | 961560.8286 | 20284743.5872 | 20284743.5872 | 1478867.319 | 8995618.5048 | 0 | 26615093.9943 | 57374323.4053 | 2371.3737 | 0.27776 | 95818.9178 | 206557.4362 | 1953.3982 | 4210.9527
1 | 5400 | 707 | 0.02 | 15 | 15 | 7 | 3.1623e-12 | 5spot_SharedNeighbor | Water | Porous | Wet | R245fa | MinimizeLCOE_Brownfield | IgnoreSilica | 2019 | 11.595 | 2.33 | 0.10026 | 4 | 69009.3334 | 145706.4915 | 1406.8486 | 2970.4239 | 113.9181 | 0 | 89.3725 | 691775.8156 | 26805.1423 | 673018.4476 | 448715.5563 | 0 | 235633.7138 | 0 | 809619.9835 | 2106465.1212 | 1437705.7287 | 6429739.509 | 961560.8286 | 20284743.5872 | 20284743.5872 | 1478867.319 | 8995618.5048 | 0 | 27676043.9249 | 58435273.3359 | 3162.2777 | 0.40105 | 69009.3334 | 145706.4915 | 1406.8486 | 2970.4239
1 | 5400 | 707 | 0.02 | 15 | 15 | 7 | 4.217e-12 | 5spot_SharedNeighbor | Water | Porous | Wet | R245fa | MinimizeLCOE_Brownfield | IgnoreSilica | 2019 | 15.0982 | 3.0885 | 0.14147 | 4 | 51658.3584 | 106014.0164 | 1053.1255 | 2161.2391 | 115.0657 | 0 | 76.0561 | 848417.7155 | 33121.4237 | 842532.9847 | 581563.0585 | 0 | 272957.2849 | 0 | 1005651.0623 | 2616497.7766 | 1785813.4962 | 7986554.8024 | 961560.8286 | 20284743.5872 | 20284743.5872 | 1478867.319 | 8995618.5048 | 0 | 29232859.2183 | 59992088.6293 | 4216.965 | 0.56589 | 51658.3584 | 106014.0164 | 1053.1255 | 2161.2391
1 | 5400 | 707 | 0.02 | 15 | 15 | 7 | 5.6234e-12 | 5spot_SharedNeighbor | Water | Porous | Wet | R245fa | MinimizeLCOE_Brownfield | IgnoreSilica | 2019 | 19.5144 | 4.0458 | 0.19557 | 4 | 39747.3033 | 79067.3797 | 810.3025 | 1611.8955 | 115.938 | 0 | 94.7737 | 1030627.5312 | 40455.0421 | 1045011.5932 | 749438.494 | 0 | 313779.2241 | 0 | 1239931.635 | 3226047.7693 | 2201843.8912 | 9847135.1802 | 961560.8286 | 20284743.5872 | 20284743.5872 | 1478867.319 | 8995618.5048 | 0 | 31093439.596 | 61852669.0071 | 5623.4133 | 0.78228 | 39747.3033 | 79067.3797 | 810.3025 | 1611.8955
1 | 5400 | 707 | 0.02 | 15 | 15 | 7 | 7.4989e-12 | 5spot_SharedNeighbor | Water | Porous | Wet | R245fa | MinimizeLCOE_Brownfield | IgnoreSilica | 2019 | 25.0003 | 5.2364 | 0.26567 | 4 | 31326.0871 | 60270.7319 | 638.6247 | 1228.7004 | 116.6007 | 0 | 86.8671 | 1240191.1986 | 48865.7456 | 1283929.5043 | 958271.8246 | 0 | 357239.4448 | 0 | 1516514.1099 | 3945658.6342 | 2692993.093 | 12043663.5549 | 961560.8286 | 20284743.5872 | 20284743.5872 | 1478867.319 | 8995618.5048 | 0 | 33289967.9708 | 64049197.3818 | 7498.9421 | 1.0627 | 31326.0871 | 60270.7319 | 638.6247 | 1228.7004
1 | 5400 | 707 | 0.02 | 15 | 15 | 7 | 1e-11 | 5spot_SharedNeighbor | Water | Porous | Wet | R245fa | MinimizeLCOE_Brownfield | IgnoreSilica | 2019 | 31.7265 | 6.6971 | 0.35518 | 4 | 25237.8004 | 46888.4048 | 514.5067 | 955.8836 | 117.1067 | 0 | 102.4758 | 1478864.9401 | 58416.5125 | 1562665.6119 | 1214288.0123 | 0 | 402618.006 | 0 | 1839572.7023 | 4786190.823 | 3266673.5831 | 14609290.1911 | 961560.8286 | 20284743.5872 | 20284743.5872 | 1478867.319 | 8995618.5048 | 0 | 35855594.607 | 66614824.018 | 10000 | 1.4207 | 25237.8004 | 46888.4048 | 514.5067 | 955.8836
1 | 5400 | 707 | 0.02 | 15 | 15 | 7 | 1.3335e-11 | 5spot_SharedNeighbor | Water | Porous | Wet | R245fa | MinimizeLCOE_Brownfield | IgnoreSilica | 2019 | 39.7922 | 8.4489 | 0.4671 | 4 | 20762.5613 | 37225.4602 | 423.2729 | 758.8914 | 117.4928 | 0 | 97.5924 | 1745687.2509 | 69061.073 | 1881398.2284 | 1520860.5193 | 0 | 448141.1549 | 0 | 2209407.8084 | 5748425.9056 | 3923418.7989 | 17546400.7395 | 961560.8286 | 20284743.5872 | 20284743.5872 | 1478867.319 | 8995618.5048 | 0 | 38792705.1553 | 69551934.5664 | 13335.2143 | 1.8684 | 20762.5613 | 37225.4602 | 423.2729 | 758.8914
1 | 5400 | 707 | 0.02 | 15 | 15 | 7 | 1.7783e-11 | 5spot_SharedNeighbor | Water | Porous | Wet | R245fa | MinimizeLCOE_Brownfield | IgnoreSilica | 2019 | 49.0876 | 10.4679 | 0.60271 | 4 | 17434.6288 | 30193.2959 | 355.4285 | 615.5312 | 117.7803 | 0 | 124.3015 | 2033769.6433 | 80519.895 | 2232757.9804 | 1874182.1278 | 0 | 489866.3522 | 0 | 2617327.4394 | 6809749.1098 | 4647793.6938 | 20785966.2415 | 961560.8286 | 20284743.5872 | 20284743.5872 | 1478867.319 | 8995618.5048 | 0 | 42032270.6574 | 72791500.0684 | 17782.7941 | 2.4108 | 17434.6288 | 30193.2959 | 355.4285 | 615.5312
1 | 5400 | 707 | 0.02 | 15 | 15 | 7 | 2.3714e-11 | 5spot_SharedNeighbor | Water | Porous | Wet | R245fa | MinimizeLCOE_Brownfield | IgnoreSilica | 2019 | 59.2728 | 12.6777 | 0.75984 | 4 | 14948.6796 | 25068.9924 | 304.7491 | 511.0653 | 117.9784 | 0 | 124.1896 | 2330833.2107 | 92295.6335 | 2602120.5138 | 2261130.9131 | 0 | 523134.6833 | 0 | 3045710.8322 | 7924314.8242 | 5408507.6959 | 24188048.3067 | 961560.8286 | 20284743.5872 | 20284743.5872 | 1478867.319 | 8995618.5048 | 0 | 45434352.7225 | 76193582.1336 | 23713.7371 | 3.0394 | 14948.6796 | 25068.9924 | 304.7491 | 511.0653
1 | 5400 | 707 | 0.02 | 15 | 15 | 7 | 3.1623e-11 | 5spot_SharedNeighbor | Water | Porous | Wet | R245fa | MinimizeLCOE_Brownfield | IgnoreSilica | 2019 | 69.7675 | 14.9478 | 0.93181 | 4 | 13092.0922 | 21344.6438 | 266.9 | 435.1394 | 118.0905 | 0 | 116.7189 | 2620226.7751 | 103719.4155 | 2968399.7183 | 2659483.034 | 0 | 543486.5472 | 0 | 3469173.0411 | 9026076.6278 | 6160482.7658 | 27551047.9248 | 961560.8286 | 20284743.5872 | 20284743.5872 | 1478867.319 | 8995618.5048 | 0 | 48797352.3407 | 79556581.7517 | 31622.7766 | 3.7272 | 13092.0922 | 21344.6438 | 266.9 | 435.1394
1 | 5400 | 707 | 0.02 | 15 | 15 | 7 | 4.217e-11 | 5spot_SharedNeighbor | Water | Porous | Wet | R245fa | MinimizeLCOE_Brownfield | IgnoreSilica | 2019 | 79.9159 | 17.1317 | 1.1085 | 4 | 11708.905 | 18645.7974 | 238.7019 | 380.1198 | 118.1271 | 0 | 150.2476 | 2886087.3595 | 114159.6002 | 3310458.2008 | 3043694.6294 | 0 | 548809.197 | 0 | 3862251.5049 | 10048786.159 | 6858503.0354 | 30672749.6862 | 961560.8286 | 20284743.5872 | 20284743.5872 | 1478867.319 | 8995618.5048 | 0 | 51919054.102 | 82678283.5131 | 42169.6503 | 4.4342 | 11708.905 | 18645.7974 | 238.7019 | 380.1198
1 | 5400 | 707 | 0.02 | 15 | 15 | 7 | 5.6234e-11 | 5spot_SharedNeighbor | Water | Porous | Wet | R245fa | MinimizeLCOE_Brownfield | IgnoreSilica | 2019 | 89.2191 | 19.1203 | 1.2798 | 4 | 10680.1797 | 16688.9736 | 217.7299 | 340.2273 | 118.1077 | 0 | 142.5942 | 3118975.3283 | 123252.2529 | 3614524.5897 | 3394701.8817 | 0 | 540660.1185 | 0 | 4208924.5268 | 10950758.2495 | 7474117.5208 | 33425914.4682 | 961560.8286 | 20284743.5872 | 20284743.5872 | 1478867.319 | 8995618.5048 | 0 | 54672218.8841 | 85431448.2951 | 56234.1325 | 5.119 | 10680.1797 | 16688.9736 | 217.7299 | 340.2273
1 | 5400 | 707 | 0.02 | 15 | 15 | 7 | 7.4989e-11 | 5spot_SharedNeighbor | Water | Porous | Wet | R245fa | MinimizeLCOE_Brownfield | IgnoreSilica | 2019 | 97.3702 | 20.8502 | 1.4372 | 4 | 9915.4611 | 15266.1874 | 202.1401 | 311.2219 | 118.054 | 0 | 141.2424 | 3315190.2055 | 130868.5156 | 3873995.7798 | 3701097.8947 | 0 | 522557.8427 | 0 | 4502046.9929 | 11713402.7788 | 7994638.0829 | 35753798.0929 | 961560.8286 | 20284743.5872 | 20284743.5872 | 1478867.319 | 8995618.5048 | 0 | 57000102.5087 | 87759331.9198 | 74989.4209 | 5.7486 | 9915.4611 | 15266.1874 | 202.1401 | 311.2219
1 | 5400 | 707 | 0.02 | 15 | 15 | 7 | 1e-10 | 5spot_SharedNeighbor | Water | Porous | Wet | R245fa | MinimizeLCOE_Brownfield | IgnoreSilica | 2019 | 104.2808 | 22.3064 | 1.5758 | 4 | 9346.6857 | 14226.7168 | 190.5448 | 290.0309 | 117.9844 | 0 | 153.0978 | 3476176.7578 | 137083.412 | 4089180.5128 | 3959972.1101 | 0 | 498880.2136 | 0 | 4742904.2725 | 12340064.0135 | 8422347.2522 | 37666608.5445 | 961560.8286 | 20284743.5872 | 20284743.5872 | 1478867.319 | 8995618.5048 | 0 | 58912912.9604 | 89672142.3714 | 100000 | 6.3031 | 9346.6857 | 14226.7168 | 190.5448 | 290.0309
1 | 5400 | 707 | 0.02 | 15 | 15 | 7 | 1.3335e-10 | 5spot_SharedNeighbor | Water | Porous | Wet | R245fa | MinimizeLCOE_Brownfield | IgnoreSilica | 2019 | 109.8982 | 23.4827 | 1.6929 | 4 | 8923.133 | 13465.5721 | 181.9101 | 274.5139 | 117.9129 | 0 | 148.2271 | 3603614.8779 | 141980.3335 | 4261004.5031 | 4169934.1186 | 0 | 472379.5497 | 0 | 4933076.2193 | 12834852.4096 | 8760050.4994 | 39176892.5112 | 961560.8286 | 20284743.5872 | 20284743.5872 | 1478867.319 | 8995618.5048 | 0 | 60423196.9271 | 91182426.3381 | 133352.1432 | 6.7715 | 8923.133 | 13465.5721 | 181.9101 | 274.5139
1 | 5400 | 707 | 0.02 | 15 | 15 | 7 | 1.7783e-10 | 5spot_SharedNeighbor | Water | Porous | Wet | R245fa | MinimizeLCOE_Brownfield | IgnoreSilica | 2019 | 114.405 | 24.4212 | 1.7893 | 4 | 8607.3407 | 12904.8928 | 175.4723 | 263.0837 | 117.8465 | 0 | 178.4488 | 3703702.4325 | 145810.6517 | 4396907.6758 | 4337964.776 | 0 | 446428.4284 | 0 | 5082017.4461 | 13222366.9296 | 9024537.1219 | 40359735.4619 | 961560.8286 | 20284743.5872 | 20284743.5872 | 1478867.319 | 8995618.5048 | 0 | 61606039.8778 | 92365269.2888 | 177827.941 | 7.1574 | 8607.3407 | 12904.8928 | 175.4723 | 263.0837
1 | 5400 | 707 | 0.02 | 15 | 15 | 7 | 2.3714e-10 | 5spot_SharedNeighbor | Water | Porous | Wet | R245fa | MinimizeLCOE_Brownfield | IgnoreSilica | 2019 | 117.9297 | 25.1518 | 1.8668 | 4 | 8371.58 | 12490.9207 | 170.666 | 254.6443 | 117.7892 | 0 | 157.7172 | 3780677.3028 | 148746.5798 | 4502012.4905 | 4469106.138 | 0 | 422393.5258 | 0 | 5195945.0544 | 13518783.1966 | 9226847.3149 | 41264511.6027 | 961560.8286 | 20284743.5872 | 20284743.5872 | 1478867.319 | 8995618.5048 | 0 | 62510816.0186 | 93270045.4296 | 237137.3706 | 7.467 | 8371.58 | 12490.9207 | 170.666 | 254.6443
1 | 5400 | 707 | 0.02 | 15 | 15 | 7 | 3.1623e-10 | 5spot_SharedNeighbor | Water | Porous | Wet | R245fa | MinimizeLCOE_Brownfield | IgnoreSilica | 2019 | 120.6681 | 25.7173 | 1.928 | 4 | 8195.3639 | 12183.9307 | 167.0736 | 248.3859 | 117.7416 | 0 | 159.9588 | 3839708.4044 | 150992.0491 | 4582967.1632 | 4570823.531 | 0 | 401417.7539 | 0 | 5282904.4716 | 13745033.7624 | 9381267.975 | 41955115.1106 | 961560.8286 | 20284743.5872 | 20284743.5872 | 1478867.319 | 8995618.5048 | 0 | 63201419.5265 | 93960648.9375 | 316227.766 | 7.7119 | 8195.3639 | 12183.9307 | 167.0736 | 248.3859
1 | 5400 | 707 | 0.02 | 15 | 15 | 7 | 4.217e-10 | 5spot_SharedNeighbor | Water | Porous | Wet | R245fa | MinimizeLCOE_Brownfield | IgnoreSilica | 2019 | 122.748 | 26.1456 | 1.9755 | 4 | 8063.5299 | 11956.1969 | 164.386 | 243.7432 | 117.7036 | 0 | 188.2927 | 3884098.414 | 152677.0082 | 4644047.2103 | 4647978.1825 | 0 | 383480.8731 | 0 | 5347789.8584 | 13913852.229 | 9496490.0473 | 42470413.8229 | 961560.8286 | 20284743.5872 | 20284743.5872 | 1478867.319 | 8995618.5048 | 0 | 63716718.2387 | 94475947.6498 | 421696.5034 | 7.9018 | 8063.5299 | 11956.1969 | 164.386 | 243.7432
1 | 5400 | 707 | 0.02 | 15 | 15 | 7 | 5.6234e-10 | 5spot_SharedNeighbor | Water | Porous | Wet | R245fa | MinimizeLCOE_Brownfield | IgnoreSilica | 2019 | 124.3487 | 26.4745 | 2.0123 | 4 | 7964.8294 | 11786.3133 | 162.3738 | 240.2799 | 117.6734 | 0 | 172.9301 | 3918001.735 | 153961.7981 | 4690816.9323 | 4707294.6085 | 0 | 368904.2508 | 0 | 5397201.9366 | 14042412.3207 | 9584234.9516 | 42862828.5337 | 961560.8286 | 20284743.5872 | 20284743.5872 | 1478867.319 | 8995618.5048 | 0 | 64109132.9495 | 94868362.3606 | 562341.3252 | 8.049 | 7964.8294 | 11786.3133 | 162.3738 | 240.2799
1 | 5400 | 707 | 0.02 | 15 | 15 | 7 | 7.4989e-10 | 5spot_SharedNeighbor | Water | Porous | Wet | R245fa | MinimizeLCOE_Brownfield | IgnoreSilica | 2019 | 125.5519 | 26.7212 | 2.0403 | 4 | 7890.8968 | 11659.7863 | 160.8666 | 237.7005 | 117.6501 | 0 | 179.1999 | 3943339.0811 | 154920.7518 | 4725838.0821 | 4751846.377 | 0 | 357067.8265 | 0 | 5433874.7262 | 14137827.3967 | 9649357.7015 | 43154071.943 | 961560.8286 | 20284743.5872 | 20284743.5872 | 1478867.319 | 8995618.5048 | 0 | 64400376.3588 | 95159605.7699 | 749894.2093 | 8.1614 | 7890.8968 | 11659.7863 | 160.8666 | 237.7005
1 | 5400 | 707 | 0.02 | 15 | 15 | 7 | 1e-09 | 5spot_SharedNeighbor | Water | Porous | Wet | R245fa | MinimizeLCOE_Brownfield | IgnoreSilica | 2019 | 126.4487 | 26.9049 | 2.0616 | 4 | 7835.4966 | 11565.5046 | 159.7372 | 235.7785 | 117.6324 | 0 | 165.1949 | 3962143.0533 | 155631.7467 | 4751866.8963 | 4785034.0703 | 0 | 347577.0516 | 0 | 5460878.5991 | 14208085.9346 | 9697310.5973 | 43368527.9492 | 961560.8286 | 20284743.5872 | 20284743.5872 | 1478867.319 | 8995618.5048 | 0 | 64614832.3651 | 95374061.7761 | 1000000 | 8.2464 | 7835.4966 | 11565.5046 | 159.7372 | 235.7785
1 | 5400 | 707 | 0.02 | 15 | 15 | 7 | 1.3335e-09 | 5spot_SharedNeighbor | Water | Porous | Wet | R245fa | MinimizeLCOE_Brownfield | IgnoreSilica | 2019 | 127.1332 | 27.045 | 2.0778 | 4 | 7793.9732 | 11494.8718 | 158.8907 | 234.3385 | 117.6188 | 0 | 177.3061 | 3976450.0532 | 156172.3146 | 4771692.6386 | 4810355.6951 | 0 | 340246.505 | 0 | 5481417.7105 | 14261524.4894 | 9733783.509 | 43531642.9154 | 961560.8286 | 20284743.5872 | 20284743.5872 | 1478867.319 | 8995618.5048 | 0 | 64777947.3313 | 95537176.7423 | 1333521.4322 | 8.3113 | 7793.9732 | 11494.8718 | 158.8907 | 234.3385
1 | 5400 | 707 | 0.02 | 15 | 15 | 7 | 1.7783e-09 | 5spot_SharedNeighbor | Water | Porous | Wet | R245fa | MinimizeLCOE_Brownfield | IgnoreSilica | 2019 | 127.6519 | 27.151 | 2.0901 | 4 | 7762.8456 | 11441.9705 | 158.2561 | 233.26 | 117.6083 | 0 | 174.7024 | 3987262.0993 | 156580.6039 | 4786687.8127 | 4829532.4489 | 0 | 334606.4985 | 0 | 5496921.0907 | 14301861.1045 | 9761314.0777 | 43654765.7364 | 961560.8286 | 20284743.5872 | 20284743.5872 | 1478867.319 | 8995618.5048 | 0 | 64901070.1522 | 95660299.5633 | 1778279.41 | 8.3605 | 7762.8456 | 11441.9705 | 158.2561 | 233.26
1 | 5400 | 707 | 0.02 | 15 | 15 | 7 | 2.3714e-09 | 5spot_SharedNeighbor | Water | Porous | Wet | R245fa | MinimizeLCOE_Brownfield | IgnoreSilica | 2019 | 128.0345 | 27.2292 | 2.0993 | 4 | 7739.5084 | 11402.494 | 157.7803 | 232.4553 | 117.6005 | 0 | 165.5515 | 3995224.7294 | 156881.1642 | 4797738.1353 | 4843678.0273 | 0 | 330201.7241 | 0 | 5508252.2743 | 14331342.5199 | 9781435.7495 | 43744754.324 | 961560.8286 | 20284743.5872 | 20284743.5872 | 1478867.319 | 8995618.5048 | 0 | 64991058.7399 | 95750288.1509 | 2371373.7057 | 8.3973 | 7739.5084 | 11402.494 | 157.7803 | 232.4553
1 | 5400 | 707 | 0.02 | 15 | 15 | 7 | 3.1623e-09 | 5spot_SharedNeighbor | Water | Porous | Wet | R245fa | MinimizeLCOE_Brownfield | IgnoreSilica | 2019 | 128.3272 | 27.289 | 2.1063 | 4 | 7722.0109 | 11372.8425 | 157.4236 | 231.8508 | 117.5945 | 0 | 149.9615 | 4001306.0387 | 157110.6408 | 4806181.5229 | 4854494.2242 | 0 | 326889.7943 | 0 | 5516933.0662 | 14353928.1596 | 9796850.9126 | 43813694.3593 | 961560.8286 | 20284743.5872 | 20284743.5872 | 1478867.319 | 8995618.5048 | 0 | 65059998.7752 | 95819228.1862 | 3162277.6602 | 8.4253 | 7722.0109 | 11372.8425 | 157.4236 | 231.8508
1 | 5400 | 707 | 0.02 | 15 | 15 | 7 | 4.217e-09 | 5spot_SharedNeighbor | Water | Porous | Wet | R245fa | MinimizeLCOE_Brownfield | IgnoreSilica | 2019 | 128.5292 | 27.3302 | 2.1114 | 4 | 7708.8908 | 11350.9272 | 157.1562 | 231.404 | 117.5904 | 0 | 150.2096 | 4005500.4753 | 157268.8751 | 4812007.312 | 4861961.3287 | 0 | 324195.8612 | 0 | 5522764.2024 | 14369099.58 | 9807205.7188 | 43860003.3536 | 961560.8286 | 20284743.5872 | 20284743.5872 | 1478867.319 | 8995618.5048 | 0 | 65106307.7694 | 95865537.1805 | 4216965.0343 | 8.4456 | 7708.8908 | 11350.9272 | 157.1562 | 231.404
1 | 5400 | 707 | 0.02 | 15 | 15 | 7 | 5.6234e-09 | 5spot_SharedNeighbor | Water | Porous | Wet | R245fa | MinimizeLCOE_Brownfield | IgnoreSilica | 2019 | 128.6996 | 27.365 | 2.1154 | 4 | 7699.0528 | 11334.1895 | 156.9556 | 231.0628 | 117.5869 | 0 | 161.3041 | 4009035.2424 | 157402.2055 | 4816917.9679 | 4868257.8126 | 0 | 322341.7392 | 0 | 5527842.4374 | 14382312.1056 | 9816223.5391 | 43900333.0497 | 961560.8286 | 20284743.5872 | 20284743.5872 | 1478867.319 | 8995618.5048 | 0 | 65146637.4655 | 95905866.8766 | 5623413.2519 | 8.4616 | 7699.0528 | 11334.1895 | 156.9556 | 231.0628
1 | 5400 | 707 | 0.02 | 15 | 15 | 7 | 7.4989e-09 | 5spot_SharedNeighbor | Water | Porous | Wet | R245fa | MinimizeLCOE_Brownfield | IgnoreSilica | 2019 | 128.8265 | 27.3909 | 2.1184 | 4 | 7691.6758 | 11321.6622 | 156.8052 | 230.8074 | 117.5843 | 0 | 142.4418 | 4011665.4828 | 157501.4033 | 4820572.7799 | 4872945.5418 | 0 | 320930.1721 | 0 | 5531609.9981 | 14392114.526 | 9822913.8923 | 43930253.7963 | 961560.8286 | 20284743.5872 | 20284743.5872 | 1478867.319 | 8995618.5048 | 0 | 65176558.2122 | 95935787.6232 | 7498942.0933 | 8.4736 | 7691.6758 | 11321.6622 | 156.8052 | 230.8074
1 | 5400 | 707 | 0.02 | 15 | 15 | 7 | 1e-08 | 5spot_SharedNeighbor | Water | Porous | Wet | R245fa | MinimizeLCOE_Brownfield | IgnoreSilica | 2019 | 128.9165 | 27.4093 | 2.1206 | 4 | 7686.144 | 11312.3589 | 156.6924 | 230.6177 | 117.5824 | 0 | 164.8703 | 4013530.5165 | 157571.7334 | 4823164.7445 | 4876270.8581 | 0 | 319813.6707 | 0 | 5534237.094 | 14398949.6906 | 9827579.0327 | 43951117.3405 | 961560.8286 | 20284743.5872 | 20284743.5872 | 1478867.319 | 8995618.5048 | 0 | 65197421.7564 | 95956651.1674 | 10000000 | 8.4825 | 7686.144 | 11312.3589 | 156.6924 | 230.6177
1 | 5500 | 707 | 0.02 | 15 | 15 | 7 | 1e-13 | 5spot_SharedNeighbor | Water | Porous | Wet | R245fa | MinimizeLCOE_Brownfield | IgnoreSilica | 2019 | 0 | 0 | 0 | 0 |  |  |  |  | 15 |  | 22.878 | [19 empty] | 100 | 0
1 | 5500 | 707 | 0.02 | 15 | 15 | 7 | 1.3335e-13 | 5spot_SharedNeighbor | Water | Porous | Wet | R245fa | MinimizeLCOE_Brownfield | IgnoreSilica | 2019 | 0 | 0 | 0 | 0 |  |  |  |  | 15 |  | 22.3299 | [19 empty] | 133.3521 | 0
1 | 5500 | 707 | 0.02 | 15 | 15 | 7 | 1.7783e-13 | 5spot_SharedNeighbor | Water | Porous | Wet | R245fa | MinimizeLCOE_Brownfield | IgnoreSilica | 2019 | 0 | 0 | 0 | 0 |  |  |  |  | 15 |  | 21.7153 | [19 empty] | 177.8279 | 0
1 | 5500 | 707 | 0.02 | 15 | 15 | 7 | 2.3714e-13 | 5spot_SharedNeighbor | Water | Porous | Wet | R245fa | MinimizeLCOE_Brownfield | IgnoreSilica | 2019 | 0 | 0 | 0 | 0 |  |  |  |  | 15 |  | 23.0758 | [19 empty] | 237.1374 | 0
1 | 5500 | 707 | 0.02 | 15 | 15 | 7 | 3.1623e-13 | 5spot_SharedNeighbor | Water | Porous | Wet | R245fa | MinimizeLCOE_Brownfield | IgnoreSilica | 2019 | 0 | 0 | 0 | 0 |  |  |  |  | 15 |  | 23.5276 | [19 empty] | 316.2278 | 0
1 | 5500 | 707 | 0.02 | 15 | 15 | 7 | 4.217e-13 | 5spot_SharedNeighbor | Water | Porous | Wet | R245fa | MinimizeLCOE_Brownfield | IgnoreSilica | 2019 | 0 | 0 | 0 | 0 |  |  |  |  | 15 |  | 25.7582 | [19 empty] | 421.6965 | 0
1 | 5500 | 707 | 0.02 | 15 | 15 | 7 | 5.6234e-13 | 5spot_SharedNeighbor | Water | Porous | Wet | R245fa | MinimizeLCOE_Brownfield | IgnoreSilica | 2019 | 1.6 | 0.20993 | 0.0031317 | 4 | 1823727.1024 | 4337624.824 | 37179.1438 | 88428.3491 | 89.6578 | 0 | 28.951 | 109657.5401 | 3565.5033 | 99933.893 | 72485.308 | 0 | 61890.4401 | 0 | 135537.747 | 352641.415 | 240685.0118 | 1076396.8581 | 961560.8286 | 20807313.0041 | 20807313.0041 | 1478867.319 | 9204646.2715 | 0 | 22845270.6909 | 54336097.2855 | 562.3413 | 0.012527 | 1823727.1024 | 4337624.824 | 37179.1438 | 88428.3491
1 | 5500 | 707 | 0.02 | 15 | 15 | 7 | 7.4989e-13 | 5spot_SharedNeighbor | Water | Porous | Wet | R245fa | MinimizeLCOE_Brownfield | IgnoreSilica | 2019 | 2.7794 | 0.45179 | 0.0096715 | 4 | 611594.5714 | 1425608.9057 | 12468.1826 | 29062.9658 | 101.0984 | 0 | 427.1853 | 203278.1351 | 7188.4357 | 182884.6257 | 116448.0884 | 0 | 100797.9952 | 0 | 238132.9392 | 619573.0601 | 422871.3445 | 1891174.6239 | 961560.8286 | 20807313.0041 | 20807313.0041 | 1478867.319 | 9204646.2715 | 0 | 23660048.4567 | 55150875.0513 | 749.8942 | 0.038686 | 611594.5714 | 1425608.9057 | 12468.1826 | 29062.9658
1 | 5500 | 707 | 0.02 | 15 | 15 | 7 | 1e-12 | 5spot_SharedNeighbor | Water | Porous | Wet | R245fa | MinimizeLCOE_Brownfield | IgnoreSilica | 2019 | 3.8996 | 0.69199 | 0.019323 | 4 | 315096.5734 | 722519.3943 | 6423.6698 | 14729.5351 | 106.222 | 0 | 74.6824 | 282828.4127 | 10377.2744 | 256242.3631 | 158829.1648 | 0 | 126592.7564 | 0 | 325599.2888 | 847142.5598 | 578192.2041 | 2585804.0238 | 961560.8286 | 20807313.0041 | 20807313.0041 | 1478867.319 | 9204646.2715 | 0 | 24354677.8566 | 55845504.4512 | 1000 | 0.077293 | 315096.5734 | 722519.3943 | 6423.6698 | 14729.5351
1 | 5500 | 707 | 0.02 | 15 | 15 | 7 | 1.3335e-12 | 5spot_SharedNeighbor | Water | Porous | Wet | R245fa | MinimizeLCOE_Brownfield | IgnoreSilica | 2019 | 5.2808 | 0.9933 | 0.033127 | 4 | 189792.9178 | 427446.4007 | 3869.1853 | 8714.073 | 109.769 | 0 | 81.4638 | 371954.2598 | 13996.8677 | 341282.3536 | 211458.9244 | 0 | 152621.9964 | 0 | 425612.6168 | 1107356.7237 | 755793.7178 | 3380077.4602 | 961560.8286 | 20807313.0041 | 20807313.0041 | 1478867.319 | 9204646.2715 | 0 | 25148951.293 | 56639777.8876 | 1333.5214 | 0.13251 | 189792.9178 | 427446.4007 | 3869.1853 | 8714.073
1 | 5500 | 707 | 0.02 | 15 | 15 | 7 | 1.7783e-12 | 5spot_SharedNeighbor | Water | Porous | Wet | R245fa | MinimizeLCOE_Brownfield | IgnoreSilica | 2019 | 7.013 | 1.3743 | 0.052077 | 4 | 125193.327 | 276367.3592 | 2552.2353 | 5634.1224 | 112.3201 | 0 | 73.9276 | 473765.0395 | 18153.0481 | 441675.4701 | 277883.8629 | 0 | 180062.6966 | 0 | 542700.6457 | 1411995.757 | 963716.1178 | 4309952.6378 | 961560.8286 | 20807313.0041 | 20807313.0041 | 1478867.319 | 9204646.2715 | 0 | 26078826.4705 | 57569653.0652 | 1778.2794 | 0.20831 | 125193.327 | 276367.3592 | 2552.2353 | 5634.1224
1 | 5500 | 707 | 0.02 | 15 | 15 | 7 | 2.3714e-12 | 5spot_SharedNeighbor | Water | Porous | Wet | R245fa | MinimizeLCOE_Brownfield | IgnoreSilica | 2019 | 9.4755 | 1.9206 | 0.078363 | 4 | 87205.2423 | 187669.9302 | 1777.7968 | 3825.9054 | 114.4732 | 0 | 83.9369 | 606229.1048 | 23577.0593 | 576398.862 | 372475.9957 | 0 | 218316.5038 | 0 | 700829.035 | 1823413.3892 | 1244517.1055 | 5565757.0553 | 961560.8286 | 20807313.0041 | 20807313.0041 | 1478867.319 | 9204646.2715 | 0 | 27334630.8881 | 58825457.4827 | 2371.3737 | 0.31345 | 87205.2423 | 187669.9302 | 1777.7968 | 3825.9054
1 | 5500 | 707 | 0.02 | 15 | 15 | 7 | 3.1623e-12 | 5spot_SharedNeighbor | Water | Porous | Wet | R245fa | MinimizeLCOE_Brownfield | IgnoreSilica | 2019 | 12.2749 | 2.5428 | 0.11288 | 4 | 63470.08 | 133211.6738 | 1293.9234 | 2715.7002 | 115.8867 | 0 | 74.7924 | 743892.2456 | 29208.9524 | 720764.1052 | 480162.843 | 0 | 250568.4335 | 0 | 867592.6661 | 2257298.1494 | 1540652.3698 | 6890139.765 | 961560.8286 | 20807313.0041 | 20807313.0041 | 1478867.319 | 9204646.2715 | 0 | 28659013.5978 | 60149840.1924 | 3162.2777 | 0.45154 | 63470.08 | 133211.6738 | 1293.9234 | 2715.7002
1 | 5500 | 707 | 0.02 | 15 | 15 | 7 | 4.217e-12 | 5spot_SharedNeighbor | Water | Porous | Wet | R245fa | MinimizeLCOE_Brownfield | IgnoreSilica | 2019 | 15.9607 | 3.364 | 0.15877 | 4 | 47739.4639 | 97325.5604 | 973.2335 | 1984.1132 | 117.0074 | 0 | 76.9823 | 910979.127 | 36032.1149 | 900903.5867 | 622430.2931 | 0 | 289908.3049 | 0 | 1076498.8363 | 2800829.1519 | 1911623.4474 | 8549204.8622 | 961560.8286 | 20807313.0041 | 20807313.0041 | 1478867.319 | 9204646.2715 | 0 | 30318078.6949 | 61808905.2896 | 4216.965 | 0.63507 | 47739.4639 | 97325.5604 | 973.2335 | 1984.1132
1 | 5500 | 707 | 0.02 | 15 | 15 | 7 | 5.6234e-12 | 5spot_SharedNeighbor | Water | Porous | Wet | R245fa | MinimizeLCOE_Brownfield | IgnoreSilica | 2019 | 20.5887 | 4.3957 | 0.2187 | 4 | 36909.7042 | 72907.1425 | 752.4542 | 1486.3107 | 117.8583 | 0 | 81.6867 | 1104410.0618 | 43907.0707 | 1115199.6572 | 800481.7077 | 0 | 332562.1449 | 0 | 1324658.6505 | 3446490.0837 | 2352300.3004 | 10520009.6769 | 961560.8286 | 20807313.0041 | 20807313.0041 | 1478867.319 | 9204646.2715 | 0 | 32288883.5096 | 63779710.1043 | 5623.4133 | 0.87481 | 36909.7042 | 72907.1425 | 752.4542 | 1486.3107
1 | 5500 | 707 | 0.02 | 15 | 15 | 7 | 7.4989e-12 | 5spot_SharedNeighbor | Water | Porous | Wet | R245fa | MinimizeLCOE_Brownfield | IgnoreSilica | 2019 | 26.3692 | 5.6857 | 0.29639 | 4 | 29211.1778 | 55773.1234 | 595.5094 | 1137.0106 | 118.5097 | 0 | 87.1768 | 1328284.9581 | 52998.4595 | 1369491.0637 | 1023433.6803 | 0 | 378755.2719 | 0 | 1619655.7391 | 4214011.996 | 2876149.7765 | 12862780.9451 | 961560.8286 | 20807313.0041 | 20807313.0041 | 1478867.319 | 9204646.2715 | 0 | 34631654.7779 | 66122481.3725 | 7498.9421 | 1.1856 | 29211.1778 | 55773.1234 | 595.5094 | 1137.0106
1 | 5500 | 707 | 0.02 | 15 | 15 | 7 | 1e-11 | 5spot_SharedNeighbor | Water | Porous | Wet | R245fa | MinimizeLCOE_Brownfield | IgnoreSilica | 2019 | 33.3802 | 7.2514 | 0.39513 | 4 | 23623.7861 | 43548.0845 | 481.6028 | 887.7866 | 119.0032 | 0 | 105.1303 | 1580728.3515 | 63220.5828 | 1663095.8313 | 1294051.9276 | 0 | 425640.8932 | 0 | 1960427.6587 | 5100630.6289 | 3481285.2117 | 15569081.0858 | 961560.8286 | 20807313.0041 | 20807313.0041 | 1478867.319 | 9204646.2715 | 0 | 37337954.9185 | 68828781.5132 | 10000 | 1.5805 | 23623.7861 | 43548.0845 | 481.6028 | 887.7866
1 | 5500 | 707 | 0.02 | 15 | 15 | 7 | 1.3335e-11 | 5spot_SharedNeighbor | Water | Porous | Wet | R245fa | MinimizeLCOE_Brownfield | IgnoreSilica | 2019 | 41.7749 | 9.1259 | 0.51818 | 4 | 19507.0128 | 34700.0463 | 397.6768 | 707.4074 | 119.3807 | 0 | 110.046 | 1862699.4608 | 74603.7515 | 1998403.2712 | 1617456.8079 | 0 | 472691.9674 | 0 | 2350083.5509 | 6114435.3311 | 4173227.7526 | 18663601.8934 | 961560.8286 | 20807313.0041 | 20807313.0041 | 1478867.319 | 9204646.2715 | 0 | 40432475.7262 | 71923302.3208 | 13335.2143 | 2.0727 | 19507.0128 | 34700.0463 | 397.6768 | 707.4074
1 | 5500 | 707 | 0.02 | 15 | 15 | 7 | 1.7783e-11 | 5spot_SharedNeighbor | Water | Porous | Wet | R245fa | MinimizeLCOE_Brownfield | IgnoreSilica | 2019 | 51.3728 | 11.2687 | 0.66629 | 4 | 16441.1997 | 28256.9303 | 335.1761 | 576.0557 | 119.6587 | 0 | 122.2949 | 2164929.4135 | 86767.0549 | 2365261.0306 | 1987198.683 | 0 | 514916.5303 | 0 | 2776438.3578 | 7223723.0812 | 4930339.4356 | 22049573.5868 | 961560.8286 | 20807313.0041 | 20807313.0041 | 1478867.319 | 9204646.2715 | 0 | 43818447.4196 | 75309274.0142 | 17782.7941 | 2.6652 | 16441.1997 | 28256.9303 | 335.1761 | 576.0557
1 | 5500 | 707 | 0.02 | 15 | 15 | 7 | 2.3714e-11 | 5spot_SharedNeighbor | Water | Porous | Wet | R245fa | MinimizeLCOE_Brownfield | IgnoreSilica | 2019 | 61.7749 | 13.5875 | 0.83629 | 4 | 14150.1656 | 23564.0635 | 288.4703 | 480.3853 | 119.844 | 0 | 119.8981 | 2473360.0238 | 99134.006 | 2746857.344 | 2387640.5009 | 0 | 547237.3869 | 0 | 3219149.412 | 8375566.4317 | 5716496.1903 | 25565441.2956 | 961560.8286 | 20807313.0041 | 20807313.0041 | 1478867.319 | 9204646.2715 | 0 | 47334315.1284 | 78825141.723 | 23713.7371 | 3.3451 | 14150.1656 | 23564.0635 | 288.4703 | 480.3853
1 | 5500 | 707 | 0.02 | 15 | 15 | 7 | 3.1623e-11 | 5spot_SharedNeighbor | Water | Porous | Wet | R245fa | MinimizeLCOE_Brownfield | IgnoreSilica | 2019 | 72.3667 | 15.94 | 1.0203 | 4 | 12439.677 | 20156.1053 | 253.5996 | 410.9095 | 119.941 | 0 | 116.559 | 2770403.6199 | 110988.6962 | 3120935.4957 | 2794699.1881 | 0 | 565326.1219 | 0 | 3651317.7175 | 9499979.7127 | 6483931.359 | 28997581.911 | 961560.8286 | 20807313.0041 | 20807313.0041 | 1478867.319 | 9204646.2715 | 0 | 50766455.7437 | 82257282.3384 | 31622.7766 | 4.081 | 12439.677 | 20156.1053 | 253.5996 | 410.9095
1 | 5500 | 707 | 0.02 | 15 | 15 | 7 | 4.217e-11 | 5spot_SharedNeighbor | Water | Porous | Wet | R245fa | MinimizeLCOE_Brownfield | IgnoreSilica | 2019 | 82.5272 | 18.1838 | 1.2075 | 4 | 11165.4213 | 17685.4769 | 227.6222 | 360.5424 | 119.9626 | 0 | 144.6162 | 3041290.6397 | 121739.1792 | 3467651.4012 | 3184161.5637 | 0 | 568009.7997 | 0 | 4049312.5076 | 10535480.5164 | 7190681.9349 | 32158327.5424 | 961560.8286 | 20807313.0041 | 20807313.0041 | 1478867.319 | 9204646.2715 | 0 | 53927201.3751 | 85418027.9698 | 42169.6503 | 4.8298 | 11165.4213 | 17685.4769 | 227.6222 | 360.5424
1 | 5500 | 707 | 0.02 | 15 | 15 | 7 | 5.6234e-11 | 5spot_SharedNeighbor | Water | Porous | Wet | R245fa | MinimizeLCOE_Brownfield | IgnoreSilica | 2019 | 91.7741 | 20.2115 | 1.3872 | 4 | 10217.553 | 15892.7946 | 208.2986 | 323.9961 | 119.93 | 0 | 145.7522 | 3277035.2761 | 131038.312 | 3773782.5981 | 3537468.1075 | 0 | 557236.1819 | 0 | 4397858.5855 | 11442325.9146 | 7809622.553 | 34926367.5287 | 961560.8286 | 20807313.0041 | 20807313.0041 | 1478867.319 | 9204646.2715 | 0 | 56695241.3614 | 88186067.9561 | 56234.1325 | 5.5488 | 10217.553 | 15892.7946 | 208.2986 | 323.9961
1 | 5500 | 707 | 0.02 | 15 | 15 | 7 | 7.4989e-11 | 5spot_SharedNeighbor | Water | Porous | Wet | R245fa | MinimizeLCOE_Brownfield | IgnoreSilica | 2019 | 99.823 | 21.9634 | 1.5511 | 4 | 9512.6865 | 14588.2059 | 193.929 | 297.4003 | 119.866 | 0 | 159.4207 | 3474512.3806 | 138780.956 | 4033449.4411 | 3843958.2923 | 0 | 536777.4794 | 0 | 4690716.6342 | 12204282.484 | 8329673.5683 | 37252151.2358 | 961560.8286 | 20807313.0041 | 20807313.0041 | 1478867.319 | 9204646.2715 | 0 | 59021025.0686 | 90511851.6632 | 74989.4209 | 6.2045 | 9512.6865 | 14588.2059 | 193.929 | 297.4003
1 | 5500 | 707 | 0.02 | 15 | 15 | 7 | 1e-10 | 5spot_SharedNeighbor | Water | Porous | Wet | R245fa | MinimizeLCOE_Brownfield | IgnoreSilica | 2019 | 106.5756 | 23.4226 | 1.6942 | 4 | 8988.1971 | 13635.0692 | 183.2366 | 277.9693 | 119.7891 | 0 | 168.4155 | 3634964.8177 | 145036.6583 | 4246662.885 | 4100248.1145 | 0 | 510784.9196 | 0 | 4928701.9841 | 12823471.5467 | 8752282.8266 | 39142153.7525 | 961560.8286 | 20807313.0041 | 20807313.0041 | 1478867.319 | 9204646.2715 | 0 | 60911027.5852 | 92401854.1799 | 100000 | 6.7768 | 8988.1971 | 13635.0692 | 183.2366 | 277.9693
1 | 5500 | 707 | 0.02 | 15 | 15 | 7 | 1.3335e-10 | 5spot_SharedNeighbor | Water | Porous | Wet | R245fa | MinimizeLCOE_Brownfield | IgnoreSilica | 2019 | 112.0862 | 24.6056 | 1.8148 | 4 | 8597.4772 | 12935.5316 | 175.2712 | 263.7083 | 119.712 | 0 | 137.5255 | 3762536.7893 | 149985.8093 | 4417652.98 | 4308790.3554 | 0 | 482974.4099 | 0 | 5117556.7341 | 13314832.8669 | 9087647.0241 | 40641976.9689 | 961560.8286 | 20807313.0041 | 20807313.0041 | 1478867.319 | 9204646.2715 | 0 | 62410850.8017 | 93901677.3963 | 133352.1432 | 7.2592 | 8597.4772 | 12935.5316 | 175.2712 | 263.7083
1 | 5500 | 707 | 0.02 | 15 | 15 | 7 | 1.7783e-10 | 5spot_SharedNeighbor | Water | Porous | Wet | R245fa | MinimizeLCOE_Brownfield | IgnoreSilica | 2019 | 116.4681 | 25.5412 | 1.9135 | 4 | 8306.0223 | 12420.339 | 169.3295 | 253.2054 | 119.6421 | 0 | 169.691 | 3861891.8505 | 153824.1353 | 4551748.4311 | 4474207.5828 | 0 | 455805.3442 | 0 | 5264016.1641 | 13695890.2609 | 9347726.5254 | 41805110.2943 | 961560.8286 | 20807313.0041 | 20807313.0041 | 1478867.319 | 9204646.2715 | 0 | 63573984.1271 | 95064810.7217 | 177827.941 | 7.654 | 8306.0223 | 12420.339 | 169.3295 | 253.2054
1 | 5500 | 707 | 0.02 | 15 | 15 | 7 | 2.3714e-10 | 5spot_SharedNeighbor | Water | Porous | Wet | R245fa | MinimizeLCOE_Brownfield | IgnoreSilica | 2019 | 119.8936 | 26.2692 | 1.9925 | 4 | 8088.3355 | 12039.528 | 164.8917 | 245.4421 | 119.5823 | 0 | 148.8409 | 3938302.8032 | 156765.9416 | 4655441.4162 | 4603251.4453 | 0 | 430965.9359 | 0 | 5376043.7414 | 13987363.037 | 9546662.6843 | 42694797.0048 | 961560.8286 | 20807313.0041 | 20807313.0041 | 1478867.319 | 9204646.2715 | 0 | 64463670.8375 | 95954497.4321 | 237137.3706 | 7.97 | 8088.3355 | 12039.528 | 164.8917 | 245.4421
1 | 5500 | 707 | 0.02 | 15 | 15 | 7 | 3.1623e-10 | 5spot_SharedNeighbor | Water | Porous | Wet | R245fa | MinimizeLCOE_Brownfield | IgnoreSilica | 2019 | 122.5387 | 26.8293 | 2.0547 | 4 | 7925.5676 | 11757.1622 | 161.5734 | 239.6857 | 119.5332 | 0 | 192.8349 | 3996568.4901 | 159002.9967 | 4734846.5743 | 4702737.8126 | 0 | 409311.937 | 0 | 5460962.4462 | 14208304.0875 | 9697459.4912 | 43369193.8355 | 961560.8286 | 20807313.0041 | 20807313.0041 | 1478867.319 | 9204646.2715 | 0 | 65138067.6683 | 96628894.2629 | 316227.766 | 8.2187 | 7925.5676 | 11757.1622 | 161.5734 | 239.6857
1 | 5500 | 707 | 0.02 | 15 | 15 | 7 | 4.217e-10 | 5spot_SharedNeighbor | Water | Porous | Wet | R245fa | MinimizeLCOE_Brownfield | IgnoreSilica | 2019 | 124.5534 | 27.2547 | 2.1029 | 4 | 7803.7572 | 11547.4351 | 159.0901 | 235.4101 | 119.4942 | 0 | 167.0799 | 4040518.1023 | 160686.7597 | 4794937.1391 | 4778411.3494 | 0 | 390985.0554 | 0 | 5524559.9783 | 14373771.8205 | 9810394.619 | 43874264.8238 | 961560.8286 | 20807313.0041 | 20807313.0041 | 1478867.319 | 9204646.2715 | 0 | 65643138.6565 | 97133965.2512 | 421696.5034 | 8.4117 | 7803.7572 | 11547.4351 | 159.0901 | 235.4101
1 | 5500 | 707 | 0.02 | 15 | 15 | 7 | 5.6234e-10 | 5spot_SharedNeighbor | Water | Porous | Wet | R245fa | MinimizeLCOE_Brownfield | IgnoreSilica | 2019 | 126.1003 | 27.5806 | 2.1402 | 4 | 7712.5388 | 11390.9562 | 157.2305 | 232.22 | 119.4632 | 0 | 156.1445 | 4074017.4387 | 161968.0133 | 4840853.6219 | 4836459.8121 | 0 | 376119.3062 | 0 | 5572873.0949 | 14499472.6396 | 9896188.0109 | 44257951.9376 | 961560.8286 | 20807313.0041 | 20807313.0041 | 1478867.319 | 9204646.2715 | 0 | 66026825.7703 | 97517652.365 | 562341.3252 | 8.561 | 7712.5388 | 11390.9562 | 157.2305 | 232.22
1 | 5500 | 707 | 0.02 | 15 | 15 | 7 | 7.4989e-10 | 5spot_SharedNeighbor | Water | Porous | Wet | R245fa | MinimizeLCOE_Brownfield | IgnoreSilica | 2019 | 127.2575 | 27.8239 | 2.1686 | 4 | 7644.1976 | 11274.4553 | 155.8373 | 229.845 | 119.4395 | 0 | 180.6778 | 4098937.4642 | 162919.9005 | 4875075.5925 | 4879850.9086 | 0 | 364036.1635 | 0 | 5608519.8114 | 14592218.0837 | 9959488.6822 | 44541046.6065 | 961560.8286 | 20807313.0041 | 20807313.0041 | 1478867.319 | 9204646.2715 | 0 | 66309920.4393 | 97800747.0339 | 749894.2093 | 8.6745 | 7644.1976 | 11274.4553 | 155.8373 | 229.845
1 | 5500 | 707 | 0.02 | 15 | 15 | 7 | 1e-09 | 5spot_SharedNeighbor | Water | Porous | Wet | R245fa | MinimizeLCOE_Brownfield | IgnoreSilica | 2019 | 128.1271 | 28.0066 | 2.1902 | 4 | 7592.9797 | 11187.4961 | 154.7932 | 228.0722 | 119.4214 | 0 | 158.2372 | 4117585.4981 | 163631.516 | 4900720.8662 | 4912438.562 | 0 | 354449.0984 | 0 | 5635041.9609 | 14661223.2762 | 10006586.144 | 44751676.9217 | 961560.8286 | 20807313.0041 | 20807313.0041 | 1478867.319 | 9204646.2715 | 0 | 66520550.7545 | 98011377.3491 | 1000000 | 8.7608 | 7592.9797 | 11187.4961 | 154.7932 | 228.0722
1 | 5500 | 707 | 0.02 | 15 | 15 | 7 | 1.3335e-09 | 5spot_SharedNeighbor | Water | Porous | Wet | R245fa | MinimizeLCOE_Brownfield | IgnoreSilica | 2019 | 128.7922 | 28.1461 | 2.2066 | 4 | 7554.5866 | 11122.3117 | 154.0105 | 226.7434 | 119.4073 | 0 | 163.5474 | 4131803.3473 | 164173.6734 | 4920294.6077 | 4937352.0703 | 0 | 347068.9776 | 0 | 5655270.1437 | 14713852.8586 | 10042506.9154 | 44912322.594 | 961560.8286 | 20807313.0041 | 20807313.0041 | 1478867.319 | 9204646.2715 | 0 | 66681196.4267 | 98172023.0213 | 1333521.4322 | 8.8266 | 7554.5866 | 11122.3117 | 154.0105 | 226.7434
1 | 5500 | 707 | 0.02 | 15 | 15 | 7 | 1.7783e-09 | 5spot_SharedNeighbor | Water | Porous | Wet | R245fa | MinimizeLCOE_Brownfield | IgnoreSilica | 2019 | 129.2861 | 28.2497 | 2.219 | 4 | 7525.8031 | 11073.6455 | 153.4237 | 225.7512 | 119.3968 | 0 | 178.0421 | 4142335.4966 | 164575.0581 | 4934806.1008 | 4955845.3817 | 0 | 341296.1466 | 0 | 5670154.6917 | 14752579.3991 | 10068938.5751 | 45030530.8498 | 961560.8286 | 20807313.0041 | 20807313.0041 | 1478867.319 | 9204646.2715 | 0 | 66799404.6825 | 98290231.2772 | 1778279.41 | 8.876 | 7525.8031 | 11073.6455 | 153.4237 | 225.7512
1 | 5500 | 707 | 0.02 | 15 | 15 | 7 | 2.3714e-09 | 5spot_SharedNeighbor | Water | Porous | Wet | R245fa | MinimizeLCOE_Brownfield | IgnoreSilica | 2019 | 129.654 | 28.3267 | 2.2283 | 4 | 7504.222 | 11037.2662 | 152.9837 | 225.0096 | 119.3889 | 0 | 188.3225 | 4150165.6953 | 164873.3434 | 4945601.3343 | 4969615.4652 | 0 | 336831.6446 | 0 | 5681164.1183 | 14781223.6687 | 10088488.8777 | 45117964.1473 | 961560.8286 | 20807313.0041 | 20807313.0041 | 1478867.319 | 9204646.2715 | 0 | 66886837.9801 | 98377664.5747 | 2371373.7057 | 8.9132 | 7504.222 | 11037.2662 | 152.9837 | 225.0096
1 | 5500 | 707 | 0.02 | 15 | 15 | 7 | 3.1623e-09 | 5spot_SharedNeighbor | Water | Porous | Wet | R245fa | MinimizeLCOE_Brownfield | IgnoreSilica | 2019 | 129.9318 | 28.3849 | 2.2353 | 4 | 7488.0401 | 11009.9944 | 152.6538 | 224.4536 | 119.3829 | 0 | 176.043 | 4156072.0289 | 165098.2697 | 4953747.8808 | 4980014.1287 | 0 | 333440.5598 | 0 | 5689465.4185 | 14802821.949 | 10103230.1478 | 45183890.3832 | 961560.8286 | 20807313.0041 | 20807313.0041 | 1478867.319 | 9204646.2715 | 0 | 66952764.2159 | 98443590.8106 | 3162277.6602 | 8.9413 | 7488.0401 | 11009.9944 | 152.6538 | 224.4536
1 | 5500 | 707 | 0.02 | 15 | 15 | 7 | 4.217e-09 | 5spot_SharedNeighbor | Water | Porous | Wet | R245fa | MinimizeLCOE_Brownfield | IgnoreSilica | 2019 | 130.1487 | 28.4303 | 2.2407 | 4 | 7475.9063 | 10989.4292 | 152.4065 | 224.0344 | 119.3782 | 0 | 180.0842 | 4160678.1529 | 165273.6409 | 4960103.1929 | 4988130.5825 | 0 | 330948.1423 | 0 | 5696002.1475 | 14819829.1771 | 10114837.9304 | 45235802.9666 | 961560.8286 | 20807313.0041 | 20807313.0041 | 1478867.319 | 9204646.2715 | 0 | 67004676.7993 | 98495503.3939 | 4216965.0343 | 8.9627 | 7475.9063 | 10989.4292 | 152.4065 | 224.0344
1 | 5500 | 707 | 0.02 | 15 | 15 | 7 | 5.6234e-09 | 5spot_SharedNeighbor | Water | Porous | Wet | R245fa | MinimizeLCOE_Brownfield | IgnoreSilica | 2019 | 130.2996 | 28.4619 | 2.2446 | 4 | 7466.8078 | 10974.2086 | 152.221 | 223.7241 | 119.375 | 0 | 182.5564 | 4163881.4837 | 165395.5778 | 4964524.2315 | 4993779.0609 | 0 | 328939.5869 | 0 | 5700442.7769 | 14831382.7839 | 10122723.5044 | 45271069.0059 | 961560.8286 | 20807313.0041 | 20807313.0041 | 1478867.319 | 9204646.2715 | 0 | 67039942.8387 | 98530769.4333 | 5623413.2519 | 8.9784 | 7466.8078 | 10974.2086 | 152.221 | 223.7241
1 | 5500 | 707 | 0.02 | 15 | 15 | 7 | 7.4989e-09 | 5spot_SharedNeighbor | Water | Porous | Wet | R245fa | MinimizeLCOE_Brownfield | IgnoreSilica | 2019 | 130.4265 | 28.4885 | 2.2477 | 4 | 7459.985 | 10962.5827 | 152.0819 | 223.4871 | 119.3722 | 0 | 162.388 | 4166572.5259 | 165498.0039 | 4968238.8474 | 4998526.2754 | 0 | 327560.7191 | 0 | 5704294.585 | 14841404.3983 | 10129563.4622 | 45301658.8172 | 961560.8286 | 20807313.0041 | 20807313.0041 | 1478867.319 | 9204646.2715 | 0 | 67070532.6499 | 98561359.2446 | 7498942.0933 | 8.9907 | 7459.985 | 10962.5827 | 152.0819 | 223.4871
1 | 5500 | 707 | 0.02 | 15 | 15 | 7 | 1e-08 | 5spot_SharedNeighbor | Water | Porous | Wet | R245fa | MinimizeLCOE_Brownfield | IgnoreSilica | 2019 | 130.4971 | 28.5033 | 2.2497 | 4 | 7454.8687 | 10954.2616 | 151.9776 | 223.3174 | 119.3707 | 0 | 183.1739 | 4168068.1052 | 165554.9158 | 4970303.794 | 5001166.0171 | 0 | 326269.6571 | 0 | 5706231.3708 | 14846443.5178 | 10133002.7648 | 45317040.1426 | 961560.8286 | 20807313.0041 | 20807313.0041 | 1478867.319 | 9204646.2715 | 0 | 67085913.9754 | 98576740.57 | 10000000 | 8.9989 | 7454.8687 | 10954.2616 | 151.9776 | 223.3174
1 | 5600 | 707 | 0.02 | 15 | 15 | 7 | 1e-13 | 5spot_SharedNeighbor | Water | Porous | Wet | R245fa | MinimizeLCOE_Brownfield | IgnoreSilica | 2019 | 0 | 0 | 0 | 0 |  |  |  |  | 15 |  | 24.6581 | [19 empty] | 100 | 0
1 | 5600 | 707 | 0.02 | 15 | 15 | 7 | 1.3335e-13 | 5spot_SharedNeighbor | Water | Porous | Wet | R245fa | MinimizeLCOE_Brownfield | IgnoreSilica | 2019 | 0 | 0 | 0 | 0 |  |  |  |  | 15 |  | 21.7492 | [19 empty] | 133.3521 | 0
1 | 5600 | 707 | 0.02 | 15 | 15 | 7 | 1.7783e-13 | 5spot_SharedNeighbor | Water | Porous | Wet | R245fa | MinimizeLCOE_Brownfield | IgnoreSilica | 2019 | 0 | 0 | 0 | 0 |  |  |  |  | 15 |  | 23.6194 | [19 empty] | 177.8279 | 0
1 | 5600 | 707 | 0.02 | 15 | 15 | 7 | 2.3714e-13 | 5spot_SharedNeighbor | Water | Porous | Wet | R245fa | MinimizeLCOE_Brownfield | IgnoreSilica | 2019 | 0 | 0 | 0 | 0 |  |  |  |  | 15 |  | 23.8702 | [19 empty] | 237.1374 | 0
1 | 5600 | 707 | 0.02 | 15 | 15 | 7 | 3.1623e-13 | 5spot_SharedNeighbor | Water | Porous | Wet | R245fa | MinimizeLCOE_Brownfield | IgnoreSilica | 2019 | 0 | 0 | 0 | 0 |  |  |  |  | 15 |  | 24.0834 | [19 empty] | 316.2278 | 0
1 | 5600 | 707 | 0.02 | 15 | 15 | 7 | 4.217e-13 | 5spot_SharedNeighbor | Water | Porous | Wet | R245fa | MinimizeLCOE_Brownfield | IgnoreSilica | 2019 | 0 | 0 | 0 | 0 |  |  |  |  | 15 |  | 25.651 | [19 empty] | 421.6965 | 0
1 | 5600 | 707 | 0.02 | 15 | 15 | 7 | 5.6234e-13 | 5spot_SharedNeighbor | Water | Porous | Wet | R245fa | MinimizeLCOE_Brownfield | IgnoreSilica | 2019 | 1.6 | 0.21362 | 0.0038334 | 4 | 1524903.0696 | 3626866.8266 | 31087.2117 | 73938.586 | 90.5362 | 0 | 29.4876 | 111795.1753 | 3657.4238 | 101268.8658 | 72843.9342 | 0 | 60718.726 | 0 | 136610.8088 | 355433.3018 | 242590.5319 | 1084918.7676 | 961560.8286 | 21335742.5118 | 21335742.5118 | 1478867.319 | 9416018.0746 | 0 | 23382222.1081 | 55612850.0136 | 562.3413 | 0.015334 | 1524903.0696 | 3626866.8266 | 31087.2117 | 73938.586
1 | 5600 | 707 | 0.02 | 15 | 15 | 7 | 7.4989e-13 | 5spot_SharedNeighbor | Water | Porous | Wet | R245fa | MinimizeLCOE_Brownfield | IgnoreSilica | 2019 | 2.9933 | 0.50804 | 0.011652 | 4 | 522734.7277 | 1214238.0331 | 10656.6545 | 24753.8847 | 103.583 | 0 | 481.3888 | 224286.4048 | 8071.4364 | 200511.1203 | 125524.5171 | 0 | 109005.672 | 0 | 260285.6687 | 677209.9181 | 462209.6844 | 2067104.4217 | 961560.8286 | 21335742.5118 | 21335742.5118 | 1478867.319 | 9416018.0746 | 0 | 24364407.7622 | 56595035.6677 | 749.8942 | 0.04661 | 522734.7277 | 1214238.0331 | 10656.6545 | 24753.8847
1 | 5600 | 707 | 0.02 | 15 | 15 | 7 | 1e-12 | 5spot_SharedNeighbor | Water | Porous | Wet | R245fa | MinimizeLCOE_Brownfield | IgnoreSilica | 2019 | 4.1554 | 0.765 | 0.02254 | 4 | 278288.8224 | 635776.2881 | 5673.2941 | 12961.1596 | 108.4375 | 0 | 88.3096 | 307582.0823 | 11461.044 | 277199.6809 | 170194.5591 | 0 | 135288.2153 | 0 | 351672.9768 | 914980.9477 | 624493.2978 | 2792872.8039 | 961560.8286 | 21335742.5118 | 21335742.5118 | 1478867.319 | 9416018.0746 | 0 | 25090176.1444 | 57320804.0498 | 1000 | 0.090159 | 278288.8224 | 635776.2881 | 5673.2941 | 12961.1596
1 | 5600 | 707 | 0.02 | 15 | 15 | 7 | 1.3335e-12 | 5spot_SharedNeighbor | Water | Porous | Wet | R245fa | MinimizeLCOE_Brownfield | IgnoreSilica | 2019 | 5.6272 | 1.0956 | 0.038013 | 4 | 170636.2353 | 382607.6231 | 3478.6505 | 7799.9739 | 111.9087 | 0 | 67.8513 | 403476.3148 | 15409.1468 | 368535.4744 | 227125.2805 | 0 | 163349.2037 | 0 | 459379.2139 | 1195210.4829 | 815755.7137 | 3648240.8307 | 961560.8286 | 21335742.5118 | 21335742.5118 | 1478867.319 | 9416018.0746 | 0 | 25945544.1711 | 58176172.0766 | 1333.5214 | 0.15205 | 170636.2353 | 382607.6231 | 3478.6505 | 7799.9739
1 | 5600 | 707 | 0.02 | 15 | 15 | 7 | 1.7783e-12 | 5spot_SharedNeighbor | Water | Porous | Wet | R245fa | MinimizeLCOE_Brownfield | IgnoreSilica | 2019 | 7.4151 | 1.4994 | 0.059006 | 4 | 114016.0403 | 250571.923 | 2324.3712 | 5108.2476 | 114.3223 | 0 | 65.9739 | 509462.6822 | 19788.809 | 472895.7246 | 296426.4425 | 0 | 190924.6557 | 0 | 580904.3424 | 1511393.9392 | 1031557.4195 | 4613354.0151 | 961560.8286 | 21335742.5118 | 21335742.5118 | 1478867.319 | 9416018.0746 | 0 | 26910657.3556 | 59141285.2611 | 1778.2794 | 0.23603 | 114016.0403 | 250571.923 | 2324.3712 | 5108.2476
1 | 5600 | 707 | 0.02 | 15 | 15 | 7 | 2.3714e-12 | 5spot_SharedNeighbor | Water | Porous | Wet | R245fa | MinimizeLCOE_Brownfield | IgnoreSilica | 2019 | 9.9313 | 2.0741 | 0.088267 | 4 | 79891.5291 | 171179.1799 | 1628.6969 | 3489.7191 | 116.4118 | 0 | 90.9928 | 646933.1527 | 25493.8643 | 612121.0496 | 394624.0204 | 0 | 228884.0324 | 0 | 744141.8866 | 1936104.5444 | 1321431.1345 | 5909733.6849 | 961560.8286 | 21335742.5118 | 21335742.5118 | 1478867.319 | 9416018.0746 | 0 | 28207037.0253 | 60437664.9308 | 2371.3737 | 0.35307 | 79891.5291 | 171179.1799 | 1628.6969 | 3489.7191
1 | 5600 | 707 | 0.02 | 15 | 15 | 7 | 3.1623e-12 | 5spot_SharedNeighbor | Water | Porous | Wet | R245fa | MinimizeLCOE_Brownfield | IgnoreSilica | 2019 | 12.9787 | 2.7706 | 0.12674 | 4 | 58529.0491 | 122104.8755 | 1193.1938 | 2489.273 | 117.8487 | 0 | 69.976 | 798780.6974 | 31780.6444 | 770883.0256 | 513476.1563 | 0 | 266154.2289 | 0 | 928619.1535 | 2416076.5515 | 1649021.8918 | 7374792.3494 | 961560.8286 | 21335742.5118 | 21335742.5118 | 1478867.319 | 9416018.0746 | 0 | 29672095.6898 | 61902723.5953 | 3162.2777 | 0.50696 | 58529.0491 | 122104.8755 | 1193.1938 | 2489.273
1 | 5600 | 707 | 0.02 | 15 | 15 | 7 | 4.217e-12 | 5spot_SharedNeighbor | Water | Porous | Wet | R245fa | MinimizeLCOE_Brownfield | IgnoreSilica | 2019 | 16.8692 | 3.6615 | 0.17765 | 4 | 44249.067 | 89606.5125 | 902.0771 | 1826.75 | 118.9474 | 0 | 65.9432 | 977306.0619 | 39158.6321 | 962779.149 | 665600.9072 | 0 | 308003.5397 | 0 | 1151610.833 | 2996255.1597 | 2045005.7134 | 9145719.996 | 961560.8286 | 21335742.5118 | 21335742.5118 | 1478867.319 | 9416018.0746 | 0 | 31443023.3365 | 63673651.2419 | 4216.965 | 0.71059 | 44249.067 | 89606.5125 | 902.0771 | 1826.75
1 | 5600 | 707 | 0.02 | 15 | 15 | 7 | 5.6234e-12 | 5spot_SharedNeighbor | Water | Porous | Wet | R245fa | MinimizeLCOE_Brownfield | IgnoreSilica | 2019 | 21.707 | 4.7697 | 0.24393 | 4 | 34359.9586 | 67393.0361 | 700.4742 | 1373.8982 | 119.7755 | 0 | 97.3831 | 1182134.4153 | 47599.7759 | 1188875.8051 | 854224.9722 | 0 | 352303.3627 | 0 | 1413803.9492 | 3678427.8648 | 2510602.6018 | 11227972.7471 | 961560.8286 | 21335742.5118 | 21335742.5118 | 1478867.319 | 9416018.0746 | 0 | 33525276.0876 | 65755903.9931 | 5623.4133 | 0.97571 | 34359.9586 | 67393.0361 | 700.4742 | 1373.8982
1 | 5600 | 707 | 0.02 | 15 | 15 | 7 | 7.4989e-12 | 5spot_SharedNeighbor | Water | Porous | Wet | R245fa | MinimizeLCOE_Brownfield | IgnoreSilica | 2019 | 27.7628 | 6.1585 | 0.32972 | 4 | 27302.2361 | 51740.4296 | 556.593 | 1054.7986 | 120.4134 | 0 | 116.7438 | 1419881.8079 | 57369.7219 | 1457911.9817 | 1090824.2498 | 0 | 400709.5418 | 0 | 1726411.9482 | 4491769.7534 | 3065725.1534 | 13710604.158 | 961560.8286 | 21335742.5118 | 21335742.5118 | 1478867.319 | 9416018.0746 | 0 | 36007907.4985 | 68238535.404 | 7498.9421 | 1.3189 | 27302.2361 | 51740.4296 | 556.593 | 1054.7986
1 | 5600 | 707 | 0.02 | 15 | 15 | 7 | 1e-11 | 5spot_SharedNeighbor | Water | Porous | Wet | R245fa | MinimizeLCOE_Brownfield | IgnoreSilica | 2019 | 35.1124 | 7.8454 | 0.43858 | 4 | 22162.4589 | 40534.7221 | 451.8117 | 826.3551 | 120.8981 | 0 | 98.0533 | 1688313.6991 | 68368.0516 | 1768871.0462 | 1378294.615 | 0 | 450089.1197 | 0 | 2088035.2473 | 5432639.3986 | 3707888.0191 | 16582499.1967 | 961560.8286 | 21335742.5118 | 21335742.5118 | 1478867.319 | 9416018.0746 | 0 | 38879802.5372 | 71110430.4427 | 10000 | 1.7543 | 22162.4589 | 40534.7221 | 451.8117 | 826.3551
1 | 5600 | 707 | 0.02 | 15 | 15 | 7 | 1.3335e-11 | 5spot_SharedNeighbor | Water | Porous | Wet | R245fa | MinimizeLCOE_Brownfield | IgnoreSilica | 2019 | 43.8166 | 9.844 | 0.57354 | 4 | 18364.1916 | 32413.2534 | 374.3789 | 660.788 | 121.2656 | 0 | 121.4563 | 1985286.0504 | 80500.716 | 2120446.8726 | 1718931.2154 | 0 | 498208.471 | 0 | 2497315.5969 | 6497502.9134 | 4434679.2487 | 19832871.0846 | 961560.8286 | 21335742.5118 | 21335742.5118 | 1478867.319 | 9416018.0746 | 0 | 42130174.425 | 74360802.3305 | 13335.2143 | 2.2941 | 18364.1916 | 32413.2534 | 374.3789 | 660.788
1 | 5600 | 707 | 0.02 | 15 | 15 | 7 | 1.7783e-11 | 5spot_SharedNeighbor | Water | Porous | Wet | R245fa | MinimizeLCOE_Brownfield | IgnoreSilica | 2019 | 53.7091 | 12.1145 | 0.73498 | 4 | 15533.2405 | 26496.3885 | 316.6661 | 540.1647 | 121.5331 | 0 | 125.1202 | 2301912.1917 | 93394.5763 | 2502964.8785 | 2106037.1464 | 0 | 540752.5034 | 0 | 2942573.9056 | 7655973.6974 | 5225359.363 | 23368968.2623 | 961560.8286 | 21335742.5118 | 21335742.5118 | 1478867.319 | 9416018.0746 | 0 | 45666271.6027 | 77896899.5082 | 17782.7941 | 2.9399 | 15533.2405 | 26496.3885 | 316.6661 | 540.1647
1 | 5600 | 707 | 0.02 | 15 | 15 | 7 | 2.3714e-11 | 5spot_SharedNeighbor | Water | Porous | Wet | R245fa | MinimizeLCOE_Brownfield | IgnoreSilica | 2019 | 64.2841 | 14.5367 | 0.91827 | 4 | 13417.9714 | 22192.8175 | 273.5435 | 452.4306 | 121.7042 | 0 | 92.0106 | 2620773.8908 | 106327.0845 | 2895540.0447 | 2519380.5131 | 0 | 571456.3206 | 0 | 3398256.3629 | 8841565.9781 | 6034550.4561 | 26987850.6508 | 961560.8286 | 21335742.5118 | 21335742.5118 | 1478867.319 | 9416018.0746 | 0 | 49285153.9913 | 81515781.8968 | 23713.7371 | 3.6731 | 13417.9714 | 22192.8175 | 273.5435 | 452.4306
1 | 5600 | 707 | 0.02 | 15 | 15 | 7 | 3.1623e-11 | 5spot_SharedNeighbor | Water | Porous | Wet | R245fa | MinimizeLCOE_Brownfield | IgnoreSilica | 2019 | 74.9607 | 16.9715 | 1.1146 | 4 | 11839.4468 | 19068.3601 | 241.3631 | 388.7343 | 121.7854 | 0 | 139.9849 | 2925392.1846 | 118618.6635 | 3277235.8716 | 2935709.7541 | 0 | 587158.0525 | 0 | 3839204.6653 | 9988823.0099 | 6817576.954 | 30489719.1555 | 961560.8286 | 21335742.5118 | 21335742.5118 | 1478867.319 | 9416018.0746 | 0 | 52787022.496 | 85017650.4015 | 31622.7766 | 4.4586 | 11839.4468 | 19068.3601 | 241.3631 | 388.7343
1 | 5600 | 707 | 0.02 | 15 | 15 | 7 | 4.217e-11 | 5spot_SharedNeighbor | Water | Porous | Wet | R245fa | MinimizeLCOE_Brownfield | IgnoreSilica | 2019 | 85.1117 | 19.2715 | 1.3124 | 4 | 10663.855 | 16803.4051 | 217.3971 | 342.5601 | 121.7916 | 0 | 153.9952 | 3200817.8794 | 129665.1523 | 3627958.7759 | 3330160.0868 | 0 | 586982.5302 | 0 | 4241477.9256 | 11035455.5156 | 7531925.1454 | 33684443.0111 | 961560.8286 | 21335742.5118 | 21335742.5118 | 1478867.319 | 9416018.0746 | 0 | 55981746.3516 | 88212374.2571 | 42169.6503 | 5.2497 | 10663.855 | 16803.4051 | 217.3971 | 342.5601
1 | 5600 | 707 | 0.02 | 15 | 15 | 7 | 5.6234e-11 | 5spot_SharedNeighbor | Water | Porous | Wet | R245fa | MinimizeLCOE_Brownfield | IgnoreSilica | 2019 | 94.2808 | 21.3332 | 1.5005 | 4 | 9789.3534 | 15159.1843 | 199.5692 | 309.0405 | 121.746 | 0 | 158.5726 | 3438813.5349 | 139148.6864 | 3935396.3792 | 3684986.7587 | 0 | 573387.2193 | 0 | 4590975.7056 | 11944777.0474 | 8152555.7755 | 36460041.1071 | 961560.8286 | 21335742.5118 | 21335742.5118 | 1478867.319 | 9416018.0746 | 0 | 58757344.4476 | 90987972.353 | 56234.1325 | 6.0022 | 9789.3534 | 15159.1843 | 199.5692 | 309.0405
1 | 5600 | 707 | 0.02 | 15 | 15 | 7 | 7.4989e-11 | 5spot_SharedNeighbor | Water | Porous | Wet | R245fa | MinimizeLCOE_Brownfield | IgnoreSilica | 2019 | 102.2003 | 23.0998 | 1.6706 | 4 | 9138.8483 | 13962.0187 | 186.3078 | 284.6346 | 121.6721 | 0 | 167.2363 | 3636722.7569 | 146984.6806 | 4194233.64 | 3990145.0107 | 0 | 550313.0188 | 0 | 4882175.6517 | 12702419.5738 | 8669662.3678 | 38772656.7003 | 961560.8286 | 21335742.5118 | 21335742.5118 | 1478867.319 | 9416018.0746 | 0 | 61069960.0408 | 93300587.9462 | 74989.4209 | 6.6825 | 9138.8483 | 13962.0187 | 186.3078 | 284.6346
1 | 5600 | 707 | 0.02 | 15 | 15 | 7 | 1e-10 | 5spot_SharedNeighbor | Water | Porous | Wet | R245fa | MinimizeLCOE_Brownfield | IgnoreSilica | 2019 | 108.8265 | 24.5668 | 1.8182 | 4 | 8654.5873 | 13086.1697 | 176.4355 | 266.7793 | 121.588 | 0 | 152.3164 | 3797168.7698 | 153300.0865 | 4406263.6681 | 4244441.8927 | 0 | 522381.4341 | 0 | 5118186.7819 | 13316472.1221 | 9088765.8495 | 40646980.6046 | 961560.8286 | 21335742.5118 | 21335742.5118 | 1478867.319 | 9416018.0746 | 0 | 62944283.9451 | 95174911.8506 | 100000 | 7.2729 | 8654.5873 | 13086.1697 | 176.4355 | 266.7793
1 | 5600 | 707 | 0.02 | 15 | 15 | 7 | 1.3335e-10 | 5spot_SharedNeighbor | Water | Porous | Wet | R245fa | MinimizeLCOE_Brownfield | IgnoreSilica | 2019 | 114.1977 | 25.7479 | 1.9419 | 4 | 8293.6502 | 12443.1012 | 169.0773 | 253.6694 | 121.506 | 0 | 180.5551 | 3923929.6684 | 158263.9232 | 4575208.403 | 4449834.5837 | 0 | 492928.7194 | 0 | 5304064.4661 | 13800087.7276 | 9418843.4375 | 42123160.929 | 961560.8286 | 21335742.5118 | 21335742.5118 | 1478867.319 | 9416018.0746 | 0 | 64420464.2694 | 96651092.1749 | 133352.1432 | 7.7674 | 8293.6502 | 12443.1012 | 169.0773 | 253.6694
1 | 5600 | 707 | 0.02 | 15 | 15 | 7 | 1.7783e-10 | 5spot_SharedNeighbor | Water | Porous | Wet | R245fa | MinimizeLCOE_Brownfield | IgnoreSilica | 2019 | 118.4561 | 26.679 | 2.0426 | 4 | 8024.2765 | 11969.0834 | 163.5857 | 244.006 | 121.4329 | 0 | 169.0556 | 4022395.5949 | 162103.0639 | 4707337.6269 | 4612177.3117 | 0 | 464555.2088 | 0 | 5447741.8344 | 14173906.7676 | 9673982.6136 | 43264200.0217 | 961560.8286 | 21335742.5118 | 21335742.5118 | 1478867.319 | 9416018.0746 | 0 | 65561503.3622 | 97792131.2677 | 177827.941 | 8.1704 | 8024.2765 | 11969.0834 | 163.5857 | 244.006
1 | 5600 | 707 | 0.02 | 15 | 15 | 7 | 2.3714e-10 | 5spot_SharedNeighbor | Water | Porous | Wet | R245fa | MinimizeLCOE_Brownfield | IgnoreSilica | 2019 | 121.7734 | 27.401 | 2.1229 | 4 | 7822.9916 | 11618.5165 | 159.4823 | 236.8592 | 121.371 | 0 | 182.6564 | 4097886.9597 | 165036.0395 | 4809181.0022 | 4738331.856 | 0 | 438814.4418 | 0 | 5557207.6167 | 14458714.2786 | 9868369.592 | 44133541.7866 | 961560.8286 | 21335742.5118 | 21335742.5118 | 1478867.319 | 9416018.0746 | 0 | 66430845.127 | 98661473.0325 | 237137.3706 | 8.4917 | 7822.9916 | 11618.5165 | 159.4823 | 236.8592
1 | 5600 | 707 | 0.02 | 15 | 15 | 7 | 3.1623e-10 | 5spot_SharedNeighbor | Water | Porous | Wet | R245fa | MinimizeLCOE_Brownfield | IgnoreSilica | 2019 | 124.3487 | 27.9593 | 2.1862 | 4 | 7672.4298 | 11358.102 | 156.4129 | 231.5503 | 121.3202 | 0 | 174.4542 | 4155770.0773 | 167278.5533 | 4887595.1466 | 4836071.5805 | 0 | 416710.5338 | 0 | 5640736.0977 | 14676038.2521 | 10016697.6695 | 44796897.9107 | 961560.8286 | 21335742.5118 | 21335742.5118 | 1478867.319 | 9416018.0746 | 0 | 67094201.2511 | 99324829.1566 | 316227.766 | 8.7448 | 7672.4298 | 11358.102 | 156.4129 | 231.5503
1 | 5600 | 707 | 0.02 | 15 | 15 | 7 | 4.217e-10 | 5spot_SharedNeighbor | Water | Porous | Wet | R245fa | MinimizeLCOE_Brownfield | IgnoreSilica | 2019 | 126.3024 | 28.3816 | 2.2352 | 4 | 7559.7188 | 11164.6805 | 154.1151 | 227.6071 | 121.2801 | 0 | 180.0023 | 4199266.498 | 168959.9515 | 4946708.8713 | 4910104.0948 | 0 | 398026.5641 | 0 | 5702995.7321 | 14838025.0497 | 10127256.9873 | 45291343.7489 | 961560.8286 | 21335742.5118 | 21335742.5118 | 1478867.319 | 9416018.0746 | 0 | 67588647.0894 | 99819274.9949 | 421696.5034 | 8.9406 | 7559.7188 | 11164.6805 | 154.1151 | 227.6071
1 | 5600 | 707 | 0.02 | 15 | 15 | 7 | 5.6234e-10 | 5spot_SharedNeighbor | Water | Porous | Wet | R245fa | MinimizeLCOE_Brownfield | IgnoreSilica | 2019 | 127.7936 | 28.7033 | 2.2729 | 4 | 7475.2933 | 11020.4375 | 152.394 | 224.6665 | 121.2485 | 0 | 162.6559 | 4232227.6783 | 170231.9144 | 4991614.0895 | 4966543.4384 | 0 | 382837.8549 | 0 | 5749947.4404 | 14960183.7636 | 10210632.8197 | 45664218.999 | 961560.8286 | 21335742.5118 | 21335742.5118 | 1478867.319 | 9416018.0746 | 0 | 67961522.3395 | 100192150.245 | 562341.3252 | 9.0915 | 7475.2933 | 11020.4375 | 152.394 | 224.6665
1 | 5600 | 707 | 0.02 | 15 | 15 | 7 | 7.4989e-10 | 5spot_SharedNeighbor | Water | Porous | Wet | R245fa | MinimizeLCOE_Brownfield | IgnoreSilica | 2019 | 128.9165 | 28.945 | 2.3016 | 4 | 7412.029 | 10912.8793 | 151.1042 | 222.4738 | 121.2243 | 0 | 176.7771 | 4256913.78 | 171183.2857 | 5025308.0944 | 5009006.2047 | 0 | 370615.4652 | 0 | 5784880.4637 | 15051072.3245 | 10272666.1301 | 45941645.7483 | 961560.8286 | 21335742.5118 | 21335742.5118 | 1478867.319 | 9416018.0746 | 0 | 68238949.0888 | 100469576.9942 | 749894.2093 | 9.2065 | 7412.029 | 10912.8793 | 151.1042 | 222.4738
1 | 5600 | 707 | 0.02 | 15 | 15 | 7 | 1e-09 | 5spot_SharedNeighbor | Water | Porous | Wet | R245fa | MinimizeLCOE_Brownfield | IgnoreSilica | 2019 | 129.764 | 29.1272 | 2.3235 | 4 | 7364.6088 | 10832.5138 | 150.1375 | 220.8354 | 121.2056 | 0 | 193.3655 | 4275467.185 | 171897.5928 | 5050667.0602 | 5041029.4362 | 0 | 360977.1667 | 0 | 5811014.992 | 15119069.006 | 10319075.2624 | 46149197.7013 | 961560.8286 | 21335742.5118 | 21335742.5118 | 1478867.319 | 9416018.0746 | 0 | 68446501.0418 | 100677128.9473 | 1000000 | 9.294 | 7364.6088 | 10832.5138 | 150.1375 | 220.8354
1 | 5600 | 707 | 0.02 | 15 | 15 | 7 | 1.3335e-09 | 5spot_SharedNeighbor | Water | Porous | Wet | R245fa | MinimizeLCOE_Brownfield | IgnoreSilica | 2019 | 130.3922 | 29.2622 | 2.34 | 4 | 7329.0583 | 10772.5707 | 149.4128 | 219.6134 | 121.1917 | 0 | 186.2461 | 4289178.5013 | 172425.0759 | 5069427.589 | 5064756.0431 | 0 | 353361.1112 | 0 | 5830167.845 | 15168900.8008 | 10353086.4863 | 46301303.4525 | 961560.8286 | 21335742.5118 | 21335742.5118 | 1478867.319 | 9416018.0746 | 0 | 68598606.793 | 100829234.6985 | 1333521.4322 | 9.3598 | 7329.0583 | 10772.5707 | 149.4128 | 219.6134
1 | 5600 | 707 | 0.02 | 15 | 15 | 7 | 1.7783e-09 | 5spot_SharedNeighbor | Water | Porous | Wet | R245fa | MinimizeLCOE_Brownfield | IgnoreSilica | 2019 | 130.8649 | 29.3636 | 2.3524 | 4 | 7302.4036 | 10727.7096 | 148.8694 | 218.6989 | 121.1811 | 0 | 202.5981 | 4299470.4812 | 172820.79 | 5083520.6418 | 5082599.6803 | 0 | 347482.402 | 0 | 5844498.6582 | 15206186.6371 | 10378534.8357 | 46415114.1263 | 961560.8286 | 21335742.5118 | 21335742.5118 | 1478867.319 | 9416018.0746 | 0 | 68712417.4668 | 100943045.3722 | 1778279.41 | 9.4096 | 7302.4036 | 10727.7096 | 148.8694 | 218.6989
1 | 5600 | 707 | 0.02 | 15 | 15 | 7 | 2.3714e-09 | 5spot_SharedNeighbor | Water | Porous | Wet | R245fa | MinimizeLCOE_Brownfield | IgnoreSilica | 2019 | 131.2204 | 29.4399 | 2.3618 | 4 | 7282.4174 | 10694.1165 | 148.4619 | 218.014 | 121.1731 | 0 | 184.7973 | 4307196.7698 | 173117.7293 | 5094106.6617 | 5096014.2563 | 0 | 342977.8623 | 0 | 5855231.179 | 15234110.4546 | 10397593.4149 | 46500348.3279 | 961560.8286 | 21335742.5118 | 21335742.5118 | 1478867.319 | 9416018.0746 | 0 | 68797651.6683 | 101028279.5738 | 2371373.7057 | 9.4471 | 7282.4174 | 10694.1165 | 148.4619 | 218.014
1 | 5600 | 707 | 0.02 | 15 | 15 | 7 | 3.1623e-09 | 5spot_SharedNeighbor | Water | Porous | Wet | R245fa | MinimizeLCOE_Brownfield | IgnoreSilica | 2019 | 131.4982 | 29.4995 | 2.369 | 4 | 7267.4306 | 10668.7871 | 148.1564 | 217.4977 | 121.1668 | 0 | 175.8463 | 4313228.1027 | 173349.4551 | 5102373.9855 | 5106497.2385 | 0 | 339655.8931 | 0 | 5863690.8232 | 15256120.7137 | 10412615.869 | 46567532.0809 | 961560.8286 | 21335742.5118 | 21335742.5118 | 1478867.319 | 9416018.0746 | 0 | 68864835.4213 | 101095463.3268 | 3162277.6602 | 9.4758 | 7267.4306 | 10668.7871 | 148.1564 | 217.4977
1 | 5600 | 707 | 0.02 | 15 | 15 | 7 | 4.217e-09 | 5spot_SharedNeighbor | Water | Porous | Wet | R245fa | MinimizeLCOE_Brownfield | IgnoreSilica | 2019 | 131.7003 | 29.5428 | 2.3743 | 4 | 7256.1925 | 10649.9096 | 147.9273 | 217.1128 | 121.1622 | 0 | 195.2725 | 4317610.1759 | 173517.7715 | 5108382.7408 | 5114120.122 | 0 | 337064.3023 | 0 | 5869771.0938 | 15271940.3306 | 10423413.0826 | 46615819.6194 | 961560.8286 | 21335742.5118 | 21335742.5118 | 1478867.319 | 9416018.0746 | 0 | 68913122.9599 | 101143750.8653 | 4216965.0343 | 9.4971 | 7256.1925 | 10649.9096 | 147.9273 | 217.1128
1 | 5600 | 707 | 0.02 | 15 | 15 | 7 | 5.6234e-09 | 5spot_SharedNeighbor | Water | Porous | Wet | R245fa | MinimizeLCOE_Brownfield | IgnoreSilica | 2019 | 131.8466 | 29.5741 | 2.3782 | 4 | 7247.7653 | 10635.8441 | 147.7555 | 216.8261 | 121.1589 | 0 | 179.3102 | 4320780.9849 | 173639.5389 | 5112731.731 | 5119639.3777 | 0 | 335046.5623 | 0 | 5874116.8959 | 15283247.2162 | 10431130.2644 | 46650332.5712 | 961560.8286 | 21335742.5118 | 21335742.5118 | 1478867.319 | 9416018.0746 | 0 | 68947635.9116 | 101178263.8171 | 5623413.2519 | 9.513 | 7247.7653 | 10635.8441 | 147.7555 | 216.8261
1 | 5600 | 707 | 0.02 | 15 | 15 | 7 | 7.4989e-09 | 5spot_SharedNeighbor | Water | Porous | Wet | R245fa | MinimizeLCOE_Brownfield | IgnoreSilica | 2019 | 131.9586 | 29.5981 | 2.3812 | 4 | 7241.4458 | 10625.2669 | 147.6267 | 216.6104 | 121.1563 | 0 | 177.1835 | 4323207.9944 | 173732.7307 | 5116061.1359 | 5123865.776 | 0 | 333546.3016 | 0 | 5877461.4361 | 15291949.0235 | 10437069.4267 | 46676893.8249 | 961560.8286 | 21335742.5118 | 21335742.5118 | 1478867.319 | 9416018.0746 | 0 | 68974197.1654 | 101204825.0708 | 7498942.0933 | 9.5249 | 7241.4458 | 10625.2669 | 147.6267 | 216.6104
1 | 5600 | 707 | 0.02 | 15 | 15 | 7 | 1e-08 | 5spot_SharedNeighbor | Water | Porous | Wet | R245fa | MinimizeLCOE_Brownfield | IgnoreSilica | 2019 | 132.0512 | 29.618 | 2.3836 | 4 | 7236.7069 | 10617.2079 | 147.5301 | 216.4461 | 121.1542 | 0 | 173.6431 | 4325213.0956 | 173809.717 | 5118812.0713 | 5127358.5038 | 0 | 332504.2325 | 0 | 5880302.0719 | 15299339.7753 | 10442113.7666 | 46699453.2341 | 961560.8286 | 21335742.5118 | 21335742.5118 | 1478867.319 | 9416018.0746 | 0 | 68996756.5746 | 101227384.4801 | 10000000 | 9.5343 | 7236.7069 | 10617.2079 | 147.5301 | 216.4461
1 | 5700 | 707 | 0.02 | 15 | 15 | 7 | 1e-13 | 5spot_SharedNeighbor | Water | Porous | Wet | R245fa | MinimizeLCOE_Brownfield | IgnoreSilica | 2019 | 0 | 0 | 0 | 0 |  |  |  |  | 15 |  | 21.9022 | [19 empty] | 100 | 0
1 | 5700 | 707 | 0.02 | 15 | 15 | 7 | 1.3335e-13 | 5spot_SharedNeighbor | Water | Porous | Wet | R245fa | MinimizeLCOE_Brownfield | IgnoreSilica | 2019 | 0 | 0 | 0 | 0 |  |  |  |  | 15 |  | 22.1713 | [19 empty] | 133.3521 | 0
1 | 5700 | 707 | 0.02 | 15 | 15 | 7 | 1.7783e-13 | 5spot_SharedNeighbor | Water | Porous | Wet | R245fa | MinimizeLCOE_Brownfield | IgnoreSilica | 2019 | 0 | 0 | 0 | 0 |  |  |  |  | 15 |  | 22.0928 | [19 empty] | 177.8279 | 0
1 | 5700 | 707 | 0.02 | 15 | 15 | 7 | 2.3714e-13 | 5spot_SharedNeighbor | Water | Porous | Wet | R245fa | MinimizeLCOE_Brownfield | IgnoreSilica | 2019 | 0 | 0 | 0 | 0 |  |  |  |  | 15 |  | 23.1572 | [19 empty] | 237.1374 | 0
1 | 5700 | 707 | 0.02 | 15 | 15 | 7 | 3.1623e-13 | 5spot_SharedNeighbor | Water | Porous | Wet | R245fa | MinimizeLCOE_Brownfield | IgnoreSilica | 2019 | 0 | 0 | 0 | 0 |  |  |  |  | 15 |  | 24.7133 | [19 empty] | 316.2278 | 0
1 | 5700 | 707 | 0.02 | 15 | 15 | 7 | 4.217e-13 | 5spot_SharedNeighbor | Water | Porous | Wet | R245fa | MinimizeLCOE_Brownfield | IgnoreSilica | 2019 | 1.6 | 0.21727 | 0.00075396 | 4 | 7947157.3561 | 18882279.8259 | 162013.552 | 384940.8144 | 91.3974 | 0 | 28.0126 | 113907.0215 | 3749.017 | 102582.2191 | 73198.4764 | 0 | 73275.5853 | 0 | 143017.8046 | 372102.9905 | 253967.937 | 1135801.0514 | 961560.8286 | 21870032.1104 | 21870032.1104 | 1478867.319 | 9629733.914 | 0 | 23967393.9905 | 56946027.334 | 421.6965 | 0.0030158 | 7947157.3561 | 18882279.8259 | 162013.552 | 384940.8144
1 | 5700 | 707 | 0.02 | 15 | 15 | 7 | 5.6234e-13 | 5spot_SharedNeighbor | Water | Porous | Wet | R245fa | MinimizeLCOE_Brownfield | IgnoreSilica | 2019 | 2.2154 | 0.34721 | 0.0057022 | 4 | 1069910.3874 | 2515773.3308 | 21811.5704 | 51287.4422 | 99.0384 | 0 | 341.4926 | 166943.328 | 5811.1774 | 148380.4102 | 96547.1186 | 0 | 89849.1328 | 0 | 197937.1552 | 514991.8752 | 351492.5369 | 1571952.7344 | 961560.8286 | 21870032.1104 | 21870032.1104 | 1478867.319 | 9629733.914 | 0 | 24403545.6734 | 57382179.0169 | 562.3413 | 0.022809 | 1069910.3874 | 2515773.3308 | 21811.5704 | 51287.4422
1 | 5700 | 707 | 0.02 | 15 | 15 | 7 | 7.4989e-13 | 5spot_SharedNeighbor | Water | Porous | Wet | R245fa | MinimizeLCOE_Brownfield | IgnoreSilica | 2019 | 3.1878 | 0.56244 | 0.013864 | 4 | 451964.5923 | 1046657.056 | 9213.9095 | 21337.5198 | 105.881 | 0 | 518.3472 | 244351.0553 | 8935.4281 | 217143.2847 | 133941.6861 | 0 | 116291.274 | 0 | 281058.464 | 731256.4704 | 499097.5668 | 2232075.2294 | 961560.8286 | 21870032.1104 | 21870032.1104 | 1478867.319 | 9629733.914 | 0 | 25063668.1685 | 58042301.512 | 749.8942 | 0.055455 | 451964.5923 | 1046657.056 | 9213.9095 | 21337.5198
1 | 5700 | 707 | 0.02 | 15 | 15 | 7 | 1e-12 | 5spot_SharedNeighbor | Water | Porous | Wet | R245fa | MinimizeLCOE_Brownfield | IgnoreSilica | 2019 | 4.4332 | 0.84608 | 0.026105 | 4 | 247559.6248 | 563389.9277 | 5046.8378 | 11485.4657 | 110.6686 | 0 | 75.8674 | 334474.0859 | 12656.2815 | 299980.2268 | 182478.6022 | 0 | 144917.8659 | 0 | 380057.7543 | 988832.3162 | 674898.3743 | 3018295.5071 | 961560.8286 | 21870032.1104 | 21870032.1104 | 1478867.319 | 9629733.914 | 0 | 25849888.4462 | 58828521.7897 | 1000 | 0.10442 | 247559.6248 | 563389.9277 | 5046.8378 | 11485.4657
1 | 5700 | 707 | 0.02 | 15 | 15 | 7 | 1.3335e-12 | 5spot_SharedNeighbor | Water | Porous | Wet | R245fa | MinimizeLCOE_Brownfield | IgnoreSilica | 2019 | 5.9607 | 1.1991 | 0.043364 | 4 | 154188.9952 | 344316.7868 | 3143.3512 | 7019.3634 | 113.9873 | 0 | 65.5096 | 435011.9559 | 16851.9105 | 395554.8622 | 242491.5903 | 0 | 173555.2339 | 0 | 492751.5656 | 1282038.4964 | 875017.617 | 3913273.2318 | 961560.8286 | 21870032.1104 | 21870032.1104 | 1478867.319 | 9629733.914 | 0 | 26744866.1708 | 59723499.5144 | 1333.5214 | 0.17346 | 154188.9952 | 344316.7868 | 3143.3512 | 7019.3634
1 | 5700 | 707 | 0.02 | 15 | 15 | 7 | 1.7783e-12 | 5spot_SharedNeighbor | Water | Porous | Wet | R245fa | MinimizeLCOE_Brownfield | IgnoreSilica | 2019 | 7.8218 | 1.6307 | 0.066585 | 4 | 104219.6597 | 228041.3572 | 2124.6587 | 4648.9315 | 116.299 | 0 | 82.7414 | 546418.7464 | 21513.0603 | 505017.9473 | 315652.2877 | 0 | 201916.5983 | 0 | 620302.2696 | 1613899.2641 | 1101519.41 | 4926239.5837 | 961560.8286 | 21870032.1104 | 21870032.1104 | 1478867.319 | 9629733.914 | 0 | 27757832.5228 | 60736465.8663 | 1778.2794 | 0.26634 | 104219.6597 | 228041.3572 | 2124.6587 | 4648.9315
1 | 5700 | 707 | 0.02 | 15 | 15 | 7 | 2.3714e-12 | 5spot_SharedNeighbor | Water | Porous | Wet | R245fa | MinimizeLCOE_Brownfield | IgnoreSilica | 2019 | 10.489 | 2.2576 | 0.099219 | 4 | 73448.3845 | 156544.0363 | 1497.3447 | 3191.3619 | 118.3931 | 0 | 96.323 | 694153.6231 | 27723.3047 | 654170.4399 | 421232.5378 | 0 | 242680.8434 | 0 | 795584.6921 | 2069948.1719 | 1412782.1605 | 6318275.7732 | 961560.8286 | 21870032.1104 | 21870032.1104 | 1478867.319 | 9629733.914 | 0 | 29149868.7123 | 62128502.0558 | 2371.3737 | 0.39688 | 73448.3845 | 156544.0363 | 1497.3447 | 3191.3619
1 | 5700 | 707 | 0.02 | 15 | 15 | 7 | 3.1623e-12 | 5spot_SharedNeighbor | Water | Porous | Wet | R245fa | MinimizeLCOE_Brownfield | IgnoreSilica | 2019 | 13.7 | 3.0115 | 0.14186 | 4 | 54122.6845 | 112242.8501 | 1103.3641 | 2288.2223 | 119.8023 | 0 | 85.5475 | 856062.1854 | 34510.4363 | 822927.4952 | 548104.1717 | 0 | 282192.4246 | 0 | 992080.7181 | 2581190.5248 | 1761715.5714 | 7878783.5274 | 961560.8286 | 21870032.1104 | 21870032.1104 | 1478867.319 | 9629733.914 | 0 | 30710376.4665 | 63689009.81 | 3162.2777 | 0.56742 | 54122.6845 | 112242.8501 | 1103.3641 | 2288.2223
1 | 5700 | 707 | 0.02 | 15 | 15 | 7 | 4.217e-12 | 5spot_SharedNeighbor | Water | Porous | Wet | R245fa | MinimizeLCOE_Brownfield | IgnoreSilica | 2019 | 17.7829 | 3.9721 | 0.19815 | 4 | 41116.6289 | 82724.7286 | 838.2181 | 1686.4555 | 120.8768 | 0 | 85.3667 | 1045753.0291 | 42444.7257 | 1026187.0968 | 709817.2947 | 0 | 326169.5102 | 0 | 1228644.946 | 3196682.1199 | 2181801.2321 | 9757499.9545 | 961560.8286 | 21870032.1104 | 21870032.1104 | 1478867.319 | 9629733.914 | 0 | 32589092.8936 | 65567726.2371 | 4216.965 | 0.7926 | 41116.6289 | 82724.7286 | 838.2181 | 1686.4555
1 | 5700 | 707 | 0.02 | 15 | 15 | 7 | 5.6234e-12 | 5spot_SharedNeighbor | Water | Porous | Wet | R245fa | MinimizeLCOE_Brownfield | IgnoreSilica | 2019 | 22.9009 | 5.1778 | 0.27164 | 4 | 32049.1234 | 62400.4479 | 653.3647 | 1272.1175 | 121.6936 | 0 | 77.3069 | 1265518.9248 | 51613.6669 | 1267880.2404 | 912943.6473 | 0 | 373798.2368 | 0 | 1509984.3393 | 3928669.5106 | 2681397.6671 | 11991806.2333 | 961560.8286 | 21870032.1104 | 21870032.1104 | 1478867.319 | 9629733.914 | 0 | 34823399.1723 | 67802032.5158 | 5623.4133 | 1.0866 | 32049.1234 | 62400.4479 | 653.3647 | 1272.1175
1 | 5700 | 707 | 0.02 | 15 | 15 | 7 | 7.4989e-12 | 5spot_SharedNeighbor | Water | Porous | Wet | R245fa | MinimizeLCOE_Brownfield | IgnoreSilica | 2019 | 29.166 | 6.6541 | 0.3659 | 4 | 25565.9542 | 48098.3152 | 521.1966 | 980.5492 | 122.3109 | 0 | 99.3167 | 1514842.0617 | 61981.5114 | 1548988.3522 | 1161056.7182 | 0 | 422801.813 | 0 | 1836771.478 | 4778902.6122 | 3261699.2295 | 14587043.7762 | 961560.8286 | 21870032.1104 | 21870032.1104 | 1478867.319 | 9629733.914 | 0 | 37418636.7153 | 70397270.0588 | 7498.9421 | 1.4636 | 25565.9542 | 48098.3152 | 521.1966 | 980.5492
1 | 5700 | 707 | 0.02 | 15 | 15 | 7 | 1e-11 | 5spot_SharedNeighbor | Water | Porous | Wet | R245fa | MinimizeLCOE_Brownfield | IgnoreSilica | 2019 | 36.8297 | 8.4603 | 0.48534 | 4 | 20833.4841 | 37820.7012 | 424.7188 | 771.0262 | 122.7865 | 0 | 97.7628 | 1798615.3226 | 73743.1088 | 1876476.0577 | 1464003.1025 | 0 | 474169.7074 | 0 | 2217932.8466 | 5770606.3062 | 3938557.3781 | 17614103.8299 | 961560.8286 | 21870032.1104 | 21870032.1104 | 1478867.319 | 9629733.914 | 0 | 40445696.769 | 73424330.1125 | 10000 | 1.9414 | 20833.4841 | 37820.7012 | 424.7188 | 771.0262
1 | 5700 | 707 | 0.02 | 15 | 15 | 7 | 1.3335e-11 | 5spot_SharedNeighbor | Water | Porous | Wet | R245fa | MinimizeLCOE_Brownfield | IgnoreSilica | 2019 | 45.8823 | 10.5948 | 0.63295 | 4 | 17325.875 | 30351.7276 | 353.2114 | 618.761 | 123.1462 | 0 | 106.1971 | 2112003.4566 | 86695.3231 | 2245953.5529 | 1822380.7782 | 0 | 524068.7403 | 0 | 2648529.7219 | 6890931.0484 | 4703202.035 | 21033764.6564 | 961560.8286 | 21870032.1104 | 21870032.1104 | 1478867.319 | 9629733.914 | 0 | 43865357.5955 | 76843990.939 | 13335.2143 | 2.5318 | 17325.875 | 30351.7276 | 353.2114 | 618.761
1 | 5700 | 707 | 0.02 | 15 | 15 | 7 | 1.7783e-11 | 5spot_SharedNeighbor | Water | Porous | Wet | R245fa | MinimizeLCOE_Brownfield | IgnoreSilica | 2019 | 56.0332 | 12.9872 | 0.80802 | 4 | 14707.3184 | 24910.7924 | 299.8286 | 507.8402 | 123.4021 | 0 | 115.1367 | 2441967.9187 | 100289.3411 | 2642770.466 | 2224715.3279 | 0 | 566326.2671 | 0 | 3110667.0351 | 8093317.5397 | 5523855.5219 | 24703909.4175 | 961560.8286 | 21870032.1104 | 21870032.1104 | 1478867.319 | 9629733.914 | 0 | 47535502.3565 | 80514135.7 | 17782.7941 | 3.2321 | 14707.3184 | 24910.7924 | 299.8286 | 507.8402
1 | 5700 | 707 | 0.02 | 15 | 15 | 7 | 2.3714e-11 | 5spot_SharedNeighbor | Water | Porous | Wet | R245fa | MinimizeLCOE_Brownfield | IgnoreSilica | 2019 | 66.7977 | 15.5175 | 1.0051 | 4 | 12750.6713 | 20953.7696 | 259.9397 | 427.1709 | 123.5587 | 0 | 145.4224 | 2771756.198 | 113816.2 | 3046895.3914 | 2650756.5059 | 0 | 595711.3889 | 0 | 3579784.9169 | 9313866.0388 | 6356904.9523 | 28429491.5922 | 961560.8286 | 21870032.1104 | 21870032.1104 | 1478867.319 | 9629733.914 | 0 | 51261084.5313 | 84239717.8748 | 23713.7371 | 4.0203 | 12750.6713 | 20953.7696 | 259.9397 | 427.1709
1 | 5700 | 707 | 0.02 | 15 | 15 | 7 | 3.1623e-11 | 5spot_SharedNeighbor | Water | Porous | Wet | R245fa | MinimizeLCOE_Brownfield | IgnoreSilica | 2019 | 77.5406 | 18.0302 | 1.2139 | 4 | 11290.8932 | 18082.9453 | 230.1801 | 368.6453 | 123.6234 | 0 | 144.8879 | 3083310.7447 | 126523.8204 | 3435416.9998 | 3074773.429 | 0 | 608818.4366 | 0 | 4028248.9379 | 10480677.4289 | 7153277.7016 | 31991047.499 | 961560.8286 | 21870032.1104 | 21870032.1104 | 1478867.319 | 9629733.914 | 0 | 54822640.438 | 87801273.7815 | 31622.7766 | 4.8555 | 11290.8932 | 18082.9453 | 230.1801 | 368.6453
1 | 5700 | 707 | 0.02 | 15 | 15 | 7 | 4.217e-11 | 5spot_SharedNeighbor | Water | Porous | Wet | R245fa | MinimizeLCOE_Brownfield | IgnoreSilica | 2019 | 87.6527 | 20.3788 | 1.422 | 4 | 10203.8512 | 16001.9173 | 208.0193 | 326.2207 | 123.6143 | 0 | 144.5788 | 3362352.2965 | 137831.4644 | 3789001.1066 | 3472362.6388 | 0 | 605478.9822 | 0 | 4433140.3305 | 11534121.778 | 7872275.116 | 35206563.7131 | 961560.8286 | 21870032.1104 | 21870032.1104 | 1478867.319 | 9629733.914 | 0 | 58038156.6521 | 91016789.9956 | 42169.6503 | 5.6879 | 10203.8512 | 16001.9173 | 208.0193 | 326.2207
1 | 5700 | 707 | 0.02 | 15 | 15 | 7 | 5.6234e-11 | 5spot_SharedNeighbor | Water | Porous | Wet | R245fa | MinimizeLCOE_Brownfield | IgnoreSilica | 2019 | 96.7318 | 22.4705 | 1.6183 | 4 | 9395.0943 | 14489.8258 | 191.5317 | 295.3947 | 123.556 | 0 | 134.7048 | 3602175.5113 | 147483.3119 | 4097233.0877 | 3827768.0587 | 0 | 588997.4681 | 0 | 4782826.4007 | 12443933.2021 | 8493240.1077 | 37983657.1482 | 961560.8286 | 21870032.1104 | 21870032.1104 | 1478867.319 | 9629733.914 | 0 | 60815250.0872 | 93793883.4307 | 56234.1325 | 6.4731 | 9395.0943 | 14489.8258 | 191.5317 | 295.3947
1 | 5700 | 707 | 0.02 | 15 | 15 | 7 | 7.4989e-11 | 5spot_SharedNeighbor | Water | Porous | Wet | R245fa | MinimizeLCOE_Brownfield | IgnoreSilica | 2019 | 104.5392 | 24.2545 | 1.7945 | 4 | 8793.2809 | 13387.5933 | 179.2629 | 272.9242 | 123.4723 | 0 | 145.6047 | 3800853.0697 | 155425.8774 | 4355723.423 | 4132026.8793 | 0 | 563571.639 | 0 | 5072964.3465 | 13198812.6215 | 9008460.8226 | 40287838.679 | 961560.8286 | 21870032.1104 | 21870032.1104 | 1478867.319 | 9629733.914 | 0 | 63119431.618 | 96098064.9615 | 74989.4209 | 7.1781 | 8793.2809 | 13387.5933 | 179.2629 | 272.9242
1 | 5700 | 707 | 0.02 | 15 | 15 | 7 | 1e-10 | 5spot_SharedNeighbor | Water | Porous | Wet | R245fa | MinimizeLCOE_Brownfield | IgnoreSilica | 2019 | 111.0313 | 25.7266 | 1.9465 | 4 | 8345.0632 | 12580.6759 | 170.1254 | 256.4741 | 123.3813 | 0 | 167.4492 | 3961021.67 | 161789.892 | 4566254.9693 | 4383975.4064 | 0 | 533648.3444 | 0 | 5306609.21 | 13806708.6293 | 9423362.339 | 42143370.4605 | 961560.8286 | 21870032.1104 | 21870032.1104 | 1478867.319 | 9629733.914 | 0 | 64974963.3996 | 97953596.7431 | 100000 | 7.786 | 8345.0632 | 12580.6759 | 170.1254 | 256.4741
1 | 5700 | 707 | 0.02 | 15 | 15 | 7 | 1.3335e-10 | 5spot_SharedNeighbor | Water | Porous | Wet | R245fa | MinimizeLCOE_Brownfield | IgnoreSilica | 2019 | 116.2661 | 26.9056 | 2.0731 | 4 | 8010.8298 | 11987.8467 | 163.3116 | 244.3885 | 123.2947 | 0 | 146.9383 | 4086967.944 | 166767.5678 | 4733191.4897 | 4586381.687 | 0 | 502595.028 | 0 | 5489602.4495 | 14282819.5012 | 9748317.7921 | 43596643.4593 | 961560.8286 | 21870032.1104 | 21870032.1104 | 1478867.319 | 9629733.914 | 0 | 66428236.3984 | 99406869.7419 | 133352.1432 | 8.2923 | 8010.8298 | 11987.8467 | 163.3116 | 244.3885
1 | 5700 | 707 | 0.02 | 15 | 15 | 7 | 1.7783e-10 | 5spot_SharedNeighbor | Water | Porous | Wet | R245fa | MinimizeLCOE_Brownfield | IgnoreSilica | 2019 | 120.4272 | 27.8374 | 2.1761 | 4 | 7761.2721 | 11550.084 | 158.224 | 235.4641 | 123.218 | 0 | 153.2233 | 4185105.8288 | 170628.9229 | 4864140.8402 | 4746779.2883 | 0 | 473295.4819 | 0 | 5631580.6412 | 14652217.6324 | 10000439.6071 | 44724188.2429 | 961560.8286 | 21870032.1104 | 21870032.1104 | 1478867.319 | 9629733.914 | 0 | 67555781.1819 | 100534414.5254 | 177827.941 | 8.7042 | 7761.2721 | 11550.084 | 158.224 | 235.4641
1 | 5700 | 707 | 0.02 | 15 | 15 | 7 | 2.3714e-10 | 5spot_SharedNeighbor | Water | Porous | Wet | R245fa | MinimizeLCOE_Brownfield | IgnoreSilica | 2019 | 123.6714 | 28.5604 | 2.258 | 4 | 7574.7193 | 11225.9639 | 154.4209 | 228.8565 | 123.1536 | 0 | 158.1533 | 4260430.0924 | 173581.865 | 4965179.9864 | 4871517.1912 | 0 | 447006.8356 | 0 | 5739909.2286 | 14934066.3955 | 10192807.1793 | 45584498.7743 | 961560.8286 | 21870032.1104 | 21870032.1104 | 1478867.319 | 9629733.914 | 0 | 68416091.7133 | 101394725.0568 | 237137.3706 | 9.0322 | 7574.7193 | 11225.9639 | 154.4209 | 228.8565
1 | 5700 | 707 | 0.02 | 15 | 15 | 7 | 3.1623e-10 | 5spot_SharedNeighbor | Water | Porous | Wet | R245fa | MinimizeLCOE_Brownfield | IgnoreSilica | 2019 | 126.1586 | 29.1127 | 2.3222 | 4 | 7435.125 | 10985.5185 | 151.5751 | 223.9547 | 123.1015 | 0 | 169.9745 | 4317485.6363 | 175812.1198 | 5042027.5365 | 4966960.2361 | 0 | 424243.68 | 0 | 5821346.3914 | 15145949.188 | 10337421.539 | 46231246.327 | 961560.8286 | 21870032.1104 | 21870032.1104 | 1478867.319 | 9629733.914 | 0 | 69062839.2661 | 102041472.6096 | 316227.766 | 9.2887 | 7435.125 | 10985.5185 | 151.5751 | 223.9547
1 | 5700 | 707 | 0.02 | 15 | 15 | 7 | 4.217e-10 | 5spot_SharedNeighbor | Water | Porous | Wet | R245fa | MinimizeLCOE_Brownfield | IgnoreSilica | 2019 | 128.0493 | 29.5313 | 2.3718 | 4 | 7330.5945 | 10806.7436 | 149.4441 | 220.3101 | 123.0604 | 0 | 167.0608 | 4360457.8662 | 177488.0687 | 5100087.803 | 5039397.3384 | 0 | 405161.3377 | 0 | 5882211.0415 | 15304306.5225 | 10445503.6737 | 46714613.6518 | 961560.8286 | 21870032.1104 | 21870032.1104 | 1478867.319 | 9629733.914 | 0 | 69546206.5908 | 102524839.9343 | 421696.5034 | 9.4871 | 7330.5945 | 10806.7436 | 149.4441 | 220.3101
1 | 5700 | 707 | 0.02 | 15 | 15 | 7 | 5.6234e-10 | 5spot_SharedNeighbor | Water | Porous | Wet | R245fa | MinimizeLCOE_Brownfield | IgnoreSilica | 2019 | 129.4862 | 29.8486 | 2.4099 | 4 | 7252.2789 | 10673.4535 | 147.8475 | 217.5928 | 123.0283 | 0 | 169.7069 | 4392886.4548 | 178750.5992 | 5144006.9094 | 5094379.1501 | 0 | 389642.1445 | 0 | 5927869.4507 | 15423100.3374 | 10526582.8933 | 47077217.9395 | 961560.8286 | 21870032.1104 | 21870032.1104 | 1478867.319 | 9629733.914 | 0 | 69908810.8785 | 102887444.222 | 562341.3252 | 9.6396 | 7252.2789 | 10673.4535 | 147.8475 | 217.5928
1 | 5700 | 707 | 0.02 | 15 | 15 | 7 | 7.4989e-10 | 5spot_SharedNeighbor | Water | Porous | Wet | R245fa | MinimizeLCOE_Brownfield | IgnoreSilica | 2019 | 130.5749 | 30.0887 | 2.439 | 4 | 7193.5828 | 10573.9193 | 146.6509 | 215.5636 | 123.0035 | 0 | 197.5394 | 4417327.6019 | 179700.8811 | 5177168.3384 | 5136000.6913 | 0 | 377265.6544 | 0 | 5962110.6352 | 15512188.8757 | 10587387.6513 | 47349150.3294 | 961560.8286 | 21870032.1104 | 21870032.1104 | 1478867.319 | 9629733.914 | 0 | 70180743.2685 | 103159376.612 | 749894.2093 | 9.756 | 7193.5828 | 10573.9193 | 146.6509 | 215.5636
1 | 5700 | 707 | 0.02 | 15 | 15 | 7 | 1e-09 | 5spot_SharedNeighbor | Water | Porous | Wet | R245fa | MinimizeLCOE_Brownfield | IgnoreSilica | 2019 | 131.425 | 30.276 | 2.4615 | 4 | 7149.5674 | 10499.0497 | 145.7536 | 214.0373 | 122.9838 | 0 | 179.4039 | 4436362.6958 | 180441.0155 | 5203007.9445 | 5168628.8347 | 0 | 367828.5593 | 0 | 5988944.9294 | 15582006.2048 | 10635039.413 | 47562259.5969 | 961560.8286 | 21870032.1104 | 21870032.1104 | 1478867.319 | 9629733.914 | 0 | 70393852.536 | 103372485.8795 | 1000000 | 9.8459 | 7149.5674 | 10499.0497 | 145.7536 | 214.0373
1 | 5700 | 707 | 0.02 | 15 | 15 | 7 | 1.3335e-09 | 5spot_SharedNeighbor | Water | Porous | Wet | R245fa | MinimizeLCOE_Brownfield | IgnoreSilica | 2019 | 132.0512 | 30.4139 | 2.4783 | 4 | 7116.5647 | 10443.2571 | 145.0808 | 212.8999 | 122.9692 | 0 | 171.2063 | 4450344.6127 | 180984.3726 | 5222004.2908 | 5192675.5392 | 0 | 360328.3948 | 0 | 6008471.5119 | 15632810.367 | 10669714.2976 | 47717333.3867 | 961560.8286 | 21870032.1104 | 21870032.1104 | 1478867.319 | 9629733.914 | 0 | 70548926.3257 | 103527559.6692 | 1333521.4322 | 9.9133 | 7116.5647 | 10443.2571 | 145.0808 | 212.8999
1 | 5700 | 707 | 0.02 | 15 | 15 | 7 | 1.7783e-09 | 5spot_SharedNeighbor | Water | Porous | Wet | R245fa | MinimizeLCOE_Brownfield | IgnoreSilica | 2019 | 132.5117 | 30.5152 | 2.491 | 4 | 7091.8185 | 10401.6571 | 144.5763 | 212.0518 | 122.9583 | 0 | 181.2929 | 4460601.8446 | 181382.7527 | 5235950.9123 | 5210351.0165 | 0 | 354429.1102 | 0 | 6022659.0982 | 15669723.5561 | 10694908.3077 | 47830006.5983 | 961560.8286 | 21870032.1104 | 21870032.1104 | 1478867.319 | 9629733.914 | 0 | 70661599.5373 | 103640232.8808 | 1778279.41 | 9.9638 | 7091.8185 | 10401.6571 | 144.5763 | 212.0518
1 | 5700 | 707 | 0.02 | 15 | 15 | 7 | 2.3714e-09 | 5spot_SharedNeighbor | Water | Porous | Wet | R245fa | MinimizeLCOE_Brownfield | IgnoreSilica | 2019 | 132.8406 | 30.5875 | 2.5003 | 4 | 7073.2624 | 10370.7585 | 144.198 | 211.4219 | 122.9505 | 0 | 184.3907 | 4467917.1891 | 181666.7486 | 5245903.2064 | 5222975.2511 | 0 | 349728.0808 | 0 | 6032594.2856 | 15695572.876 | 10712550.9996 | 47908908.6372 | 961560.8286 | 21870032.1104 | 21870032.1104 | 1478867.319 | 9629733.914 | 0 | 70740501.5762 | 103719134.9197 | 2371373.7057 | 10.0011 | 7073.2624 | 10370.7585 | 144.198 | 211.4219
1 | 5700 | 707 | 0.02 | 15 | 15 | 7 | 3.1623e-09 | 5spot_SharedNeighbor | Water | Porous | Wet | R245fa | MinimizeLCOE_Brownfield | IgnoreSilica | 2019 | 133.1159 | 30.648 | 2.5076 | 4 | 7059.3475 | 10347.1966 | 143.9143 | 210.9416 | 122.944 | 0 | 196.8219 | 4474030.9139 | 181904.0312 | 5254223.9482 | 5233536.4768 | 0 | 346447.0188 | 0 | 6041155.5317 | 15717847.482 | 10727753.8759 | 47976899.2785 | 961560.8286 | 21870032.1104 | 21870032.1104 | 1478867.319 | 9629733.914 | 0 | 70808492.2176 | 103787125.5611 | 3162277.6602 | 10.0305 | 7059.3475 | 10347.1966 | 143.9143 | 210.9416
1 | 5700 | 707 | 0.02 | 15 | 15 | 7 | 4.217e-09 | 5spot_SharedNeighbor | Water | Porous | Wet | R245fa | MinimizeLCOE_Brownfield | IgnoreSilica | 2019 | 133.3035 | 30.6892 | 2.5129 | 4 | 7048.9129 | 10329.8211 | 143.7016 | 210.5874 | 122.9395 | 0 | 151.6018 | 4478194.8058 | 182065.5915 | 5259893.0267 | 5240735.87 | 0 | 343752.9251 | 0 | 6046810.4655 | 15732560.4598 | 10737795.7856 | 48021808.93 | 961560.8286 | 21870032.1104 | 21870032.1104 | 1478867.319 | 9629733.914 | 0 | 70853401.8691 | 103832035.2126 | 4216965.0343 | 10.0517 | 7048.9129 | 10329.8211 | 143.7016 | 210.5874
1 | 5700 | 707 | 0.02 | 15 | 15 | 7 | 5.6234e-09 | 5spot_SharedNeighbor | Water | Porous | Wet | R245fa | MinimizeLCOE_Brownfield | IgnoreSilica | 2019 | 133.4519 | 30.7218 | 2.517 | 4 | 7041.088 | 10316.6888 | 143.5421 | 210.3197 | 122.9359 | 0 | 178.7973 | 4481484.601 | 182193.217 | 5264373.0089 | 5246427.1613 | 0 | 341794.5029 | 0 | 6051346.2715 | 15744361.6967 | 10745850.3722 | 48057830.8314 | 961560.8286 | 21870032.1104 | 21870032.1104 | 1478867.319 | 9629733.914 | 0 | 70889423.7705 | 103868057.114 | 5623413.2519 | 10.068 | 7041.088 | 10316.6888 | 143.5421 | 210.3197
1 | 5700 | 707 | 0.02 | 15 | 15 | 7 | 7.4989e-09 | 5spot_SharedNeighbor | Water | Porous | Wet | R245fa | MinimizeLCOE_Brownfield | IgnoreSilica | 2019 | 133.5593 | 30.7454 | 2.52 | 4 | 7035.2201 | 10306.9023 | 143.4225 | 210.1201 | 122.9333 | 0 | 164.3192 | 4483865.5195 | 182285.5692 | 5267615.9273 | 5250548.0977 | 0 | 340274.0837 | 0 | 6054589.7869 | 15752800.6584 | 10751610.1371 | 48083589.7796 | 961560.8286 | 21870032.1104 | 21870032.1104 | 1478867.319 | 9629733.914 | 0 | 70915182.7187 | 103893816.0622 | 7498942.0933 | 10.08 | 7035.2201 | 10306.9023 | 143.4225 | 210.1201
1 | 5700 | 707 | 0.02 | 15 | 15 | 7 | 1e-08 | 5spot_SharedNeighbor | Water | Porous | Wet | R245fa | MinimizeLCOE_Brownfield | IgnoreSilica | 2019 | 133.6371 | 30.7625 | 2.5222 | 4 | 7030.8197 | 10299.6067 | 143.3328 | 209.9714 | 122.9315 | 0 | 173.5185 | 4485588.9088 | 182352.4091 | 5269963.6001 | 5253532.0352 | 0 | 339098.1145 | 0 | 6056908.6764 | 15758833.9332 | 10755727.9711 | 48102005.6484 | 961560.8286 | 21870032.1104 | 21870032.1104 | 1478867.319 | 9629733.914 | 0 | 70933598.5875 | 103912231.931 | 10000000 | 10.089 | 7030.8197 | 10299.6067 | 143.3328 | 209.9714
1 | 5800 | 707 | 0.02 | 15 | 15 | 7 | 1e-13 | 5spot_SharedNeighbor | Water | Porous | Wet | R245fa | MinimizeLCOE_Brownfield | IgnoreSilica | 2019 | 0 | 0 | 0 | 0 |  |  |  |  | 15 |  | 24.5553 | [19 empty] | 100 | 0
1 | 5800 | 707 | 0.02 | 15 | 15 | 7 | 1.3335e-13 | 5spot_SharedNeighbor | Water | Porous | Wet | R245fa | MinimizeLCOE_Brownfield | IgnoreSilica | 2019 | 0 | 0 | 0 | 0 |  |  |  |  | 15 |  | 22.5261 | [19 empty] | 133.3521 | 0
1 | 5800 | 707 | 0.02 | 15 | 15 | 7 | 1.7783e-13 | 5spot_SharedNeighbor | Water | Porous | Wet | R245fa | MinimizeLCOE_Brownfield | IgnoreSilica | 2019 | 0 | 0 | 0 | 0 |  |  |  |  | 15 |  | 24.3185 | [19 empty] | 177.8279 | 0
1 | 5800 | 707 | 0.02 | 15 | 15 | 7 | 2.3714e-13 | 5spot_SharedNeighbor | Water | Porous | Wet | R245fa | MinimizeLCOE_Brownfield | IgnoreSilica | 2019 | 0 | 0 | 0 | 0 |  |  |  |  | 15 |  | 22.229 | [19 empty] | 237.1374 | 0
1 | 5800 | 707 | 0.02 | 15 | 15 | 7 | 3.1623e-13 | 5spot_SharedNeighbor | Water | Porous | Wet | R245fa | MinimizeLCOE_Brownfield | IgnoreSilica | 2019 | 0 | 0 | 0 | 0 |  |  |  |  | 15 |  | 23.4158 | [19 empty] | 316.2278 | 0
1 | 5800 | 707 | 0.02 | 15 | 15 | 7 | 4.217e-13 | 5spot_SharedNeighbor | Water | Porous | Wet | R245fa | MinimizeLCOE_Brownfield | IgnoreSilica | 2019 | 1.6 | 0.22092 | 0.0015124 | 4 | 4052335.7971 | 9628554.5607 | 82612.3464 | 196291.1083 | 92.251 | 0 | 27.8888 | 116017.7447 | 3841.4284 | 103885.8606 | 73557.5334 | 0 | 72043.4566 | 0 | 144044.9492 | 374775.4102 | 255791.9183 | 1143958.3014 | 961560.8286 | 22410181.7999 | 22410181.7999 | 1478867.319 | 9845793.7898 | 0 | 24515700.9299 | 58250543.8387 | 421.6965 | 0.0060498 | 4052335.7971 | 9628554.5607 | 82612.3464 | 196291.1083
1 | 5800 | 707 | 0.02 | 15 | 15 | 7 | 5.6234e-13 | 5spot_SharedNeighbor | Water | Porous | Wet | R245fa | MinimizeLCOE_Brownfield | IgnoreSilica | 2019 | 2.3904 | 0.3928 | 0.00712 | 4 | 881164.5711 | 2065681.2717 | 17963.7316 | 42111.7068 | 101.7185 | 0 | 359.9428 | 185270.4541 | 6572.5092 | 163441.2714 | 103879.6812 | 0 | 97355.2488 | 0 | 217042.4743 | 564699.9965 | 385419.351 | 1723680.9865 | 961560.8286 | 22410181.7999 | 22410181.7999 | 1478867.319 | 9845793.7898 | 0 | 25095423.615 | 58830266.5238 | 562.3413 | 0.02848 | 881164.5711 | 2065681.2717 | 17963.7316 | 42111.7068
1 | 5800 | 707 | 0.02 | 15 | 15 | 7 | 7.4989e-13 | 5spot_SharedNeighbor | Water | Porous | Wet | R245fa | MinimizeLCOE_Brownfield | IgnoreSilica | 2019 | 3.4017 | 0.62399 | 0.016379 | 4 | 393612.2257 | 908525.8077 | 8024.3176 | 18521.5275 | 108.2145 | 0 | 539.6831 | 266581.2212 | 9909.0592 | 235546.3544 | 143509.9489 | 0 | 124491.5943 | 0 | 304214.8895 | 791504.7394 | 540218.2484 | 2415976.0554 | 961560.8286 | 22410181.7999 | 22410181.7999 | 1478867.319 | 9845793.7898 | 0 | 25787718.6839 | 59522561.5927 | 749.8942 | 0.065516 | 393612.2257 | 908525.8077 | 8024.3176 | 18521.5275
1 | 5800 | 707 | 0.02 | 15 | 15 | 7 | 1e-12 | 5spot_SharedNeighbor | Water | Porous | Wet | R245fa | MinimizeLCOE_Brownfield | IgnoreSilica | 2019 | 4.689 | 0.92571 | 0.030063 | 4 | 221250.8182 | 501781.8341 | 4510.4972 | 10229.5014 | 112.7914 | 0 | 80.8697 | 360660.3426 | 13848.6891 | 321868.8024 | 194342.6019 | 0 | 153574.9608 | 0 | 407275.2048 | 1059646.5391 | 723230.5365 | 3234447.6772 | 961560.8286 | 22410181.7999 | 22410181.7999 | 1478867.319 | 9845793.7898 | 0 | 26606190.3057 | 60341033.2145 | 1000 | 0.12025 | 221250.8182 | 501781.8341 | 4510.4972 | 10229.5014
1 | 5800 | 707 | 0.02 | 15 | 15 | 7 | 1.3335e-12 | 5spot_SharedNeighbor | Water | Porous | Wet | R245fa | MinimizeLCOE_Brownfield | IgnoreSilica | 2019 | 6.324 | 1.3139 | 0.049277 | 4 | 139898.0316 | 311048.5768 | 2852.0106 | 6341.146 | 116.0789 | 0 | 64.2328 | 469311.6006 | 18443.5744 | 424950.2794 | 259401.4945 | 0 | 184912.8201 | 0 | 529237.7099 | 1376967.9596 | 939808.9263 | 4203034.3649 | 961560.8286 | 22410181.7999 | 22410181.7999 | 1478867.319 | 9845793.7898 | 0 | 27574776.9935 | 61309619.9022 | 1333.5214 | 0.19711 | 139898.0316 | 311048.5768 | 2852.0106 | 6341.146
1 | 5800 | 707 | 0.02 | 15 | 15 | 7 | 1.7783e-12 | 5spot_SharedNeighbor | Water | Porous | Wet | R245fa | MinimizeLCOE_Brownfield | IgnoreSilica | 2019 | 8.2239 | 1.7661 | 0.074808 | 4 | 95626.6251 | 208364.6148 | 1949.4781 | 4247.7945 | 118.2431 | 0 | 71.4617 | 584074.7039 | 23301.5681 | 537552.2758 | 335100.0515 | 0 | 212705.9169 | 0 | 660166.4613 | 1717617.7135 | 1172309.383 | 5242828.074 | 961560.8286 | 22410181.7999 | 22410181.7999 | 1478867.319 | 9845793.7898 | 0 | 28614570.7025 | 62349413.6113 | 1778.2794 | 0.29923 | 95626.6251 | 208364.6148 | 1949.4781 | 4247.7945
1 | 5800 | 707 | 0.02 | 15 | 15 | 7 | 2.3714e-12 | 5spot_SharedNeighbor | Water | Porous | Wet | R245fa | MinimizeLCOE_Brownfield | IgnoreSilica | 2019 | 11.0912 | 2.4591 | 0.11124 | 4 | 67720.2207 | 143537.1665 | 1380.5683 | 2926.1993 | 120.3811 | 0 | 81.7749 | 745056.4689 | 30159.4962 | 699494.9605 | 450133.3672 | 0 | 257880.5862 | 0 | 851262.7028 | 2214810.9348 | 1511653.9728 | 6760452.4895 | 961560.8286 | 22410181.7999 | 22410181.7999 | 1478867.319 | 9845793.7898 | 0 | 30132195.118 | 63867038.0267 | 2371.3737 | 0.44495 | 67720.2207 | 143537.1665 | 1380.5683 | 2926.1993
1 | 5800 | 707 | 0.02 | 15 | 15 | 7 | 3.1623e-12 | 5spot_SharedNeighbor | Water | Porous | Wet | R245fa | MinimizeLCOE_Brownfield | IgnoreSilica | 2019 | 14.4797 | 3.2771 | 0.15851 | 4 | 50152.9933 | 103357.7567 | 1022.4366 | 2107.0877 | 121.7609 | 0 | 87.5089 | 918051.6162 | 37502.577 | 879286.2055 | 586389.7796 | 0 | 299924.0228 | 0 | 1061250.1384 | 2761155.1679 | 1884545.1381 | 8428104.6455 | 961560.8286 | 22410181.7999 | 22410181.7999 | 1478867.319 | 9845793.7898 | 0 | 31799847.274 | 65534690.1828 | 3162.2777 | 0.63406 | 50152.9933 | 103357.7567 | 1022.4366 | 2107.0877
1 | 5800 | 707 | 0.02 | 15 | 15 | 7 | 4.217e-12 | 5spot_SharedNeighbor | Water | Porous | Wet | R245fa | MinimizeLCOE_Brownfield | IgnoreSilica | 2019 | 18.7038 | 4.2972 | 0.2204 | 4 | 38292.7841 | 76558.2589 | 780.6502 | 1560.7437 | 122.7973 | 0 | 94.722 | 1116537.1675 | 45902.4797 | 1091387.8277 | 755385.8567 | 0 | 344459.766 | 0 | 1307932.5081 | 3402972.0922 | 2322598.377 | 10387176.075 | 961560.8286 | 22410181.7999 | 22410181.7999 | 1478867.319 | 9845793.7898 | 0 | 33758918.7035 | 67493761.6123 | 4216.965 | 0.8816 | 38292.7841 | 76558.2589 | 780.6502 | 1560.7437
1 | 5800 | 707 | 0.02 | 15 | 15 | 7 | 5.6234e-12 | 5spot_SharedNeighbor | Water | Porous | Wet | R245fa | MinimizeLCOE_Brownfield | IgnoreSilica | 2019 | 24.0823 | 5.5979 | 0.30139 | 4 | 29972.1257 | 57954.8164 | 611.0223 | 1181.4873 | 123.6013 | 0 | 106.2742 | 1350451.8301 | 55779.3753 | 1347746.6505 | 971382.3216 | 0 | 394898.3941 | 0 | 1606900.8429 | 4180826.3726 | 2853499.9067 | 12761485.6938 | 961560.8286 | 22410181.7999 | 22410181.7999 | 1478867.319 | 9845793.7898 | 0 | 36133228.3223 | 69868071.2311 | 5623.4133 | 1.2056 | 29972.1257 | 57954.8164 | 611.0223 | 1181.4873
1 | 5800 | 707 | 0.02 | 15 | 15 | 7 | 7.4989e-12 | 5spot_SharedNeighbor | Water | Porous | Wet | R245fa | MinimizeLCOE_Brownfield | IgnoreSilica | 2019 | 30.6398 | 7.1849 | 0.40509 | 4 | 23996.1327 | 44815.5883 | 489.1936 | 913.6264 | 124.2073 | 0 | 94.7153 | 1615014.4635 | 66914.1765 | 1644902.5581 | 1234652.9613 | 0 | 446318.4587 | 0 | 1953043.0211 | 5081417.3166 | 3468171.7313 | 15510434.6872 | 961560.8286 | 22410181.7999 | 22410181.7999 | 1478867.319 | 9845793.7898 | 0 | 38882177.3157 | 72617020.2245 | 7498.9421 | 1.6204 | 23996.1327 | 44815.5883 | 489.1936 | 913.6264
1 | 5800 | 707 | 0.02 | 15 | 15 | 7 | 1e-11 | 5spot_SharedNeighbor | Water | Porous | Wet | R245fa | MinimizeLCOE_Brownfield | IgnoreSilica | 2019 | 38.6083 | 9.1136 | 0.53591 | 4 | 19623.5857 | 35360.7719 | 400.0533 | 720.8772 | 124.6725 | 0 | 93.7201 | 1914263.8539 | 79462.7245 | 1988939.034 | 1553689.2731 | 0 | 499359.0948 | 0 | 2353928.4523 | 6124438.9757 | 4180055.4456 | 18694136.8538 | 961560.8286 | 22410181.7999 | 22410181.7999 | 1478867.319 | 9845793.7898 | 0 | 42065879.4823 | 75800722.3911 | 10000 | 2.1436 | 19623.5857 | 35360.7719 | 400.0533 | 720.8772
1 | 5800 | 707 | 0.02 | 15 | 15 | 7 | 1.3335e-11 | 5spot_SharedNeighbor | Water | Porous | Wet | R245fa | MinimizeLCOE_Brownfield | IgnoreSilica | 2019 | 47.946 | 11.3741 | 0.69655 | 4 | 16377.6638 | 28485.4484 | 333.8808 | 580.7144 | 125.0218 | 0 | 118.1026 | 2242251.1725 | 93173.0563 | 2374118.7944 | 1927618.6721 | 0 | 549813.349 | 0 | 2802920.2673 | 7292623.5775 | 4977365.4401 | 22259884.3293 | 961560.8286 | 22410181.7999 | 22410181.7999 | 1478867.319 | 9845793.7898 | 0 | 45631626.9578 | 79366469.8666 | 13335.2143 | 2.7862 | 16377.6638 | 28485.4484 | 333.8808 | 580.7144
1 | 5800 | 707 | 0.02 | 15 | 15 | 7 | 1.7783e-11 | 5spot_SharedNeighbor | Water | Porous | Wet | R245fa | MinimizeLCOE_Brownfield | IgnoreSilica | 2019 | 58.3519 | 13.8909 | 0.88579 | 4 | 13952.1804 | 23473.34 | 284.4341 | 478.5358 | 125.2657 | 0 | 105.5661 | 2585625.6305 | 107478.5279 | 2785341.3944 | 2344623.5196 | 0 | 591755.8012 | 0 | 3281781.7008 | 8538522.7994 | 5827717.2597 | 26062846.6335 | 961560.8286 | 22410181.7999 | 22410181.7999 | 1478867.319 | 9845793.7898 | 0 | 49434589.262 | 83169432.1708 | 17782.7941 | 3.5431 | 13952.1804 | 23473.34 | 284.4341 | 478.5358
1 | 5800 | 707 | 0.02 | 15 | 15 | 7 | 2.3714e-11 | 5spot_SharedNeighbor | Water | Porous | Wet | R245fa | MinimizeLCOE_Brownfield | IgnoreSilica | 2019 | 69.2728 | 16.5238 | 1.0967 | 4 | 12139.4069 | 19829.3993 | 247.4782 | 404.2491 | 125.407 | 0 | 129.2246 | 2925428.6763 | 121567.9651 | 3199933.4503 | 2781597.7167 | 0 | 619379.0512 | 0 | 3762683.6753 | 9789731.0905 | 6681692.6281 | 29882014.2535 | 961560.8286 | 22410181.7999 | 22410181.7999 | 1478867.319 | 9845793.7898 | 0 | 53253756.882 | 86988599.7907 | 23713.7371 | 4.3868 | 12139.4069 | 19829.3993 | 247.4782 | 404.2491
1 | 5800 | 707 | 0.02 | 15 | 15 | 7 | 3.1623e-11 | 5spot_SharedNeighbor | Water | Porous | Wet | R245fa | MinimizeLCOE_Brownfield | IgnoreSilica | 2019 | 80.0692 | 19.1122 | 1.318 | 4 | 10787.0134 | 17185.8121 | 219.9079 | 350.356 | 125.4551 | 0 | 120.7051 | 3243586.1374 | 134681.3703 | 3594897.8178 | 3212420.1176 | 0 | 629810.9634 | 0 | 4218004.5986 | 10974382.7338 | 7490241.7168 | 33498025.4559 | 961560.8286 | 22410181.7999 | 22410181.7999 | 1478867.319 | 9845793.7898 | 0 | 56869768.0844 | 90604610.9931 | 31622.7766 | 5.2721 | 10787.0134 | 17185.8121 | 219.9079 | 350.356
1 | 5800 | 707 | 0.02 | 15 | 15 | 7 | 4.217e-11 | 5spot_SharedNeighbor | Water | Porous | Wet | R245fa | MinimizeLCOE_Brownfield | IgnoreSilica | 2019 | 90.1734 | 21.5165 | 1.5368 | 4 | 9779.851 | 15267.868 | 199.3755 | 311.2561 | 125.4305 | 0 | 157.9305 | 3527070.6473 | 146286.1266 | 3952415.8468 | 3614160.5728 | 0 | 623805.2119 | 0 | 4626857.9781 | 12038135.36 | 8216274.7421 | 36745006.4856 | 961560.8286 | 22410181.7999 | 22410181.7999 | 1478867.319 | 9845793.7898 | 0 | 60116749.1142 | 93851592.0229 | 42169.6503 | 6.147 | 9779.851 | 15267.868 | 199.3755 | 311.2561
1 | 5800 | 707 | 0.02 | 15 | 15 | 7 | 5.6234e-11 | 5spot_SharedNeighbor | Water | Porous | Wet | R245fa | MinimizeLCOE_Brownfield | IgnoreSilica | 2019 | 99.1601 | 23.6369 | 1.7412 | 4 | 9030.3204 | 13873.9612 | 184.0953 | 282.8395 | 125.3596 | 0 | 168.6331 | 3768583.9601 | 156102.7539 | 4261278.5636 | 3970027.0848 | 0 | 604461.0607 | 0 | 4976576.835 | 12948032.0884 | 8837297.9558 | 39522360.3023 | 961560.8286 | 22410181.7999 | 22410181.7999 | 1478867.319 | 9845793.7898 | 0 | 62894102.9308 | 96628945.8395 | 56234.1325 | 6.9648 | 9030.3204 | 13873.9612 | 184.0953 | 282.8395
1 | 5800 | 707 | 0.02 | 15 | 15 | 7 | 7.4989e-11 | 5spot_SharedNeighbor | Water | Porous | Wet | R245fa | MinimizeLCOE_Brownfield | IgnoreSilica | 2019 | 106.8554 | 25.4375 | 1.9236 | 4 | 8472.3556 | 12856.676 | 172.7204 | 262.1007 | 125.2662 | 0 | 177.9891 | 3967967.6857 | 164151.7453 | 4519329.0305 | 4273532.3878 | 0 | 576722.4087 | 0 | 5265664.2706 | 13700178.2959 | 9350653.1975 | 41818199.022 | 961560.8286 | 22410181.7999 | 22410181.7999 | 1478867.319 | 9845793.7898 | 0 | 65189941.6505 | 98924784.5593 | 74989.4209 | 7.6944 | 8472.3556 | 12856.676 | 172.7204 | 262.1007
1 | 5800 | 707 | 0.02 | 15 | 15 | 7 | 1e-10 | 5spot_SharedNeighbor | Water | Porous | Wet | R245fa | MinimizeLCOE_Brownfield | IgnoreSilica | 2019 | 113.224 | 26.916 | 2.08 | 4 | 8056.6073 | 12111.3076 | 164.2448 | 246.9054 | 125.1683 | 0 | 159.499 | 4128053.286 | 170574.3321 | 4728595.3321 | 4523777.4453 | 0 | 544941.4321 | 0 | 5497417.3128 | 14303152.1725 | 9762195.2581 | 43658706.571 | 961560.8286 | 22410181.7999 | 22410181.7999 | 1478867.319 | 9845793.7898 | 0 | 67030449.1995 | 100765292.1083 | 100000 | 8.3199 | 8056.6073 | 12111.3076 | 164.2448 | 246.9054
1 | 5800 | 707 | 0.02 | 15 | 15 | 7 | 1.3335e-10 | 5spot_SharedNeighbor | Water | Porous | Wet | R245fa | MinimizeLCOE_Brownfield | IgnoreSilica | 2019 | 118.3512 | 28.0982 | 2.2097 | 4 | 7746.4464 | 11563.0431 | 157.9218 | 235.7283 | 125.0768 | 0 | 164.8513 | 4253821.7981 | 175593.12 | 4894342.2777 | 4724599.0396 | 0 | 512603.4929 | 0 | 5678774.294 | 14775005.8362 | 10084245.0792 | 45098984.9377 | 961560.8286 | 22410181.7999 | 22410181.7999 | 1478867.319 | 9845793.7898 | 0 | 68470727.5662 | 102205570.475 | 133352.1432 | 8.839 | 7746.4464 | 11563.0431 | 157.9218 | 235.7283
1 | 5800 | 707 | 0.02 | 15 | 15 | 7 | 1.7783e-10 | 5spot_SharedNeighbor | Water | Porous | Wet | R245fa | MinimizeLCOE_Brownfield | IgnoreSilica | 2019 | 122.4191 | 29.0308 | 2.315 | 4 | 7514.7645 | 11157.8433 | 153.1986 | 227.4677 | 124.9966 | 0 | 180.0533 | 4351683.708 | 179480.9406 | 5024148.3668 | 4883508.6057 | 0 | 482409.4565 | 0 | 5819280.1203 | 15140573.1745 | 10333752.2993 | 46214836.6718 | 961560.8286 | 22410181.7999 | 22410181.7999 | 1478867.319 | 9845793.7898 | 0 | 69586579.3003 | 103321422.2091 | 177827.941 | 9.26 | 7514.7645 | 11157.8433 | 153.1986 | 227.4677
1 | 5800 | 707 | 0.02 | 15 | 15 | 7 | 2.3714e-10 | 5spot_SharedNeighbor | Water | Porous | Wet | R245fa | MinimizeLCOE_Brownfield | IgnoreSilica | 2019 | 125.5472 | 29.7447 | 2.3982 | 4 | 7341.4714 | 10858.1482 | 149.6658 | 221.358 | 124.9305 | 0 | 152.1667 | 4425853.4835 | 182419.0613 | 5122970.7798 | 5005721.9979 | 0 | 455094.454 | 0 | 5924903.3129 | 15415383.0553 | 10521315.6897 | 47053661.8344 | 961560.8286 | 22410181.7999 | 22410181.7999 | 1478867.319 | 9845793.7898 | 0 | 70425404.463 | 104160247.3717 | 237137.3706 | 9.5928 | 7341.4714 | 10858.1482 | 149.6658 | 221.358
1 | 5800 | 707 | 0.02 | 15 | 15 | 7 | 3.1623e-10 | 5spot_SharedNeighbor | Water | Porous | Wet | R245fa | MinimizeLCOE_Brownfield | IgnoreSilica | 2019 | 127.9614 | 30.2936 | 2.4634 | 4 | 7211.7685 | 10635.3906 | 147.0217 | 216.8168 | 124.877 | 0 | 173.8258 | 4482433.827 | 184654.1456 | 5198649.2582 | 5099897.8667 | 0 | 431813.5385 | 0 | 6005004.968 | 15623791.1309 | 10663558.4836 | 47689803.2184 | 961560.8286 | 22410181.7999 | 22410181.7999 | 1478867.319 | 9845793.7898 | 0 | 71061545.847 | 104796388.7557 | 316227.766 | 9.8536 | 7211.7685 | 10635.3906 | 147.0217 | 216.8168
1 | 5800 | 707 | 0.02 | 15 | 15 | 7 | 4.217e-10 | 5spot_SharedNeighbor | Water | Porous | Wet | R245fa | MinimizeLCOE_Brownfield | IgnoreSilica | 2019 | 129.8003 | 30.7105 | 2.5138 | 4 | 7114.6245 | 10469.6122 | 145.0412 | 213.4372 | 124.8348 | 0 | 173.6572 | 4525151.9391 | 186337.9391 | 5255956.5324 | 5171551.26 | 0 | 412439.1193 | 0 | 6065060.3481 | 15780042.9107 | 10770203.534 | 48166743.5826 | 961560.8286 | 22410181.7999 | 22410181.7999 | 1478867.319 | 9845793.7898 | 0 | 71538486.2112 | 105273329.1199 | 421696.5034 | 10.0551 | 7114.6245 | 10469.6122 | 145.0412 | 213.4372
1 | 5800 | 707 | 0.02 | 15 | 15 | 7 | 5.6234e-10 | 5spot_SharedNeighbor | Water | Porous | Wet | R245fa | MinimizeLCOE_Brownfield | IgnoreSilica | 2019 | 131.2035 | 31.0279 | 2.5525 | 4 | 7041.8311 | 10345.8743 | 143.5573 | 210.9146 | 124.8017 | 0 | 154.9951 | 4557528.6938 | 187611.9548 | 5299489.2533 | 5226177.7826 | 0 | 396798.4142 | 0 | 6110366.3785 | 15897919.9084 | 10850657.0071 | 48526549.3927 | 961560.8286 | 22410181.7999 | 22410181.7999 | 1478867.319 | 9845793.7898 | 0 | 71898292.0212 | 105633134.9299 | 562341.3252 | 10.2102 | 7041.8311 | 10345.8743 | 143.5573 | 210.9146
1 | 5800 | 707 | 0.02 | 15 | 15 | 7 | 7.4989e-10 | 5spot_SharedNeighbor | Water | Porous | Wet | R245fa | MinimizeLCOE_Brownfield | IgnoreSilica | 2019 | 132.2487 | 31.264 | 2.5819 | 4 | 6987.2667 | 10253.7097 | 142.4449 | 209.0357 | 124.7767 | 0 | 171.6752 | 4581520.7898 | 188554.8079 | 5331803.8367 | 5266837.3713 | 0 | 384158.5665 | 0 | 6143621.3952 | 15984442.6403 | 10909710.5494 | 48790649.9572 | 961560.8286 | 22410181.7999 | 22410181.7999 | 1478867.319 | 9845793.7898 | 0 | 72162392.5857 | 105897235.4945 | 749894.2093 | 10.3277 | 6987.2667 | 10253.7097 | 142.4449 | 209.0357
1 | 5800 | 707 | 0.02 | 15 | 15 | 7 | 1e-09 | 5spot_SharedNeighbor | Water | Porous | Wet | R245fa | MinimizeLCOE_Brownfield | IgnoreSilica | 2019 | 133.0381 | 31.442 | 2.6043 | 4 | 6946.3581 | 10184.7979 | 141.6109 | 207.6309 | 124.7575 | 0 | 183.5341 | 4599572.1421 | 189263.5047 | 5356148.2491 | 5297530.5013 | 0 | 374241.3367 | 0 | 6168534.7362 | 16049262.0432 | 10953951.1239 | 48988503.6373 | 961560.8286 | 22410181.7999 | 22410181.7999 | 1478867.319 | 9845793.7898 | 0 | 72360246.2658 | 106095089.1746 | 1000000 | 10.417 | 6946.3581 | 10184.7979 | 141.6109 | 207.6309
1 | 5800 | 707 | 0.02 | 15 | 15 | 7 | 1.3335e-09 | 5spot_SharedNeighbor | Water | Porous | Wet | R245fa | MinimizeLCOE_Brownfield | IgnoreSilica | 2019 | 133.6371 | 31.577 | 2.6212 | 4 | 6915.684 | 10133.1772 | 140.9856 | 206.5785 | 124.7428 | 0 | 173.7026 | 4613230.4867 | 189799.3338 | 5374586.0939 | 5320812.1508 | 0 | 366585.5606 | 0 | 6187355.3141 | 16098229.3262 | 10987372.3006 | 49137970.5667 | 961560.8286 | 22410181.7999 | 22410181.7999 | 1478867.319 | 9845793.7898 | 0 | 72509713.1952 | 106244556.104 | 1333521.4322 | 10.4848 | 6915.684 | 10133.1772 | 140.9856 | 206.5785
1 | 5800 | 707 | 0.02 | 15 | 15 | 7 | 1.7783e-09 | 5spot_SharedNeighbor | Water | Porous | Wet | R245fa | MinimizeLCOE_Brownfield | IgnoreSilica | 2019 | 134.0781 | 31.6762 | 2.6339 | 4 | 6892.6823 | 10094.6715 | 140.5167 | 205.7935 | 124.7318 | 0 | 182.4294 | 4623263.8955 | 190192.7283 | 5388140.5431 | 5337947.1615 | 0 | 360582.6929 | 0 | 6201049.5383 | 16133858.8885 | 11011690.209 | 49246725.657 | 961560.8286 | 22410181.7999 | 22410181.7999 | 1478867.319 | 9845793.7898 | 0 | 72618468.2856 | 106353311.1943 | 1778279.41 | 10.5356 | 6892.6823 | 10094.6715 | 140.5167 | 205.7935
1 | 5800 | 707 | 0.02 | 15 | 15 | 7 | 2.3714e-09 | 5spot_SharedNeighbor | Water | Porous | Wet | R245fa | MinimizeLCOE_Brownfield | IgnoreSilica | 2019 | 134.407 | 31.7503 | 2.6434 | 4 | 6875.4333 | 10065.8687 | 140.165 | 205.2063 | 124.7237 | 0 | 178.419 | 4630735.7326 | 190485.5641 | 5398239.9869 | 5350725.3045 | 0 | 355961.5877 | 0 | 6211197.7886 | 16160262.554 | 11029711.2533 | 49327319.7718 | 961560.8286 | 22410181.7999 | 22410181.7999 | 1478867.319 | 9845793.7898 | 0 | 72699062.4003 | 106433905.3091 | 2371373.7057 | 10.5737 | 6875.4333 | 10065.8687 | 140.165 | 205.2063
1 | 5800 | 707 | 0.02 | 15 | 15 | 7 | 3.1623e-09 | 5spot_SharedNeighbor | Water | Porous | Wet | R245fa | MinimizeLCOE_Brownfield | IgnoreSilica | 2019 | 134.6628 | 31.8078 | 2.6507 | 4 | 6862.4982 | 10044.1676 | 139.9013 | 204.7639 | 124.7173 | 0 | 196.4237 | 4636538.8236 | 190712.9301 | 5406086.9649 | 5360659.7979 | 0 | 352537.5123 | 0 | 6219149.0512 | 16180950.1085 | 11043830.9343 | 49390466.1229 | 961560.8286 | 22410181.7999 | 22410181.7999 | 1478867.319 | 9845793.7898 | 0 | 72762208.7514 | 106497051.6601 | 3162277.6602 | 10.6029 | 6862.4982 | 10044.1676 | 139.9013 | 204.7639
1 | 5800 | 707 | 0.02 | 15 | 15 | 7 | 4.217e-09 | 5spot_SharedNeighbor | Water | Porous | Wet | R245fa | MinimizeLCOE_Brownfield | IgnoreSilica | 2019 | 134.848 | 31.8494 | 2.6561 | 4 | 6852.7979 | 10028.0019 | 139.7036 | 204.4344 | 124.7126 | 0 | 191.6986 | 4640737.041 | 190877.3744 | 5411765.6666 | 5367852.7551 | 0 | 349864.9675 | 0 | 6224828.1438 | 16195725.9423 | 11053915.7445 | 49435567.6351 | 961560.8286 | 22410181.7999 | 22410181.7999 | 1478867.319 | 9845793.7898 | 0 | 72807310.2636 | 106542153.1724 | 4216965.0343 | 10.6245 | 6852.7979 | 10028.0019 | 139.7036 | 204.4344
1 | 5800 | 707 | 0.02 | 15 | 15 | 7 | 5.6234e-09 | 5spot_SharedNeighbor | Water | Porous | Wet | R245fa | MinimizeLCOE_Brownfield | IgnoreSilica | 2019 | 136.4 | 32.1997 | 2.6768 | 4 | 6845.5052 | 9996.1353 | 139.5549 | 203.7847 | 124.6769 | 0 | 178.9831 | 4676047.924 | 192264.2651 | 5459449.0441 | 5428210.6344 | 0 | 363261.6347 | 0 | 6286501.0659 | 16356186.2348 | 11163433.1913 | 49925353.9943 | 961560.8286 | 22410181.7999 | 22410181.7999 | 1478867.319 | 9845793.7898 | 0 | 73297096.6229 | 107031939.5316 | 5623413.2519 | 10.7073 | 6845.5052 | 9996.1353 | 139.5549 | 203.7847
1 | 5800 | 707 | 0.02 | 15 | 15 | 7 | 7.4989e-09 | 5spot_SharedNeighbor | Water | Porous | Wet | R245fa | MinimizeLCOE_Brownfield | IgnoreSilica | 2019 | 136.4 | 32.1996 | 2.6787 | 4 | 6839.9871 | 9988.4326 | 139.4424 | 203.6277 | 124.6769 | 0 | 177.4332 | 4676045.9026 | 192264.1467 | 5459447.3768 | 5428209.7208 | 0 | 360598.1736 | 0 | 6285460.475 | 16353478.8306 | 11161585.3323 | 49917089.9583 | 961560.8286 | 22410181.7999 | 22410181.7999 | 1478867.319 | 9845793.7898 | 0 | 73288832.5869 | 107023675.4956 | 7498942.0933 | 10.7148 | 6839.9871 | 9988.4326 | 139.4424 | 203.6277
1 | 5800 | 707 | 0.02 | 15 | 15 | 7 | 1e-08 | 5spot_SharedNeighbor | Water | Porous | Wet | R245fa | MinimizeLCOE_Brownfield | IgnoreSilica | 2019 | 136.4 | 32.1996 | 2.6801 | 4 | 6835.8525 | 9982.6617 | 139.3581 | 203.5101 | 124.6769 | 0 | 159.2782 | 4676044.3866 | 192264.0579 | 5459446.1264 | 5428209.0356 | 0 | 358594.6201 | 0 | 6284677.7084 | 16351442.2325 | 11160195.3122 | 49910873.4797 | 961560.8286 | 22410181.7999 | 22410181.7999 | 1478867.319 | 9845793.7898 | 0 | 73282616.1083 | 107017459.017 | 10000000 | 10.7203 | 6835.8525 | 9982.6617 | 139.3581 | 203.5101
1 | 5900 | 707 | 0.02 | 15 | 15 | 7 | 1e-13 | 5spot_SharedNeighbor | Water | Porous | Wet | R245fa | MinimizeLCOE_Brownfield | IgnoreSilica | 2019 | 0 | 0 | 0 | 0 |  |  |  |  | 15 |  | 22.1635 | [19 empty] | 100 | 0
1 | 5900 | 707 | 0.02 | 15 | 15 | 7 | 1.3335e-13 | 5spot_SharedNeighbor | Water | Porous | Wet | R245fa | MinimizeLCOE_Brownfield | IgnoreSilica | 2019 | 0 | 0 | 0 | 0 |  |  |  |  | 15 |  | 21.2123 | [19 empty] | 133.3521 | 0
1 | 5900 | 707 | 0.02 | 15 | 15 | 7 | 1.7783e-13 | 5spot_SharedNeighbor | Water | Porous | Wet | R245fa | MinimizeLCOE_Brownfield | IgnoreSilica | 2019 | 0 | 0 | 0 | 0 |  |  |  |  | 15 |  | 24.0178 | [19 empty] | 177.8279 | 0
1 | 5900 | 707 | 0.02 | 15 | 15 | 7 | 2.3714e-13 | 5spot_SharedNeighbor | Water | Porous | Wet | R245fa | MinimizeLCOE_Brownfield | IgnoreSilica | 2019 | 0 | 0 | 0 | 0 |  |  |  |  | 15 |  | 21.9986 | [19 empty] | 237.1374 | 0
1 | 5900 | 707 | 0.02 | 15 | 15 | 7 | 3.1623e-13 | 5spot_SharedNeighbor | Water | Porous | Wet | R245fa | MinimizeLCOE_Brownfield | IgnoreSilica | 2019 | 0 | 0 | 0 | 0 |  |  |  |  | 15 |  | 23.5268 | [19 empty] | 316.2278 | 0
1 | 5900 | 707 | 0.02 | 15 | 15 | 7 | 4.217e-13 | 5spot_SharedNeighbor | Water | Porous | Wet | R245fa | MinimizeLCOE_Brownfield | IgnoreSilica | 2019 | 1.6 | 0.22452 | 0.0022719 | 4 | 2758647.3805 | 6554928.1986 | 56238.7582 | 133631.0775 | 93.0926 | 0 | 24.914 | 118104.4523 | 3933.5326 | 105170.4741 | 73896.8402 | 0 | 70791.5069 | 0 | 145039.7544 | 377363.6891 | 257558.4719 | 1151858.7215 | 961560.8286 | 22956191.5802 | 22956191.5802 | 1478867.319 | 10064197.702 | 0 | 25069611.1303 | 59568867.7315 | 421.6965 | 0.0090876 | 2758647.3805 | 6554928.1986 | 56238.7582 | 133631.0775
1 | 5900 | 707 | 0.02 | 15 | 15 | 7 | 5.6234e-13 | 5spot_SharedNeighbor | Water | Porous | Wet | R245fa | MinimizeLCOE_Brownfield | IgnoreSilica | 2019 | 2.5655 | 0.44069 | 0.0087511 | 4 | 736968.9214 | 1722542.4021 | 15024.1083 | 35116.3568 | 104.2869 | 0 | 388.9691 | 204167.0002 | 7375.7061 | 178854.3211 | 111492.0411 | 0 | 104870.7513 | 0 | 236636.3297 | 615679.1892 | 420213.6976 | 1879289.0363 | 961560.8286 | 22956191.5802 | 22956191.5802 | 1478867.319 | 10064197.702 | 0 | 25797041.4452 | 60296298.0464 | 562.3413 | 0.035004 | 736968.9214 | 1722542.4021 | 15024.1083 | 35116.3568
1 | 5900 | 707 | 0.02 | 15 | 15 | 7 | 7.4989e-13 | 5spot_SharedNeighbor | Water | Porous | Wet | R245fa | MinimizeLCOE_Brownfield | IgnoreSilica | 2019 | 3.6546 | 0.69731 | 0.019182 | 4 | 346011.8384 | 795636.873 | 7053.9193 | 16220.1338 | 110.6548 | 0 | 595.2671 | 292338.5444 | 11051.9878 | 256986.7096 | 154641.5549 | 0 | 134563.7138 | 0 | 331337.179 | 862071.3732 | 588381.426 | 2631372.4886 | 961560.8286 | 22956191.5802 | 22956191.5802 | 1478867.319 | 10064197.702 | 0 | 26549124.8975 | 61048381.4987 | 749.8942 | 0.076729 | 346011.8384 | 795636.873 | 7053.9193 | 16220.1338
1 | 5900 | 707 | 0.02 | 15 | 15 | 7 | 1e-12 | 5spot_SharedNeighbor | Water | Porous | Wet | R245fa | MinimizeLCOE_Brownfield | IgnoreSilica | 2019 | 4.8742 | 0.99147 | 0.03434 | 4 | 198921.4901 | 450081.7926 | 4055.2836 | 9175.5261 | 114.7016 | 0 | 72.4511 | 382565.8233 | 14883.7983 | 339568.5807 | 203584.4885 | 0 | 159083.3092 | 0 | 428877.54 | 1115851.3841 | 761591.4981 | 3406006.4222 | 961560.8286 | 22956191.5802 | 22956191.5802 | 1478867.319 | 10064197.702 | 0 | 27323758.831 | 61823015.4322 | 1000 | 0.13736 | 198921.4901 | 450081.7926 | 4055.2836 | 9175.5261
1 | 5900 | 707 | 0.02 | 15 | 15 | 7 | 1.3335e-12 | 5spot_SharedNeighbor | Water | Porous | Wet | R245fa | MinimizeLCOE_Brownfield | IgnoreSilica | 2019 | 6.4601 | 1.3782 | 0.055404 | 4 | 127563.4876 | 283236.1684 | 2600.5542 | 5774.1524 | 117.8083 | 0 | 72.042 | 489958.5352 | 19483.5029 | 440954.1578 | 267604.1828 | 0 | 187151.4077 | 0 | 548009.1967 | 1425807.5176 | 973142.9282 | 4352111.4287 | 961560.8286 | 22956191.5802 | 22956191.5802 | 1478867.319 | 10064197.702 | 0 | 28269863.8375 | 62769120.4387 | 1333.5214 | 0.22161 | 127563.4876 | 283236.1684 | 2600.5542 | 5774.1524
1 | 5900 | 707 | 0.02 | 15 | 15 | 7 | 1.7783e-12 | 5spot_SharedNeighbor | Water | Porous | Wet | R245fa | MinimizeLCOE_Brownfield | IgnoreSilica | 2019 | 8.5795 | 1.8951 | 0.083632 | 4 | 88048.9083 | 191176.5956 | 1794.9961 | 3897.3935 | 120.1288 | 0 | 76.823 | 619979.769 | 25053.8848 | 567988.7154 | 353009.5464 | 0 | 221747.8743 | 0 | 697234.1181 | 1814060.1529 | 1238133.3296 | 5537207.3906 | 961560.8286 | 22956191.5802 | 22956191.5802 | 1478867.319 | 10064197.702 | 0 | 29454959.7995 | 63954216.4007 | 1778.2794 | 0.33453 | 88048.9083 | 191176.5956 | 1794.9961 | 3897.3935
1 | 5900 | 707 | 0.02 | 15 | 15 | 7 | 2.3714e-12 | 5spot_SharedNeighbor | Water | Porous | Wet | R245fa | MinimizeLCOE_Brownfield | IgnoreSilica | 2019 | 11.4099 | 2.5993 | 0.12366 | 4 | 62612.9573 | 132361.7333 | 1276.4498 | 2698.373 | 122.2085 | 0 | 102.3652 | 782221.4666 | 32060.3655 | 730281.5784 | 468592.0452 | 0 | 263691.8861 | 0 | 887970.4633 | 2310316.9978 | 1576838.8232 | 7051973.6262 | 961560.8286 | 22956191.5802 | 22956191.5802 | 1478867.319 | 10064197.702 | 0 | 30969726.035 | 65468982.6362 | 2371.3737 | 0.49462 | 62612.9573 | 132361.7333 | 1276.4498 | 2698.373
1 | 5900 | 707 | 0.02 | 15 | 15 | 7 | 3.1623e-12 | 5spot_SharedNeighbor | Water | Porous | Wet | R245fa | MinimizeLCOE_Brownfield | IgnoreSilica | 2019 | 15.1689 | 3.53 | 0.17621 | 4 | 46612.2696 | 95557.8968 | 950.2542 | 1948.077 | 123.6785 | 0 | 92.472 | 977040.7976 | 40430.3089 | 931926.8299 | 621133.5208 | 0 | 314876.5588 | 0 | 1125309.1263 | 2927823.5139 | 1998299.709 | 8936840.3651 | 961560.8286 | 22956191.5802 | 22956191.5802 | 1478867.319 | 10064197.702 | 0 | 32854592.774 | 67353849.3752 | 3162.2777 | 0.70485 | 46612.2696 | 95557.8968 | 950.2542 | 1948.077
1 | 5900 | 707 | 0.02 | 15 | 15 | 7 | 4.217e-12 | 5spot_SharedNeighbor | Water | Porous | Wet | R245fa | MinimizeLCOE_Brownfield | IgnoreSilica | 2019 | 19.6802 | 4.6486 | 0.24462 | 4 | 35744.5735 | 71002.125 | 728.7015 | 1447.4744 | 124.7182 | 0 | 89.8871 | 1191810.9235 | 49629.1014 | 1160680.9603 | 803992.2505 | 0 | 364163.2553 | 0 | 1392407.8315 | 3622759.5555 | 2472607.8369 | 11058051.7149 | 961560.8286 | 22956191.5802 | 22956191.5802 | 1478867.319 | 10064197.702 | 0 | 34975804.1238 | 69475060.725 | 4216.965 | 0.97849 | 35744.5735 | 71002.125 | 728.7015 | 1447.4744
1 | 5900 | 707 | 0.02 | 15 | 15 | 7 | 5.6234e-12 | 5spot_SharedNeighbor | Water | Porous | Wet | R245fa | MinimizeLCOE_Brownfield | IgnoreSilica | 2019 | 25.2808 | 6.0385 | 0.33344 | 4 | 28094.631 | 53960.8464 | 572.7471 | 1100.0648 | 125.503 | 0 | 91.7132 | 1438348.7637 | 60157.5959 | 1430110.0672 | 1031085.9491 | 0 | 416326.0939 | 0 | 1706651.1032 | 4440356.0882 | 3030634.2704 | 13553669.9316 | 961560.8286 | 22956191.5802 | 22956191.5802 | 1478867.319 | 10064197.702 | 0 | 37471422.3404 | 71970678.9416 | 5623.4133 | 1.3338 | 28094.631 | 53960.8464 | 572.7471 | 1100.0648
1 | 5900 | 707 | 0.02 | 15 | 15 | 7 | 7.4989e-12 | 5spot_SharedNeighbor | Water | Porous | Wet | R245fa | MinimizeLCOE_Brownfield | IgnoreSilica | 2019 | 32.1628 | 7.748 | 0.4473 | 4 | 22573.9667 | 41855.7186 | 460.2008 | 853.2854 | 126.1006 | 0 | 84.3853 | 1719680.6205 | 72137.5948 | 1745003.3364 | 1310613.0766 | 0 | 470823.5225 | 0 | 2074120.6788 | 5396436.5456 | 3683178.828 | 16471994.2031 | 961560.8286 | 22956191.5802 | 22956191.5802 | 1478867.319 | 10064197.702 | 0 | 40389746.612 | 74889003.2132 | 7498.9421 | 1.7892 | 22573.9667 | 41855.7186 | 460.2008 | 853.2854
1 | 5900 | 707 | 0.02 | 15 | 15 | 7 | 1e-11 | 5spot_SharedNeighbor | Water | Porous | Wet | R245fa | MinimizeLCOE_Brownfield | IgnoreSilica | 2019 | 40.4501 | 9.8079 | 0.59055 | 4 | 18518.194 | 33122.8097 | 377.5184 | 675.2533 | 126.556 | 0 | 105.6374 | 2035557.5552 | 85550.0574 | 2106551.6684 | 1647846.3367 | 0 | 525720.7553 | 0 | 2496478.2855 | 6495324.4007 | 4433192.3691 | 19826221.4283 | 961560.8286 | 22956191.5802 | 22956191.5802 | 1478867.319 | 10064197.702 | 0 | 43743973.8371 | 78243230.4383 | 10000 | 2.3622 | 18518.194 | 33122.8097 | 377.5184 | 675.2533
1 | 5900 | 707 | 0.02 | 15 | 15 | 7 | 1.3335e-11 | 5spot_SharedNeighbor | Water | Porous | Wet | R245fa | MinimizeLCOE_Brownfield | IgnoreSilica | 2019 | 50.0887 | 12.2039 | 0.76543 | 4 | 15504.9827 | 26772.8651 | 316.09 | 545.8011 | 126.8948 | 0 | 104.8783 | 2379367.0984 | 100099.9682 | 2508455.6337 | 2040079.7786 | 0 | 576921.3024 | 0 | 2965920.2747 | 7716716.1609 | 5266817.3425 | 23554377.5596 | 961560.8286 | 22956191.5802 | 22956191.5802 | 1478867.319 | 10064197.702 | 0 | 47472129.9684 | 81971386.5696 | 13335.2143 | 3.0617 | 15504.9827 | 26772.8651 | 316.09 | 545.8011
1 | 5900 | 707 | 0.02 | 15 | 15 | 7 | 1.7783e-11 | 5spot_SharedNeighbor | Water | Porous | Wet | R245fa | MinimizeLCOE_Brownfield | IgnoreSilica | 2019 | 60.742 | 14.8486 | 0.96982 | 4 | 13253.6192 | 22146.7869 | 270.193 | 451.4922 | 127.1253 | 0 | 126.3891 | 2736490.727 | 115155.8699 | 2934172.5449 | 2473704.8427 | 0 | 618340.9893 | 0 | 3462367.3398 | 9008369.589 | 6148397.348 | 27496999.2506 | 961560.8286 | 22956191.5802 | 22956191.5802 | 1478867.319 | 10064197.702 | 0 | 51414751.6594 | 85914008.2606 | 17782.7941 | 3.8793 | 13253.6192 | 22146.7869 | 270.193 | 451.4922
1 | 5900 | 707 | 0.02 | 15 | 15 | 7 | 2.3714e-11 | 5spot_SharedNeighbor | Water | Porous | Wet | R245fa | MinimizeLCOE_Brownfield | IgnoreSilica | 2019 | 71.7944 | 17.5819 | 1.1953 | 4 | 11571.7013 | 18787.3046 | 235.9048 | 383.0046 | 127.2496 | 0 | 127.1917 | 3085973.323 | 129813.6677 | 3358555.7529 | 2922765.441 | 0 | 643775.6158 | 0 | 3954944.6821 | 10289954.7922 | 7023105.5831 | 31408888.8576 | 961560.8286 | 22956191.5802 | 22956191.5802 | 1478867.319 | 10064197.702 | 0 | 55326641.2665 | 89825897.8677 | 23713.7371 | 4.7812 | 11571.7013 | 18787.3046 | 235.9048 | 383.0046
1 | 5900 | 707 | 0.02 | 15 | 15 | 7 | 3.1623e-11 | 5spot_SharedNeighbor | Water | Porous | Wet | R245fa | MinimizeLCOE_Brownfield | IgnoreSilica | 2019 | 82.6024 | 20.2377 | 1.4293 | 4 | 10317.7198 | 16352.2104 | 210.3407 | 333.3619 | 127.2802 | 0 | 164.8912 | 3409691.8159 | 143301.2277 | 3758531.2987 | 3360081.1345 | 0 | 650934.77 | 0 | 4415790.6962 | 11488981.5883 | 7841466.009 | 35068778.5403 | 961560.8286 | 22956191.5802 | 22956191.5802 | 1478867.319 | 10064197.702 | 0 | 58986530.9491 | 93485787.5503 | 31622.7766 | 5.717 | 10317.7198 | 16352.2104 | 210.3407 | 333.3619
1 | 5900 | 707 | 0.02 | 15 | 15 | 7 | 4.217e-11 | 5spot_SharedNeighbor | Water | Porous | Wet | R245fa | MinimizeLCOE_Brownfield | IgnoreSilica | 2019 | 92.6413 | 22.6841 | 1.6583 | 4 | 9384.0852 | 14585.1637 | 191.3073 | 297.3383 | 127.2402 | 0 | 167.7951 | 3696012.2136 | 155141.6549 | 4117935.2349 | 3764130.3874 | 0 | 641547.8182 | 0 | 4826159.2505 | 12556676.3884 | 8570189.649 | 38327792.5969 | 961560.8286 | 22956191.5802 | 22956191.5802 | 1478867.319 | 10064197.702 | 0 | 62245545.0057 | 96744801.6069 | 42169.6503 | 6.6331 | 9384.0852 | 14585.1637 | 191.3073 | 297.3383
1 | 5900 | 707 | 0.02 | 15 | 15 | 7 | 5.6234e-11 | 5spot_SharedNeighbor | Water | Porous | Wet | R245fa | MinimizeLCOE_Brownfield | IgnoreSilica | 2019 | 101.5112 | 24.8262 | 1.8705 | 4 | 8689.1958 | 13300.1711 | 177.141 | 271.142 | 127.1572 | 0 | 158.4665 | 3938387.8036 | 165087.8865 | 4426456.8948 | 4119075.191 | 0 | 619100.9137 | 0 | 5174562.389 | 13463149.8875 | 9188876.4383 | 41094697.4045 | 961560.8286 | 22956191.5802 | 22956191.5802 | 1478867.319 | 10064197.702 | 0 | 65012449.8134 | 99511706.4146 | 56234.1325 | 7.482 | 8689.1958 | 13300.1711 | 177.141 | 271.142
1 | 5900 | 707 | 0.02 | 15 | 15 | 7 | 7.4989e-11 | 5spot_SharedNeighbor | Water | Porous | Wet | R245fa | MinimizeLCOE_Brownfield | IgnoreSilica | 2019 | 109.0823 | 26.6384 | 2.0587 | 4 | 8171.7217 | 12361.2513 | 166.5916 | 252.0008 | 127.0548 | 0 | 161.7801 | 4137878.6527 | 173214.2445 | 4683449.9265 | 4420326.369 | 0 | 588960.7271 | 0 | 5461493.6687 | 14209686.2196 | 9698402.8247 | 43373412.6329 | 961560.8286 | 22956191.5802 | 22956191.5802 | 1478867.319 | 10064197.702 | 0 | 67291165.0417 | 101790421.6429 | 74989.4209 | 8.2346 | 8171.7217 | 12361.2513 | 166.5916 | 252.0008
1 | 5900 | 707 | 0.02 | 15 | 15 | 7 | 1e-10 | 5spot_SharedNeighbor | Water | Porous | Wet | R245fa | MinimizeLCOE_Brownfield | IgnoreSilica | 2019 | 115.3233 | 28.1203 | 2.2191 | 4 | 7785.8974 | 11672.5261 | 158.726 | 237.9602 | 126.9504 | 0 | 168.44 | 4297505.1262 | 179675.5616 | 4891106.2059 | 4667699.1796 | 0 | 555314.3198 | 0 | 5690607.1533 | 14805792.5089 | 10105257.616 | 45192957.6714 | 961560.8286 | 22956191.5802 | 22956191.5802 | 1478867.319 | 10064197.702 | 0 | 69110710.0802 | 103609966.6814 | 100000 | 8.8764 | 7785.8974 | 11672.5261 | 158.726 | 237.9602
1 | 5900 | 707 | 0.02 | 15 | 15 | 7 | 1.3335e-10 | 5spot_SharedNeighbor | Water | Porous | Wet | R245fa | MinimizeLCOE_Brownfield | IgnoreSilica | 2019 | 120.3346 | 29.3021 | 2.3517 | 4 | 7497.8658 | 11165.3095 | 152.8541 | 227.6199 | 126.8544 | 0 | 160.328 | 4422673.9113 | 184715.5941 | 5055206.3015 | 4865855.3862 | 0 | 521618.1275 | 0 | 5869527.035 | 15271305.3396 | 10422979.6882 | 46613881.3834 | 961560.8286 | 22956191.5802 | 22956191.5802 | 1478867.319 | 10064197.702 | 0 | 70531633.7922 | 105030890.3934 | 133352.1432 | 9.4069 | 7497.8658 | 11165.3095 | 152.8541 | 227.6199
1 | 5900 | 707 | 0.02 | 15 | 15 | 7 | 1.7783e-10 | 5spot_SharedNeighbor | Water | Porous | Wet | R245fa | MinimizeLCOE_Brownfield | IgnoreSilica | 2019 | 124.2755 | 30.226 | 2.4586 | 4 | 7282.6202 | 10790.5938 | 148.4661 | 219.9809 | 126.7717 | 0 | 179.6312 | 4519246.5019 | 188586.2275 | 5182627.0114 | 5021200.0476 | 0 | 490166.347 | 0 | 6006712.1928 | 15628232.9795 | 10666590.1366 | 47703361.4442 | 961560.8286 | 22956191.5802 | 22956191.5802 | 1478867.319 | 10064197.702 | 0 | 71621113.853 | 106120370.4542 | 177827.941 | 9.8345 | 7282.6202 | 10790.5938 | 148.4661 | 219.9809
1 | 5900 | 707 | 0.02 | 15 | 15 | 7 | 2.3714e-10 | 5spot_SharedNeighbor | Water | Porous | Wet | R245fa | MinimizeLCOE_Brownfield | IgnoreSilica | 2019 | 127.3307 | 30.9389 | 2.5432 | 4 | 7121.5968 | 10512.8846 | 145.1834 | 214.3194 | 126.7034 | 0 | 172.4912 | 4593006.1125 | 191531.483 | 5280435.6538 | 5141322.872 | 0 | 462292.5732 | 0 | 6110749.5909 | 15898916.9484 | 10851337.5074 | 48529592.7413 | 961560.8286 | 22956191.5802 | 22956191.5802 | 1478867.319 | 10064197.702 | 0 | 72447345.1501 | 106946601.7513 | 237137.3706 | 10.1729 | 7121.5968 | 10512.8846 | 145.1834 | 214.3194
1 | 5900 | 707 | 0.02 | 15 | 15 | 7 | 3.1623e-10 | 5spot_SharedNeighbor | Water | Porous | Wet | R245fa | MinimizeLCOE_Brownfield | IgnoreSilica | 2019 | 129.6734 | 31.4835 | 2.6092 | 4 | 7001.0352 | 10306.5481 | 142.7256 | 210.1129 | 126.6486 | 0 | 187.7946 | 4648920.4409 | 193757.5669 | 5354868.187 | 5233249.7957 | 0 | 438503.4933 | 0 | 6189026.7987 | 16102578.1862 | 10990340.487 | 49151244.9557 | 961560.8286 | 22956191.5802 | 22956191.5802 | 1478867.319 | 10064197.702 | 0 | 73068997.3645 | 107568253.9657 | 316227.766 | 10.4369 | 7001.0352 | 10306.5481 | 142.7256 | 210.1129
1 | 5900 | 707 | 0.02 | 15 | 15 | 7 | 4.217e-10 | 5spot_SharedNeighbor | Water | Porous | Wet | R245fa | MinimizeLCOE_Brownfield | IgnoreSilica | 2019 | 131.4445 | 31.8941 | 2.66 | 4 | 6910.7122 | 10153.0951 | 140.8842 | 206.9846 | 126.6059 | 0 | 178.7591 | 4690822.2262 | 195421.9355 | 5410812.791 | 5302636.3206 | 0 | 418650.0828 | 0 | 6247153.9089 | 16253813.0034 | 11093561.3573 | 49612871.6258 | 961560.8286 | 22956191.5802 | 22956191.5802 | 1478867.319 | 10064197.702 | 0 | 73530624.0346 | 108029880.6358 | 421696.5034 | 10.6401 | 6910.7122 | 10153.0951 | 140.8842 | 206.9846
1 | 5900 | 707 | 0.02 | 15 | 15 | 7 | 5.6234e-10 | 5spot_SharedNeighbor | Water | Porous | Wet | R245fa | MinimizeLCOE_Brownfield | IgnoreSilica | 2019 | 132.8017 | 32.2079 | 2.6991 | 4 | 6843.0147 | 10038.4181 | 139.5041 | 204.6467 | 126.5723 | 0 | 178.2088 | 4722721.5643 | 196686.7566 | 5453498.7355 | 5355747.704 | 0 | 402744.9138 | 0 | 6291245.8729 | 16368531.2494 | 11171858.9174 | 49963035.7139 | 961560.8286 | 22956191.5802 | 22956191.5802 | 1478867.319 | 10064197.702 | 0 | 73880788.1227 | 108380044.7239 | 562341.3252 | 10.7965 | 6843.0147 | 10038.4181 | 139.5041 | 204.6467
1 | 5900 | 707 | 0.02 | 15 | 15 | 7 | 7.4989e-10 | 5spot_SharedNeighbor | Water | Porous | Wet | R245fa | MinimizeLCOE_Brownfield | IgnoreSilica | 2019 | 133.8151 | 32.4419 | 2.7288 | 4 | 6792.2613 | 9952.9374 | 138.4694 | 202.9041 | 126.5468 | 0 | 169.0415 | 4746417.5388 | 197625.0259 | 5485261.8904 | 5395363.9843 | 0 | 389955.5915 | 0 | 6323703.3721 | 16452979.0042 | 11229496.2453 | 50220802.6525 | 961560.8286 | 22956191.5802 | 22956191.5802 | 1478867.319 | 10064197.702 | 0 | 74138555.0614 | 108637811.6626 | 749894.2093 | 10.9152 | 6792.2613 | 9952.9374 | 138.4694 | 202.9041
1 | 5900 | 707 | 0.02 | 15 | 15 | 7 | 1e-09 | 5spot_SharedNeighbor | Water | Porous | Wet | R245fa | MinimizeLCOE_Brownfield | IgnoreSilica | 2019 | 134.5682 | 32.6155 | 2.7512 | 4 | 6754.2046 | 9889.1754 | 137.6936 | 201.6042 | 126.5276 | 0 | 168.6074 | 4763961.7972 | 198318.9942 | 5508809.2319 | 5424785.8583 | 0 | 379803.2555 | 0 | 6347514.8635 | 16514931.6204 | 11271780.1788 | 50409905.7998 | 961560.8286 | 22956191.5802 | 22956191.5802 | 1478867.319 | 10064197.702 | 0 | 74327658.2087 | 108826914.8099 | 1000000 | 11.0047 | 6754.2046 | 9889.1754 | 137.6936 | 201.6042
1 | 5900 | 707 | 0.02 | 15 | 15 | 7 | 1.3335e-09 | 5spot_SharedNeighbor | Water | Porous | Wet | R245fa | MinimizeLCOE_Brownfield | IgnoreSilica | 2019 | 136.4 | 33.0387 | 2.7835 | 4 | 6725.6008 | 9824.1245 | 137.1105 | 200.2781 | 126.4834 | 0 | 158.1109 | 4806652.3265 | 200010.1772 | 5566081.4109 | 5496423.3419 | 0 | 385966.9885 | 0 | 6417502.3555 | 16697024.7184 | 11396062.4598 | 50965723.7788 | 961560.8286 | 22956191.5802 | 22956191.5802 | 1478867.319 | 10064197.702 | 0 | 74883476.1876 | 109382732.7888 | 1333521.4322 | 11.1341 | 6725.6008 | 9824.1245 | 137.1105 | 200.2781
1 | 5900 | 707 | 0.02 | 15 | 15 | 7 | 1.7783e-09 | 5spot_SharedNeighbor | Water | Porous | Wet | R245fa | MinimizeLCOE_Brownfield | IgnoreSilica | 2019 | 136.9823 | 33.1737 | 2.7984 | 4 | 6703.936 | 9785.991 | 136.6688 | 199.5007 | 126.4707 | 0 | 166.5901 | 4820270.7527 | 200551.2981 | 5584320.9139 | 5519241.562 | 0 | 381643.0591 | 0 | 6437350.7585 | 16748666.1914 | 11431308.8263 | 51123353.362 | 961560.8286 | 22956191.5802 | 22956191.5802 | 1478867.319 | 10064197.702 | 0 | 75041105.7708 | 109540362.372 | 1778279.41 | 11.1936 | 6703.936 | 9785.991 | 136.6688 | 199.5007
1 | 5900 | 707 | 0.02 | 15 | 15 | 7 | 2.3714e-09 | 5spot_SharedNeighbor | Water | Porous | Wet | R245fa | MinimizeLCOE_Brownfield | IgnoreSilica | 2019 | 137.3307 | 33.2544 | 2.8085 | 4 | 6687.6929 | 9758.6443 | 136.3377 | 198.9432 | 126.4631 | 0 | 170.3352 | 4828403.695 | 200874.301 | 5595220.3672 | 5532889.4055 | 0 | 377325.0095 | 0 | 6448537.9835 | 16777773.0559 | 11451174.8594 | 51212198.6769 | 961560.8286 | 22956191.5802 | 22956191.5802 | 1478867.319 | 10064197.702 | 0 | 75129951.0858 | 109629207.687 | 2371373.7057 | 11.2341 | 6687.6929 | 9758.6443 | 136.3377 | 198.9432
1 | 5900 | 707 | 0.02 | 15 | 15 | 7 | 3.1623e-09 | 5spot_SharedNeighbor | Water | Porous | Wet | R245fa | MinimizeLCOE_Brownfield | IgnoreSilica | 2019 | 137.5741 | 33.3108 | 2.8159 | 4 | 6675.5116 | 9738.4009 | 136.0893 | 198.5305 | 126.4577 | 0 | 153.9947 | 4834078.9393 | 201099.629 | 5602829.059 | 5542422.0786 | 0 | 373833.0145 | 0 | 6456162.461 | 16797610.3824 | 11464714.2424 | 51272749.8062 | 961560.8286 | 22956191.5802 | 22956191.5802 | 1478867.319 | 10064197.702 | 0 | 75190502.2151 | 109689758.8163 | 3162277.6602 | 11.2636 | 6675.5116 | 9738.4009 | 136.0893 | 198.5305
1 | 5900 | 707 | 0.02 | 15 | 15 | 7 | 4.217e-09 | 5spot_SharedNeighbor | Water | Porous | Wet | R245fa | MinimizeLCOE_Brownfield | IgnoreSilica | 2019 | 137.7787 | 33.3582 | 2.8217 | 4 | 6666.3764 | 9722.9382 | 135.9031 | 198.2152 | 126.4532 | 0 | 151.2487 | 4838847.8216 | 201288.9429 | 5609224.1193 | 5550437.3539 | 0 | 371430.2622 | 0 | 6462779.1149 | 16814825.5588 | 11476463.954 | 51325297.1275 | 961560.8286 | 22956191.5802 | 22956191.5802 | 1478867.319 | 10064197.702 | 0 | 75243049.5363 | 109742306.1375 | 4216965.0343 | 11.2869 | 6666.3764 | 9722.9382 | 135.9031 | 198.2152
1 | 5900 | 707 | 0.02 | 15 | 15 | 7 | 5.6234e-09 | 5spot_SharedNeighbor | Water | Porous | Wet | R245fa | MinimizeLCOE_Brownfield | IgnoreSilica | 2019 | 137.9218 | 33.3913 | 2.826 | 4 | 6659.5257 | 9711.4894 | 135.7634 | 197.9818 | 126.45 | 0 | 200.2122 | 4842179.0157 | 201421.1593 | 5613692.3007 | 5556039.4566 | 0 | 369494.428 | 0 | 6467302.2805 | 16826593.9078 | 11484496.094 | 51361218.6426 | 961560.8286 | 22956191.5802 | 22956191.5802 | 1478867.319 | 10064197.702 | 0 | 75278971.0515 | 109778227.6526 | 5623413.2519 | 11.304 | 6659.5257 | 9711.4894 | 135.7634 | 197.9818
1 | 5900 | 707 | 0.02 | 15 | 15 | 7 | 7.4989e-09 | 5spot_SharedNeighbor | Water | Porous | Wet | R245fa | MinimizeLCOE_Brownfield | IgnoreSilica | 2019 | 138.0339 | 33.4173 | 2.8292 | 4 | 6654.3882 | 9702.8449 | 135.6587 | 197.8056 | 126.4475 | 0 | 208.3366 | 4844787.0818 | 201524.6646 | 5617191.0357 | 5560427.0822 | 0 | 368085.9756 | 0 | 6470886.1776 | 16835918.4728 | 11490860.3012 | 51389680.7916 | 961560.8286 | 22956191.5802 | 22956191.5802 | 1478867.319 | 10064197.702 | 0 | 75307433.2005 | 109806689.8016 | 7498942.0933 | 11.317 | 6654.3882 | 9702.8449 | 135.6587 | 197.8056
1 | 5900 | 707 | 0.02 | 15 | 15 | 7 | 1e-08 | 5spot_SharedNeighbor | Water | Porous | Wet | R245fa | MinimizeLCOE_Brownfield | IgnoreSilica | 2019 | 138.107 | 33.4342 | 2.8315 | 4 | 6650.5356 | 9696.5089 | 135.5802 | 197.6765 | 126.4459 | 0 | 203.0811 | 4846489.0757 | 201592.2011 | 5619474.6421 | 5563291.4469 | 0 | 366902.5541 | 0 | 6473122.4688 | 16841736.8438 | 11494831.459 | 51407440.6916 | 961560.8286 | 22956191.5802 | 22956191.5802 | 1478867.319 | 10064197.702 | 0 | 75325193.1004 | 109824449.7016 | 10000000 | 11.3262 | 6650.5356 | 9696.5089 | 135.5802 | 197.6765
1 | 6000 | 707 | 0.02 | 15 | 15 | 7 | 1e-13 | 5spot_SharedNeighbor | Water | Porous | Wet | R245fa | MinimizeLCOE_Brownfield | IgnoreSilica | 2019 | 0 | 0 | 0 | 0 |  |  |  |  | 15 |  | 22.9173 | [19 empty] | 100 | 0
1 | 6000 | 707 | 0.02 | 15 | 15 | 7 | 1.3335e-13 | 5spot_SharedNeighbor | Water | Porous | Wet | R245fa | MinimizeLCOE_Brownfield | IgnoreSilica | 2019 | 0 | 0 | 0 | 0 |  |  |  |  | 15 |  | 21.1036 | [19 empty] | 133.3521 | 0
1 | 6000 | 707 | 0.02 | 15 | 15 | 7 | 1.7783e-13 | 5spot_SharedNeighbor | Water | Porous | Wet | R245fa | MinimizeLCOE_Brownfield | IgnoreSilica | 2019 | 0 | 0 | 0 | 0 |  |  |  |  | 15 |  | 24.4348 | [19 empty] | 177.8279 | 0
1 | 6000 | 707 | 0.02 | 15 | 15 | 7 | 2.3714e-13 | 5spot_SharedNeighbor | Water | Porous | Wet | R245fa | MinimizeLCOE_Brownfield | IgnoreSilica | 2019 | 0 | 0 | 0 | 0 |  |  |  |  | 15 |  | 22.6529 | [19 empty] | 237.1374 | 0
1 | 6000 | 707 | 0.02 | 15 | 15 | 7 | 3.1623e-13 | 5spot_SharedNeighbor | Water | Porous | Wet | R245fa | MinimizeLCOE_Brownfield | IgnoreSilica | 2019 | 0 | 0 | 0 | 0 |  |  |  |  | 15 |  | 24.195 | [19 empty] | 316.2278 | 0
1 | 6000 | 707 | 0.02 | 15 | 15 | 7 | 4.217e-13 | 5spot_SharedNeighbor | Water | Porous | Wet | R245fa | MinimizeLCOE_Brownfield | IgnoreSilica | 2019 | 1.6 | 0.22818 | 0.0030272 | 4 | 2116630.3025 | 5029539.1938 | 43150.3717 | 102533.9594 | 93.9223 | 0 | 25.3503 | 120221.9327 | 4027.7216 | 106470.9825 | 74315.7414 | 0 | 69573.6132 | 0 | 146097.8966 | 380116.7583 | 259437.4981 | 1160262.1445 | 961560.8286 | 23508061.4514 | 23508061.4514 | 1478867.319 | 10284945.6504 | 0 | 25629884.4245 | 60901758.8454 | 421.6965 | 0.012109 | 2116630.3025 | 5029539.1938 | 43150.3717 | 102533.9594
1 | 6000 | 707 | 0.02 | 15 | 15 | 7 | 5.6234e-13 | 5spot_SharedNeighbor | Water | Porous | Wet | R245fa | MinimizeLCOE_Brownfield | IgnoreSilica | 2019 | 2.76 | 0.49538 | 0.010595 | 4 | 625833.2976 | 1458108.0663 | 12758.4583 | 29725.5052 | 106.903 | 0 | 446.5281 | 225214.5523 | 8286.7804 | 196021.8946 | 119977.5218 | 0 | 113423.7521 | 0 | 258540.5554 | 672669.4913 | 459110.7498 | 2053245.2976 | 961560.8286 | 23508061.4514 | 23508061.4514 | 1478867.319 | 10284945.6504 | 0 | 26522867.5777 | 61794741.9985 | 562.3413 | 0.04238 | 625833.2976 | 1458108.0663 | 12758.4583 | 29725.5052
1 | 6000 | 707 | 0.02 | 15 | 15 | 7 | 7.4989e-13 | 5spot_SharedNeighbor | Water | Porous | Wet | R245fa | MinimizeLCOE_Brownfield | IgnoreSilica | 2019 | 3.7365 | 0.73217 | 0.02218 | 4 | 306522.3672 | 704094.1112 | 6248.8731 | 14353.9108 | 112.3168 | 0 | 59.7566 | 305469.8233 | 11681.7208 | 266890.7417 | 159300.6184 | 0 | 136310.4817 | 0 | 343064.8205 | 892584.2907 | 609207.1192 | 2724509.6163 | 961560.8286 | 23508061.4514 | 23508061.4514 | 1478867.319 | 10284945.6504 | 0 | 27194131.8963 | 62466006.3171 | 749.8942 | 0.088718 | 306522.3672 | 704094.1112 | 6248.8731 | 14353.9108
1 | 6000 | 707 | 0.02 | 15 | 15 | 7 | 1e-12 | 5spot_SharedNeighbor | Water | Porous | Wet | R245fa | MinimizeLCOE_Brownfield | IgnoreSilica | 2019 | 4.9474 | 1.0317 | 0.038766 | 4 | 180391.2194 | 407856.3925 | 3677.519 | 8314.7042 | 116.3184 | 0 | 64.6254 | 397010.8971 | 15618.8034 | 350155.6719 | 208531.2671 | 0 | 159598.8697 | 0 | 441057.0486 | 1147539.9672 | 783219.6072 | 3502732.1321 | 961560.8286 | 23508061.4514 | 23508061.4514 | 1478867.319 | 10284945.6504 | 0 | 27972354.4122 | 63244228.833 | 1000 | 0.15506 | 180391.2194 | 407856.3925 | 3677.519 | 8314.7042
1 | 6000 | 707 | 0.02 | 15 | 15 | 7 | 1.3335e-12 | 5spot_SharedNeighbor | Water | Porous | Wet | R245fa | MinimizeLCOE_Brownfield | IgnoreSilica | 2019 | 6.5721 | 1.4382 | 0.061822 | 4 | 117100.8084 | 259735.8043 | 2387.2584 | 5295.0657 | 119.4994 | 0 | 72.8028 | 509501.8868 | 20496.422 | 455711.3011 | 274951.7212 | 0 | 188352.2932 | 0 | 565115.3134 | 1470314.1245 | 1003519.6019 | 4487962.664 | 961560.8286 | 23508061.4514 | 23508061.4514 | 1478867.319 | 10284945.6504 | 0 | 28957584.944 | 64229459.3649 | 1333.5214 | 0.24729 | 117100.8084 | 259735.8043 | 2387.2584 | 5295.0657
1 | 6000 | 707 | 0.02 | 15 | 15 | 7 | 1.7783e-12 | 5spot_SharedNeighbor | Water | Porous | Wet | R245fa | MinimizeLCOE_Brownfield | IgnoreSilica | 2019 | 8.7259 | 1.9774 | 0.092707 | 4 | 81390.3351 | 176507.2119 | 1659.2521 | 3598.3383 | 121.8474 | 0 | 65.3028 | 644658.7705 | 26359.9298 | 586932.0592 | 363176.3722 | 0 | 223114.637 | 0 | 719254.2898 | 1871352.1227 | 1277236.2762 | 5712084.4573 | 961560.8286 | 23508061.4514 | 23508061.4514 | 1478867.319 | 10284945.6504 | 0 | 30181706.7373 | 65453581.1582 | 1778.2794 | 0.37083 | 81390.3351 | 176507.2119 | 1659.2521 | 3598.3383
1 | 6000 | 707 | 0.02 | 15 | 15 | 7 | 2.3714e-12 | 5spot_SharedNeighbor | Water | Porous | Wet | R245fa | MinimizeLCOE_Brownfield | IgnoreSilica | 2019 | 11.6022 | 2.7114 | 0.13638 | 4 | 58190.4787 | 122849.6236 | 1186.2916 | 2504.4557 | 123.9681 | 0 | 83.3057 | 813197.4154 | 33731.5543 | 754443.3085 | 481803.3868 | 0 | 265215.7101 | 0 | 915872.6362 | 2382912.7282 | 1626386.901 | 7273563.6404 | 961560.8286 | 23508061.4514 | 23508061.4514 | 1478867.319 | 10284945.6504 | 0 | 31743185.9204 | 67015060.3413 | 2371.3737 | 0.5455 | 58190.4787 | 122849.6236 | 1186.2916 | 2504.4557
1 | 6000 | 707 | 0.02 | 15 | 15 | 7 | 3.1623e-12 | 5spot_SharedNeighbor | Water | Porous | Wet | R245fa | MinimizeLCOE_Brownfield | IgnoreSilica | 2019 | 15.4079 | 3.6779 | 0.19358 | 4 | 43492.2758 | 89043.4458 | 886.6489 | 1815.2711 | 125.4565 | 0 | 79.6866 | 1014752.2812 | 42492.7417 | 961865.7385 | 637621.2624 | 0 | 316217.2714 | 0 | 1159450.2251 | 3016651.6497 | 2058926.7369 | 9207977.9068 | 961560.8286 | 23508061.4514 | 23508061.4514 | 1478867.319 | 10284945.6504 | 0 | 33677600.1868 | 68949474.6077 | 3162.2777 | 0.77434 | 43492.2758 | 89043.4458 | 886.6489 | 1815.2711
1 | 6000 | 707 | 0.02 | 15 | 15 | 7 | 4.217e-12 | 5spot_SharedNeighbor | Water | Porous | Wet | R245fa | MinimizeLCOE_Brownfield | IgnoreSilica | 2019 | 20.4574 | 4.9631 | 0.26999 | 4 | 33437.4663 | 66098.221 | 681.668 | 1347.5016 | 126.5958 | 0 | 88.2235 | 1259962.9288 | 53131.4701 | 1221522.0921 | 845541.1622 | 0 | 378352.5326 | 0 | 1465818.9725 | 3813760.2855 | 2602969.7598 | 11641059.2036 | 961560.8286 | 23508061.4514 | 23508061.4514 | 1478867.319 | 10284945.6504 | 0 | 36110681.4836 | 71382555.9045 | 4216.965 | 1.0799 | 33437.4663 | 66098.221 | 681.668 | 1347.5016
1 | 6000 | 707 | 0.02 | 15 | 15 | 7 | 5.6234e-12 | 5spot_SharedNeighbor | Water | Porous | Wet | R245fa | MinimizeLCOE_Brownfield | IgnoreSilica | 2019 | 26.5844 | 6.5253 | 0.36888 | 4 | 26361.314 | 50266.2728 | 537.411 | 1024.746 | 127.4084 | 0 | 96.3497 | 1533998.8686 | 64989.5174 | 1519598.1026 | 1098996.951 | 0 | 440290.0126 | 0 | 1816570.6464 | 4726344.192 | 3225827.0277 | 14426615.3182 | 961560.8286 | 23508061.4514 | 23508061.4514 | 1478867.319 | 10284945.6504 | 0 | 38896237.5982 | 74168112.0191 | 5623.4133 | 1.4755 | 26361.314 | 50266.2728 | 537.411 | 1024.746
1 | 6000 | 707 | 0.02 | 15 | 15 | 7 | 7.4989e-12 | 5spot_SharedNeighbor | Water | Porous | Wet | R245fa | MinimizeLCOE_Brownfield | IgnoreSilica | 2019 | 33.7487 | 8.3538 | 0.49391 | 4 | 21247.4832 | 39100.7412 | 433.1587 | 797.1215 | 127.9919 | 0 | 86.0196 | 1831272.2131 | 77814.9485 | 1850879.9859 | 1396092.2783 | 0 | 496712.801 | 0 | 2204581.1685 | 5735867.9785 | 3914847.7557 | 17508069.1294 | 961560.8286 | 23508061.4514 | 23508061.4514 | 1478867.319 | 10284945.6504 | 0 | 41977691.4095 | 77249565.8303 | 7498.9421 | 1.9757 | 21247.4832 | 39100.7412 | 433.1587 | 797.1215
1 | 6000 | 707 | 0.02 | 15 | 15 | 7 | 1e-11 | 5spot_SharedNeighbor | Water | Porous | Wet | R245fa | MinimizeLCOE_Brownfield | IgnoreSilica | 2019 | 42.3092 | 10.5379 | 0.65003 | 4 | 17492.1523 | 31057.5869 | 356.6012 | 633.1509 | 128.4349 | 0 | 93.9272 | 2162141.4535 | 92033.1175 | 2228139.7223 | 1749431.2918 | 0 | 552401.3552 | 0 | 2645817.3067 | 6883873.9002 | 4698385.3864 | 21012223.5335 | 961560.8286 | 23508061.4514 | 23508061.4514 | 1478867.319 | 10284945.6504 | 0 | 45481845.8136 | 80753720.2344 | 10000 | 2.6001 | 17492.1523 | 31057.5869 | 356.6012 | 633.1509
1 | 6000 | 707 | 0.02 | 15 | 15 | 7 | 1.3335e-11 | 5spot_SharedNeighbor | Water | Porous | Wet | R245fa | MinimizeLCOE_Brownfield | IgnoreSilica | 2019 | 52.2204 | 13.066 | 0.83962 | 4 | 14697.3153 | 25199.7057 | 299.6247 | 513.7301 | 128.7623 | 0 | 115.4182 | 2520920.5245 | 107397.0601 | 2645812.7547 | 2158463.4435 | 0 | 603798.8213 | 0 | 3134193.1156 | 8154527.5754 | 5565632.629 | 24890745.9242 | 961560.8286 | 23508061.4514 | 23508061.4514 | 1478867.319 | 10284945.6504 | 0 | 49360368.2042 | 84632242.6251 | 13335.2143 | 3.3585 | 14697.3153 | 25199.7057 | 299.6247 | 513.7301
1 | 6000 | 707 | 0.02 | 15 | 15 | 7 | 1.7783e-11 | 5spot_SharedNeighbor | Water | Porous | Wet | R245fa | MinimizeLCOE_Brownfield | IgnoreSilica | 2019 | 63.0829 | 15.8316 | 1.0593 | 4 | 12608.2565 | 20932.3759 | 257.0364 | 426.7348 | 128.9784 | 0 | 129.172 | 2890555.121 | 123157.8512 | 3084613.4909 | 2606334.9674 | 0 | 644094.8441 | 0 | 3646014.9471 | 9486182.9918 | 6474514.8135 | 28955469.0269 | 961560.8286 | 23508061.4514 | 23508061.4514 | 1478867.319 | 10284945.6504 | 0 | 53425091.3069 | 88696965.7277 | 17782.7941 | 4.2373 | 12608.2565 | 20932.3759 | 257.0364 | 426.7348
1 | 6000 | 707 | 0.02 | 15 | 15 | 7 | 2.3714e-11 | 5spot_SharedNeighbor | Water | Porous | Wet | R245fa | MinimizeLCOE_Brownfield | IgnoreSilica | 2019 | 74.2614 | 18.6648 | 1.2995 | 4 | 11047.2704 | 17832.801 | 225.2135 | 363.5458 | 129.0856 | 0 | 149.4534 | 3249493.6516 | 138378.3371 | 3518586.7848 | 3066324.0082 | 0 | 667355.3511 | 0 | 4149653.8718 | 10796548.1635 | 7368865.9685 | 32955206.1367 | 961560.8286 | 23508061.4514 | 23508061.4514 | 1478867.319 | 10284945.6504 | 0 | 57424828.4168 | 92696702.8376 | 23713.7371 | 5.1981 | 11047.2704 | 17832.801 | 225.2135 | 363.5458
1 | 6000 | 707 | 0.02 | 15 | 15 | 7 | 3.1623e-11 | 5spot_SharedNeighbor | Water | Porous | Wet | R245fa | MinimizeLCOE_Brownfield | IgnoreSilica | 2019 | 85.1117 | 21.3958 | 1.5466 | 4 | 9883.2469 | 15584.9276 | 201.4834 | 317.7198 | 129.0986 | 0 | 149.9756 | 3579687.6002 | 152282.3286 | 3924717.486 | 3511166.9809 | 0 | 671782.0112 | 0 | 4617458.1987 | 12013679.0621 | 8199582.8163 | 36670356.4839 | 961560.8286 | 23508061.4514 | 23508061.4514 | 1478867.319 | 10284945.6504 | 0 | 61139978.7639 | 96411853.1847 | 31622.7766 | 6.1862 | 9883.2469 | 15584.9276 | 201.4834 | 317.7198
1 | 6000 | 707 | 0.02 | 15 | 15 | 7 | 4.217e-11 | 5spot_SharedNeighbor | Water | Porous | Wet | R245fa | MinimizeLCOE_Brownfield | IgnoreSilica | 2019 | 95.1117 | 23.8912 | 1.7863 | 4 | 9016.3545 | 13952.8216 | 183.8106 | 284.4471 | 129.043 | 0 | 154.7767 | 3869661.749 | 164397.7792 | 4286986.2169 | 3919253.8771 | 0 | 659426.3945 | 0 | 5030893.1465 | 13089351.9891 | 8933751.6918 | 39953722.8441 | 961560.8286 | 23508061.4514 | 23508061.4514 | 1478867.319 | 10284945.6504 | 0 | 64423345.1241 | 99695219.5449 | 42169.6503 | 7.1452 | 9016.3545 | 13952.8216 | 183.8106 | 284.4471
1 | 6000 | 707 | 0.02 | 15 | 15 | 7 | 5.6234e-11 | 5spot_SharedNeighbor | Water | Porous | Wet | R245fa | MinimizeLCOE_Brownfield | IgnoreSilica | 2019 | 103.8935 | 26.0624 | 2.0068 | 4 | 8370.8494 | 12764.8147 | 170.6511 | 260.228 | 128.9475 | 0 | 151.5274 | 4113844.5152 | 174520.8903 | 4596227.9228 | 4275973.8971 | 0 | 634258.2933 | 0 | 5379981.9523 | 13997609.4539 | 9553656.0744 | 42726072.9994 | 961560.8286 | 23508061.4514 | 23508061.4514 | 1478867.319 | 10284945.6504 | 0 | 67195695.2794 | 102467569.7003 | 56234.1325 | 8.0273 | 8370.8494 | 12764.8147 | 170.6511 | 260.228
1 | 6000 | 707 | 0.02 | 15 | 15 | 7 | 7.4989e-11 | 5spot_SharedNeighbor | Water | Porous | Wet | R245fa | MinimizeLCOE_Brownfield | IgnoreSilica | 2019 | 111.3332 | 27.8853 | 2.201 | 4 | 7889.8993 | 11896.238 | 160.8463 | 242.5209 | 128.836 | 0 | 161.6971 | 4313514.0235 | 182738.9187 | 4852023.6492 | 4576905.0388 | 0 | 601619.8301 | 0 | 5665452.5695 | 14740345.4416 | 10060588.6477 | 44993188.119 | 961560.8286 | 23508061.4514 | 23508061.4514 | 1478867.319 | 10284945.6504 | 0 | 69462810.399 | 104734684.8198 | 74989.4209 | 8.804 | 7889.8993 | 11896.238 | 160.8463 | 242.5209
1 | 6000 | 707 | 0.02 | 15 | 15 | 7 | 1e-10 | 5spot_SharedNeighbor | Water | Porous | Wet | R245fa | MinimizeLCOE_Brownfield | IgnoreSilica | 2019 | 117.4427 | 29.3701 | 2.3657 | 4 | 7531.1989 | 11258.6186 | 153.5337 | 229.5222 | 128.7253 | 0 | 173.3151 | 4472760.5762 | 189250.2828 | 5058007.386 | 4823039.082 | 0 | 566039.2083 | 0 | 5892547.6488 | 15331200.2544 | 10463859.1983 | 46796703.6367 | 961560.8286 | 23508061.4514 | 23508061.4514 | 1478867.319 | 10284945.6504 | 0 | 71266325.9167 | 106538200.3375 | 100000 | 9.4628 | 7531.1989 | 11258.6186 | 153.5337 | 229.5222
1 | 6000 | 707 | 0.02 | 15 | 15 | 7 | 1.3335e-10 | 5spot_SharedNeighbor | Water | Porous | Wet | R245fa | MinimizeLCOE_Brownfield | IgnoreSilica | 2019 | 122.3265 | 30.5487 | 2.5012 | 4 | 7263.3483 | 10788.8926 | 148.0732 | 219.9462 | 128.6252 | 0 | 190.8006 | 4597097.6087 | 194305.7228 | 5220096.198 | 5019114.4068 | 0 | 530821.4894 | 0 | 6068959.816 | 15790188.5264 | 10777128.1252 | 48197711.8933 | 961560.8286 | 23508061.4514 | 23508061.4514 | 1478867.319 | 10284945.6504 | 0 | 72667334.1733 | 107939208.5941 | 133352.1432 | 10.0047 | 7263.3483 | 10788.8926 | 148.0732 | 219.9462
1 | 6000 | 707 | 0.02 | 15 | 15 | 7 | 1.7783e-10 | 5spot_SharedNeighbor | Water | Porous | Wet | R245fa | MinimizeLCOE_Brownfield | IgnoreSilica | 2019 | 126.1586 | 31.4681 | 2.61 | 4 | 7063.1031 | 10441.6068 | 143.9909 | 212.8663 | 128.5397 | 0 | 172.4641 | 4692866.8564 | 198181.5489 | 5345719.6327 | 5172533.7178 | 0 | 498272.3077 | 0 | 6203953.8848 | 16141415.4024 | 11016847.685 | 49269791.0358 | 961560.8286 | 23508061.4514 | 23508061.4514 | 1478867.319 | 10284945.6504 | 0 | 73739413.3159 | 109011287.7367 | 177827.941 | 10.4401 | 7063.1031 | 10441.6068 | 143.9909 | 212.8663
1 | 6000 | 707 | 0.02 | 15 | 15 | 7 | 2.3714e-10 | 5spot_SharedNeighbor | Water | Porous | Wet | R245fa | MinimizeLCOE_Brownfield | IgnoreSilica | 2019 | 129.1398 | 32.18 | 2.6961 | 4 | 6913.2498 | 10183.8375 | 140.9359 | 207.6113 | 128.4692 | 0 | 188.7254 | 4766297.601 | 201142.188 | 5442510.0134 | 5291611.024 | 0 | 469794.5499 | 0 | 6306828.5968 | 16409074.3003 | 11199530.3827 | 50086788.6561 | 961560.8286 | 23508061.4514 | 23508061.4514 | 1478867.319 | 10284945.6504 | 0 | 74556410.9361 | 109828285.357 | 237137.3706 | 10.7846 | 6913.2498 | 10183.8375 | 140.9359 | 207.6113
1 | 6000 | 707 | 0.02 | 15 | 15 | 7 | 3.1623e-10 | 5spot_SharedNeighbor | Water | Porous | Wet | R245fa | MinimizeLCOE_Brownfield | IgnoreSilica | 2019 | 131.401 | 32.7179 | 2.7629 | 4 | 6801.0196 | 9992.5434 | 138.648 | 203.7115 | 128.4134 | 0 | 175.2422 | 4821375.2861 | 203356.2675 | 5515382.0334 | 5381765.2407 | 0 | 445344.2457 | 0 | 6383216.9987 | 16607821.2527 | 11335179.2615 | 50693440.5864 | 961560.8286 | 23508061.4514 | 23508061.4514 | 1478867.319 | 10284945.6504 | 0 | 75163062.8664 | 110434937.2872 | 316227.766 | 11.0517 | 6801.0196 | 9992.5434 | 138.648 | 203.7115
1 | 6000 | 707 | 0.02 | 15 | 15 | 7 | 4.217e-10 | 5spot_SharedNeighbor | Water | Porous | Wet | R245fa | MinimizeLCOE_Brownfield | IgnoreSilica | 2019 | 133.1307 | 33.1283 | 2.8146 | 4 | 6716.9192 | 9849.9107 | 136.9335 | 200.8038 | 128.3694 | 0 | 189.0072 | 4863153.1203 | 205031.8468 | 5570815.7793 | 5450635.6433 | 0 | 425272.1879 | 0 | 6440814.3453 | 16757677.7337 | 11437459.3891 | 51150860.0456 | 961560.8286 | 23508061.4514 | 23508061.4514 | 1478867.319 | 10284945.6504 | 0 | 75620482.3256 | 110892356.7464 | 421696.5034 | 11.2582 | 6716.9192 | 9849.9107 | 136.9335 | 200.8038
1 | 6000 | 707 | 0.02 | 15 | 15 | 7 | 5.6234e-10 | 5spot_SharedNeighbor | Water | Porous | Wet | R245fa | MinimizeLCOE_Brownfield | IgnoreSilica | 2019 | 134.4218 | 33.4339 | 2.8538 | 4 | 6653.8742 | 9743.7467 | 135.6482 | 198.6395 | 128.3359 | 0 | 167.1257 | 4894138.0928 | 206272.3518 | 5612018.5453 | 5501988.8346 | 0 | 408845.5611 | 0 | 6483072.7204 | 16867625.3575 | 11512500.9015 | 51486462.3651 | 961560.8286 | 23508061.4514 | 23508061.4514 | 1478867.319 | 10284945.6504 | 0 | 75956084.6451 | 111227959.066 | 562341.3252 | 11.4153 | 6653.8742 | 9743.7467 | 135.6482 | 198.6395
1 | 6000 | 707 | 0.02 | 15 | 15 | 7 | 7.4989e-10 | 5spot_SharedNeighbor | Water | Porous | Wet | R245fa | MinimizeLCOE_Brownfield | IgnoreSilica | 2019 | 136.8313 | 34.0051 | 2.902 | 4 | 6606.4173 | 9645.0174 | 134.6808 | 196.6267 | 128.2767 | 0 | 186.7374 | 4951886.1182 | 208587.2074 | 5688816.4193 | 5597892.3977 | 0 | 412025.9004 | 0 | 6575091.1368 | 17107038.4012 | 11675905.2233 | 52217242.8044 | 961560.8286 | 23508061.4514 | 23508061.4514 | 1478867.319 | 10284945.6504 | 0 | 76686865.0844 | 111958739.5052 | 749894.2093 | 11.6079 | 6606.4173 | 9645.0174 | 134.6808 | 196.6267
1 | 6000 | 707 | 0.02 | 15 | 15 | 7 | 1e-09 | 5spot_SharedNeighbor | Water | Porous | Wet | R245fa | MinimizeLCOE_Brownfield | IgnoreSilica | 2019 | 137.613 | 34.1909 | 2.9256 | 4 | 6570.5279 | 9584.5977 | 133.9491 | 195.395 | 128.2591 | 0 | 172.6968 | 4970643.3697 | 209340.8172 | 5713739.9391 | 5629046.2788 | 0 | 402345.715 | 0 | 6600795.2867 | 17173915.3267 | 11721550.0991 | 52421376.8321 | 961560.8286 | 23508061.4514 | 23508061.4514 | 1478867.319 | 10284945.6504 | 0 | 76890999.1122 | 112162873.533 | 1000000 | 11.7024 | 6570.5279 | 9584.5977 | 133.9491 | 195.395
1 | 6000 | 707 | 0.02 | 15 | 15 | 7 | 1.3335e-09 | 5spot_SharedNeighbor | Water | Porous | Wet | R245fa | MinimizeLCOE_Brownfield | IgnoreSilica | 2019 | 138.1802 | 34.3256 | 2.9432 | 4 | 6543.6137 | 9539.6611 | 133.4004 | 194.4789 | 128.2462 | 0 | 188.8646 | 4984221.4263 | 209886.0076 | 5731796.5967 | 5651645.8823 | 0 | 394598.5653 | 0 | 6619137.9065 | 17221639.0608 | 11754122.5283 | 52567047.9737 | 961560.8286 | 23508061.4514 | 23508061.4514 | 1478867.319 | 10284945.6504 | 0 | 77036670.2537 | 112308544.6746 | 1333521.4322 | 11.7728 | 6543.6137 | 9539.6611 | 133.4004 | 194.4789
1 | 6000 | 707 | 0.02 | 15 | 15 | 7 | 1.7783e-09 | 5spot_SharedNeighbor | Water | Porous | Wet | R245fa | MinimizeLCOE_Brownfield | IgnoreSilica | 2019 | 138.6212 | 34.4303 | 2.9567 | 4 | 6523.4301 | 9505.8288 | 132.9889 | 193.7892 | 128.2361 | 0 | 195.7941 | 4994759.1725 | 210308.9431 | 5745818.4074 | 5669212.0323 | 0 | 388807.8964 | 0 | 6633473.5161 | 17258937.3765 | 11779579.3951 | 52680896.7394 | 961560.8286 | 23508061.4514 | 23508061.4514 | 1478867.319 | 10284945.6504 | 0 | 77150519.0194 | 112422393.4402 | 1778279.41 | 11.8267 | 6523.4301 | 9505.8288 | 132.9889 | 193.7892
1 | 6000 | 707 | 0.02 | 15 | 15 | 7 | 2.3714e-09 | 5spot_SharedNeighbor | Water | Porous | Wet | R245fa | MinimizeLCOE_Brownfield | IgnoreSilica | 2019 | 138.9501 | 34.5084 | 2.9668 | 4 | 6508.2932 | 9480.5192 | 132.6804 | 193.2732 | 128.2286 | 0 | 197.3264 | 5002608.134 | 210623.8525 | 5756267.38 | 5682311.8331 | 0 | 384353.0976 | 0 | 6644104.0759 | 17286595.9124 | 11798456.9142 | 52765321.1997 | 961560.8286 | 23508061.4514 | 23508061.4514 | 1478867.319 | 10284945.6504 | 0 | 77234943.4797 | 112506817.9006 | 2371373.7057 | 11.8672 | 6508.2932 | 9480.5192 | 132.6804 | 193.2732
1 | 6000 | 707 | 0.02 | 15 | 15 | 7 | 3.1623e-09 | 5spot_SharedNeighbor | Water | Porous | Wet | R245fa | MinimizeLCOE_Brownfield | IgnoreSilica | 2019 | 139.2083 | 34.5696 | 2.9745 | 4 | 6496.9412 | 9461.413 | 132.4489 | 192.8837 | 128.2226 | 0 | 182.4987 | 5008762.9051 | 210870.7283 | 5764463.758 | 5692593.1794 | 0 | 381090.925 | 0 | 6652534.7834 | 17308530.8839 | 11813427.983 | 52832275.1462 | 961560.8286 | 23508061.4514 | 23508061.4514 | 1478867.319 | 10284945.6504 | 0 | 77301897.4263 | 112573771.8471 | 3162277.6602 | 11.8982 | 6496.9412 | 9461.413 | 132.4489 | 192.8837
1 | 6000 | 707 | 0.02 | 15 | 15 | 7 | 4.217e-09 | 5spot_SharedNeighbor | Water | Porous | Wet | R245fa | MinimizeLCOE_Brownfield | IgnoreSilica | 2019 | 139.3936 | 34.6136 | 2.9803 | 4 | 6488.4279 | 9447.2053 | 132.2754 | 192.5941 | 128.2184 | 0 | 176.2289 | 5013174.1402 | 211047.6293 | 5770339.9314 | 5699967.3024 | 0 | 378518.4592 | 0 | 6658488.5103 | 17324021.2601 | 11824000.4831 | 52879557.7159 | 961560.8286 | 23508061.4514 | 23508061.4514 | 1478867.319 | 10284945.6504 | 0 | 77349179.996 | 112621054.4168 | 4216965.0343 | 11.9211 | 6488.4279 | 9447.2053 | 132.2754 | 192.5941
1 | 6000 | 707 | 0.02 | 15 | 15 | 7 | 5.6234e-09 | 5spot_SharedNeighbor | Water | Porous | Wet | R245fa | MinimizeLCOE_Brownfield | IgnoreSilica | 2019 | 139.5297 | 34.6459 | 2.9845 | 4 | 6482.0434 | 9436.5928 | 132.1452 | 192.3777 | 128.2152 | 0 | 184.3745 | 5016414.4267 | 211177.5521 | 5774657.1715 | 5705386.7707 | 0 | 376540.5799 | 0 | 6662828.8354 | 17335313.8955 | 11831707.9387 | 52914027.1705 | 961560.8286 | 23508061.4514 | 23508061.4514 | 1478867.319 | 10284945.6504 | 0 | 77383649.4505 | 112655523.8713 | 5623413.2519 | 11.9382 | 6482.0434 | 9436.5928 | 132.1452 | 192.3777
1 | 6000 | 707 | 0.02 | 15 | 15 | 7 | 7.4989e-09 | 5spot_SharedNeighbor | Water | Porous | Wet | R245fa | MinimizeLCOE_Brownfield | IgnoreSilica | 2019 | 139.6345 | 34.6707 | 2.9878 | 4 | 6477.2554 | 9428.6033 | 132.0476 | 192.2148 | 128.2128 | 0 | 188.4375 | 5018908.4173 | 211277.5416 | 5777980.5306 | 5709559.5338 | 0 | 375078.8057 | 0 | 6666193.8833 | 17344069.06 | 11837683.5184 | 52940751.2908 | 961560.8286 | 23508061.4514 | 23508061.4514 | 1478867.319 | 10284945.6504 | 0 | 77410373.5708 | 112682247.9917 | 7498942.0933 | 11.9511 | 6477.2554 | 9428.6033 | 132.0476 | 192.2148
1 | 6000 | 707 | 0.02 | 15 | 15 | 7 | 1e-08 | 5spot_SharedNeighbor | Water | Porous | Wet | R245fa | MinimizeLCOE_Brownfield | IgnoreSilica | 2019 | 139.7077 | 34.688 | 2.9901 | 4 | 6473.6649 | 9422.6833 | 131.9744 | 192.0941 | 128.2111 | 0 | 179.5127 | 5020648.3818 | 211347.2925 | 5780299.4292 | 5712471.66 | 0 | 373914.8291 | 0 | 6668485.8211 | 17350032.2119 | 11841753.4922 | 52958953.1177 | 961560.8286 | 23508061.4514 | 23508061.4514 | 1478867.319 | 10284945.6504 | 0 | 77428575.3978 | 112700449.8186 | 10000000 | 11.9605 | 6473.6649 | 9422.6833 | 131.9744 | 192.0941
1 | 6100 | 707 | 0.02 | 15 | 15 | 7 | 1e-13 | 5spot_SharedNeighbor | Water | Porous | Wet | R245fa | MinimizeLCOE_Brownfield | IgnoreSilica | 2019 | 0 | 0 | 0 | 0 |  |  |  |  | 15 |  | 22.222 | [19 empty] | 100 | 0
1 | 6100 | 707 | 0.02 | 15 | 15 | 7 | 1.3335e-13 | 5spot_SharedNeighbor | Water | Porous | Wet | R245fa | MinimizeLCOE_Brownfield | IgnoreSilica | 2019 | 0 | 0 | 0 | 0 |  |  |  |  | 15 |  | 21.5122 | [19 empty] | 133.3521 | 0
1 | 6100 | 707 | 0.02 | 15 | 15 | 7 | 1.7783e-13 | 5spot_SharedNeighbor | Water | Porous | Wet | R245fa | MinimizeLCOE_Brownfield | IgnoreSilica | 2019 | 0 | 0 | 0 | 0 |  |  |  |  | 15 |  | 23.8941 | [19 empty] | 177.8279 | 0
1 | 6100 | 707 | 0.02 | 15 | 15 | 7 | 2.3714e-13 | 5spot_SharedNeighbor | Water | Porous | Wet | R245fa | MinimizeLCOE_Brownfield | IgnoreSilica | 2019 | 0 | 0 | 0 | 0 |  |  |  |  | 15 |  | 23.5301 | [19 empty] | 237.1374 | 0
1 | 6100 | 707 | 0.02 | 15 | 15 | 7 | 3.1623e-13 | 5spot_SharedNeighbor | Water | Porous | Wet | R245fa | MinimizeLCOE_Brownfield | IgnoreSilica | 2019 | 0 | 0 | 0 | 0 |  |  |  |  | 15 |  | 23.7487 | [19 empty] | 316.2278 | 0
1 | 6100 | 707 | 0.02 | 15 | 15 | 7 | 4.217e-13 | 5spot_SharedNeighbor | Water | Porous | Wet | R245fa | MinimizeLCOE_Brownfield | IgnoreSilica | 2019 | 1.6 | 0.23175 | 0.003776 | 4 | 1734339.1513 | 4121295.8262 | 35356.8495 | 84018.1899 | 94.7403 | 0 | 24.9674 | 122292.0047 | 4120.7193 | 107731.4715 | 74675.6519 | 0 | 68346.8647 | 0 | 147095.0177 | 382711.0627 | 261208.1642 | 1168180.9567 | 961560.8286 | 24065791.4134 | 24065791.4134 | 1478867.319 | 10508037.6352 | 0 | 26195533.1987 | 62248229.5665 | 421.6965 | 0.015104 | 1734339.1513 | 4121295.8262 | 35356.8495 | 84018.1899
1 | 6100 | 707 | 0.02 | 15 | 15 | 7 | 5.6234e-13 | 5spot_SharedNeighbor | Water | Porous | Wet | R245fa | MinimizeLCOE_Brownfield | IgnoreSilica | 2019 | 2.8766 | 0.5335 | 0.012642 | 4 | 537797.0162 | 1250741.1007 | 10963.7196 | 25498.0491 | 108.8929 | 0 | 452.8979 | 240098.369 | 8957.9142 | 207695.0633 | 125545.9378 | 0 | 117798.6146 | 0 | 273037.4006 | 710387.3087 | 484853.9352 | 2168374.5434 | 961560.8286 | 24065791.4134 | 24065791.4134 | 1478867.319 | 10508037.6352 | 0 | 27195726.7855 | 63248423.1532 | 562.3413 | 0.050569 | 537797.0162 | 1250741.1007 | 10963.7196 | 25498.0491
1 | 6100 | 707 | 0.02 | 15 | 15 | 7 | 7.4989e-13 | 5spot_SharedNeighbor | Water | Porous | Wet | R245fa | MinimizeLCOE_Brownfield | IgnoreSilica | 2019 | 3.807 | 0.76513 | 0.025337 | 4 | 274678.988 | 630416.3283 | 5599.7027 | 12851.8896 | 113.9285 | 0 | 66.0015 | 317975.9965 | 12295.5202 | 276142.8791 | 163511.7399 | 0 | 137449.5092 | 0 | 353876.5015 | 920714.0669 | 628406.2694 | 2810372.4827 | 961560.8286 | 24065791.4134 | 24065791.4134 | 1478867.319 | 10508037.6352 | 0 | 27837724.7247 | 63890421.0924 | 749.8942 | 0.10135 | 274678.988 | 630416.3283 | 5599.7027 | 12851.8896
1 | 6100 | 707 | 0.02 | 15 | 15 | 7 | 1e-12 | 5spot_SharedNeighbor | Water | Porous | Wet | R245fa | MinimizeLCOE_Brownfield | IgnoreSilica | 2019 | 5.04 | 1.0781 | 0.043457 | 4 | 164772.8077 | 372177.3054 | 3359.1166 | 7587.3378 | 117.9832 | 0 | 62.4643 | 413184.0851 | 16441.174 | 362253.6816 | 214302.1738 | 0 | 160906.1769 | 0 | 455164.0436 | 1184243.4745 | 808270.5051 | 3614765.3146 | 961560.8286 | 24065791.4134 | 24065791.4134 | 1478867.319 | 10508037.6352 | 0 | 28642117.5567 | 64694813.9244 | 1000 | 0.17383 | 164772.8077 | 372177.3054 | 3359.1166 | 7587.3378
1 | 6100 | 707 | 0.02 | 15 | 15 | 7 | 1.3335e-12 | 5spot_SharedNeighbor | Water | Porous | Wet | R245fa | MinimizeLCOE_Brownfield | IgnoreSilica | 2019 | 6.6842 | 1.5 | 0.068572 | 4 | 108111.3782 | 239551.5515 | 2203.9967 | 4883.5824 | 121.1883 | 0 | 73.9729 | 529503.1985 | 21548.946 | 470739.8795 | 282466.8116 | 0 | 189481.9536 | 0 | 582558.9078 | 1515698.7788 | 1034495.561 | 4626494.0367 | 961560.8286 | 24065791.4134 | 24065791.4134 | 1478867.319 | 10508037.6352 | 0 | 29653846.2788 | 65706542.6465 | 1333.5214 | 0.27429 | 108111.3782 | 239551.5515 | 2203.9967 | 4883.5824
1 | 6100 | 707 | 0.02 | 15 | 15 | 7 | 1.7783e-12 | 5spot_SharedNeighbor | Water | Porous | Wet | R245fa | MinimizeLCOE_Brownfield | IgnoreSilica | 2019 | 8.8574 | 2.0577 | 0.10214 | 4 | 75642.248 | 163881.3378 | 1542.0695 | 3340.9427 | 123.563 | 0 | 70.8877 | 668875.0507 | 27671.0695 | 605218.5615 | 372386.1202 | 0 | 223830.9772 | 0 | 740212.8938 | 1925882.1111 | 1314454.1138 | 5878530.8977 | 961560.8286 | 24065791.4134 | 24065791.4134 | 1478867.319 | 10508037.6352 | 0 | 30905883.1397 | 66958579.5074 | 1778.2794 | 0.40858 | 75642.248 | 163881.3378 | 1542.0695 | 3340.9427
1 | 6100 | 707 | 0.02 | 15 | 15 | 7 | 2.3714e-12 | 5spot_SharedNeighbor | Water | Porous | Wet | R245fa | MinimizeLCOE_Brownfield | IgnoreSilica | 2019 | 11.7802 | 2.8224 | 0.14954 | 4 | 54357.4989 | 114628.8629 | 1108.1511 | 2336.8644 | 125.7184 | 0 | 71.723 | 843840.7822 | 35414.9733 | 778141.5545 | 494012.2414 | 0 | 266161.3966 | 0 | 942852.6697 | 2453109.241 | 1674297.4633 | 7487830.3222 | 961560.8286 | 24065791.4134 | 24065791.4134 | 1478867.319 | 10508037.6352 | 0 | 32515182.5642 | 68567878.9319 | 2371.3737 | 0.59817 | 54357.4989 | 114628.8629 | 1108.1511 | 2336.8644
1 | 6100 | 707 | 0.02 | 15 | 15 | 7 | 3.1623e-12 | 5spot_SharedNeighbor | Water | Porous | Wet | R245fa | MinimizeLCOE_Brownfield | IgnoreSilica | 2019 | 15.6442 | 3.8302 | 0.21198 | 4 | 40707.7597 | 83227.5972 | 829.8827 | 1696.7071 | 127.2317 | 0 | 80.7716 | 1053615.4272 | 44661.1141 | 992380.9105 | 655604.5504 | 0 | 317380.5539 | 0 | 1194820.5969 | 3108678.1017 | 2121736.6814 | 9488877.9361 | 961560.8286 | 24065791.4134 | 24065791.4134 | 1478867.319 | 10508037.6352 | 0 | 34516230.1781 | 70568926.5458 | 3162.2777 | 0.8479 | 40707.7597 | 83227.5972 | 829.8827 | 1696.7071
1 | 6100 | 707 | 0.02 | 15 | 15 | 7 | 4.217e-12 | 5spot_SharedNeighbor | Water | Porous | Wet | R245fa | MinimizeLCOE_Brownfield | IgnoreSilica | 2019 | 20.7669 | 5.1691 | 0.29525 | 4 | 31354.3932 | 61881.7915 | 639.2017 | 1261.544 | 128.3893 | 0 | 79.7682 | 1308496.5994 | 55869.1431 | 1260327.3448 | 870674.4595 | 0 | 379685.0769 | 0 | 1511270.5232 | 3932015.8972 | 2683681.6447 | 12002020.6889 | 961560.8286 | 24065791.4134 | 24065791.4134 | 1478867.319 | 10508037.6352 | 0 | 37029372.9309 | 73082069.2986 | 4216.965 | 1.181 | 31354.3932 | 61881.7915 | 639.2017 | 1261.544
1 | 6100 | 707 | 0.02 | 15 | 15 | 7 | 5.6234e-12 | 5spot_SharedNeighbor | Water | Porous | Wet | R245fa | MinimizeLCOE_Brownfield | IgnoreSilica | 2019 | 27.5273 | 6.9365 | 0.40516 | 4 | 24784.7425 | 47030.6396 | 505.2705 | 958.7832 | 129.2705 | 0 | 85.526 | 1616570.2921 | 69360.6334 | 1593701.3326 | 1153343.9721 | 0 | 455196.5524 | 0 | 1906387.3852 | 4960028.9225 | 3385321.658 | 15139910.7482 | 961560.8286 | 24065791.4134 | 24065791.4134 | 1478867.319 | 10508037.6352 | 0 | 40167262.9903 | 76219959.358 | 5623.4133 | 1.6206 | 24784.7425 | 47030.6396 | 505.2705 | 958.7832
1 | 6100 | 707 | 0.02 | 15 | 15 | 7 | 7.4989e-12 | 5spot_SharedNeighbor | Water | Porous | Wet | R245fa | MinimizeLCOE_Brownfield | IgnoreSilica | 2019 | 35.2956 | 8.969 | 0.54316 | 4 | 20050.0451 | 36644.1046 | 408.7473 | 747.0396 | 129.8746 | 0 | 82.0189 | 1943505.3517 | 83632.078 | 1956632.7923 | 1478618.5952 | 0 | 521593.4417 | 0 | 2333753.0809 | 6071946.798 | 4144228.4557 | 18533910.5935 | 961560.8286 | 24065791.4134 | 24065791.4134 | 1478867.319 | 10508037.6352 | 0 | 43561262.8356 | 79613959.2033 | 7498.9421 | 2.1726 | 20050.0451 | 36644.1046 | 408.7473 | 747.0396
1 | 6100 | 707 | 0.02 | 15 | 15 | 7 | 1e-11 | 5spot_SharedNeighbor | Water | Porous | Wet | R245fa | MinimizeLCOE_Brownfield | IgnoreSilica | 2019 | 44.2091 | 11.3026 | 0.71348 | 4 | 16558.9956 | 29191.7346 | 337.5775 | 595.113 | 130.3104 | 0 | 96.6794 | 2293090.1016 | 98840.905 | 2353568.4966 | 1852208.6552 | 0 | 579788.1277 | 0 | 2799223.5516 | 7283005.4816 | 4970800.892 | 22230526.2113 | 961560.8286 | 24065791.4134 | 24065791.4134 | 1478867.319 | 10508037.6352 | 0 | 47257878.4533 | 83310574.8211 | 10000 | 2.8539 | 16558.9956 | 29191.7346 | 337.5775 | 595.113
1 | 6100 | 707 | 0.02 | 15 | 15 | 7 | 1.3335e-11 | 5spot_SharedNeighbor | Water | Porous | Wet | R245fa | MinimizeLCOE_Brownfield | IgnoreSilica | 2019 | 54.413 | 13.973 | 0.91882 | 4 | 13958.4298 | 23767.9681 | 284.5615 | 484.5422 | 130.6263 | 0 | 108.5821 | 2668034.5366 | 115093.1787 | 2788180.7297 | 2279872.5781 | 0 | 631701.533 | 0 | 3308324.1969 | 8607580.9298 | 5874850.8527 | 26273638.5355 | 961560.8286 | 24065791.4134 | 24065791.4134 | 1478867.319 | 10508037.6352 | 0 | 51300990.7776 | 87353687.1453 | 13335.2143 | 3.6753 | 13958.4298 | 23767.9681 | 284.5615 | 484.5422
1 | 6100 | 707 | 0.02 | 15 | 15 | 7 | 1.7783e-11 | 5spot_SharedNeighbor | Water | Porous | Wet | R245fa | MinimizeLCOE_Brownfield | IgnoreSilica | 2019 | 65.4756 | 16.861 | 1.1546 | 4 | 12014.7407 | 19820.9337 | 244.9367 | 404.0765 | 130.8265 | 0 | 116.2572 | 3050253.8051 | 131582.8319 | 3239929.5999 | 2742871.0564 | 0 | 670660.0635 | 0 | 3835765.9691 | 9979876.2279 | 6811470.5915 | 30462410.1452 | 961560.8286 | 24065791.4134 | 24065791.4134 | 1478867.319 | 10508037.6352 | 0 | 55489762.3872 | 91542458.755 | 17782.7941 | 4.6185 | 12014.7407 | 19820.9337 | 244.9367 | 404.0765
1 | 6100 | 707 | 0.02 | 15 | 15 | 7 | 2.3714e-11 | 5spot_SharedNeighbor | Water | Porous | Wet | R245fa | MinimizeLCOE_Brownfield | IgnoreSilica | 2019 | 76.7512 | 19.7892 | 1.4098 | 4 | 10563.1171 | 16956.1607 | 215.3434 | 345.6743 | 130.9154 | 0 | 138.774 | 3417914.9189 | 147346.4665 | 3682524.2767 | 3213362.4734 | 0 | 691281.9345 | 0 | 4349447.7273 | 11316370.7921 | 7723655.5937 | 34541904.1831 | 961560.8286 | 24065791.4134 | 24065791.4134 | 1478867.319 | 10508037.6352 | 0 | 59569256.4252 | 95621952.7929 | 23713.7371 | 5.6394 | 10563.1171 | 16956.1607 | 215.3434 | 345.6743
1 | 6100 | 707 | 0.02 | 15 | 15 | 7 | 3.1623e-11 | 5spot_SharedNeighbor | Water | Porous | Wet | R245fa | MinimizeLCOE_Brownfield | IgnoreSilica | 2019 | 87.5944 | 22.5833 | 1.6697 | 4 | 9480.8655 | 14878.9374 | 193.2803 | 303.3273 | 130.9104 | 0 | 138.8336 | 3753080.3949 | 161609.445 | 4092942.4722 | 3663786.9295 | 0 | 692291.3917 | 0 | 4821847.147 | 12545457.1796 | 8562532.3084 | 38293547.2683 | 961560.8286 | 24065791.4134 | 24065791.4134 | 1478867.319 | 10508037.6352 | 0 | 63320899.5104 | 99373595.8781 | 31622.7766 | 6.6788 | 9480.8655 | 14878.9374 | 193.2803 | 303.3273
1 | 6100 | 707 | 0.02 | 15 | 15 | 7 | 4.217e-11 | 5spot_SharedNeighbor | Water | Porous | Wet | R245fa | MinimizeLCOE_Brownfield | IgnoreSilica | 2019 | 97.5157 | 25.1164 | 1.9197 | 4 | 8674.8013 | 13369.9518 | 176.8476 | 272.5646 | 130.8396 | 0 | 166.759 | 4045411.4759 | 173947.8762 | 4456475.8547 | 4073727.0988 | 0 | 676501.6119 | 0 | 5236164.9278 | 13623427.0571 | 9298268.8999 | 41583924.8024 | 961560.8286 | 24065791.4134 | 24065791.4134 | 1478867.319 | 10508037.6352 | 0 | 66611277.0445 | 102663973.4122 | 42169.6503 | 7.6787 | 8674.8013 | 13369.9518 | 176.8476 | 272.5646
1 | 6100 | 707 | 0.02 | 15 | 15 | 7 | 5.6234e-11 | 5spot_SharedNeighbor | Water | Porous | Wet | R245fa | MinimizeLCOE_Brownfield | IgnoreSilica | 2019 | 106.1929 | 27.3102 | 2.1481 | 4 | 8074.4404 | 12270.3955 | 164.6084 | 250.1486 | 130.7322 | 0 | 153.0016 | 4290653.059 | 184213.7926 | 4765607.7343 | 4430261.4379 | 0 | 648485.7456 | 0 | 5584496.49 | 14529714.3293 | 9916828.5855 | 44350261.1742 | 961560.8286 | 24065791.4134 | 24065791.4134 | 1478867.319 | 10508037.6352 | 0 | 69377613.4163 | 105430309.784 | 56234.1325 | 8.5923 | 8074.4404 | 12270.3955 | 164.6084 | 250.1486
1 | 6100 | 707 | 0.02 | 15 | 15 | 7 | 7.4989e-11 | 5spot_SharedNeighbor | Water | Porous | Wet | R245fa | MinimizeLCOE_Brownfield | IgnoreSilica | 2019 | 113.501 | 29.1407 | 2.3478 | 4 | 7626.9641 | 11466.0267 | 155.486 | 233.7505 | 130.6122 | 0 | 171.2268 | 4490068.6533 | 192497.1282 | 5019888.3116 | 4728944.6932 | 0 | 613409.2196 | 0 | 5867475.1223 | 15265966.6836 | 10419335.9458 | 46597585.7575 | 961560.8286 | 24065791.4134 | 24065791.4134 | 1478867.319 | 10508037.6352 | 0 | 71624937.9996 | 107677634.3673 | 74989.4209 | 9.391 | 7626.9641 | 11466.0267 | 155.486 | 233.7505
1 | 6100 | 707 | 0.02 | 15 | 15 | 7 | 1e-10 | 5spot_SharedNeighbor | Water | Porous | Wet | R245fa | MinimizeLCOE_Brownfield | IgnoreSilica | 2019 | 119.4696 | 30.6232 | 2.5161 | 4 | 7293.0702 | 10875.2049 | 148.6791 | 221.7058 | 130.4957 | 0 | 173.6319 | 4648302.3577 | 199024.8604 | 5223591.2564 | 4971727.0748 | 0 | 575825.3968 | 0 | 6091203.6689 | 15848062.4689 | 10816628.2802 | 48374365.364 | 961560.8286 | 24065791.4134 | 24065791.4134 | 1478867.319 | 10508037.6352 | 0 | 73401717.6061 | 109454413.9738 | 100000 | 10.0646 | 7293.0702 | 10875.2049 | 148.6791 | 221.7058
1 | 6100 | 707 | 0.02 | 15 | 15 | 7 | 1.3335e-10 | 5spot_SharedNeighbor | Water | Porous | Wet | R245fa | MinimizeLCOE_Brownfield | IgnoreSilica | 2019 | 124.2413 | 31.8 | 2.6543 | 4 | 7043.6259 | 10439.3646 | 143.5938 | 212.8206 | 130.3915 | 0 | 193.1939 | 4771902.0429 | 204094.0393 | 5383942.2733 | 5165035.5121 | 0 | 539293.8305 | 0 | 6265064.4023 | 16300412.4333 | 11125366.4257 | 49755110.9594 | 961560.8286 | 24065791.4134 | 24065791.4134 | 1478867.319 | 10508037.6352 | 0 | 74782463.2015 | 110835159.5692 | 133352.1432 | 10.617 | 7043.6259 | 10439.3646 | 143.5938 | 212.8206
1 | 6100 | 707 | 0.02 | 15 | 15 | 7 | 1.7783e-10 | 5spot_SharedNeighbor | Water | Porous | Wet | R245fa | MinimizeLCOE_Brownfield | IgnoreSilica | 2019 | 127.9808 | 32.7167 | 2.7649 | 4 | 6857.0616 | 10116.8631 | 139.7905 | 206.2459 | 130.3032 | 0 | 178.2096 | 4867006.6192 | 207975.7312 | 5508085.8237 | 5316025.0984 | 0 | 505846.661 | 0 | 6397926.5741 | 16646092.5506 | 11361300.2088 | 50810259.2672 | 961560.8286 | 24065791.4134 | 24065791.4134 | 1478867.319 | 10508037.6352 | 0 | 75837611.5093 | 111890307.877 | 177827.941 | 11.0598 | 6857.0616 | 10116.8631 | 139.7905 | 206.2459
1 | 6100 | 707 | 0.02 | 15 | 15 | 7 | 2.3714e-10 | 5spot_SharedNeighbor | Water | Porous | Wet | R245fa | MinimizeLCOE_Brownfield | IgnoreSilica | 2019 | 130.8675 | 33.4209 | 2.8521 | 4 | 6717.3949 | 9877.6068 | 136.9432 | 201.3684 | 130.2313 | 0 | 172.7809 | 4939381.6444 | 210918.2477 | 5603014.5441 | 5432267.7931 | 0 | 476538.4514 | 0 | 6498227.0655 | 16907053.8547 | 11539411.6611 | 51606813.262 | 961560.8286 | 24065791.4134 | 24065791.4134 | 1478867.319 | 10508037.6352 | 0 | 76634165.5041 | 112686861.8718 | 237137.3706 | 11.4083 | 6717.3949 | 9877.6068 | 136.9432 | 201.3684
1 | 6100 | 707 | 0.02 | 15 | 15 | 7 | 3.1623e-10 | 5spot_SharedNeighbor | Water | Porous | Wet | R245fa | MinimizeLCOE_Brownfield | IgnoreSilica | 2019 | 133.0723 | 33.9568 | 2.9198 | 4 | 6612.7598 | 9699.7113 | 134.8101 | 197.7417 | 130.1741 | 0 | 189.1744 | 4994057.2392 | 213134.3479 | 5674994.9473 | 5520865.2014 | 0 | 451711.9924 | 0 | 6573357.854 | 17102528.7549 | 11672827.297 | 52203477.634 | 961560.8286 | 24065791.4134 | 24065791.4134 | 1478867.319 | 10508037.6352 | 0 | 77230829.8761 | 113283526.2438 | 316227.766 | 11.6791 | 6612.7598 | 9699.7113 | 134.8101 | 197.7417
1 | 6100 | 707 | 0.02 | 15 | 15 | 7 | 4.217e-10 | 5spot_SharedNeighbor | Water | Porous | Wet | R245fa | MinimizeLCOE_Brownfield | IgnoreSilica | 2019 | 134.736 | 34.36 | 2.9717 | 4 | 6534.3307 | 9567.3071 | 133.2112 | 195.0425 | 130.1297 | 0 | 182.4391 | 5034969.2754 | 214788.6424 | 5729008.3485 | 5587606.638 | 0 | 431138.846 | 0 | 6629029.5826 | 17247375.173 | 11771687.9537 | 52645604.4597 | 961560.8286 | 24065791.4134 | 24065791.4134 | 1478867.319 | 10508037.6352 | 0 | 77672956.7018 | 113725653.0695 | 421696.5034 | 11.8869 | 6534.3307 | 9567.3071 | 133.2112 | 195.0425
1 | 6100 | 707 | 0.02 | 15 | 15 | 7 | 5.6234e-10 | 5spot_SharedNeighbor | Water | Porous | Wet | R245fa | MinimizeLCOE_Brownfield | IgnoreSilica | 2019 | 137.4692 | 35.024 | 3.0311 | 4 | 6475.0351 | 9448.6178 | 132.0023 | 192.6229 | 130.0624 | 0 | 159.4734 | 5102155.4346 | 217511.0147 | 5817681.1206 | 5697413.8661 | 0 | 431537.5166 | 0 | 6733856.5915 | 17520113.5472 | 11957837.4983 | 53478106.5896 | 961560.8286 | 24065791.4134 | 24065791.4134 | 1478867.319 | 10508037.6352 | 0 | 78505458.8316 | 114558155.1994 | 562341.3252 | 12.1243 | 6475.0351 | 9448.6178 | 132.0023 | 192.6229
1 | 6100 | 707 | 0.02 | 15 | 15 | 7 | 7.4989e-10 | 5spot_SharedNeighbor | Water | Porous | Wet | R245fa | MinimizeLCOE_Brownfield | IgnoreSilica | 2019 | 138.4702 | 35.2675 | 3.0625 | 4 | 6430.3697 | 9373.4922 | 131.0918 | 191.0913 | 130.0391 | 0 | 183.4982 | 5126720.5531 | 218507.4558 | 5850109.5427 | 5737657.0315 | 0 | 418979.7919 | 0 | 6767270.0062 | 17607048.3982 | 12017172.3204 | 53743465.0998 | 961560.8286 | 24065791.4134 | 24065791.4134 | 1478867.319 | 10508037.6352 | 0 | 78770817.3418 | 114823513.7095 | 749894.2093 | 12.2498 | 6430.3697 | 9373.4922 | 131.0918 | 191.0913
1 | 6100 | 707 | 0.02 | 15 | 15 | 7 | 1e-09 | 5spot_SharedNeighbor | Water | Porous | Wet | R245fa | MinimizeLCOE_Brownfield | IgnoreSilica | 2019 | 139.2324 | 35.4527 | 3.0863 | 4 | 6396.8707 | 9317.2057 | 130.4089 | 189.9438 | 130.0212 | 0 | 189.6566 | 5145364.1724 | 219263.0717 | 5874747.7726 | 5768281.8997 | 0 | 409243.8042 | 0 | 6792591.281 | 17672929.1611 | 12062137.2948 | 53944558.4575 | 961560.8286 | 24065791.4134 | 24065791.4134 | 1478867.319 | 10508037.6352 | 0 | 78971910.6996 | 115024607.0673 | 1000000 | 12.3454 | 6396.8707 | 9317.2057 | 130.4089 | 189.9438
1 | 6100 | 707 | 0.02 | 15 | 15 | 7 | 1.3335e-09 | 5spot_SharedNeighbor | Water | Porous | Wet | R245fa | MinimizeLCOE_Brownfield | IgnoreSilica | 2019 | 139.8003 | 35.5906 | 3.1043 | 4 | 6371.746 | 9275.1518 | 129.8967 | 189.0865 | 130.0077 | 0 | 173.2872 | 5159220.5001 | 219824.3018 | 5893074.566 | 5791089.4178 | 0 | 401633.8812 | 0 | 6811288.6401 | 17721575.854 | 12095339.6623 | 54093046.8233 | 961560.8286 | 24065791.4134 | 24065791.4134 | 1478867.319 | 10508037.6352 | 0 | 79120399.0653 | 115173095.4331 | 1333521.4322 | 12.4174 | 6371.746 | 9275.1518 | 129.8967 | 189.0865
1 | 6100 | 707 | 0.02 | 15 | 15 | 7 | 1.7783e-09 | 5spot_SharedNeighbor | Water | Porous | Wet | R245fa | MinimizeLCOE_Brownfield | IgnoreSilica | 2019 | 140.2413 | 35.6976 | 3.1181 | 4 | 6352.9021 | 9243.4869 | 129.5125 | 188.441 | 129.9972 | 0 | 182.48 | 5169962.6856 | 220259.2106 | 5907290.8261 | 5808802.8817 | 0 | 395948.0832 | 0 | 6825882.838 | 17759546.9635 | 12121255.7248 | 54208949.2136 | 961560.8286 | 24065791.4134 | 24065791.4134 | 1478867.319 | 10508037.6352 | 0 | 79236301.4557 | 115288997.8234 | 1778279.41 | 12.4725 | 6352.9021 | 9243.4869 | 129.5125 | 188.441
1 | 6100 | 707 | 0.02 | 15 | 15 | 7 | 2.3714e-09 | 5spot_SharedNeighbor | Water | Porous | Wet | R245fa | MinimizeLCOE_Brownfield | IgnoreSilica | 2019 | 140.5554 | 35.7739 | 3.1283 | 4 | 6338.7688 | 9219.9774 | 129.2244 | 187.9617 | 129.9897 | 0 | 197.8389 | 5177606.0836 | 220568.5713 | 5917410.3371 | 5821431.2297 | 0 | 391401.9745 | 0 | 6836083.0965 | 17786085.9436 | 12139369.1241 | 54289956.3604 | 961560.8286 | 24065791.4134 | 24065791.4134 | 1478867.319 | 10508037.6352 | 0 | 79317308.6024 | 115370004.9701 | 2371373.7057 | 12.513 | 6338.7688 | 9219.9774 | 129.2244 | 187.9617
1 | 6100 | 707 | 0.02 | 15 | 15 | 7 | 3.1623e-09 | 5spot_SharedNeighbor | Water | Porous | Wet | R245fa | MinimizeLCOE_Brownfield | IgnoreSilica | 2019 | 140.7944 | 35.8318 | 3.1359 | 4 | 6328.1692 | 9202.3244 | 129.0083 | 187.6018 | 129.984 | 0 | 184.2075 | 5183414.0551 | 220803.5837 | 5925102.4141 | 5831035.1818 | 0 | 387980.4708 | 0 | 6843850.9252 | 17806296.2404 | 12153163.0669 | 54351645.938 | 961560.8286 | 24065791.4134 | 24065791.4134 | 1478867.319 | 10508037.6352 | 0 | 79378998.18 | 115431694.5477 | 3162277.6602 | 12.5438 | 6328.1692 | 9202.3244 | 129.0083 | 187.6018
1 | 6100 | 707 | 0.02 | 15 | 15 | 7 | 4.217e-09 | 5spot_SharedNeighbor | Water | Porous | Wet | R245fa | MinimizeLCOE_Brownfield | IgnoreSilica | 2019 | 140.9723 | 35.875 | 3.1417 | 4 | 6320.2198 | 9189.1113 | 128.8462 | 187.3325 | 129.9797 | 0 | 200.3426 | 5187737.1921 | 220978.4784 | 5930829.4676 | 5838188.4538 | 0 | 385371.3522 | 0 | 6849610.9282 | 17821282.5868 | 12163391.5563 | 54397390.0155 | 961560.8286 | 24065791.4134 | 24065791.4134 | 1478867.319 | 10508037.6352 | 0 | 79424742.2576 | 115477438.6253 | 4216965.0343 | 12.5668 | 6320.2198 | 9189.1113 | 128.8462 | 187.3325
1 | 6100 | 707 | 0.02 | 15 | 15 | 7 | 5.6234e-09 | 5spot_SharedNeighbor | Water | Porous | Wet | R245fa | MinimizeLCOE_Brownfield | IgnoreSilica | 2019 | 141.1085 | 35.908 | 3.146 | 4 | 6314.2582 | 9179.176 | 128.7247 | 187.1299 | 129.9764 | 0 | 201.7647 | 5191041.9597 | 221112.1557 | 5935208.2575 | 5843659.2513 | 0 | 383429.0363 | 0 | 6854035.7576 | 17832795.0853 | 12171249.073 | 54432530.5764 | 961560.8286 | 24065791.4134 | 24065791.4134 | 1478867.319 | 10508037.6352 | 0 | 79459882.8185 | 115512579.1862 | 5623413.2519 | 12.5842 | 6314.2582 | 9179.176 | 128.7247 | 187.1299
1 | 6100 | 707 | 0.02 | 15 | 15 | 7 | 7.4989e-09 | 5spot_SharedNeighbor | Water | Porous | Wet | R245fa | MinimizeLCOE_Brownfield | IgnoreSilica | 2019 | 141.2157 | 35.934 | 3.1494 | 4 | 6309.7873 | 9171.6659 | 128.6335 | 186.9768 | 129.9738 | 0 | 179.6398 | 5193644.5265 | 221217.4193 | 5938657.0908 | 5847969.0827 | 0 | 382023.2266 | 0 | 6857569.4249 | 17841988.9628 | 12177524.0833 | 54460593.817 | 961560.8286 | 24065791.4134 | 24065791.4134 | 1478867.319 | 10508037.6352 | 0 | 79487946.0591 | 115540642.4268 | 7498942.0933 | 12.5976 | 6309.7873 | 9171.6659 | 128.6335 | 186.9768
1 | 6100 | 707 | 0.02 | 15 | 15 | 7 | 1e-08 | 5spot_SharedNeighbor | Water | Porous | Wet | R245fa | MinimizeLCOE_Brownfield | IgnoreSilica | 2019 | 141.2935 | 35.9529 | 3.1519 | 4 | 6306.4345 | 9166.0681 | 128.5652 | 186.8627 | 129.9719 | 0 | 175.6478 | 5195531.5011 | 221293.732 | 5941157.9631 | 5851094.8521 | 0 | 380932.8928 | 0 | 6860104.2671 | 17848584.102 | 12182025.4014 | 54480724.7116 | 961560.8286 | 24065791.4134 | 24065791.4134 | 1478867.319 | 10508037.6352 | 0 | 79508076.9537 | 115560773.3214 | 10000000 | 12.6075 | 6306.4345 | 9166.0681 | 128.5652 | 186.8627
1 | 6200 | 707 | 0.02 | 15 | 15 | 7 | 1e-13 | 5spot_SharedNeighbor | Water | Porous | Wet | R245fa | MinimizeLCOE_Brownfield | IgnoreSilica | 2019 | 0 | 0 | 0 | 0 |  |  |  |  | 15 |  | 21.4675 | [19 empty] | 100 | 0
1 | 6200 | 707 | 0.02 | 15 | 15 | 7 | 1.3335e-13 | 5spot_SharedNeighbor | Water | Porous | Wet | R245fa | MinimizeLCOE_Brownfield | IgnoreSilica | 2019 | 0 | 0 | 0 | 0 |  |  |  |  | 15 |  | 22.4197 | [19 empty] | 133.3521 | 0
1 | 6200 | 707 | 0.02 | 15 | 15 | 7 | 1.7783e-13 | 5spot_SharedNeighbor | Water | Porous | Wet | R245fa | MinimizeLCOE_Brownfield | IgnoreSilica | 2019 | 0 | 0 | 0 | 0 |  |  |  |  | 15 |  | 24.2018 | [19 empty] | 177.8279 | 0
1 | 6200 | 707 | 0.02 | 15 | 15 | 7 | 2.3714e-13 | 5spot_SharedNeighbor | Water | Porous | Wet | R245fa | MinimizeLCOE_Brownfield | IgnoreSilica | 2019 | 0 | 0 | 0 | 0 |  |  |  |  | 15 |  | 23.9177 | [19 empty] | 237.1374 | 0
1 | 6200 | 707 | 0.02 | 15 | 15 | 7 | 3.1623e-13 | 5spot_SharedNeighbor | Water | Porous | Wet | R245fa | MinimizeLCOE_Brownfield | IgnoreSilica | 2019 | 0 | 0 | 0 | 0 |  |  |  |  | 15 |  | 23.6078 | [19 empty] | 316.2278 | 0
1 | 6200 | 707 | 0.02 | 15 | 15 | 7 | 4.217e-13 | 5spot_SharedNeighbor | Water | Porous | Wet | R245fa | MinimizeLCOE_Brownfield | IgnoreSilica | 2019 | 1.6 | 0.23527 | 0.0045287 | 4 | 1477602.828 | 3511380.9971 | 30122.9323 | 71584.2511 | 95.5468 | 0 | 28.2748 | 124330.4398 | 4212.9983 | 108969.4695 | 75003.0001 | 0 | 67081.7082 | 0 | 148043.0702 | 385177.7009 | 262891.6955 | 1175710.0824 | 961560.8286 | 24629381.4663 | 24629381.4663 | 1478867.319 | 10733473.6564 | 0 | 26766652.3774 | 63608374.8192 | 421.6965 | 0.018115 | 1477602.828 | 3511380.9971 | 30122.9323 | 71584.2511
1 | 6200 | 707 | 0.02 | 15 | 15 | 7 | 5.6234e-13 | 5spot_SharedNeighbor | Water | Porous | Wet | R245fa | MinimizeLCOE_Brownfield | IgnoreSilica | 2019 | 2.9155 | 0.55342 | 0.014775 | 4 | 470617.7141 | 1094009.6187 | 9594.1787 | 22302.8658 | 110.3337 | 0 | 463.9207 | 248467.9893 | 9362.0973 | 213656.9696 | 127970.6607 | 0 | 117954.1939 | 0 | 279790.6452 | 727957.8659 | 496846.2015 | 2222006.6235 | 961560.8286 | 24629381.4663 | 24629381.4663 | 1478867.319 | 10733473.6564 | 0 | 27812948.9185 | 64654671.3603 | 562.3413 | 0.059099 | 470617.7141 | 1094009.6187 | 9594.1787 | 22302.8658
1 | 6200 | 707 | 0.02 | 15 | 15 | 7 | 7.4989e-13 | 5spot_SharedNeighbor | Water | Porous | Wet | R245fa | MinimizeLCOE_Brownfield | IgnoreSilica | 2019 | 3.8654 | 0.79584 | 0.028628 | 4 | 248699.6146 | 570427.0703 | 5070.078 | 11628.9274 | 115.4871 | 0 | 78.9245 | 329749.8941 | 12887.9141 | 284657.6069 | 167261.2708 | 0 | 137947.0537 | 0 | 363676.4585 | 946211.5447 | 645808.822 | 2888200.5649 | 961560.8286 | 24629381.4663 | 24629381.4663 | 1478867.319 | 10733473.6564 | 0 | 28479142.8599 | 65320865.3017 | 749.8942 | 0.11451 | 248699.6146 | 570427.0703 | 5070.078 | 11628.9274
1 | 6200 | 707 | 0.02 | 15 | 15 | 7 | 1e-12 | 5spot_SharedNeighbor | Water | Porous | Wet | R245fa | MinimizeLCOE_Brownfield | IgnoreSilica | 2019 | 5.1178 | 1.1218 | 0.048342 | 4 | 151572.1318 | 342099.2324 | 3090.0029 | 6974.1556 | 119.6087 | 0 | 77.956 | 428614.1084 | 17246.9123 | 373524.1955 | 219579.631 | 0 | 161505.3634 | 0 | 468183.3822 | 1218117.1228 | 831389.9661 | 3718160.6819 | 961560.8286 | 24629381.4663 | 24629381.4663 | 1478867.319 | 10733473.6564 | 0 | 29309102.9769 | 66150825.4187 | 1000 | 0.19337 | 151572.1318 | 342099.2324 | 3090.0029 | 6974.1556
1 | 6200 | 707 | 0.02 | 15 | 15 | 7 | 1.3335e-12 | 5spot_SharedNeighbor | Water | Porous | Wet | R245fa | MinimizeLCOE_Brownfield | IgnoreSilica | 2019 | 6.789 | 1.5613 | 0.075594 | 4 | 100379.8663 | 222220.0845 | 2046.3793 | 4530.257 | 122.8644 | 0 | 76.174 | 549372.9402 | 22614.6269 | 485508.39 | 289634.0107 | 0 | 190250.0489 | 0 | 599578.2065 | 1559979.503 | 1064718.0652 | 4761655.7915 | 961560.8286 | 24629381.4663 | 24629381.4663 | 1478867.319 | 10733473.6564 | 0 | 30352598.0864 | 67194320.5282 | 1333.5214 | 0.30238 | 100379.8663 | 222220.0845 | 2046.3793 | 4530.257
1 | 6200 | 707 | 0.02 | 15 | 15 | 7 | 1.7783e-12 | 5spot_SharedNeighbor | Water | Porous | Wet | R245fa | MinimizeLCOE_Brownfield | IgnoreSilica | 2019 | 9.0011 | 2.1442 | 0.11219 | 4 | 70519.8522 | 152614.1459 | 1437.6426 | 3111.2458 | 125.3148 | 0 | 76.0011 | 694607.086 | 29077.4207 | 624738.621 | 382153.9173 | 0 | 224858.7245 | 0 | 762619.9501 | 1984180.6753 | 1354244.0817 | 6056480.4766 | 961560.8286 | 24629381.4663 | 24629381.4663 | 1478867.319 | 10733473.6564 | 0 | 31647422.7716 | 68489145.2133 | 1778.2794 | 0.44877 | 70519.8522 | 152614.1459 | 1437.6426 | 3111.2458
1 | 6200 | 707 | 0.02 | 15 | 15 | 7 | 2.3714e-12 | 5spot_SharedNeighbor | Water | Porous | Wet | R245fa | MinimizeLCOE_Brownfield | IgnoreSilica | 2019 | 11.9654 | 2.9396 | 0.1636 | 4 | 50900.1719 | 107200.0751 | 1037.6689 | 2185.4185 | 127.4706 | 0 | 66.6012 | 876099.4132 | 37218.6356 | 802902.2428 | 508169.0415 | 0 | 267265.0875 | 0 | 971745.2241 | 2528281.7406 | 1725604.239 | 7717285.6243 | 961560.8286 | 24629381.4663 | 24629381.4663 | 1478867.319 | 10733473.6564 | 0 | 33308227.9193 | 70149950.3611 | 2371.3737 | 0.65438 | 50900.1719 | 107200.0751 | 1037.6689 | 2185.4185
1 | 6200 | 707 | 0.02 | 15 | 15 | 7 | 3.1623e-12 | 5spot_SharedNeighbor | Water | Porous | Wet | R245fa | MinimizeLCOE_Brownfield | IgnoreSilica | 2019 | 15.8948 | 3.9908 | 0.23136 | 4 | 38226.4923 | 78037.1686 | 779.2987 | 1590.8932 | 129.0091 | 0 | 72.9289 | 1094222.5366 | 46955.9786 | 1024272.6421 | 674863.5856 | 0 | 318851.6456 | 0 | 1232074.8915 | 3205606.1344 | 2187892.0553 | 9784739.4697 | 961560.8286 | 24629381.4663 | 24629381.4663 | 1478867.319 | 10733473.6564 | 0 | 35375681.7647 | 72217404.2065 | 3162.2777 | 0.92542 | 38226.4923 | 78037.1686 | 779.2987 | 1590.8932
1 | 6200 | 707 | 0.02 | 15 | 15 | 7 | 4.217e-12 | 5spot_SharedNeighbor | Water | Porous | Wet | R245fa | MinimizeLCOE_Brownfield | IgnoreSilica | 2019 | 21.0958 | 5.3839 | 0.32152 | 4 | 29518.862 | 58165.5446 | 601.7819 | 1185.7833 | 130.1841 | 0 | 88.5357 | 1358557.8592 | 58725.051 | 1300461.7929 | 895546.0006 | 0 | 381366.5438 | 0 | 1557916.3265 | 4053378.7091 | 2766514.2576 | 12372466.5407 | 961560.8286 | 24629381.4663 | 24629381.4663 | 1478867.319 | 10733473.6564 | 0 | 37963408.8357 | 74805131.2775 | 4216.965 | 1.2861 | 29518.862 | 58165.5446 | 601.7819 | 1185.7833
1 | 6200 | 707 | 0.02 | 15 | 15 | 7 | 5.6234e-12 | 5spot_SharedNeighbor | Water | Porous | Wet | R245fa | MinimizeLCOE_Brownfield | IgnoreSilica | 2019 | 27.9365 | 7.219 | 0.44063 | 4 | 23370.6017 | 44273.4394 | 476.4413 | 902.5739 | 131.0765 | 0 | 65.2281 | 1677593.8489 | 72878.4044 | 1643387.8188 | 1186294.2937 | 0 | 456653.0959 | 0 | 1964354.9101 | 5110848.5315 | 3488259.1402 | 15600270.0436 | 961560.8286 | 24629381.4663 | 24629381.4663 | 1478867.319 | 10733473.6564 | 0 | 41191212.3385 | 78032934.7803 | 5623.4133 | 1.7625 | 23370.6017 | 44273.4394 | 476.4413 | 902.5739
1 | 6200 | 707 | 0.02 | 15 | 15 | 7 | 7.4989e-12 | 5spot_SharedNeighbor | Water | Porous | Wet | R245fa | MinimizeLCOE_Brownfield | IgnoreSilica | 2019 | 36.9011 | 9.6241 | 0.59634 | 4 | 18950.4806 | 34395.3416 | 386.3312 | 701.1956 | 131.7552 | 0 | 89.2398 | 2061406.8595 | 89831.6553 | 2067505.8545 | 1565923.1538 | 0 | 547711.3959 | 0 | 2469627.7784 | 6425464.8891 | 4385511.8169 | 19612983.4034 | 961560.8286 | 24629381.4663 | 24629381.4663 | 1478867.319 | 10733473.6564 | 0 | 45203925.6984 | 82045648.1402 | 7498.9421 | 2.3854 | 18950.4806 | 34395.3416 | 386.3312 | 701.1956
1 | 6200 | 707 | 0.02 | 15 | 15 | 7 | 1e-11 | 5spot_SharedNeighbor | Water | Porous | Wet | R245fa | MinimizeLCOE_Brownfield | IgnoreSilica | 2019 | 46.1239 | 12.0995 | 0.78121 | 4 | 15703.2251 | 27493.1413 | 320.1315 | 560.4849 | 132.1812 | 0 | 98.9041 | 2428028.5465 | 105970.5115 | 2482272.4997 | 1957019.5792 | 0 | 607387.5952 | 0 | 2956464.7055 | 7692114.7094 | 5250026.3463 | 23479284.4932 | 961560.8286 | 24629381.4663 | 24629381.4663 | 1478867.319 | 10733473.6564 | 0 | 49070226.7882 | 85911949.23 | 10000 | 3.1249 | 15703.2251 | 27493.1413 | 320.1315 | 560.4849
1 | 6200 | 707 | 0.02 | 15 | 15 | 7 | 1.3335e-11 | 5spot_SharedNeighbor | Water | Porous | Wet | R245fa | MinimizeLCOE_Brownfield | IgnoreSilica | 2019 | 56.601 | 14.9097 | 1.0027 | 4 | 13280.4914 | 22465.8094 | 270.7408 | 457.9959 | 132.4848 | 0 | 100.745 | 2818503.725 | 123097.741 | 2933052.9293 | 2401656.0359 | 0 | 659431.4118 | 0 | 3484939.3188 | 9067097.2482 | 6188480.1821 | 27676258.5922 | 961560.8286 | 24629381.4663 | 24629381.4663 | 1478867.319 | 10733473.6564 | 0 | 53267200.8871 | 90108923.3289 | 13335.2143 | 4.0109 | 13280.4914 | 22465.8094 | 270.7408 | 457.9959
1 | 6200 | 707 | 0.02 | 15 | 15 | 7 | 1.7783e-11 | 5spot_SharedNeighbor | Water | Porous | Wet | R245fa | MinimizeLCOE_Brownfield | IgnoreSilica | 2019 | 67.8501 | 17.9179 | 1.2549 | 4 | 11469.4474 | 18809.1038 | 233.8202 | 383.449 | 132.6685 | 0 | 130.4775 | 3212830.2178 | 140304.9916 | 3397186.1667 | 2878244.9698 | 0 | 696853.7141 | 0 | 4026913.8234 | 10477203.7349 | 7150906.8341 | 31980444.4525 | 961560.8286 | 24629381.4663 | 24629381.4663 | 1478867.319 | 10733473.6564 | 0 | 57571386.7475 | 94413109.1893 | 17782.7941 | 5.0195 | 11469.4474 | 18809.1038 | 233.8202 | 383.449
1 | 6200 | 707 | 0.02 | 15 | 15 | 7 | 2.3714e-11 | 5spot_SharedNeighbor | Water | Porous | Wet | R245fa | MinimizeLCOE_Brownfield | IgnoreSilica | 2019 | 79.1996 | 20.935 | 1.5251 | 4 | 10117.134 | 16156.3611 | 206.2515 | 329.3693 | 132.7385 | 0 | 140.6897 | 3588403.7854 | 156583.7557 | 3847414.3586 | 3357478.8312 | 0 | 714536.1778 | 0 | 4549122.5944 | 11835883.8373 | 8078233.922 | 36127657.2624 | 961560.8286 | 24629381.4663 | 24629381.4663 | 1478867.319 | 10733473.6564 | 0 | 61718599.5574 | 98560321.9991 | 23713.7371 | 6.1004 | 10117.134 | 16156.3611 | 206.2515 | 329.3693
1 | 6200 | 707 | 0.02 | 15 | 15 | 7 | 3.1623e-11 | 5spot_SharedNeighbor | Water | Porous | Wet | R245fa | MinimizeLCOE_Brownfield | IgnoreSilica | 2019 | 90.0419 | 23.7936 | 1.7979 | 4 | 9108.9941 | 14231.9553 | 185.6992 | 290.1377 | 132.7156 | 0 | 157.615 | 3928663.9484 | 171213.5945 | 4262302.2588 | 3813142.2404 | 0 | 712319.6832 | 0 | 5026180.2729 | 13077090.0587 | 8925382.6724 | 39916294.7292 | 961560.8286 | 24629381.4663 | 24629381.4663 | 1478867.319 | 10733473.6564 | 0 | 65507237.0241 | 102348959.4659 | 31622.7766 | 7.1915 | 9108.9941 | 14231.9553 | 185.6992 | 290.1377
1 | 6200 | 707 | 0.02 | 15 | 15 | 7 | 4.217e-11 | 5spot_SharedNeighbor | Water | Porous | Wet | R245fa | MinimizeLCOE_Brownfield | IgnoreSilica | 2019 | 99.8936 | 26.3659 | 2.0581 | 4 | 8358.0144 | 12833.2211 | 170.3894 | 261.6226 | 132.6296 | 0 | 151.2593 | 4223515.8567 | 183781.1817 | 4627384.8493 | 4224910.3583 | 0 | 693296.1075 | 0 | 5441626.4579 | 14157995.8123 | 9663123.0596 | 43215633.6832 | 961560.8286 | 24629381.4663 | 24629381.4663 | 1478867.319 | 10733473.6564 | 0 | 68806575.9782 | 105648298.4199 | 42169.6503 | 8.2324 | 8358.0144 | 12833.2211 | 170.3894 | 261.6226
1 | 6200 | 707 | 0.02 | 15 | 15 | 7 | 5.6234e-11 | 5spot_SharedNeighbor | Water | Porous | Wet | R245fa | MinimizeLCOE_Brownfield | IgnoreSilica | 2019 | 108.4561 | 28.5793 | 2.2941 | 4 | 7798.5007 | 11813.2899 | 158.983 | 240.8299 | 132.5106 | 0 | 163.5804 | 4469469.8289 | 194174.2887 | 4936041.0133 | 4580790.026 | 0 | 662357.5586 | 0 | 5788704.7591 | 15061022.3565 | 10279457.2314 | 45972017.0624 | 961560.8286 | 24629381.4663 | 24629381.4663 | 1478867.319 | 10733473.6564 | 0 | 71562959.3574 | 108404681.7992 | 56234.1325 | 9.1765 | 7798.5007 | 11813.2899 | 158.983 | 240.8299
1 | 6200 | 707 | 0.02 | 15 | 15 | 7 | 7.4989e-11 | 5spot_SharedNeighbor | Water | Porous | Wet | R245fa | MinimizeLCOE_Brownfield | IgnoreSilica | 2019 | 115.6445 | 30.42 | 2.4994 | 4 | 7381.2979 | 11066.3324 | 150.4777 | 225.6022 | 132.3821 | 0 | 176.0579 | 4668937.6795 | 202535.4933 | 5189232.5425 | 4877979.655 | 0 | 625027.1747 | 0 | 6069847.8925 | 15792499.1194 | 10778705.1524 | 48204764.7093 | 961560.8286 | 24629381.4663 | 24629381.4663 | 1478867.319 | 10733473.6564 | 0 | 73795707.0043 | 110637429.4461 | 74989.4209 | 9.9977 | 7381.2979 | 11066.3324 | 150.4777 | 225.6022
1 | 6200 | 707 | 0.02 | 15 | 15 | 7 | 1e-10 | 5spot_SharedNeighbor | Water | Porous | Wet | R245fa | MinimizeLCOE_Brownfield | IgnoreSilica | 2019 | 121.4936 | 31.9052 | 2.6717 | 4 | 7069.8575 | 10517.2466 | 144.1286 | 214.4083 | 132.2597 | 0 | 177.1232 | 4826705.224 | 209101.8295 | 5391391.3543 | 5118665.2102 | 0 | 585701.7438 | 0 | 6291310.4911 | 16368699.3727 | 11171973.665 | 49963548.8906 | 961560.8286 | 24629381.4663 | 24629381.4663 | 1478867.319 | 10733473.6564 | 0 | 75554491.1855 | 112396213.6273 | 100000 | 10.6868 | 7069.8575 | 10517.2466 | 144.1286 | 214.4083
1 | 6200 | 707 | 0.02 | 15 | 15 | 7 | 1.3335e-10 | 5spot_SharedNeighbor | Water | Porous | Wet | R245fa | MinimizeLCOE_Brownfield | IgnoreSilica | 2019 | 126.1392 | 33.0763 | 2.8123 | 4 | 6837.0903 | 10112.16 | 139.3833 | 206.1501 | 132.1519 | 0 | 174.3023 | 4949197.7074 | 214169.3326 | 5549550.3468 | 5309071.5503 | 0 | 547675.7592 | 0 | 6462169.2315 | 16813238.7672 | 11475380.9361 | 51320453.6311 | 961560.8286 | 24629381.4663 | 24629381.4663 | 1478867.319 | 10733473.6564 | 0 | 76911395.926 | 113753118.3678 | 133352.1432 | 11.2491 | 6837.0903 | 10112.16 | 139.3833 | 206.1501
1 | 6200 | 707 | 0.02 | 15 | 15 | 7 | 1.7783e-10 | 5spot_SharedNeighbor | Water | Porous | Wet | R245fa | MinimizeLCOE_Brownfield | IgnoreSilica | 2019 | 129.7855 | 33.9901 | 2.9248 | 4 | 6662.9324 | 9812.0206 | 135.8329 | 200.0313 | 132.0609 | 0 | 184.8297 | 5043633.3127 | 218056.7735 | 5672222.6968 | 5458032.8357 | 0 | 513303.5035 | 0 | 6593047.1577 | 17153756.2845 | 11707791.1386 | 52359843.7032 | 961560.8286 | 24629381.4663 | 24629381.4663 | 1478867.319 | 10733473.6564 | 0 | 77950785.9982 | 114792508.4399 | 177827.941 | 11.6992 | 6662.9324 | 9812.0206 | 135.8329 | 200.0313
1 | 6200 | 707 | 0.02 | 15 | 15 | 7 | 2.3714e-10 | 5spot_SharedNeighbor | Water | Porous | Wet | R245fa | MinimizeLCOE_Brownfield | IgnoreSilica | 2019 | 132.6165 | 34.6962 | 3.0135 | 4 | 6532.5029 | 9588.9311 | 133.1739 | 195.4833 | 131.9866 | 0 | 180.583 | 5115953.3226 | 221022.7153 | 5766595.8357 | 5573480.6922 | 0 | 483588.9225 | 0 | 6692650.1804 | 17412902.9181 | 11884664.041 | 53150858.6278 | 961560.8286 | 24629381.4663 | 24629381.4663 | 1478867.319 | 10733473.6564 | 0 | 78741800.9228 | 115583523.3645 | 237137.3706 | 12.0538 | 6532.5029 | 9588.9311 | 133.1739 | 195.4833
1 | 6200 | 707 | 0.02 | 15 | 15 | 7 | 3.1623e-10 | 5spot_SharedNeighbor | Water | Porous | Wet | R245fa | MinimizeLCOE_Brownfield | IgnoreSilica | 2019 | 134.7554 | 35.2279 | 3.082 | 4 | 6434.7368 | 9423.1834 | 131.1808 | 192.1043 | 131.9283 | 0 | 189.379 | 5170067.8867 | 223237.8613 | 5837406.3535 | 5660865.7575 | 0 | 458252.0353 | 0 | 6766433.6588 | 17604872.3938 | 12015687.1527 | 53736823.0996 | 961560.8286 | 24629381.4663 | 24629381.4663 | 1478867.319 | 10733473.6564 | 0 | 79327765.3946 | 116169487.8363 | 316227.766 | 12.3281 | 6434.7368 | 9423.1834 | 131.1808 | 192.1043
1 | 6200 | 707 | 0.02 | 15 | 15 | 7 | 4.217e-10 | 5spot_SharedNeighbor | Water | Porous | Wet | R245fa | MinimizeLCOE_Brownfield | IgnoreSilica | 2019 | 137.8829 | 36.007 | 3.1556 | 4 | 6360.7787 | 9279.5143 | 129.6731 | 189.1755 | 131.8496 | 0 | 197.7913 | 5249043.77 | 226476.4729 | 5940765.4584 | 5788767.0445 | 0 | 455092.3129 | 0 | 6887456.5729 | 17919749.1911 | 12230597.037 | 54697947.8598 | 961560.8286 | 24629381.4663 | 24629381.4663 | 1478867.319 | 10733473.6564 | 0 | 80288890.1548 | 117130612.5965 | 421696.5034 | 12.6225 | 6360.7787 | 9279.5143 | 129.6731 | 189.1755
1 | 6200 | 707 | 0.02 | 15 | 15 | 7 | 5.6234e-10 | 5spot_SharedNeighbor | Water | Porous | Wet | R245fa | MinimizeLCOE_Brownfield | IgnoreSilica | 2019 | 139.1935 | 36.3337 | 3.1977 | 4 | 6305.0936 | 9185.457 | 128.5379 | 187.258 | 131.8181 | 0 | 180.6994 | 5282029.6192 | 227829.86 | 5983970.7133 | 5842381.5317 | 0 | 439313.3298 | 0 | 6932454.771 | 18036825.2722 | 12310503.868 | 55055308.9652 | 961560.8286 | 24629381.4663 | 24629381.4663 | 1478867.319 | 10733473.6564 | 0 | 80646251.2601 | 117487973.7019 | 562341.3252 | 12.7907 | 6305.0936 | 9185.457 | 128.5379 | 187.258
1 | 6200 | 707 | 0.02 | 15 | 15 | 7 | 7.4989e-10 | 5spot_SharedNeighbor | Water | Porous | Wet | R245fa | MinimizeLCOE_Brownfield | IgnoreSilica | 2019 | 140.1681 | 36.5763 | 3.2294 | 4 | 6263.3289 | 9115.3421 | 127.6864 | 185.8286 | 131.7944 | 0 | 186.8773 | 5306455.2073 | 228830.9239 | 6016008.5701 | 5882226.365 | 0 | 426643.0677 | 0 | 6965464.0123 | 18122708.5468 | 12369120.9676 | 55317457.6606 | 961560.8286 | 24629381.4663 | 24629381.4663 | 1478867.319 | 10733473.6564 | 0 | 80908399.9556 | 117750122.3973 | 749894.2093 | 12.9178 | 6263.3289 | 9115.3421 | 127.6864 | 185.8286
1 | 6200 | 707 | 0.02 | 15 | 15 | 7 | 1e-09 | 5spot_SharedNeighbor | Water | Porous | Wet | R245fa | MinimizeLCOE_Brownfield | IgnoreSilica | 2019 | 140.9038 | 36.7592 | 3.2536 | 4 | 6232.0034 | 9062.8773 | 127.0478 | 184.759 | 131.7763 | 0 | 208.1391 | 5324834.6089 | 229583.5717 | 6040141.1411 | 5912289.0936 | 0 | 416757.979 | 0 | 6990206.4938 | 18187083.4083 | 12413058.1333 | 55513954.4296 | 961560.8286 | 24629381.4663 | 24629381.4663 | 1478867.319 | 10733473.6564 | 0 | 81104896.7246 | 117946619.1664 | 1000000 | 13.0143 | 6232.0034 | 9062.8773 | 127.0478 | 184.759
1 | 6200 | 707 | 0.02 | 15 | 15 | 7 | 1.3335e-09 | 5spot_SharedNeighbor | Water | Porous | Wet | R245fa | MinimizeLCOE_Brownfield | IgnoreSilica | 2019 | 141.4445 | 36.8936 | 3.2716 | 4 | 6208.5076 | 9023.7613 | 126.5688 | 183.9616 | 131.7629 | 0 | 189.7129 | 5338310.0603 | 230135.0528 | 6057848.6895 | 5934375.2287 | 0 | 408955.5903 | 0 | 7008153.6024 | 18233778.1035 | 12444928.2223 | 55656484.5499 | 961560.8286 | 24629381.4663 | 24629381.4663 | 1478867.319 | 10733473.6564 | 0 | 81247426.8448 | 118089149.2866 | 1333521.4322 | 13.0865 | 6208.5076 | 9023.7613 | 126.5688 | 183.9616
1 | 6200 | 707 | 0.02 | 15 | 15 | 7 | 1.7783e-09 | 5spot_SharedNeighbor | Water | Porous | Wet | R245fa | MinimizeLCOE_Brownfield | IgnoreSilica | 2019 | 141.864 | 36.9978 | 3.2854 | 4 | 6190.8849 | 8994.3123 | 126.2096 | 183.3612 | 131.7525 | 0 | 186.4125 | 5348748.0026 | 230562.0333 | 6071572.6458 | 5951508.3516 | 0 | 403120.3978 | 0 | 7022149.4581 | 18270192.4491 | 12469781.7614 | 55767635.0996 | 961560.8286 | 24629381.4663 | 24629381.4663 | 1478867.319 | 10733473.6564 | 0 | 81358577.3946 | 118200299.8364 | 1778279.41 | 13.1417 | 6190.8849 | 8994.3123 | 126.2096 | 183.3612
1 | 6200 | 707 | 0.02 | 15 | 15 | 7 | 2.3714e-09 | 5spot_SharedNeighbor | Water | Porous | Wet | R245fa | MinimizeLCOE_Brownfield | IgnoreSilica | 2019 | 142.1755 | 37.0751 | 3.2958 | 4 | 6177.6676 | 8972.2948 | 125.9401 | 182.9124 | 131.7448 | 0 | 184.1161 | 5356488.3174 | 230878.5489 | 6081754.3163 | 5964228.2061 | 0 | 398620.9233 | 0 | 7032468.4217 | 18297040.2756 | 12488105.9547 | 55849584.9639 | 961560.8286 | 24629381.4663 | 24629381.4663 | 1478867.319 | 10733473.6564 | 0 | 81440527.2588 | 118282249.7006 | 2371373.7057 | 13.1831 | 6177.6676 | 8972.2948 | 125.9401 | 182.9124
1 | 6200 | 707 | 0.02 | 15 | 15 | 7 | 3.1623e-09 | 5spot_SharedNeighbor | Water | Porous | Wet | R245fa | MinimizeLCOE_Brownfield | IgnoreSilica | 2019 | 142.3996 | 37.1307 | 3.3034 | 4 | 6167.7546 | 8955.9122 | 125.738 | 182.5784 | 131.7392 | 0 | 181.1371 | 5362051.1353 | 231105.9578 | 6089074.2153 | 5973377.6993 | 0 | 395083.8072 | 0 | 7039770.1978 | 18316037.9993 | 12501072.2915 | 55907573.3035 | 961560.8286 | 24629381.4663 | 24629381.4663 | 1478867.319 | 10733473.6564 | 0 | 81498515.5985 | 118340238.0403 | 3162277.6602 | 13.2136 | 6167.7546 | 8955.9122 | 125.738 | 182.5784
1 | 6200 | 707 | 0.02 | 15 | 15 | 7 | 4.217e-09 | 5spot_SharedNeighbor | Water | Porous | Wet | R245fa | MinimizeLCOE_Brownfield | IgnoreSilica | 2019 | 142.5823 | 37.176 | 3.3094 | 4 | 6160.3201 | 8943.4644 | 125.5865 | 182.3246 | 131.7346 | 0 | 208.5093 | 5366580.9226 | 231291.1082 | 6095036.0708 | 5980832.4103 | 0 | 392575.7195 | 0 | 7045863.3303 | 18331891.0801 | 12511892.3448 | 55955962.9866 | 961560.8286 | 24629381.4663 | 24629381.4663 | 1478867.319 | 10733473.6564 | 0 | 81546905.2816 | 118388627.7234 | 4216965.0343 | 13.2374 | 6160.3201 | 8943.4644 | 125.5865 | 182.3246
1 | 6200 | 707 | 0.02 | 15 | 15 | 7 | 5.6234e-09 | 5spot_SharedNeighbor | Water | Porous | Wet | R245fa | MinimizeLCOE_Brownfield | IgnoreSilica | 2019 | 142.7091 | 37.2075 | 3.3137 | 4 | 6154.7445 | 8934.2534 | 125.4728 | 182.1368 | 131.7314 | 0 | 190.6063 | 5369725.9924 | 231419.6348 | 6099176.3505 | 5986011.0821 | 0 | 390558.8241 | 0 | 7049987.8347 | 18342622.1946 | 12519216.551 | 55988718.4641 | 961560.8286 | 24629381.4663 | 24629381.4663 | 1478867.319 | 10733473.6564 | 0 | 81579660.7591 | 118421383.2009 | 5623413.2519 | 13.2548 | 6154.7445 | 8934.2534 | 125.4728 | 182.1368
1 | 6200 | 707 | 0.02 | 15 | 15 | 7 | 7.4989e-09 | 5spot_SharedNeighbor | Water | Porous | Wet | R245fa | MinimizeLCOE_Brownfield | IgnoreSilica | 2019 | 142.8017 | 37.2304 | 3.3169 | 4 | 6150.5632 | 8927.3785 | 125.3875 | 181.9967 | 131.7291 | 0 | 186.6398 | 5372020.6676 | 231513.3975 | 6102197.5819 | 5989790.8741 | 0 | 389006.8897 | 0 | 7052966.4702 | 18350371.9931 | 12524505.9477 | 56012373.8218 | 961560.8286 | 24629381.4663 | 24629381.4663 | 1478867.319 | 10733473.6564 | 0 | 81603316.1168 | 118445038.5586 | 7498942.0933 | 13.2676 | 6150.5632 | 8927.3785 | 125.3875 | 181.9967
1 | 6200 | 707 | 0.02 | 15 | 15 | 7 | 1e-08 | 5spot_SharedNeighbor | Water | Porous | Wet | R245fa | MinimizeLCOE_Brownfield | IgnoreSilica | 2019 | 142.8749 | 37.2486 | 3.3194 | 4 | 6147.4274 | 8922.181 | 125.3236 | 181.8907 | 131.7273 | 0 | 177.6013 | 5373833.0108 | 231587.4479 | 6104583.9513 | 5992776.8256 | 0 | 387882.0651 | 0 | 7055358.6873 | 18356596.0513 | 12528753.9953 | 56031372.0347 | 961560.8286 | 24629381.4663 | 24629381.4663 | 1478867.319 | 10733473.6564 | 0 | 81622314.3297 | 118464036.7714 | 10000000 | 13.2775 | 6147.4274 | 8922.181 | 125.3236 | 181.8907
1 | 6300 | 707 | 0.02 | 15 | 15 | 7 | 1e-13 | 5spot_SharedNeighbor | Water | Porous | Wet | R245fa | MinimizeLCOE_Brownfield | IgnoreSilica | 2019 | 0 | 0 | 0 | 0 |  |  |  |  | 15 |  | 23.7047 | [19 empty] | 100 | 0
1 | 6300 | 707 | 0.02 | 15 | 15 | 7 | 1.3335e-13 | 5spot_SharedNeighbor | Water | Porous | Wet | R245fa | MinimizeLCOE_Brownfield | IgnoreSilica | 2019 | 0 | 0 | 0 | 0 |  |  |  |  | 15 |  | 22.5251 | [19 empty] | 133.3521 | 0
1 | 6300 | 707 | 0.02 | 15 | 15 | 7 | 1.7783e-13 | 5spot_SharedNeighbor | Water | Porous | Wet | R245fa | MinimizeLCOE_Brownfield | IgnoreSilica | 2019 | 0 | 0 | 0 | 0 |  |  |  |  | 15 |  | 24.6174 | [19 empty] | 177.8279 | 0
1 | 6300 | 707 | 0.02 | 15 | 15 | 7 | 2.3714e-13 | 5spot_SharedNeighbor | Water | Porous | Wet | R245fa | MinimizeLCOE_Brownfield | IgnoreSilica | 2019 | 0 | 0 | 0 | 0 |  |  |  |  | 15 |  | 23.6359 | [19 empty] | 237.1374 | 0
1 | 6300 | 707 | 0.02 | 15 | 15 | 7 | 3.1623e-13 | 5spot_SharedNeighbor | Water | Porous | Wet | R245fa | MinimizeLCOE_Brownfield | IgnoreSilica | 2019 | 1.6 | 0.23874 | 0.00065629 | 4 | 10434411.8917 | 24772141.9261 | 212719.6 | 505013.62 | 96.3357 | 0 | 28.3779 | 126337.8684 | 4304.5337 | 110186.299 | 75325.1692 | 0 | 81518.9662 | 0 | 155092.4062 | 403518.6271 | 275409.7545 | 1231693.6243 | 961560.8286 | 25198831.6101 | 25198831.6101 | 1478867.319 | 10961253.7139 | 0 | 27392086.0631 | 65031038.7061 | 316.2278 | 0.0026252 | 10434411.8917 | 24772141.9261 | 212719.6 | 505013.62
1 | 6300 | 707 | 0.02 | 15 | 15 | 7 | 4.217e-13 | 5spot_SharedNeighbor | Water | Porous | Wet | R245fa | MinimizeLCOE_Brownfield | IgnoreSilica | 2019 | 2.2543 | 0.39631 | 0.006894 | 4 | 1012338.1179 | 2377261.3227 | 20637.8818 | 48463.6875 | 105.6648 | 0 | 357.6717 | 191392.5874 | 6973.5527 | 164125.5083 | 101652.1074 | 0 | 102718.9869 | 0 | 221076.4697 | 575195.625 | 392582.8332 | 1755717.6706 | 961560.8286 | 25198831.6101 | 25198831.6101 | 1478867.319 | 10961253.7139 | 0 | 27916110.1093 | 65555062.7523 | 421.6965 | 0.027576 | 1012338.1179 | 2377261.3227 | 20637.8818 | 48463.6875
1 | 6300 | 707 | 0.02 | 15 | 15 | 7 | 5.6234e-13 | 5spot_SharedNeighbor | Water | Porous | Wet | R245fa | MinimizeLCOE_Brownfield | IgnoreSilica | 2019 | 2.9739 | 0.57898 | 0.017074 | 4 | 416614.2947 | 967716.2958 | 8493.2459 | 19728.2056 | 111.9077 | 0 | 469.2888 | 258841.3699 | 9860.3458 | 221259.1778 | 131384.4713 | 0 | 119107.5736 | 0 | 288776.646 | 751337.5965 | 512803.3481 | 2293370.5289 | 961560.8286 | 25198831.6101 | 25198831.6101 | 1478867.319 | 10961253.7139 | 0 | 28453762.9676 | 66092715.6107 | 562.3413 | 0.068298 | 416614.2947 | 967716.2958 | 8493.2459 | 19728.2056
1 | 6300 | 707 | 0.02 | 15 | 15 | 7 | 7.4989e-13 | 5spot_SharedNeighbor | Water | Porous | Wet | R245fa | MinimizeLCOE_Brownfield | IgnoreSilica | 2019 | 3.9385 | 0.83138 | 0.03216 | 4 | 226526.9249 | 519122.3847 | 4618.0578 | 10583.012 | 117.1069 | 0 | 73.0984 | 343083.1954 | 13560.5343 | 294440.4144 | 171830.4346 | 0 | 139106.3974 | 0 | 375188.1807 | 976162.6845 | 666251.0903 | 2979622.9317 | 961560.8286 | 25198831.6101 | 25198831.6101 | 1478867.319 | 10961253.7139 | 0 | 29140015.3705 | 66778968.0135 | 749.8942 | 0.12864 | 226526.9249 | 519122.3847 | 4618.0578 | 10583.012
1 | 6300 | 707 | 0.02 | 15 | 15 | 7 | 1e-12 | 5spot_SharedNeighbor | Water | Porous | Wet | R245fa | MinimizeLCOE_Brownfield | IgnoreSilica | 2019 | 5.2032 | 1.1687 | 0.053504 | 4 | 140127.7227 | 315997.3827 | 2856.6932 | 6442.0341 | 121.2518 | 0 | 74.3532 | 444985.2687 | 18109.4677 | 385536.4724 | 225317.7475 | 0 | 162374.5261 | 0 | 482166.1581 | 1254497.4376 | 856220.2785 | 3829207.3567 | 961560.8286 | 25198831.6101 | 25198831.6101 | 1478867.319 | 10961253.7139 | 0 | 29989599.7954 | 67628552.4385 | 1000 | 0.21402 | 140127.7227 | 315997.3827 | 2856.6932 | 6442.0341
1 | 6300 | 707 | 0.02 | 15 | 15 | 7 | 1.3335e-12 | 5spot_SharedNeighbor | Water | Porous | Wet | R245fa | MinimizeLCOE_Brownfield | IgnoreSilica | 2019 | 6.9011 | 1.6262 | 0.082995 | 4 | 93574.7536 | 206952.5604 | 1907.6479 | 4219.0079 | 124.5488 | 0 | 74.4368 | 570200.0446 | 23744.8107 | 500997.2462 | 297288.9318 | 0 | 191229.74 | 0 | 617549.7016 | 1606737.6467 | 1096631.459 | 4904379.5807 | 961560.8286 | 25198831.6101 | 25198831.6101 | 1478867.319 | 10961253.7139 | 0 | 31064772.0195 | 68703724.6625 | 1333.5214 | 0.33198 | 93574.7536 | 206952.5604 | 1907.6479 | 4219.0079
1 | 6300 | 707 | 0.02 | 15 | 15 | 7 | 1.7783e-12 | 5spot_SharedNeighbor | Water | Porous | Wet | R245fa | MinimizeLCOE_Brownfield | IgnoreSilica | 2019 | 9.1474 | 2.2356 | 0.12306 | 4 | 65830.1358 | 142292.4883 | 1342.0364 | 2900.8248 | 127.1079 | 0 | 56.9588 | 721758.8306 | 30590.2489 | 645136.0467 | 392918.4642 | 0 | 225834.7816 | 0 | 786332.965 | 2045877.076 | 1396353.1429 | 6244801.5558 | 961560.8286 | 25198831.6101 | 25198831.6101 | 1478867.319 | 10961253.7139 | 0 | 32405193.9946 | 70044146.6376 | 1778.2794 | 0.49225 | 65830.1358 | 142292.4883 | 1342.0364 | 2900.8248
1 | 6300 | 707 | 0.02 | 15 | 15 | 7 | 2.3714e-12 | 5spot_SharedNeighbor | Water | Porous | Wet | R245fa | MinimizeLCOE_Brownfield | IgnoreSilica | 2019 | 12.148 | 3.059 | 0.17824 | 4 | 47841.217 | 100634.1516 | 975.3079 | 2051.5633 | 129.2195 | 0 | 79.1276 | 908831.9697 | 39079.7004 | 827883.7221 | 522241.376 | 0 | 268175.9647 | 0 | 1000822.9658 | 2603936.0601 | 1777239.8666 | 7948211.6255 | 961560.8286 | 25198831.6101 | 25198831.6101 | 1478867.319 | 10961253.7139 | 0 | 34108604.0642 | 71747556.7073 | 2371.3737 | 0.71295 | 47841.217 | 100634.1516 | 975.3079 | 2051.5633
1 | 6300 | 707 | 0.02 | 15 | 15 | 7 | 3.1623e-12 | 5spot_SharedNeighbor | Water | Porous | Wet | R245fa | MinimizeLCOE_Brownfield | IgnoreSilica | 2019 | 16.1311 | 4.1513 | 0.2515 | 4 | 36021.6685 | 73436.8436 | 734.3504 | 1497.1094 | 130.7803 | 0 | 78.9751 | 1134882.2066 | 49303.1103 | 1055829.0648 | 693654.2537 | 0 | 319768.2503 | 0 | 1268840.3854 | 3301262.4078 | 2253179.4275 | 10076719.1063 | 961560.8286 | 25198831.6101 | 25198831.6101 | 1478867.319 | 10961253.7139 | 0 | 36237111.545 | 73876064.188 | 3162.2777 | 1.006 | 36021.6685 | 73436.8436 | 734.3504 | 1497.1094
1 | 6300 | 707 | 0.02 | 15 | 15 | 7 | 4.217e-12 | 5spot_SharedNeighbor | Water | Porous | Wet | R245fa | MinimizeLCOE_Brownfield | IgnoreSilica | 2019 | 21.4099 | 5.6005 | 0.34882 | 4 | 27880.6426 | 54856.7656 | 568.3846 | 1118.3294 | 131.9742 | 0 | 106.4538 | 1408914.9359 | 61650.4916 | 1340537.3233 | 919914.7505 | 0 | 382500.5489 | 0 | 1604272.0395 | 4173986.7654 | 2848831.7343 | 12740608.5894 | 961560.8286 | 25198831.6101 | 25198831.6101 | 1478867.319 | 10961253.7139 | 0 | 38901001.0281 | 76539953.6712 | 4216.965 | 1.3953 | 27880.6426 | 54856.7656 | 568.3846 | 1118.3294
1 | 6300 | 707 | 0.02 | 15 | 15 | 7 | 5.6234e-12 | 5spot_SharedNeighbor | Water | Porous | Wet | R245fa | MinimizeLCOE_Brownfield | IgnoreSilica | 2019 | 28.358 | 7.5106 | 0.47751 | 4 | 22108.886 | 41814.6685 | 450.7195 | 852.4486 | 132.8816 | 0 | 64.9774 | 1740100.8063 | 76532.9208 | 1694214.6673 | 1218953.1711 | 0 | 458213.6189 | 0 | 2023325.9219 | 5264279.0076 | 3592978.5928 | 16068598.7066 | 961560.8286 | 25198831.6101 | 25198831.6101 | 1478867.319 | 10961253.7139 | 0 | 42228991.1454 | 79867943.7884 | 5623.4133 | 1.91 | 22108.886 | 41814.6685 | 450.7195 | 852.4486
1 | 6300 | 707 | 0.02 | 15 | 15 | 7 | 7.4989e-12 | 5spot_SharedNeighbor | Water | Porous | Wet | R245fa | MinimizeLCOE_Brownfield | IgnoreSilica | 2019 | 37.4347 | 10.0086 | 0.64583 | 4 | 17946.5696 | 32516.5689 | 365.8651 | 662.8942 | 133.5698 | 0 | 91.4258 | 2137885.8548 | 94339.3966 | 2130701.7272 | 1610145.2503 | 0 | 549260.1039 | 0 | 2543709.6098 | 6618210.618 | 4517064.7374 | 20201317.298 | 961560.8286 | 25198831.6101 | 25198831.6101 | 1478867.319 | 10961253.7139 | 0 | 46361709.7367 | 84000662.3797 | 7498.9421 | 2.5833 | 17946.5696 | 32516.5689 | 365.8651 | 662.8942
1 | 6300 | 707 | 0.02 | 15 | 15 | 7 | 1e-11 | 5spot_SharedNeighbor | Water | Porous | Wet | R245fa | MinimizeLCOE_Brownfield | IgnoreSilica | 2019 | 48.0802 | 12.9394 | 0.85435 | 4 | 14908.5013 | 25922.3751 | 303.93 | 528.4627 | 134.0485 | 0 | 85.9164 | 2569044.0656 | 113561.7979 | 2615845.6728 | 2069016.4759 | 0 | 635786.787 | 0 | 3121269.3717 | 8120902.6447 | 5542682.9229 | 24788109.7384 | 961560.8286 | 25198831.6101 | 25198831.6101 | 1478867.319 | 10961253.7139 | 0 | 50948502.1771 | 88587454.8202 | 10000 | 3.4174 | 14908.5013 | 25922.3751 | 303.93 | 528.4627
1 | 6300 | 707 | 0.02 | 15 | 15 | 7 | 1.3335e-11 | 5spot_SharedNeighbor | Water | Porous | Wet | R245fa | MinimizeLCOE_Brownfield | IgnoreSilica | 2019 | 58.7982 | 15.8856 | 1.0927 | 4 | 12650.2919 | 21262.1168 | 257.8933 | 433.457 | 134.3382 | 0 | 98.3563 | 2974207.4757 | 131542.5246 | 3081777.5618 | 2530001.4204 | 0 | 687298.6792 | 0 | 3667882.7881 | 9543078.6283 | 6513347.2545 | 29129136.3325 | 961560.8286 | 25198831.6101 | 25198831.6101 | 1478867.319 | 10961253.7139 | 0 | 55289528.7713 | 92928481.4143 | 13335.2143 | 4.3706 | 12650.2919 | 21262.1168 | 257.8933 | 433.457
1 | 6300 | 707 | 0.02 | 15 | 15 | 7 | 1.7783e-11 | 5spot_SharedNeighbor | Water | Porous | Wet | R245fa | MinimizeLCOE_Brownfield | IgnoreSilica | 2019 | 70.213 | 19.012 | 1.3616 | 4 | 10961.8729 | 17872.4775 | 223.4726 | 364.3546 | 134.5042 | 0 | 118.9455 | 3380193.453 | 149459.86 | 3557726.3842 | 3020015.9059 | 0 | 722842.9267 | 0 | 4223793.0266 | 10989443.0362 | 7500520.6827 | 33543995.2753 | 961560.8286 | 25198831.6101 | 25198831.6101 | 1478867.319 | 10961253.7139 | 0 | 59704387.714 | 97343340.3571 | 17782.7941 | 5.4465 | 10961.8729 | 17872.4775 | 223.4726 | 364.3546
1 | 6300 | 707 | 0.02 | 15 | 15 | 7 | 2.3714e-11 | 5spot_SharedNeighbor | Water | Porous | Wet | R245fa | MinimizeLCOE_Brownfield | IgnoreSilica | 2019 | 81.6427 | 22.122 | 1.6474 | 4 | 9701.1784 | 15413.1809 | 197.7716 | 314.2185 | 134.5549 | 0 | 156.1404 | 3764065.4527 | 166279.4785 | 4016012.2044 | 3508970.5358 | 0 | 737743.1957 | 0 | 4755297.6382 | 12372309.0089 | 8444355.1241 | 37765032.6382 | 961560.8286 | 25198831.6101 | 25198831.6101 | 1478867.319 | 10961253.7139 | 0 | 63925425.0769 | 101564377.72 | 23713.7371 | 6.5894 | 9701.1784 | 15413.1809 | 197.7716 | 314.2185
1 | 6300 | 707 | 0.02 | 15 | 15 | 7 | 3.1623e-11 | 5spot_SharedNeighbor | Water | Porous | Wet | R245fa | MinimizeLCOE_Brownfield | IgnoreSilica | 2019 | 92.4781 | 25.0441 | 1.9333 | 4 | 8761.2726 | 13628.5541 | 178.6104 | 277.8365 | 134.5138 | 0 | 160.9663 | 4109308.9374 | 181278.8186 | 4435183.9252 | 3970320.6619 | 0 | 732257.3704 | 0 | 5237056.3883 | 13625746.4543 | 9299851.9362 | 41591004.4922 | 961560.8286 | 25198831.6101 | 25198831.6101 | 1478867.319 | 10961253.7139 | 0 | 67751396.931 | 105390349.574 | 31622.7766 | 7.7331 | 8761.2726 | 13628.5541 | 178.6104 | 277.8365
1 | 6300 | 707 | 0.02 | 15 | 15 | 7 | 4.217e-11 | 5spot_SharedNeighbor | Water | Porous | Wet | R245fa | MinimizeLCOE_Brownfield | IgnoreSilica | 2019 | 102.2493 | 27.6527 | 2.2038 | 4 | 8060.9452 | 12330.7878 | 164.3333 | 251.3798 | 134.4127 | 0 | 162.2 | 4406381.766 | 194069.2868 | 4801375.2534 | 4384153.2476 | 0 | 709891.1737 | 0 | 5653389.5837 | 14708960.0272 | 10039167.4575 | 44897387.7959 | 961560.8286 | 25198831.6101 | 25198831.6101 | 1478867.319 | 10961253.7139 | 0 | 71057780.2346 | 108696732.8776 | 42169.6503 | 8.8151 | 8060.9452 | 12330.7878 | 164.3333 | 251.3798
1 | 6300 | 707 | 0.02 | 15 | 15 | 7 | 5.6234e-11 | 5spot_SharedNeighbor | Water | Porous | Wet | R245fa | MinimizeLCOE_Brownfield | IgnoreSilica | 2019 | 110.705 | 29.8868 | 2.4476 | 4 | 7538.9739 | 11383.4867 | 153.6922 | 232.0678 | 134.2822 | 0 | 180.5194 | 4653255.2808 | 204604.4555 | 5109731.7524 | 4740349.4862 | 0 | 676160.1315 | 0 | 5999799.4315 | 15610247.3927 | 10654314.604 | 47648462.5346 | 961560.8286 | 25198831.6101 | 25198831.6101 | 1478867.319 | 10961253.7139 | 0 | 73808854.9733 | 111447807.6164 | 56234.1325 | 9.7903 | 7538.9739 | 11383.4867 | 153.6922 | 232.0678
1 | 6300 | 707 | 0.02 | 15 | 15 | 7 | 7.4989e-11 | 5spot_SharedNeighbor | Water | Porous | Wet | R245fa | MinimizeLCOE_Brownfield | IgnoreSilica | 2019 | 117.7593 | 31.7329 | 2.6583 | 4 | 7149.5977 | 10689.3582 | 145.7542 | 217.917 | 134.1456 | 0 | 157.2636 | 4852337.558 | 213030.8118 | 5361188.6334 | 5036031.6457 | 0 | 636399.7101 | 0 | 6278605.46 | 16335643.4879 | 11149412.3444 | 49862649.6512 | 961560.8286 | 25198831.6101 | 25198831.6101 | 1478867.319 | 10961253.7139 | 0 | 76023042.09 | 113661994.733 | 74989.4209 | 10.6332 | 7149.5977 | 10689.3582 | 145.7542 | 217.917
1 | 6300 | 707 | 0.02 | 15 | 15 | 7 | 1e-10 | 5spot_SharedNeighbor | Water | Porous | Wet | R245fa | MinimizeLCOE_Brownfield | IgnoreSilica | 2019 | 123.4861 | 33.2188 | 2.8345 | 4 | 6858.8078 | 10178.5762 | 139.8261 | 207.504 | 134.0176 | 0 | 174.7831 | 5009534.6392 | 219636.6668 | 5561577.041 | 5275023.8577 | 0 | 595301.2336 | 0 | 6497818.6409 | 16905991.2178 | 11538686.3895 | 51603569.6864 | 961560.8286 | 25198831.6101 | 25198831.6101 | 1478867.319 | 10961253.7139 | 0 | 77763962.1251 | 115402914.7682 | 100000 | 11.3378 | 6858.8078 | 10178.5762 | 139.8261 | 207.504
1 | 6300 | 707 | 0.02 | 15 | 15 | 7 | 1.3335e-10 | 5spot_SharedNeighbor | Water | Porous | Wet | R245fa | MinimizeLCOE_Brownfield | IgnoreSilica | 2019 | 128.0151 | 34.3847 | 2.9775 | 4 | 6641.4317 | 9801.7446 | 135.3946 | 199.8218 | 133.9062 | 0 | 170.4053 | 5131010.6581 | 224708.5222 | 5717625.6854 | 5462775.6425 | 0 | 555883.3207 | 0 | 6665881.4933 | 17343256.2852 | 11837128.7829 | 52938270.3903 | 961560.8286 | 25198831.6101 | 25198831.6101 | 1478867.319 | 10961253.7139 | 0 | 79098662.829 | 116737615.4721 | 133352.1432 | 11.9099 | 6641.4317 | 9801.7446 | 135.3946 | 199.8218
1 | 6300 | 707 | 0.02 | 15 | 15 | 7 | 1.7783e-10 | 5spot_SharedNeighbor | Water | Porous | Wet | R245fa | MinimizeLCOE_Brownfield | IgnoreSilica | 2019 | 131.5519 | 35.2896 | 3.0914 | 4 | 6478.7352 | 9522.5316 | 132.0778 | 194.1297 | 133.8132 | 0 | 170.8649 | 5224207.93 | 228579.8709 | 5838062.4258 | 5608811.446 | 0 | 520383.3382 | 0 | 6793817.5543 | 17676119.6726 | 12064314.8845 | 53954297.1222 | 961560.8286 | 25198831.6101 | 25198831.6101 | 1478867.319 | 10961253.7139 | 0 | 80114689.5609 | 117753642.204 | 177827.941 | 12.3658 | 6478.7352 | 9522.5316 | 132.0778 | 194.1297
1 | 6300 | 707 | 0.02 | 15 | 15 | 7 | 2.3714e-10 | 5spot_SharedNeighbor | Water | Porous | Wet | R245fa | MinimizeLCOE_Brownfield | IgnoreSilica | 2019 | 134.2755 | 35.9831 | 3.1808 | 4 | 6356.8584 | 9315.1416 | 129.5932 | 189.9018 | 133.738 | 0 | 187.3344 | 5295003.803 | 231508.8515 | 5929972.9327 | 5720958.64 | 0 | 489644.1978 | 0 | 6890164.4857 | 17926794.6247 | 12235405.6902 | 54719453.2255 | 961560.8286 | 25198831.6101 | 25198831.6101 | 1478867.319 | 10961253.7139 | 0 | 80879845.6643 | 118518798.3073 | 237137.3706 | 12.7232 | 6356.8584 | 9315.1416 | 129.5932 | 189.9018
1 | 6300 | 707 | 0.02 | 15 | 15 | 7 | 3.1623e-10 | 5spot_SharedNeighbor | Water | Porous | Wet | R245fa | MinimizeLCOE_Brownfield | IgnoreSilica | 2019 | 137.8855 | 36.9026 | 3.272 | 4 | 6264.9022 | 9140.7812 | 127.7185 | 186.3472 | 133.6435 | 0 | 180.0727 | 5388303.2509 | 235370.1168 | 6051283.4964 | 5869631.2823 | 0 | 482171.7684 | 0 | 7030436.3668 | 18291753.2856 | 12484497.4753 | 55833447.0425 | 961560.8286 | 25198831.6101 | 25198831.6101 | 1478867.319 | 10961253.7139 | 0 | 81993839.4813 | 119632792.1243 | 316227.766 | 13.0878 | 6264.9022 | 9140.7812 | 127.7185 | 186.3472
1 | 6300 | 707 | 0.02 | 15 | 15 | 7 | 4.217e-10 | 5spot_SharedNeighbor | Water | Porous | Wet | R245fa | MinimizeLCOE_Brownfield | IgnoreSilica | 2019 | 139.5419 | 37.325 | 3.3271 | 4 | 6195.4679 | 9023.6631 | 126.303 | 183.9596 | 133.6026 | 0 | 193.9517 | 5430967.8079 | 237137.5392 | 6106798.3957 | 5937891.8709 | 0 | 461954.7358 | 0 | 7088152.6363 | 18441919.1796 | 12586988.7836 | 56291810.949 | 961560.8286 | 25198831.6101 | 25198831.6101 | 1478867.319 | 10961253.7139 | 0 | 82452203.3877 | 120091156.0308 | 421696.5034 | 13.3085 | 6195.4679 | 9023.6631 | 126.303 | 183.9596
1 | 6300 | 707 | 0.02 | 15 | 15 | 7 | 5.6234e-10 | 5spot_SharedNeighbor | Water | Porous | Wet | R245fa | MinimizeLCOE_Brownfield | IgnoreSilica | 2019 | 140.8092 | 37.6476 | 3.3695 | 4 | 6143.388 | 8936.035 | 125.2413 | 182.1732 | 133.5709 | 0 | 194.1469 | 5463430.8898 | 238480.3669 | 6149116.1974 | 5990062.8621 | 0 | 445896.4215 | 0 | 7131924.8277 | 18555805.4428 | 12664718.4984 | 56639435.5068 | 961560.8286 | 25198831.6101 | 25198831.6101 | 1478867.319 | 10961253.7139 | 0 | 82799827.9456 | 120438780.5886 | 562341.3252 | 13.4779 | 6143.388 | 8936.035 | 125.2413 | 182.1732
1 | 6300 | 707 | 0.02 | 15 | 15 | 7 | 7.4989e-10 | 5spot_SharedNeighbor | Water | Porous | Wet | R245fa | MinimizeLCOE_Brownfield | IgnoreSilica | 2019 | 141.754 | 37.8878 | 3.4015 | 4 | 6104.3224 | 8870.6641 | 124.4449 | 180.8405 | 133.547 | 0 | 193.5549 | 5487533.2555 | 239476.22 | 6180578.826 | 6028928.4226 | 0 | 433065.5894 | 0 | 7164137.1023 | 18639615.1735 | 12721920.3617 | 56895254.951 | 961560.8286 | 25198831.6101 | 25198831.6101 | 1478867.319 | 10961253.7139 | 0 | 83055647.3897 | 120694600.0327 | 749894.2093 | 13.606 | 6104.3224 | 8870.6641 | 124.4449 | 180.8405
1 | 6300 | 707 | 0.02 | 15 | 15 | 7 | 1e-09 | 5spot_SharedNeighbor | Water | Porous | Wet | R245fa | MinimizeLCOE_Brownfield | IgnoreSilica | 2019 | 142.4682 | 38.0691 | 3.4258 | 4 | 6075.0185 | 8821.727 | 123.8475 | 179.8428 | 133.5287 | 0 | 182.3285 | 5505696.4707 | 240226.0425 | 6204313.1654 | 6058290.7788 | 0 | 423082.9915 | 0 | 7188327.6851 | 18702554.1078 | 12764877.4776 | 57087368.7194 | 961560.8286 | 25198831.6101 | 25198831.6101 | 1478867.319 | 10961253.7139 | 0 | 83247761.1581 | 120886713.8012 | 1000000 | 13.7033 | 6075.0185 | 8821.727 | 123.8475 | 179.8428
1 | 6300 | 707 | 0.02 | 15 | 15 | 7 | 1.3335e-09 | 5spot_SharedNeighbor | Water | Porous | Wet | R245fa | MinimizeLCOE_Brownfield | IgnoreSilica | 2019 | 143.0038 | 38.205 | 3.4442 | 4 | 6053.0376 | 8785.1119 | 123.3994 | 179.0964 | 133.515 | 0 | 212.4074 | 5519286.7655 | 240786.72 | 6222085.8355 | 6080302.3266 | 0 | 415345.4491 | 0 | 7206344.7677 | 18749430.861 | 12796871.8249 | 57230454.5504 | 961560.8286 | 25198831.6101 | 25198831.6101 | 1478867.319 | 10961253.7139 | 0 | 83390846.9891 | 121029799.6321 | 1333521.4322 | 13.7767 | 6053.0376 | 8785.1119 | 123.3994 | 179.0964
1 | 6300 | 707 | 0.02 | 15 | 15 | 7 | 1.7783e-09 | 5spot_SharedNeighbor | Water | Porous | Wet | R245fa | MinimizeLCOE_Brownfield | IgnoreSilica | 2019 | 143.3935 | 38.3039 | 3.4578 | 4 | 6036.5501 | 8757.8364 | 123.0632 | 178.5403 | 133.5049 | 0 | 186.4456 | 5529157.1881 | 241193.7277 | 6235001.4999 | 6096311.7542 | 0 | 409251.2889 | 0 | 7219257.0289 | 18783025.9161 | 12819801.1403 | 57332999.5441 | 961560.8286 | 25198831.6101 | 25198831.6101 | 1478867.319 | 10961253.7139 | 0 | 83493391.9829 | 121132344.6259 | 1778279.41 | 13.8313 | 6036.5501 | 8757.8364 | 123.0632 | 178.5403
1 | 6300 | 707 | 0.02 | 15 | 15 | 7 | 2.3714e-09 | 5spot_SharedNeighbor | Water | Porous | Wet | R245fa | MinimizeLCOE_Brownfield | IgnoreSilica | 2019 | 143.6908 | 38.3792 | 3.4682 | 4 | 6024.1837 | 8737.35 | 122.8111 | 178.1227 | 133.4972 | 0 | 169.7149 | 5536676.9374 | 241503.6975 | 6244845.4091 | 6108521.0254 | 0 | 404657.0897 | 0 | 7229119.622 | 18808686.3602 | 12837314.9207 | 57411325.0621 | 961560.8286 | 25198831.6101 | 25198831.6101 | 1478867.319 | 10961253.7139 | 0 | 83571717.5008 | 121210670.1439 | 2371373.7057 | 13.8727 | 6024.1837 | 8737.35 | 122.8111 | 178.1227
1 | 6300 | 707 | 0.02 | 15 | 15 | 7 | 3.1623e-09 | 5spot_SharedNeighbor | Water | Porous | Wet | R245fa | MinimizeLCOE_Brownfield | IgnoreSilica | 2019 | 143.9271 | 38.4391 | 3.4762 | 4 | 6014.9087 | 8721.8498 | 122.622 | 177.8067 | 133.4911 | 0 | 178.9798 | 5542649.4649 | 241749.8301 | 6252666.2972 | 6118225.6152 | 0 | 401325.708 | 0 | 7237080.597 | 18829399.1841 | 12851451.8486 | 57474548.5453 | 961560.8286 | 25198831.6101 | 25198831.6101 | 1478867.319 | 10961253.7139 | 0 | 83634940.9841 | 121273893.6271 | 3162277.6602 | 13.9046 | 6014.9087 | 8721.8498 | 122.622 | 177.8067
1 | 6300 | 707 | 0.02 | 15 | 15 | 7 | 4.217e-09 | 5spot_SharedNeighbor | Water | Porous | Wet | R245fa | MinimizeLCOE_Brownfield | IgnoreSilica | 2019 | 144.0929 | 38.4811 | 3.482 | 4 | 6007.9524 | 8710.3637 | 122.4802 | 177.5725 | 133.4868 | 0 | 165.7087 | 5546835.3513 | 241922.2903 | 6258149.1608 | 6125031.6 | 0 | 398660.7169 | 0 | 7242533.6565 | 18843586.9263 | 12861135.2742 | 57517854.9763 | 961560.8286 | 25198831.6101 | 25198831.6101 | 1478867.319 | 10961253.7139 | 0 | 83678247.415 | 121317200.0581 | 4216965.0343 | 13.9279 | 6007.9524 | 8710.3637 | 122.4802 | 177.5725
1 | 6300 | 707 | 0.02 | 15 | 15 | 7 | 5.6234e-09 | 5spot_SharedNeighbor | Water | Porous | Wet | R245fa | MinimizeLCOE_Brownfield | IgnoreSilica | 2019 | 144.2218 | 38.5138 | 3.4864 | 4 | 6002.7354 | 8701.7029 | 122.3739 | 177.396 | 133.4834 | 0 | 195.7757 | 5550088.643 | 242056.3096 | 6262411.1847 | 6130323.4623 | 0 | 396702.1405 | 0 | 7246816.8786 | 18854730.9917 | 12868741.3278 | 57551870.9381 | 961560.8286 | 25198831.6101 | 25198831.6101 | 1478867.319 | 10961253.7139 | 0 | 83712263.3769 | 121351216.0199 | 5623413.2519 | 13.9457 | 6002.7354 | 8701.7029 | 122.3739 | 177.396
1 | 6300 | 707 | 0.02 | 15 | 15 | 7 | 7.4989e-09 | 5spot_SharedNeighbor | Water | Porous | Wet | R245fa | MinimizeLCOE_Brownfield | IgnoreSilica | 2019 | 144.3144 | 38.5372 | 3.4897 | 4 | 5998.8229 | 8695.2563 | 122.2941 | 177.2646 | 133.481 | 0 | 194.1632 | 5552424.8539 | 242152.536 | 6265472.257 | 6134124.9749 | 0 | 395175.1263 | 0 | 7249846.4017 | 18862613.1893 | 12874121.0896 | 57575930.4286 | 961560.8286 | 25198831.6101 | 25198831.6101 | 1478867.319 | 10961253.7139 | 0 | 83736322.8674 | 121375275.5104 | 7498942.0933 | 13.9588 | 5998.8229 | 8695.2563 | 122.2941 | 177.2646
1 | 6300 | 707 | 0.02 | 15 | 15 | 7 | 1e-08 | 5spot_SharedNeighbor | Water | Porous | Wet | R245fa | MinimizeLCOE_Brownfield | IgnoreSilica | 2019 | 144.3876 | 38.5557 | 3.4922 | 4 | 5995.8888 | 8690.3816 | 122.2343 | 177.1652 | 133.4791 | 0 | 187.7839 | 5554270.0007 | 242228.5318 | 6267890.0948 | 6137128.0599 | 0 | 394070.0708 | 0 | 7252278.8356 | 18868941.8833 | 12878440.5534 | 57595248.0303 | 961560.8286 | 25198831.6101 | 25198831.6101 | 1478867.319 | 10961253.7139 | 0 | 83755640.4691 | 121394593.1121 | 10000000 | 13.9688 | 5995.8888 | 8690.3816 | 122.2343 | 177.1652
1 | 6400 | 707 | 0.02 | 15 | 15 | 7 | 1e-13 | 5spot_SharedNeighbor | Water | Porous | Wet | R245fa | MinimizeLCOE_Brownfield | IgnoreSilica | 2019 | 0 | 0 | 0 | 0 |  |  |  |  | 15 |  | 24.6389 | [19 empty] | 100 | 0
1 | 6400 | 707 | 0.02 | 15 | 15 | 7 | 1.3335e-13 | 5spot_SharedNeighbor | Water | Porous | Wet | R245fa | MinimizeLCOE_Brownfield | IgnoreSilica | 2019 | 0 | 0 | 0 | 0 |  |  |  |  | 15 |  | 22.1239 | [19 empty] | 133.3521 | 0
1 | 6400 | 707 | 0.02 | 15 | 15 | 7 | 1.7783e-13 | 5spot_SharedNeighbor | Water | Porous | Wet | R245fa | MinimizeLCOE_Brownfield | IgnoreSilica | 2019 | 0 | 0 | 0 | 0 |  |  |  |  | 15 |  | 22.0499 | [19 empty] | 177.8279 | 0
1 | 6400 | 707 | 0.02 | 15 | 15 | 7 | 2.3714e-13 | 5spot_SharedNeighbor | Water | Porous | Wet | R245fa | MinimizeLCOE_Brownfield | IgnoreSilica | 2019 | 0 | 0 | 0 | 0 |  |  |  |  | 15 |  | 22.7094 | [19 empty] | 237.1374 | 0
1 | 6400 | 707 | 0.02 | 15 | 15 | 7 | 3.1623e-13 | 5spot_SharedNeighbor | Water | Porous | Wet | R245fa | MinimizeLCOE_Brownfield | IgnoreSilica | 2019 | 1.6 | 0.24222 | 0.0014666 | 4 | 4768630.4893 | 11321962.3667 | 97214.9826 | 230813.5169 | 97.1197 | 0 | 30.4192 | 128349.3275 | 4396.9257 | 111402.6637 | 75653.6593 | 0 | 80207.8174 | 0 | 156004.0535 | 405890.5464 | 277028.6381 | 1238933.6317 | 961560.8286 | 25774141.8447 | 25774141.8447 | 1478867.319 | 11191377.8078 | 0 | 27974636.3051 | 66419023.2766 | 316.2278 | 0.0058664 | 4768630.4893 | 11321962.3667 | 97214.9826 | 230813.5169
1 | 6400 | 707 | 0.02 | 15 | 15 | 7 | 4.217e-13 | 5spot_SharedNeighbor | Water | Porous | Wet | R245fa | MinimizeLCOE_Brownfield | IgnoreSilica | 2019 | 2.2932 | 0.41296 | 0.0083981 | 4 | 849617.5243 | 1994055.8669 | 17320.6024 | 40651.526 | 107.1007 | 0 | 357.2704 | 198760.6082 | 7314.7876 | 169441.9304 | 103887.249 | 0 | 103355.8016 | 0 | 227276.547 | 591326.9544 | 403592.7969 | 1804956.6752 | 961560.8286 | 25774141.8447 | 25774141.8447 | 1478867.319 | 11191377.8078 | 0 | 28540659.3486 | 66985046.3201 | 421.6965 | 0.033592 | 849617.5243 | 1994055.8669 | 17320.6024 | 40651.526
1 | 6400 | 707 | 0.02 | 15 | 15 | 7 | 5.6234e-13 | 5spot_SharedNeighbor | Water | Porous | Wet | R245fa | MinimizeLCOE_Brownfield | IgnoreSilica | 2019 | 3.0322 | 0.60514 | 0.019496 | 4 | 373168.2582 | 866147.4622 | 7607.5397 | 17657.5876 | 113.4799 | 0 | 476.2341 | 269398.702 | 10374.3833 | 228964.7553 | 134751.4096 | 0 | 120210.7592 | 0 | 297843.0036 | 774926.3995 | 528903.1908 | 2365372.6033 | 961560.8286 | 25774141.8447 | 25774141.8447 | 1478867.319 | 11191377.8078 | 0 | 29101075.2766 | 67545462.2482 | 562.3413 | 0.077984 | 373168.2582 | 866147.4622 | 7607.5397 | 17657.5876
1 | 6400 | 707 | 0.02 | 15 | 15 | 7 | 7.4989e-13 | 5spot_SharedNeighbor | Water | Porous | Wet | R245fa | MinimizeLCOE_Brownfield | IgnoreSilica | 2019 | 3.9922 | 0.86255 | 0.035763 | 4 | 208260.8245 | 477002.4466 | 4245.6786 | 9724.3401 | 118.6432 | 0 | 67.7212 | 354995.6926 | 14180.1246 | 302912.4649 | 175536.3105 | 0 | 139283.331 | 0 | 384894.0902 | 1001415.4701 | 683486.6354 | 3056704.1192 | 961560.8286 | 25774141.8447 | 25774141.8447 | 1478867.319 | 11191377.8078 | 0 | 29792406.7926 | 68236793.7641 | 749.8942 | 0.14305 | 208260.8245 | 477002.4466 | 4245.6786 | 9724.3401
1 | 6400 | 707 | 0.02 | 15 | 15 | 7 | 1e-12 | 5spot_SharedNeighbor | Water | Porous | Wet | R245fa | MinimizeLCOE_Brownfield | IgnoreSilica | 2019 | 5.2958 | 1.2187 | 0.058936 | 4 | 130151.7028 | 293229.7207 | 2653.3185 | 5977.8845 | 122.9116 | 0 | 73.6361 | 462200.0421 | 19025.0385 | 398215.2209 | 231285.6948 | 0 | 163486.4437 | 0 | 496942.8516 | 1292943.3629 | 882460.4125 | 3946559.067 | 961560.8286 | 25774141.8447 | 25774141.8447 | 1478867.319 | 11191377.8078 | 0 | 30682261.7404 | 69126648.7119 | 1000 | 0.23574 | 130151.7028 | 293229.7207 | 2653.3185 | 5977.8845
1 | 6400 | 707 | 0.02 | 15 | 15 | 7 | 1.3335e-12 | 5spot_SharedNeighbor | Water | Porous | Wet | R245fa | MinimizeLCOE_Brownfield | IgnoreSilica | 2019 | 7.0131 | 1.6926 | 0.090712 | 4 | 87597.1292 | 193549.1121 | 1785.786 | 3945.7604 | 126.2309 | 0 | 80.499 | 591399.6068 | 24911.613 | 516714.636 | 304891.528 | 0 | 192131.8469 | 0 | 635719.2 | 1654010.9545 | 1128896.4629 | 5048675.8482 | 961560.8286 | 25774141.8447 | 25774141.8447 | 1478867.319 | 11191377.8078 | 0 | 31784378.5215 | 70228765.4931 | 1333.5214 | 0.36285 | 87597.1292 | 193549.1121 | 1785.786 | 3945.7604
1 | 6400 | 707 | 0.02 | 15 | 15 | 7 | 1.7783e-12 | 5spot_SharedNeighbor | Water | Porous | Wet | R245fa | MinimizeLCOE_Brownfield | IgnoreSilica | 2019 | 9.2984 | 2.3306 | 0.13447 | 4 | 61678.7209 | 133150.7919 | 1257.4042 | 2714.459 | 128.888 | 0 | 76.253 | 749835.6604 | 32178.3382 | 666169.5971 | 404459.3312 | 0 | 226909.6177 | 0 | 811025.4924 | 2110121.967 | 1440201.6011 | 6440901.6051 | 961560.8286 | 25774141.8447 | 25774141.8447 | 1478867.319 | 11191377.8078 | 0 | 33176604.2784 | 71620991.25 | 1778.2794 | 0.53789 | 61678.7209 | 133150.7919 | 1257.4042 | 2714.459
1 | 6400 | 707 | 0.02 | 15 | 15 | 7 | 2.3714e-12 | 5spot_SharedNeighbor | Water | Porous | Wet | R245fa | MinimizeLCOE_Brownfield | IgnoreSilica | 2019 | 12.3527 | 3.1877 | 0.19374 | 4 | 45078.2979 | 94687.6029 | 918.9821 | 1930.3349 | 130.9777 | 0 | 78.7991 | 943654.1163 | 41077.1408 | 854616.2356 | 537633.4969 | 0 | 269690.1793 | 0 | 1032201.7558 | 2685577.235 | 1832961.646 | 8197411.8057 | 961560.8286 | 25774141.8447 | 25774141.8447 | 1478867.319 | 11191377.8078 | 0 | 34933114.479 | 73377501.4506 | 2371.3737 | 0.77494 | 45078.2979 | 94687.6029 | 918.9821 | 1930.3349
1 | 6400 | 707 | 0.02 | 15 | 15 | 7 | 3.1623e-12 | 5spot_SharedNeighbor | Water | Porous | Wet | R245fa | MinimizeLCOE_Brownfield | IgnoreSilica | 2019 | 16.3869 | 4.3208 | 0.27254 | 4 | 34047.8641 | 69313.377 | 694.1118 | 1413.0469 | 132.5553 | 0 | 86.7687 | 1177220.8642 | 51770.1336 | 1088861.3502 | 712801.3662 | 0 | 321114.1941 | 0 | 1307189.4842 | 3401038.8965 | 2321278.9313 | 10381275.2203 | 961560.8286 | 25774141.8447 | 25774141.8447 | 1478867.319 | 11191377.8078 | 0 | 37116977.8937 | 75561364.8652 | 3162.2777 | 1.0901 | 34047.8641 | 69313.377 | 694.1118 | 1413.0469
1 | 6400 | 707 | 0.02 | 15 | 15 | 7 | 4.217e-12 | 5spot_SharedNeighbor | Water | Porous | Wet | R245fa | MinimizeLCOE_Brownfield | IgnoreSilica | 2019 | 21.7459 | 5.8297 | 0.37772 | 4 | 26387.6299 | 51832.6318 | 537.9475 | 1056.6783 | 133.7661 | 0 | 89.929 | 1461860.2853 | 64773.2597 | 1382556.5477 | 946897.3729 | 0 | 384083.1237 | 0 | 1653666.5298 | 4302501.0969 | 2936545.4062 | 13132883.6221 | 961560.8286 | 25774141.8447 | 25774141.8447 | 1478867.319 | 11191377.8078 | 0 | 39868586.2955 | 78312973.267 | 4216.965 | 1.5109 | 26387.6299 | 51832.6318 | 537.9475 | 1056.6783
1 | 6400 | 707 | 0.02 | 15 | 15 | 7 | 5.6234e-12 | 5spot_SharedNeighbor | Water | Porous | Wet | R245fa | MinimizeLCOE_Brownfield | IgnoreSilica | 2019 | 28.7944 | 7.816 | 0.5164 | 4 | 20960.6858 | 39572.5864 | 427.3119 | 806.7407 | 134.6861 | 0 | 64.187 | 1805122.9143 | 80391.9131 | 1746958.8278 | 1254303.223 | 0 | 459989.1494 | 0 | 2085238.7508 | 5425363.4882 | 3702922.0608 | 16560290.3274 | 961560.8286 | 25774141.8447 | 25774141.8447 | 1478867.319 | 11191377.8078 | 0 | 43295993.0007 | 81740379.9723 | 5623.4133 | 2.0656 | 20960.6858 | 39572.5864 | 427.3119 | 806.7407
1 | 6400 | 707 | 0.02 | 15 | 15 | 7 | 7.4989e-12 | 5spot_SharedNeighbor | Water | Porous | Wet | R245fa | MinimizeLCOE_Brownfield | IgnoreSilica | 2019 | 37.9754 | 10.4034 | 0.69711 | 4 | 17045.4375 | 30832.4567 | 347.4943 | 628.5613 | 135.3826 | 0 | 80.9499 | 2215772.872 | 98993.9116 | 2195019.8362 | 1653360.8325 | 0 | 550740.7395 | 0 | 2618416.3948 | 6812582.3483 | 4649727.4373 | 20794614.3722 | 961560.8286 | 25774141.8447 | 25774141.8447 | 1478867.319 | 11191377.8078 | 0 | 47530317.0455 | 85974704.0171 | 7498.9421 | 2.7884 | 17045.4375 | 30832.4567 | 347.4943 | 628.5613
1 | 6400 | 707 | 0.02 | 15 | 15 | 7 | 1e-11 | 5spot_SharedNeighbor | Water | Porous | Wet | R245fa | MinimizeLCOE_Brownfield | IgnoreSilica | 2019 | 49.7905 | 13.7328 | 0.92897 | 4 | 14186.6484 | 24532.581 | 289.214 | 500.1298 | 135.9027 | 0 | 103.9043 | 2702373.5693 | 120936.7224 | 2740059.1934 | 2165989.7162 | 0 | 658838.9267 | 0 | 3271397.2699 | 8511504.6405 | 5809276.8111 | 25980376.8496 | 961560.8286 | 25774141.8447 | 25774141.8447 | 1478867.319 | 11191377.8078 | 0 | 52716079.523 | 91160466.4945 | 10000 | 3.7159 | 14186.6484 | 24532.581 | 289.214 | 500.1298
1 | 6400 | 707 | 0.02 | 15 | 15 | 7 | 1.3335e-11 | 5spot_SharedNeighbor | Water | Porous | Wet | R245fa | MinimizeLCOE_Brownfield | IgnoreSilica | 2019 | 61.0297 | 16.8963 | 1.1869 | 4 | 12075.2938 | 20172.8163 | 246.1712 | 411.2501 | 136.1867 | 0 | 101.1914 | 3133372.7661 | 140287.0269 | 3233739.0154 | 2654682.6124 | 0 | 715650.4254 | 0 | 3852315.4201 | 10022934.5044 | 6840858.75 | 30593840.5208 | 961560.8286 | 25774141.8447 | 25774141.8447 | 1478867.319 | 11191377.8078 | 0 | 57329543.1942 | 95773930.1657 | 13335.2143 | 4.7477 | 12075.2938 | 20172.8163 | 246.1712 | 411.2501
1 | 6400 | 707 | 0.02 | 15 | 15 | 7 | 1.7783e-11 | 5spot_SharedNeighbor | Water | Porous | Wet | R245fa | MinimizeLCOE_Brownfield | IgnoreSilica | 2019 | 72.5862 | 20.1356 | 1.4729 | 4 | 10496.7437 | 17022.0192 | 213.9903 | 347.0169 | 136.3339 | 0 | 113.3212 | 3550183.1689 | 158889.1302 | 3720477.4812 | 3156455.5426 | 0 | 748885.341 | 0 | 4420607.3589 | 11501513.5566 | 7850019.3349 | 35107030.9142 | 961560.8286 | 25774141.8447 | 25774141.8447 | 1478867.319 | 11191377.8078 | 0 | 61842733.5876 | 100287120.5591 | 17782.7941 | 5.8916 | 10496.7437 | 17022.0192 | 213.9903 | 347.0169
1 | 6400 | 707 | 0.02 | 15 | 15 | 7 | 2.3714e-11 | 5spot_SharedNeighbor | Water | Porous | Wet | R245fa | MinimizeLCOE_Brownfield | IgnoreSilica | 2019 | 84.0593 | 23.3279 | 1.7738 | 4 | 9318.5634 | 14736.833 | 189.9715 | 300.4303 | 136.3647 | 0 | 126.17 | 3940985.111 | 176193.7243 | 4185224.8747 | 3652450.8053 | 0 | 760455.1734 | 0 | 4958970.7786 | 12902224.741 | 8806033.5 | 39382538.7082 | 961560.8286 | 25774141.8447 | 25774141.8447 | 1478867.319 | 11191377.8078 | 0 | 66118241.3816 | 104562628.3531 | 23713.7371 | 7.0953 | 9318.5634 | 14736.833 | 189.9715 | 300.4303
1 | 6400 | 707 | 0.02 | 15 | 15 | 7 | 3.1623e-11 | 5spot_SharedNeighbor | Water | Porous | Wet | R245fa | MinimizeLCOE_Brownfield | IgnoreSilica | 2019 | 94.8681 | 26.3066 | 2.0724 | 4 | 8440.3075 | 13077.9078 | 172.0671 | 266.6108 | 136.3055 | 0 | 155.2581 | 4290335.1016 | 191522.1276 | 4607737.8119 | 4117089.8197 | 0 | 751501.8578 | 0 | 5443692.8203 | 14163372.0634 | 9666792.4615 | 43232044.0639 | 961560.8286 | 25774141.8447 | 25774141.8447 | 1478867.319 | 11191377.8078 | 0 | 69967746.7373 | 108412133.7088 | 31622.7766 | 8.2897 | 8440.3075 | 13077.9078 | 172.0671 | 266.6108
1 | 6400 | 707 | 0.02 | 15 | 15 | 7 | 4.217e-11 | 5spot_SharedNeighbor | Water | Porous | Wet | R245fa | MinimizeLCOE_Brownfield | IgnoreSilica | 2019 | 104.5392 | 28.9434 | 2.3525 | 4 | 7785.8349 | 11871.2534 | 158.7248 | 242.0116 | 136.19 | 0 | 155.4642 | 4588665.6492 | 204486.5933 | 4974047.0658 | 4530221.513 | 0 | 725613.3013 | 0 | 5858983.3079 | 15243872.7243 | 10404256.3646 | 46530146.5195 | 961560.8286 | 25774141.8447 | 25774141.8447 | 1478867.319 | 11191377.8078 | 0 | 73265849.1929 | 111710236.1644 | 42169.6503 | 9.4101 | 7785.8349 | 11871.2534 | 158.7248 | 242.0116
1 | 6400 | 707 | 0.02 | 15 | 15 | 7 | 5.6234e-11 | 5spot_SharedNeighbor | Water | Porous | Wet | R245fa | MinimizeLCOE_Brownfield | IgnoreSilica | 2019 | 112.8756 | 31.1922 | 2.6034 | 4 | 7297.8965 | 10989.5842 | 148.7775 | 224.0375 | 136.0486 | 0 | 163.9747 | 4835697.5056 | 215121.5504 | 5281387.9971 | 4884125.7361 | 0 | 689020.5836 | 0 | 6203087.8154 | 16139162.0673 | 11015309.7375 | 49262912.9929 | 961560.8286 | 25774141.8447 | 25774141.8447 | 1478867.319 | 11191377.8078 | 0 | 75998615.6663 | 114443002.6378 | 56234.1325 | 10.4138 | 7297.8965 | 10989.5842 | 148.7775 | 224.0375
1 | 6400 | 707 | 0.02 | 15 | 15 | 7 | 7.4989e-11 | 5spot_SharedNeighbor | Water | Porous | Wet | R245fa | MinimizeLCOE_Brownfield | IgnoreSilica | 2019 | 119.8787 | 33.0639 | 2.8204 | 4 | 6933.5929 | 10341.2874 | 141.3507 | 210.8211 | 135.9025 | 0 | 155.4441 | 5036591.4255 | 223704.279 | 5533961.9183 | 5181080.1447 | 0 | 647972.3584 | 0 | 6483090.9491 | 16867672.7847 | 11512533.2716 | 51486607.1314 | 961560.8286 | 25774141.8447 | 25774141.8447 | 1478867.319 | 11191377.8078 | 0 | 78222309.8047 | 116666696.7763 | 74989.4209 | 11.2816 | 6933.5929 | 10341.2874 | 141.3507 | 210.8211
1 | 6400 | 707 | 0.02 | 15 | 15 | 7 | 1e-10 | 5spot_SharedNeighbor | Water | Porous | Wet | R245fa | MinimizeLCOE_Brownfield | IgnoreSilica | 2019 | 125.4741 | 34.5472 | 3.0002 | 4 | 6661.3577 | 9864.8336 | 135.8008 | 201.108 | 135.7693 | 0 | 178.3482 | 5192904.2355 | 230337.7224 | 5732187.6352 | 5418071.2934 | 0 | 604993.37 | 0 | 6699612.76 | 17431018.1221 | 11897028.0399 | 53206153.1786 | 961560.8286 | 25774141.8447 | 25774141.8447 | 1478867.319 | 11191377.8078 | 0 | 79941855.852 | 118386242.8235 | 100000 | 12.0008 | 6661.3577 | 9864.8336 | 135.8008 | 201.108
1 | 6400 | 707 | 0.02 | 15 | 15 | 7 | 1.3335e-10 | 5spot_SharedNeighbor | Water | Porous | Wet | R245fa | MinimizeLCOE_Brownfield | IgnoreSilica | 2019 | 129.9124 | 35.7154 | 3.1462 | 4 | 6457.748 | 9512.5989 | 131.6499 | 193.9272 | 135.6537 | 0 | 184.6419 | 5314252.8802 | 235456.5451 | 5887179.3599 | 5605546.4414 | 0 | 564494.8415 | 0 | 6866702.7266 | 17865751.9401 | 12193742.8036 | 54533127.5383 | 961560.8286 | 25774141.8447 | 25774141.8447 | 1478867.319 | 11191377.8078 | 0 | 81268830.2117 | 119713217.1832 | 133352.1432 | 12.5847 | 6457.748 | 9512.5989 | 131.6499 | 193.9272
1 | 6400 | 707 | 0.02 | 15 | 15 | 7 | 1.7783e-10 | 5spot_SharedNeighbor | Water | Porous | Wet | R245fa | MinimizeLCOE_Brownfield | IgnoreSilica | 2019 | 133.3741 | 36.6214 | 3.2623 | 4 | 6305.313 | 9251.4324 | 128.5423 | 188.603 | 135.5577 | 0 | 182.8164 | 5407311.7473 | 239362.7756 | 6006713.2554 | 5751450.3019 | 0 | 528256.2534 | 0 | 6993906.7901 | 18196710.8203 | 12419629.0399 | 55543340.984 | 961560.8286 | 25774141.8447 | 25774141.8447 | 1478867.319 | 11191377.8078 | 0 | 82279043.6574 | 120723430.6289 | 177827.941 | 13.0492 | 6305.313 | 9251.4324 | 128.5423 | 188.603
1 | 6400 | 707 | 0.02 | 15 | 15 | 7 | 2.3714e-10 | 5spot_SharedNeighbor | Water | Porous | Wet | R245fa | MinimizeLCOE_Brownfield | IgnoreSilica | 2019 | 137.5398 | 37.7089 | 3.3753 | 4 | 6190.7516 | 9038.2516 | 126.2068 | 184.257 | 135.4433 | 0 | 185.9196 | 5518052.7176 | 244002.0371 | 6149456.8262 | 5926872.8941 | 0 | 515380.2746 | 0 | 7157968.2523 | 18623565.0914 | 12710965.8509 | 56846263.9443 | 961560.8286 | 25774141.8447 | 25774141.8447 | 1478867.319 | 11191377.8078 | 0 | 83581966.6176 | 122026353.5892 | 237137.3706 | 13.5011 | 6190.7516 | 9038.2516 | 126.2068 | 184.257
1 | 6400 | 707 | 0.02 | 15 | 15 | 7 | 3.1623e-10 | 5spot_SharedNeighbor | Water | Porous | Wet | R245fa | MinimizeLCOE_Brownfield | IgnoreSilica | 2019 | 139.6734 | 38.267 | 3.4482 | 4 | 6103.944 | 8891.1927 | 124.4372 | 181.259 | 135.3893 | 0 | 205.8685 | 5574592.5071 | 246374.6227 | 6222376.4256 | 6016788.8001 | 0 | 490399.3408 | 0 | 7234707.3615 | 18823224.5122 | 12847237.5082 | 57455701.0782 | 961560.8286 | 25774141.8447 | 25774141.8447 | 1478867.319 | 11191377.8078 | 0 | 84191403.7516 | 122635790.7231 | 316227.766 | 13.793 | 6103.944 | 8891.1927 | 124.4372 | 181.259
1 | 6400 | 707 | 0.02 | 15 | 15 | 7 | 4.217e-10 | 5spot_SharedNeighbor | Water | Porous | Wet | R245fa | MinimizeLCOE_Brownfield | IgnoreSilica | 2019 | 141.2935 | 38.6899 | 3.5043 | 4 | 6038.8362 | 8781.4878 | 123.1098 | 179.0225 | 135.3476 | 0 | 187.2143 | 5617227.5993 | 248160.3706 | 6277489.4189 | 6085007.5398 | 0 | 469994.0301 | 0 | 7292172.7939 | 18972737.7794 | 12949283.3852 | 57912072.9173 | 961560.8286 | 25774141.8447 | 25774141.8447 | 1478867.319 | 11191377.8078 | 0 | 84647775.5907 | 123092162.5622 | 421696.5034 | 14.0172 | 6038.8362 | 8781.4878 | 123.1098 | 179.0225
1 | 6400 | 707 | 0.02 | 15 | 15 | 7 | 5.6234e-10 | 5spot_SharedNeighbor | Water | Porous | Wet | R245fa | MinimizeLCOE_Brownfield | IgnoreSilica | 2019 | 142.5071 | 39.0061 | 3.5469 | 4 | 5989.9978 | 8699.68 | 122.1142 | 177.3547 | 135.3159 | 0 | 166.8421 | 5648996.6845 | 249489.0931 | 6318627.6118 | 6136074.6304 | 0 | 453503.4538 | 0 | 7334609.6747 | 19083149.8384 | 13024641.8842 | 58249092.871 | 961560.8286 | 25774141.8447 | 25774141.8447 | 1478867.319 | 11191377.8078 | 0 | 84984795.5444 | 123429182.5159 | 562341.3252 | 14.1878 | 5989.9978 | 8699.68 | 122.1142 | 177.3547
1 | 6400 | 707 | 0.02 | 15 | 15 | 7 | 7.4989e-10 | 5spot_SharedNeighbor | Water | Porous | Wet | R245fa | MinimizeLCOE_Brownfield | IgnoreSilica | 2019 | 143.413 | 39.2418 | 3.5792 | 4 | 5953.3644 | 8638.6238 | 121.3674 | 176.11 | 135.292 | 0 | 181.2829 | 5672620.7402 | 250476.1151 | 6349257.8274 | 6174178.2785 | 0 | 440383.9252 | 0 | 7365897.5857 | 19164554.5646 | 13080202.2825 | 58497571.3191 | 961560.8286 | 25774141.8447 | 25774141.8447 | 1478867.319 | 11191377.8078 | 0 | 85233273.9925 | 123677660.964 | 749894.2093 | 14.3168 | 5953.3644 | 8638.6238 | 121.3674 | 176.11
1 | 6400 | 707 | 0.02 | 15 | 15 | 7 | 1e-09 | 5spot_SharedNeighbor | Water | Porous | Wet | R245fa | MinimizeLCOE_Brownfield | IgnoreSilica | 2019 | 144.1124 | 39.4236 | 3.6039 | 4 | 5925.8849 | 8592.7467 | 120.8072 | 175.1748 | 135.2734 | 0 | 173.9813 | 5690806.2713 | 251235.3127 | 6372859.2805 | 6203585.0619 | 0 | 430374.123 | 0 | 7390055.4193 | 19227408.2921 | 13123101.2431 | 58689425.0038 | 961560.8286 | 25774141.8447 | 25774141.8447 | 1478867.319 | 11191377.8078 | 0 | 85425127.6772 | 123869514.6487 | 1000000 | 14.4156 | 5925.8849 | 8592.7467 | 120.8072 | 175.1748
1 | 6400 | 707 | 0.02 | 15 | 15 | 7 | 1.3335e-09 | 5spot_SharedNeighbor | Water | Porous | Wet | R245fa | MinimizeLCOE_Brownfield | IgnoreSilica | 2019 | 144.6239 | 39.5565 | 3.6223 | 4 | 5905.2718 | 8558.5612 | 120.387 | 174.4778 | 135.2597 | 0 | 189.8151 | 5704078.0359 | 251789.0206 | 6390096.5121 | 6225088.5099 | 0 | 422462.894 | 0 | 7407470.8392 | 19272719.6425 | 13154027.1708 | 58827732.6249 | 961560.8286 | 25774141.8447 | 25774141.8447 | 1478867.319 | 11191377.8078 | 0 | 85563435.2983 | 124007822.2698 | 1333521.4322 | 14.4893 | 5905.2718 | 8558.5612 | 120.387 | 174.4778
1 | 6400 | 707 | 0.02 | 15 | 15 | 7 | 1.7783e-09 | 5spot_SharedNeighbor | Water | Porous | Wet | R245fa | MinimizeLCOE_Brownfield | IgnoreSilica | 2019 | 145.0138 | 39.6578 | 3.6363 | 4 | 5889.8101 | 8532.8966 | 120.0717 | 173.9546 | 135.2493 | 0 | 179.4784 | 5714176.6242 | 252210.1502 | 6403219.5843 | 6241474.2131 | 0 | 416464.361 | 0 | 7420742.5238 | 19307249.8432 | 13177594.7423 | 58933132.0421 | 961560.8286 | 25774141.8447 | 25774141.8447 | 1478867.319 | 11191377.8078 | 0 | 85668834.7154 | 124113221.687 | 1778279.41 | 14.5453 | 5889.8101 | 8532.8966 | 120.0717 | 173.9546
1 | 6400 | 707 | 0.02 | 15 | 15 | 7 | 2.3714e-09 | 5spot_SharedNeighbor | Water | Porous | Wet | R245fa | MinimizeLCOE_Brownfield | IgnoreSilica | 2019 | 145.3085 | 39.7342 | 3.6469 | 4 | 5878.2129 | 8513.6482 | 119.8353 | 173.5622 | 135.2413 | 0 | 198.5948 | 5721799.583 | 252527.9309 | 6413129.6946 | 6253856.5864 | 0 | 411911.8338 | 0 | 7430757.9952 | 19333308.0455 | 13195380.0008 | 59012671.6702 | 961560.8286 | 25774141.8447 | 25774141.8447 | 1478867.319 | 11191377.8078 | 0 | 85748374.3435 | 124192761.3151 | 2371373.7057 | 14.5875 | 5878.2129 | 8513.6482 | 119.8353 | 173.5622
1 | 6400 | 707 | 0.02 | 15 | 15 | 7 | 3.1623e-09 | 5spot_SharedNeighbor | Water | Porous | Wet | R245fa | MinimizeLCOE_Brownfield | IgnoreSilica | 2019 | 145.5271 | 39.791 | 3.6548 | 4 | 5869.5146 | 8499.2519 | 119.658 | 173.2687 | 135.2354 | 0 | 199.4851 | 5727450.5738 | 252763.4415 | 6420478.5172 | 6263043.4619 | 0 | 408421.7383 | 0 | 7438141.5157 | 19352518.4513 | 13208491.4975 | 59071309.1973 | 961560.8286 | 25774141.8447 | 25774141.8447 | 1478867.319 | 11191377.8078 | 0 | 85807011.8706 | 124251398.8422 | 3162277.6602 | 14.6191 | 5869.5146 | 8499.2519 | 119.658 | 173.2687
1 | 6400 | 707 | 0.02 | 15 | 15 | 7 | 4.217e-09 | 5spot_SharedNeighbor | Water | Porous | Wet | R245fa | MinimizeLCOE_Brownfield | IgnoreSilica | 2019 | 145.6929 | 39.834 | 3.6607 | 4 | 5862.991 | 8488.4434 | 119.525 | 173.0484 | 135.2309 | 0 | 186.3148 | 5731731.8551 | 252941.834 | 6426047.3829 | 6270007.8262 | 0 | 405799.7273 | 0 | 7443746.1639 | 19367100.5963 | 13218444.1111 | 59115819.4968 | 961560.8286 | 25774141.8447 | 25774141.8447 | 1478867.319 | 11191377.8078 | 0 | 85851522.1702 | 124295909.1417 | 4216965.0343 | 14.643 | 5862.991 | 8488.4434 | 119.525 | 173.0484
1 | 6400 | 707 | 0.02 | 15 | 15 | 7 | 5.6234e-09 | 5spot_SharedNeighbor | Water | Porous | Wet | R245fa | MinimizeLCOE_Brownfield | IgnoreSilica | 2019 | 145.8024 | 39.8624 | 3.665 | 4 | 5858.0983 | 8480.5037 | 119.4253 | 172.8865 | 135.228 | 0 | 208.0306 | 5734556.8313 | 253059.5177 | 6429722.8087 | 6274605.8028 | 0 | 403633.8888 | 0 | 7447275.7512 | 19376283.8584 | 13224711.8762 | 59143850.3352 | 961560.8286 | 25774141.8447 | 25774141.8447 | 1478867.319 | 11191377.8078 | 0 | 85879553.0086 | 124323939.9801 | 5623413.2519 | 14.66 | 5858.0983 | 8480.5037 | 119.4253 | 172.8865
1 | 6400 | 707 | 0.02 | 15 | 15 | 7 | 7.4989e-09 | 5spot_SharedNeighbor | Water | Porous | Wet | R245fa | MinimizeLCOE_Brownfield | IgnoreSilica | 2019 | 145.9 | 39.8877 | 3.6684 | 4 | 5854.4291 | 8474.3826 | 119.3505 | 172.7618 | 135.2253 | 0 | 211.9817 | 5737076.404 | 253164.4802 | 6433001.0347 | 6278707.412 | 0 | 402193.8177 | 0 | 7450615.8279 | 19384974.0528 | 13230643.1125 | 59170376.1418 | 961560.8286 | 25774141.8447 | 25774141.8447 | 1478867.319 | 11191377.8078 | 0 | 85906078.8152 | 124350465.7867 | 7498942.0933 | 14.6737 | 5854.4291 | 8474.3826 | 119.3505 | 172.7618
1 | 6400 | 707 | 0.02 | 15 | 15 | 7 | 1e-08 | 5spot_SharedNeighbor | Water | Porous | Wet | R245fa | MinimizeLCOE_Brownfield | IgnoreSilica | 2019 | 145.9681 | 39.9054 | 3.6709 | 4 | 5851.6773 | 8469.8489 | 119.2944 | 172.6693 | 135.2235 | 0 | 202.4287 | 5738833.8687 | 253237.6843 | 6435287.9849 | 6281569.3294 | 0 | 401045.871 | 0 | 7452890.148 | 19390891.367 | 13234681.801 | 59188438.0543 | 961560.8286 | 25774141.8447 | 25774141.8447 | 1478867.319 | 11191377.8078 | 0 | 85924140.7277 | 124368527.6992 | 10000000 | 14.6837 | 5851.6773 | 8469.8489 | 119.2944 | 172.6693
1 | 6500 | 707 | 0.02 | 15 | 15 | 7 | 1e-13 | 5spot_SharedNeighbor | Water | Porous | Wet | R245fa | MinimizeLCOE_Brownfield | IgnoreSilica | 2019 | 0 | 0 | 0 | 0 |  |  |  |  | 15 |  | 21.647 | [19 empty] | 100 | 0
1 | 6500 | 707 | 0.02 | 15 | 15 | 7 | 1.3335e-13 | 5spot_SharedNeighbor | Water | Porous | Wet | R245fa | MinimizeLCOE_Brownfield | IgnoreSilica | 2019 | 0 | 0 | 0 | 0 |  |  |  |  | 15 |  | 20.6944 | [19 empty] | 133.3521 | 0
1 | 6500 | 707 | 0.02 | 15 | 15 | 7 | 1.7783e-13 | 5spot_SharedNeighbor | Water | Porous | Wet | R245fa | MinimizeLCOE_Brownfield | IgnoreSilica | 2019 | 0 | 0 | 0 | 0 |  |  |  |  | 15 |  | 23.9391 | [19 empty] | 177.8279 | 0
1 | 6500 | 707 | 0.02 | 15 | 15 | 7 | 2.3714e-13 | 5spot_SharedNeighbor | Water | Porous | Wet | R245fa | MinimizeLCOE_Brownfield | IgnoreSilica | 2019 | 0 | 0 | 0 | 0 |  |  |  |  | 15 |  | 25.7983 | [19 empty] | 237.1374 | 0
1 | 6500 | 707 | 0.02 | 15 | 15 | 7 | 3.1623e-13 | 5spot_SharedNeighbor | Water | Porous | Wet | R245fa | MinimizeLCOE_Brownfield | IgnoreSilica | 2019 | 1.6 | 0.24562 | 0.002268 | 4 | 3148397.4572 | 7475720.1115 | 64184.3407 | 152402.6661 | 97.8927 | 0 | 31.0071 | 130318.7689 | 4488.102 | 112588.6964 | 75933.7769 | 0 | 78895.3962 | 0 | 156867.6488 | 408137.4441 | 278562.192 | 1245792.0253 | 961560.8286 | 26355312.1702 | 26355312.1702 | 1478867.319 | 11423845.938 | 0 | 28562665.0242 | 67820690.4514 | 316.2278 | 0.0090721 | 3148397.4572 | 7475720.1115 | 64184.3407 | 152402.6661
1 | 6500 | 707 | 0.02 | 15 | 15 | 7 | 4.217e-13 | 5spot_SharedNeighbor | Water | Porous | Wet | R245fa | MinimizeLCOE_Brownfield | IgnoreSilica | 2019 | 2.3321 | 0.43001 | 0.009983 | 4 | 730534.0212 | 1713655.2964 | 14892.9241 | 34935.1811 | 108.5356 | 0 | 373.8563 | 206273.3195 | 7667.451 | 174831.4767 | 106136.1689 | 0 | 103954.8325 | 0 | 233556.667 | 607666.5384 | 414744.8987 | 1854831.3526 | 961560.8286 | 26355312.1702 | 26355312.1702 | 1478867.319 | 11423845.938 | 0 | 29171704.3515 | 68429729.7787 | 421.6965 | 0.039932 | 730534.0212 | 1713655.2964 | 14892.9241 | 34935.1811
1 | 6500 | 707 | 0.02 | 15 | 15 | 7 | 5.6234e-13 | 5spot_SharedNeighbor | Water | Porous | Wet | R245fa | MinimizeLCOE_Brownfield | IgnoreSilica | 2019 | 3.0711 | 0.62679 | 0.021968 | 4 | 338438.2368 | 785205.0775 | 6899.5212 | 16007.4676 | 114.9176 | 0 | 488.5388 | 278362.4725 | 10826.0144 | 235253.2306 | 137352.4958 | 0 | 120242.7859 | 0 | 304994.4297 | 793532.9432 | 541602.5392 | 2422166.9115 | 961560.8286 | 26355312.1702 | 26355312.1702 | 1478867.319 | 11423845.938 | 0 | 29739039.9104 | 68997065.3376 | 562.3413 | 0.087871 | 338438.2368 | 785205.0775 | 6899.5212 | 16007.4676
1 | 6500 | 707 | 0.02 | 15 | 15 | 7 | 7.4989e-13 | 5spot_SharedNeighbor | Water | Porous | Wet | R245fa | MinimizeLCOE_Brownfield | IgnoreSilica | 2019 | 4.0654 | 0.89975 | 0.03964 | 4 | 192148.1679 | 439738.1323 | 3917.2003 | 8964.6566 | 120.2601 | 0 | 60.7245 | 368824.2275 | 14897.7191 | 312964.2188 | 180099.8121 | 0 | 140329.7055 | 0 | 396675.1164 | 1032067.2836 | 704407.1279 | 3150265.211 | 961560.8286 | 26355312.1702 | 26355312.1702 | 1478867.319 | 11423845.938 | 0 | 30467138.2098 | 69725163.6371 | 749.8942 | 0.15856 | 192148.1679 | 439738.1323 | 3917.2003 | 8964.6566
1 | 6500 | 707 | 0.02 | 15 | 15 | 7 | 1e-12 | 5spot_SharedNeighbor | Water | Porous | Wet | R245fa | MinimizeLCOE_Brownfield | IgnoreSilica | 2019 | 5.3838 | 1.2688 | 0.064615 | 4 | 121409.9364 | 273301.3744 | 2475.1058 | 5571.6182 | 124.5579 | 0 | 69.0751 | 479455.2124 | 19960.573 | 410784.0198 | 237230.7124 | 0 | 164335.0209 | 0 | 511588.56 | 1331048.4919 | 908467.9461 | 4062870.5366 | 961560.8286 | 26355312.1702 | 26355312.1702 | 1478867.319 | 11423845.938 | 0 | 31379743.5354 | 70637768.9627 | 1000 | 0.25846 | 121409.9364 | 273301.3744 | 2475.1058 | 5571.6182
1 | 6500 | 707 | 0.02 | 15 | 15 | 7 | 1.3335e-12 | 5spot_SharedNeighbor | Water | Porous | Wet | R245fa | MinimizeLCOE_Brownfield | IgnoreSilica | 2019 | 7.1252 | 1.7616 | 0.098936 | 4 | 82167.0982 | 181367.8607 | 1675.0874 | 3697.4292 | 127.9106 | 0 | 78.6096 | 613439.5377 | 26148.7902 | 532878.9182 | 313525.5579 | 0 | 192977.2129 | 0 | 654798.3066 | 1703650.8763 | 1162776.7296 | 5200195.9295 | 961560.8286 | 26355312.1702 | 26355312.1702 | 1478867.319 | 11423845.938 | 0 | 32517068.9283 | 71775094.3556 | 1333.5214 | 0.39574 | 82167.0982 | 181367.8607 | 1675.0874 | 3697.4292
1 | 6500 | 707 | 0.02 | 15 | 15 | 7 | 1.7783e-12 | 5spot_SharedNeighbor | Water | Porous | Wet | R245fa | MinimizeLCOE_Brownfield | IgnoreSilica | 2019 | 9.4421 | 2.4247 | 0.14612 | 4 | 58084.0935 | 125251.2165 | 1184.1228 | 2553.4155 | 130.6281 | 0 | 77.6207 | 777578.4463 | 33777.0903 | 686786.0682 | 415522.7167 | 0 | 227677.3764 | 0 | 835123.2622 | 2172819.4209 | 1482993.9017 | 6632278.2827 | 961560.8286 | 26355312.1702 | 26355312.1702 | 1478867.319 | 11423845.938 | 0 | 33949151.2815 | 73207176.7088 | 1778.2794 | 0.58448 | 58084.0935 | 125251.2165 | 1184.1228 | 2553.4155
1 | 6500 | 707 | 0.02 | 15 | 15 | 7 | 2.3714e-12 | 5spot_SharedNeighbor | Water | Porous | Wet | R245fa | MinimizeLCOE_Brownfield | IgnoreSilica | 2019 | 12.5379 | 3.3135 | 0.20964 | 4 | 42634.2902 | 89449.2815 | 869.1577 | 1823.5446 | 132.7241 | 0 | 78.3666 | 977771.144 | 43078.8421 | 880453.9324 | 551721.5038 | 0 | 270454.529 | 0 | 1062157.181 | 2763515.1066 | 1886155.8448 | 8435308.0837 | 961560.8286 | 26355312.1702 | 26355312.1702 | 1478867.319 | 11423845.938 | 0 | 35752181.0826 | 75010206.5098 | 2371.3737 | 0.83858 | 42634.2902 | 89449.2815 | 869.1577 | 1823.5446
1 | 6500 | 707 | 0.02 | 15 | 15 | 7 | 3.1623e-12 | 5spot_SharedNeighbor | Water | Porous | Wet | R245fa | MinimizeLCOE_Brownfield | IgnoreSilica | 2019 | 16.6453 | 4.4965 | 0.29473 | 4 | 32245.9979 | 65546.4894 | 657.3783 | 1336.2538 | 134.329 | 0 | 76.7608 | 1220998.8218 | 54366.4906 | 1122801.9689 | 733438.3083 | 0 | 322424.5846 | 0 | 1347071.7679 | 3504804.4178 | 2392101.0316 | 10698007.3915 | 961560.8286 | 26355312.1702 | 26355312.1702 | 1478867.319 | 11423845.938 | 0 | 38014880.3904 | 77272905.8176 | 3162.2777 | 1.1789 | 32245.9979 | 65546.4894 | 657.3783 | 1336.2538
1 | 6500 | 707 | 0.02 | 15 | 15 | 7 | 4.217e-12 | 5spot_SharedNeighbor | Water | Porous | Wet | R245fa | MinimizeLCOE_Brownfield | IgnoreSilica | 2019 | 22.0775 | 6.0617 | 0.40749 | 4 | 25054.3377 | 49139.8707 | 510.7666 | 1001.7827 | 135.5551 | 0 | 74.4153 | 1515087.1351 | 67959.0856 | 1424714.6017 | 972118.6703 | 0 | 385358.1584 | 0 | 1702442.6839 | 4429406.6445 | 3023161.0501 | 13520248.0294 | 961560.8286 | 26355312.1702 | 26355312.1702 | 1478867.319 | 11423845.938 | 0 | 40837121.0283 | 80095146.4555 | 4216.965 | 1.6299 | 25054.3377 | 49139.8707 | 510.7666 | 1001.7827
1 | 6500 | 707 | 0.02 | 15 | 15 | 7 | 5.6234e-12 | 5spot_SharedNeighbor | Water | Porous | Wet | R245fa | MinimizeLCOE_Brownfield | IgnoreSilica | 2019 | 29.2252 | 8.1239 | 0.55633 | 4 | 19933.9578 | 37575.4282 | 406.3807 | 766.0259 | 136.4879 | 0 | 90.4504 | 1870328.8914 | 84322.9376 | 1799676.9596 | 1286799.0165 | 0 | 461387.274 | 0 | 2145980.8808 | 5583402.0507 | 3810786.6271 | 17042684.6378 | 961560.8286 | 26355312.1702 | 26355312.1702 | 1478867.319 | 11423845.938 | 0 | 44359557.6366 | 83617583.0638 | 5623.4133 | 2.2253 | 19933.9578 | 37575.4282 | 406.3807 | 766.0259
1 | 6500 | 707 | 0.02 | 15 | 15 | 7 | 7.4989e-12 | 5spot_SharedNeighbor | Water | Porous | Wet | R245fa | MinimizeLCOE_Brownfield | IgnoreSilica | 2019 | 38.5406 | 10.8153 | 0.75082 | 4 | 16224.9829 | 29296.7269 | 330.7682 | 597.2534 | 137.1947 | 0 | 82.1596 | 2296445.825 | 103884.5874 | 2261544.8498 | 1698519.0305 | 0 | 552566.2305 | 0 | 2696054.6041 | 7014581.043 | 4787595.6971 | 21411191.8675 | 961560.8286 | 26355312.1702 | 26355312.1702 | 1478867.319 | 11423845.938 | 0 | 48728064.8664 | 87986090.2936 | 7498.9421 | 3.0033 | 16224.9829 | 29296.7269 | 330.7682 | 597.2534
1 | 6500 | 707 | 0.02 | 15 | 15 | 7 | 1e-11 | 5spot_SharedNeighbor | Water | Porous | Wet | R245fa | MinimizeLCOE_Brownfield | IgnoreSilica | 2019 | 50.5085 | 14.2731 | 1.0001 | 4 | 13516.64 | 23330.2114 | 275.555 | 475.6179 | 137.7206 | 0 | 102.4507 | 2800671.4979 | 126928.3328 | 2822527.6667 | 2227151.8131 | 0 | 660966.3869 | 0 | 3368915.822 | 8765227.9093 | 5982448.1555 | 26754837.5843 | 961560.8286 | 26355312.1702 | 26355312.1702 | 1478867.319 | 11423845.938 | 0 | 54071710.5831 | 93329736.0103 | 10000 | 4.0004 | 13516.64 | 23330.2114 | 275.555 | 475.6179
1 | 6500 | 707 | 0.02 | 15 | 15 | 7 | 1.3335e-11 | 5spot_SharedNeighbor | Water | Porous | Wet | R245fa | MinimizeLCOE_Brownfield | IgnoreSilica | 2019 | 63.2493 | 17.9469 | 1.2882 | 4 | 11535.0474 | 19154.0818 | 235.1575 | 390.4819 | 138.0293 | 0 | 104.2888 | 3298125.5468 | 149537.4845 | 3389418.6593 | 2789244.8363 | 0 | 743795.5241 | 0 | 4044347.5999 | 10522562.8451 | 7181865.3588 | 32118897.8548 | 961560.8286 | 26355312.1702 | 26355312.1702 | 1478867.319 | 11423845.938 | 0 | 59435770.8537 | 98693796.2809 | 13335.2143 | 5.1526 | 11535.0474 | 19154.0818 | 235.1575 | 390.4819
1 | 6500 | 707 | 0.02 | 15 | 15 | 7 | 1.7783e-11 | 5spot_SharedNeighbor | Water | Porous | Wet | R245fa | MinimizeLCOE_Brownfield | IgnoreSilica | 2019 | 74.9466 | 21.3015 | 1.5917 | 4 | 10059.7781 | 16225.6495 | 205.0822 | 330.7818 | 138.157 | 0 | 119.6922 | 3725932.8743 | 168845.0541 | 3887088.2593 | 3303447.2443 | 0 | 774744.7079 | 0 | 4625422.6746 | 12034400.9946 | 8213725.961 | 36733607.7701 | 961560.8286 | 26355312.1702 | 26355312.1702 | 1478867.319 | 11423845.938 | 0 | 64050480.7689 | 103308506.1962 | 17782.7941 | 6.367 | 10059.7781 | 16225.6495 | 205.0822 | 330.7818
1 | 6500 | 707 | 0.02 | 15 | 15 | 7 | 2.3714e-11 | 5spot_SharedNeighbor | Water | Porous | Wet | R245fa | MinimizeLCOE_Brownfield | IgnoreSilica | 2019 | 86.4734 | 24.581 | 1.9085 | 4 | 8958.617 | 14101.1731 | 182.6335 | 287.4715 | 138.1675 | 0 | 146.2012 | 4124210.2338 | 186669.9256 | 4358866.5074 | 3808083.8263 | 0 | 783201.0977 | 0 | 5171802.3205 | 13455968.7553 | 9183975.168 | 41072777.8347 | 961560.8286 | 26355312.1702 | 26355312.1702 | 1478867.319 | 11423845.938 | 0 | 68389650.8336 | 107647676.2608 | 23713.7371 | 7.634 | 8958.617 | 14101.1731 | 182.6335 | 287.4715
1 | 6500 | 707 | 0.02 | 15 | 15 | 7 | 3.1623e-11 | 5spot_SharedNeighbor | Water | Porous | Wet | R245fa | MinimizeLCOE_Brownfield | IgnoreSilica | 2019 | 97.2381 | 27.6131 | 2.22 | 4 | 8137.6251 | 12558.5773 | 165.8965 | 256.0236 | 138.0902 | 0 | 171.5253 | 4477322.3996 | 202322.9094 | 4784186.1661 | 4276922.3495 | 0 | 770548.113 | 0 | 5659407.7556 | 14724618.076 | 10049854.3975 | 44945182.1667 | 961560.8286 | 26355312.1702 | 26355312.1702 | 1478867.319 | 11423845.938 | 0 | 72262055.1656 | 111520080.5928 | 31622.7766 | 8.88 | 8137.6251 | 12558.5773 | 165.8965 | 256.0236
1 | 6500 | 707 | 0.02 | 15 | 15 | 7 | 4.217e-11 | 5spot_SharedNeighbor | Water | Porous | Wet | R245fa | MinimizeLCOE_Brownfield | IgnoreSilica | 2019 | 106.8313 | 30.2855 | 2.5103 | 4 | 7525.6465 | 11435.2661 | 153.4205 | 233.1234 | 137.9599 | 0 | 188.5167 | 4777830.8771 | 215511.9569 | 5151593.1525 | 4692253.6166 | 0 | 741482.04 | 0 | 6075681.9408 | 15807678.1163 | 10789065.1297 | 48251096.83 | 961560.8286 | 26355312.1702 | 26355312.1702 | 1478867.319 | 11423845.938 | 0 | 75567969.8289 | 114825995.2561 | 42169.6503 | 10.0414 | 7525.6465 | 11435.2661 | 153.4205 | 233.1234
1 | 6500 | 707 | 0.02 | 15 | 15 | 7 | 5.6234e-11 | 5spot_SharedNeighbor | Water | Porous | Wet | R245fa | MinimizeLCOE_Brownfield | IgnoreSilica | 2019 | 115.0527 | 32.5502 | 2.7687 | 4 | 7069.2604 | 10614.1094 | 144.1164 | 216.383 | 137.8075 | 0 | 186.3395 | 5025280.4987 | 226267.731 | 5458085.3146 | 5045722.0031 | 0 | 702075.5956 | 0 | 6418398.1458 | 16699355.3808 | 11397653.1849 | 50972837.8545 | 961560.8286 | 26355312.1702 | 26355312.1702 | 1478867.319 | 11423845.938 | 0 | 78289710.8534 | 117547736.2806 | 56234.1325 | 11.0747 | 7069.2604 | 10614.1094 | 144.1164 | 216.383
1 | 6500 | 707 | 0.02 | 15 | 15 | 7 | 7.4989e-11 | 5spot_SharedNeighbor | Water | Porous | Wet | R245fa | MinimizeLCOE_Brownfield | IgnoreSilica | 2019 | 121.8466 | 34.4028 | 2.9894 | 4 | 6728.5285 | 10011.586 | 137.1702 | 204.0997 | 137.6557 | 0 | 186.8226 | 5223103.2805 | 234791.1984 | 5705800.6685 | 5336177.1169 | 0 | 657676.28 | 0 | 6691443.9323 | 17409764.5079 | 11882522.0115 | 53141278.996 | 961560.8286 | 26355312.1702 | 26355312.1702 | 1478867.319 | 11423845.938 | 0 | 80458151.9948 | 119716177.4221 | 74989.4209 | 11.9578 | 6728.5285 | 10011.586 | 137.1702 | 204.0997
1 | 6500 | 707 | 0.02 | 15 | 15 | 7 | 1e-10 | 5spot_SharedNeighbor | Water | Porous | Wet | R245fa | MinimizeLCOE_Brownfield | IgnoreSilica | 2019 | 127.3307 | 35.8852 | 3.1725 | 4 | 6473.8498 | 9567.4719 | 131.9782 | 195.0459 | 137.5174 | 0 | 181.8517 | 5378540.8368 | 241437.4941 | 5902194.0174 | 5569496.4949 | 0 | 613113.3083 | 0 | 6904865.0391 | 17965042.4492 | 12261510.6163 | 54836200.2561 | 961560.8286 | 26355312.1702 | 26355312.1702 | 1478867.319 | 11423845.938 | 0 | 82153073.255 | 121411098.6822 | 100000 | 12.69 | 6473.8498 | 9567.4719 | 131.9782 | 195.0459
1 | 6500 | 707 | 0.02 | 15 | 15 | 7 | 1.3335e-10 | 5spot_SharedNeighbor | Water | Porous | Wet | R245fa | MinimizeLCOE_Brownfield | IgnoreSilica | 2019 | 131.6614 | 37.0471 | 3.3205 | 4 | 6283.2806 | 9239.0493 | 128.0932 | 188.3505 | 137.3987 | 0 | 199.7252 | 5498672.5118 | 246541.3405 | 6055077.6506 | 5752997.2862 | 0 | 571352.8723 | 0 | 7068610.2479 | 18391073.8938 | 12552285.8313 | 56136611.6343 | 961560.8286 | 26355312.1702 | 26355312.1702 | 1478867.319 | 11423845.938 | 0 | 83453484.6332 | 122711510.0604 | 133352.1432 | 13.2818 | 6283.2806 | 9239.0493 | 128.0932 | 188.3505
1 | 6500 | 707 | 0.02 | 15 | 15 | 7 | 1.7783e-10 | 5spot_SharedNeighbor | Water | Porous | Wet | R245fa | MinimizeLCOE_Brownfield | IgnoreSilica | 2019 | 135.0138 | 37.9413 | 3.4376 | 4 | 6140.5484 | 8995.6311 | 125.1834 | 183.3881 | 137.3012 | 0 | 186.5753 | 5590112.7151 | 250405.9998 | 6172111.3501 | 5894582.9129 | 0 | 533976.2702 | 0 | 7192063.8068 | 18712274.7301 | 12771512.0021 | 57117039.7873 | 961560.8286 | 26355312.1702 | 26355312.1702 | 1478867.319 | 11423845.938 | 0 | 84433912.7861 | 123691938.2133 | 177827.941 | 13.7502 | 6140.5484 | 8995.6311 | 125.1834 | 183.3881
1 | 6500 | 707 | 0.02 | 15 | 15 | 7 | 2.3714e-10 | 5spot_SharedNeighbor | Water | Porous | Wet | R245fa | MinimizeLCOE_Brownfield | IgnoreSilica | 2019 | 139.2324 | 39.0681 | 3.5548 | 4 | 6032.3341 | 8793.2811 | 122.9773 | 179.2629 | 137.1884 | 0 | 196.0376 | 5704598.2312 | 255251.5958 | 6318805.9733 | 6072902.427 | 0 | 522306.6863 | 0 | 7360807.3162 | 19151310.7277 | 13071163.0917 | 58457146.049 | 961560.8286 | 26355312.1702 | 26355312.1702 | 1478867.319 | 11423845.938 | 0 | 85774019.0479 | 125032044.4751 | 237137.3706 | 14.219 | 6032.3341 | 8793.2811 | 122.9773 | 179.2629
1 | 6500 | 707 | 0.02 | 15 | 15 | 7 | 3.1623e-10 | 5spot_SharedNeighbor | Water | Porous | Wet | R245fa | MinimizeLCOE_Brownfield | IgnoreSilica | 2019 | 141.313 | 39.6231 | 3.6285 | 4 | 5950.9574 | 8655.8223 | 121.3183 | 176.4606 | 137.1337 | 0 | 191.5241 | 5760605.2582 | 257619.3597 | 6390747.4607 | 6160781.8333 | 0 | 496969.8727 | 0 | 7436022.276 | 19347004.6242 | 13204728.1972 | 59054478.882 | 961560.8286 | 26355312.1702 | 26355312.1702 | 1478867.319 | 11423845.938 | 0 | 86371351.8809 | 125629377.3081 | 316227.766 | 14.5139 | 5950.9574 | 8655.8223 | 121.3183 | 176.4606
1 | 6500 | 707 | 0.02 | 15 | 15 | 7 | 4.217e-10 | 5spot_SharedNeighbor | Water | Porous | Wet | R245fa | MinimizeLCOE_Brownfield | IgnoreSilica | 2019 | 142.8944 | 40.0439 | 3.6851 | 4 | 5889.9115 | 8553.2199 | 120.0738 | 174.369 | 137.0914 | 0 | 193.3324 | 5802882.3924 | 259403.1434 | 6445177.6553 | 6227494.3292 | 0 | 476359.839 | 0 | 7492413.7701 | 19493723.7245 | 13304866.998 | 59502321.852 | 961560.8286 | 26355312.1702 | 26355312.1702 | 1478867.319 | 11423845.938 | 0 | 86819194.8509 | 126077220.2781 | 421696.5034 | 14.7403 | 5889.9115 | 8553.2199 | 120.0738 | 174.369
1 | 6500 | 707 | 0.02 | 15 | 15 | 7 | 5.6234e-10 | 5spot_SharedNeighbor | Water | Porous | Wet | R245fa | MinimizeLCOE_Brownfield | IgnoreSilica | 2019 | 144.0735 | 40.3572 | 3.728 | 4 | 5844.1131 | 8476.7444 | 119.1402 | 172.8099 | 137.0594 | 0 | 173.6731 | 5834241.1792 | 260724.2488 | 6485621.1392 | 6277189.1366 | 0 | 459675.8881 | 0 | 7533806.1209 | 19601418.1304 | 13378370.6428 | 59831046.486 | 961560.8286 | 26355312.1702 | 26355312.1702 | 1478867.319 | 11423845.938 | 0 | 87147919.4849 | 126405944.9121 | 562341.3252 | 14.9121 | 5844.1131 | 8476.7444 | 119.1402 | 172.8099
1 | 6500 | 707 | 0.02 | 15 | 15 | 7 | 7.4989e-10 | 5spot_SharedNeighbor | Water | Porous | Wet | R245fa | MinimizeLCOE_Brownfield | IgnoreSilica | 2019 | 144.9749 | 40.5964 | 3.7608 | 4 | 5809.7534 | 8419.4209 | 118.4397 | 171.6413 | 137.0347 | 0 | 181.1131 | 5858122.4991 | 261729.1983 | 6516460.9514 | 6315154.9268 | 0 | 446692.3317 | 0 | 7565282.3638 | 19683312.8579 | 13434265.4772 | 60081020.6062 | 961560.8286 | 26355312.1702 | 26355312.1702 | 1478867.319 | 11423845.938 | 0 | 87397893.6051 | 126655919.0323 | 749894.2093 | 15.0433 | 5809.7534 | 8419.4209 | 118.4397 | 171.6413
1 | 6500 | 707 | 0.02 | 15 | 15 | 7 | 1e-09 | 5spot_SharedNeighbor | Water | Porous | Wet | R245fa | MinimizeLCOE_Brownfield | IgnoreSilica | 2019 | 145.6392 | 40.7725 | 3.7854 | 4 | 5783.9761 | 8376.6773 | 117.9142 | 170.7699 | 137.0164 | 0 | 204.8542 | 5875668.7891 | 262466.9133 | 6539142.3582 | 6343116.9533 | 0 | 436400.7808 | 0 | 7588150.3599 | 19742810.6929 | 13474873.9721 | 60262630.8196 | 961560.8286 | 26355312.1702 | 26355312.1702 | 1478867.319 | 11423845.938 | 0 | 87579503.8185 | 126837529.2457 | 1000000 | 15.1417 | 5783.9761 | 8376.6773 | 117.9142 | 170.7699
1 | 6500 | 707 | 0.02 | 15 | 15 | 7 | 1.3335e-09 | 5spot_SharedNeighbor | Water | Porous | Wet | R245fa | MinimizeLCOE_Brownfield | IgnoreSilica | 2019 | 146.1534 | 40.9087 | 3.8043 | 4 | 5764.6386 | 8344.5176 | 117.52 | 170.1143 | 137.0021 | 0 | 204.5187 | 5889220.2474 | 263036.3097 | 6556672.5141 | 6364751.2182 | 0 | 428644.467 | 0 | 7605906.655 | 19789008.9304 | 13506405.2185 | 60403645.5603 | 961560.8286 | 26355312.1702 | 26355312.1702 | 1478867.319 | 11423845.938 | 0 | 87720518.5592 | 126978543.9864 | 1333521.4322 | 15.217 | 5764.6386 | 8344.5176 | 117.52 | 170.1143
1 | 6500 | 707 | 0.02 | 15 | 15 | 7 | 1.7783e-09 | 5spot_SharedNeighbor | Water | Porous | Wet | R245fa | MinimizeLCOE_Brownfield | IgnoreSilica | 2019 | 146.5166 | 41.0048 | 3.8181 | 4 | 5750.1332 | 8320.6771 | 117.2242 | 169.6283 | 136.992 | 0 | 212.2324 | 5898771.3012 | 263437.322 | 6569036.6531 | 6380002.1853 | 0 | 422407.0852 | 0 | 7618125.2732 | 19820799.2685 | 13528102.7774 | 60500681.8658 | 961560.8286 | 26355312.1702 | 26355312.1702 | 1478867.319 | 11423845.938 | 0 | 87817554.8646 | 127075580.2919 | 1778279.41 | 15.2723 | 5750.1332 | 8320.6771 | 117.2242 | 169.6283
1 | 6500 | 707 | 0.02 | 15 | 15 | 7 | 2.3714e-09 | 5spot_SharedNeighbor | Water | Porous | Wet | R245fa | MinimizeLCOE_Brownfield | IgnoreSilica | 2019 | 146.7964 | 41.0788 | 3.8286 | 4 | 5739.253 | 8302.7399 | 117.0024 | 169.2626 | 136.9842 | 0 | 230.8624 | 5906120.8487 | 263745.7794 | 6578554.9492 | 6391745.2948 | 0 | 417743.1585 | 0 | 7627584.912 | 19845411.3082 | 13544901.0002 | 60575807.2511 | 961560.8286 | 26355312.1702 | 26355312.1702 | 1478867.319 | 11423845.938 | 0 | 87892680.25 | 127150705.6772 | 2371373.7057 | 15.3143 | 5739.253 | 8302.7399 | 117.0024 | 169.2626
1 | 6500 | 707 | 0.02 | 15 | 15 | 7 | 3.1623e-09 | 5spot_SharedNeighbor | Water | Porous | Wet | R245fa | MinimizeLCOE_Brownfield | IgnoreSilica | 2019 | 147.0009 | 41.1328 | 3.8364 | 4 | 5731.0922 | 8289.3557 | 116.8361 | 168.9897 | 136.9785 | 0 | 206.0289 | 5911486.1058 | 263970.8908 | 6585505.638 | 6400324.3641 | 0 | 414131.5234 | 0 | 7634413.2236 | 19863177.1744 | 13557026.569 | 60630035.4893 | 961560.8286 | 26355312.1702 | 26355312.1702 | 1478867.319 | 11423845.938 | 0 | 87946908.4881 | 127204933.9153 | 3162277.6602 | 15.3456 | 5731.0922 | 8289.3557 | 116.8361 | 168.9897
1 | 6500 | 707 | 0.02 | 15 | 15 | 7 | 4.217e-09 | 5spot_SharedNeighbor | Water | Porous | Wet | R245fa | MinimizeLCOE_Brownfield | IgnoreSilica | 2019 | 147.1667 | 41.1766 | 3.8425 | 4 | 5724.9714 | 8279.195 | 116.7113 | 168.7826 | 136.9738 | 0 | 190.8366 | 5915832.8373 | 264153.2406 | 6591137.9178 | 6407278.2502 | 0 | 411553.5472 | 0 | 7640082.7593 | 19877928.1433 | 13567094.4084 | 60675061.1041 | 961560.8286 | 26355312.1702 | 26355312.1702 | 1478867.319 | 11423845.938 | 0 | 87991934.103 | 127249959.5302 | 4216965.0343 | 15.3698 | 5724.9714 | 8279.195 | 116.7113 | 168.7826
1 | 6500 | 707 | 0.02 | 15 | 15 | 7 | 5.6234e-09 | 5spot_SharedNeighbor | Water | Porous | Wet | R245fa | MinimizeLCOE_Brownfield | IgnoreSilica | 2019 | 147.2787 | 41.2063 | 3.8468 | 4 | 5720.3809 | 8271.7067 | 116.6177 | 168.6299 | 136.9707 | 0 | 188.6527 | 5918769.1863 | 264276.3941 | 6594943.5674 | 6411978.186 | 0 | 409450.4511 | 0 | 7643772.9361 | 19887529.2263 | 13573647.3448 | 60704367.292 | 961560.8286 | 26355312.1702 | 26355312.1702 | 1478867.319 | 11423845.938 | 0 | 88021240.2908 | 127279265.7181 | 5623413.2519 | 15.3873 | 5720.3809 | 8271.7067 | 116.6177 | 168.6299
1 | 6500 | 707 | 0.02 | 15 | 15 | 7 | 7.4989e-09 | 5spot_SharedNeighbor | Water | Porous | Wet | R245fa | MinimizeLCOE_Brownfield | IgnoreSilica | 2019 | 147.3714 | 41.2307 | 3.8502 | 4 | 5716.9382 | 8266.0038 | 116.5475 | 168.5137 | 136.9681 | 0 | 185.6241 | 5921195.3024 | 264378.1438 | 6598088.1761 | 6415862.3243 | 0 | 407973.2289 | 0 | 7646923.8985 | 19895727.384 | 13579242.7559 | 60729391.2139 | 961560.8286 | 26355312.1702 | 26355312.1702 | 1478867.319 | 11423845.938 | 0 | 88046264.2128 | 127304289.64 | 7498942.0933 | 15.4009 | 5716.9382 | 8266.0038 | 116.5475 | 168.5137
1 | 6500 | 707 | 0.02 | 15 | 15 | 7 | 1e-08 | 5spot_SharedNeighbor | Water | Porous | Wet | R245fa | MinimizeLCOE_Brownfield | IgnoreSilica | 2019 | 147.4445 | 41.2501 | 3.8529 | 4 | 5714.3563 | 8261.6897 | 116.4949 | 168.4257 | 136.966 | 0 | 178.7341 | 5923111.4609 | 264458.5018 | 6600572.0002 | 6418930.6787 | 0 | 406907.6489 | 0 | 7649452.3133 | 19902305.8008 | 13583732.6606 | 60749471.0653 | 961560.8286 | 26355312.1702 | 26355312.1702 | 1478867.319 | 11423845.938 | 0 | 88066344.0641 | 127324369.4914 | 10000000 | 15.4114 | 5714.3563 | 8261.6897 | 116.4949 | 168.4257
1 | 6600 | 707 | 0.02 | 15 | 15 | 7 | 1e-13 | 5spot_SharedNeighbor | Water | Porous | Wet | R245fa | MinimizeLCOE_Brownfield | IgnoreSilica | 2019 | 0 | 0 | 0 | 0 |  |  |  |  | 15 |  | 21.4549 | [19 empty] | 100 | 0
1 | 6600 | 707 | 0.02 | 15 | 15 | 7 | 1.3335e-13 | 5spot_SharedNeighbor | Water | Porous | Wet | R245fa | MinimizeLCOE_Brownfield | IgnoreSilica | 2019 | 0 | 0 | 0 | 0 |  |  |  |  | 15 |  | 23.2954 | [19 empty] | 133.3521 | 0
1 | 6600 | 707 | 0.02 | 15 | 15 | 7 | 1.7783e-13 | 5spot_SharedNeighbor | Water | Porous | Wet | R245fa | MinimizeLCOE_Brownfield | IgnoreSilica | 2019 | 0 | 0 | 0 | 0 |  |  |  |  | 15 |  | 24.2465 | [19 empty] | 177.8279 | 0
1 | 6600 | 707 | 0.02 | 15 | 15 | 7 | 2.3714e-13 | 5spot_SharedNeighbor | Water | Porous | Wet | R245fa | MinimizeLCOE_Brownfield | IgnoreSilica | 2019 | 0 | 0 | 0 | 0 |  |  |  |  | 15 |  | 23.0437 | [19 empty] | 237.1374 | 0
1 | 6600 | 707 | 0.02 | 15 | 15 | 7 | 3.1623e-13 | 5spot_SharedNeighbor | Water | Porous | Wet | R245fa | MinimizeLCOE_Brownfield | IgnoreSilica | 2019 | 1.6 | 0.24903 | 0.0030704 | 4 | 2373999.1366 | 5637386.4246 | 48397.1835 | 114925.7474 | 98.6549 | 0 | 29.8276 | 132295.4703 | 4580.3906 | 113772.1479 | 76253.2268 | 0 | 77581.869 | 0 | 157748.4108 | 410429.0063 | 280126.2302 | 1252786.7519 | 961560.8286 | 26942342.5866 | 26942342.5866 | 1478867.319 | 11658658.1045 | 0 | 29156690.1672 | 69236558.1773 | 316.2278 | 0.012282 | 2373999.1366 | 5637386.4246 | 48397.1835 | 114925.7474
1 | 6600 | 707 | 0.02 | 15 | 15 | 7 | 4.217e-13 | 5spot_SharedNeighbor | Water | Porous | Wet | R245fa | MinimizeLCOE_Brownfield | IgnoreSilica | 2019 | 2.3904 | 0.45261 | 0.011702 | 4 | 637185.6629 | 1493414.8839 | 12989.8916 | 30445.2824 | 110.1785 | 0 | 372.8395 | 215890.2625 | 8116.4423 | 181928.8678 | 109153.0725 | 0 | 105652.3842 | 0 | 242089.0014 | 629865.9223 | 429896.4345 | 1922592.3874 | 961560.8286 | 26942342.5866 | 26942342.5866 | 1478867.319 | 11658658.1045 | 0 | 29826495.8026 | 69906363.8127 | 421.6965 | 0.04681 | 637185.6629 | 1493414.8839 | 12989.8916 | 30445.2824
1 | 6600 | 707 | 0.02 | 15 | 15 | 7 | 5.6234e-13 | 5spot_SharedNeighbor | Water | Porous | Wet | R245fa | MinimizeLCOE_Brownfield | IgnoreSilica | 2019 | 3.1295 | 0.65433 | 0.024665 | 4 | 308138.8001 | 714383.4257 | 6281.8262 | 14563.6724 | 116.4872 | 0 | 485.7583 | 289407.0835 | 11379.5156 | 243214.0261 | 140910.7872 | 0 | 121253.9622 | 0 | 314404.4961 | 818016.0056 | 558312.7323 | 2496898.6086 | 961560.8286 | 26942342.5866 | 26942342.5866 | 1478867.319 | 11658658.1045 | 0 | 30400802.0238 | 70480670.0339 | 562.3413 | 0.098659 | 308138.8001 | 714383.4257 | 6281.8262 | 14563.6724
1 | 6600 | 707 | 0.02 | 15 | 15 | 7 | 7.4989e-13 | 5spot_SharedNeighbor | Water | Porous | Wet | R245fa | MinimizeLCOE_Brownfield | IgnoreSilica | 2019 | 4.1432 | 0.93956 | 0.043782 | 4 | 177894.3205 | 406754.2174 | 3626.6163 | 8292.2349 | 121.8947 | 0 | 75.11 | 383478.1119 | 15666.7441 | 323623.2672 | 185148.9956 | 0 | 141543.1634 | 0 | 409289.51 | 1064887.3483 | 726807.4965 | 3250444.637 | 961560.8286 | 26942342.5866 | 26942342.5866 | 1478867.319 | 11658658.1045 | 0 | 31154348.0522 | 71234216.0624 | 749.8942 | 0.17513 | 177894.3205 | 406754.2174 | 3626.6163 | 8292.2349
1 | 6600 | 707 | 0.02 | 15 | 15 | 7 | 1e-12 | 5spot_SharedNeighbor | Water | Porous | Wet | R245fa | MinimizeLCOE_Brownfield | IgnoreSilica | 2019 | 5.4764 | 1.3214 | 0.070576 | 4 | 113663.4119 | 255636.6589 | 2317.1824 | 5211.4991 | 126.2142 | 0 | 56.4945 | 497392.458 | 20943.4475 | 423874.982 | 243329.5211 | 0 | 165312.6627 | 0 | 526832.6978 | 1370710.6115 | 935538.1576 | 4183934.5384 | 961560.8286 | 26942342.5866 | 26942342.5866 | 1478867.319 | 11658658.1045 | 0 | 32087837.9536 | 72167705.9637 | 1000 | 0.28231 | 113663.4119 | 255636.6589 | 2317.1824 | 5211.4991
1 | 6600 | 707 | 0.02 | 15 | 15 | 7 | 1.3335e-12 | 5spot_SharedNeighbor | Water | Porous | Wet | R245fa | MinimizeLCOE_Brownfield | IgnoreSilica | 2019 | 7.23 | 1.8297 | 0.10736 | 4 | 77428.4047 | 170762.105 | 1578.4828 | 3481.2165 | 129.5775 | 0 | 75.4381 | 635129.0299 | 27388.6093 | 548654.6526 | 321362.6151 | 0 | 193454.0791 | 0 | 673135.7046 | 1751361.0242 | 1195339.8859 | 5345825.6008 | 961560.8286 | 26942342.5866 | 26942342.5866 | 1478867.319 | 11658658.1045 | 0 | 33249729.016 | 73329597.0261 | 1333.5214 | 0.42943 | 77428.4047 | 170762.105 | 1578.4828 | 3481.2165
1 | 6600 | 707 | 0.02 | 15 | 15 | 7 | 1.7783e-12 | 5spot_SharedNeighbor | Water | Porous | Wet | R245fa | MinimizeLCOE_Brownfield | IgnoreSilica | 2019 | 9.6079 | 2.527 | 0.15835 | 4 | 54852.089 | 118130.2147 | 1118.234 | 2408.2442 | 132.3718 | 0 | 73.3205 | 807120.5342 | 35485.9792 | 709020.747 | 427312.2521 | 0 | 229138.9781 | 0 | 861150.6113 | 2240537.2444 | 1529212.7077 | 6838979.054 | 961560.8286 | 26942342.5866 | 26942342.5866 | 1478867.319 | 11658658.1045 | 0 | 34742882.4692 | 74822750.4794 | 1778.2794 | 0.63339 | 54852.089 | 118130.2147 | 1118.234 | 2408.2442
1 | 6600 | 707 | 0.02 | 15 | 15 | 7 | 2.3714e-12 | 5spot_SharedNeighbor | Water | Porous | Wet | R245fa | MinimizeLCOE_Brownfield | IgnoreSilica | 2019 | 12.74 | 3.4484 | 0.22655 | 4 | 40383.4323 | 84611.3149 | 823.2709 | 1724.9161 | 134.4771 | 0 | 90.7418 | 1013977.1046 | 45227.4754 | 907935.0794 | 567578.6609 | 0 | 271663.1099 | 0 | 1094488.7578 | 2847635.2372 | 1943569.5624 | 8692074.9875 | 961560.8286 | 26942342.5866 | 26942342.5866 | 1478867.319 | 11658658.1045 | 0 | 36595978.4027 | 76675846.4128 | 2371.3737 | 0.90621 | 40383.4323 | 84611.3149 | 823.2709 | 1724.9161
1 | 6600 | 707 | 0.02 | 15 | 15 | 7 | 3.1623e-12 | 5spot_SharedNeighbor | Water | Porous | Wet | R245fa | MinimizeLCOE_Brownfield | IgnoreSilica | 2019 | 16.9011 | 4.6737 | 0.31745 | 4 | 30643.7906 | 62207.5193 | 624.7151 | 1268.1844 | 136.0999 | 0 | 83.4387 | 1264790.1858 | 57000.3792 | 1156709.0441 | 752076.799 | 0 | 323481.9006 | 0 | 1386082.7404 | 3606302.9659 | 2461375.8763 | 11007819.8914 | 961560.8286 | 26942342.5866 | 26942342.5866 | 1478867.319 | 11658658.1045 | 0 | 38911723.3066 | 78991591.3167 | 3162.2777 | 1.2698 | 30643.7906 | 62207.5193 | 624.7151 | 1268.1844
1 | 6600 | 707 | 0.02 | 15 | 15 | 7 | 4.217e-12 | 5spot_SharedNeighbor | Water | Porous | Wet | R245fa | MinimizeLCOE_Brownfield | IgnoreSilica | 2019 | 22.4064 | 6.3 | 0.43868 | 4 | 23833.7668 | 46674.9506 | 485.8836 | 951.532 | 137.3415 | 0 | 76.9375 | 1569636.3874 | 71286.6679 | 1467585.8756 | 998619.4658 | 0 | 386423.3114 | 0 | 1752485.1662 | 4559606.9183 | 3112025.4123 | 13917669.2048 | 961560.8286 | 26942342.5866 | 26942342.5866 | 1478867.319 | 11658658.1045 | 0 | 41821572.6201 | 81901440.6302 | 4216.965 | 1.7547 | 23833.7668 | 46674.9506 | 485.8836 | 951.532
1 | 6600 | 707 | 0.02 | 15 | 15 | 7 | 5.6234e-12 | 5spot_SharedNeighbor | Water | Porous | Wet | R245fa | MinimizeLCOE_Brownfield | IgnoreSilica | 2019 | 29.6662 | 8.4463 | 0.59863 | 4 | 18983.7555 | 35721.8138 | 387.0095 | 728.2375 | 138.2885 | 0 | 94.1414 | 1938348.6451 | 88497.1012 | 1854345.2621 | 1323304.545 | 0 | 462901.2835 | 0 | 2210284.7664 | 5750707.5704 | 3924976.082 | 17553365.2556 | 961560.8286 | 26942342.5866 | 26942342.5866 | 1478867.319 | 11658658.1045 | 0 | 45457268.6708 | 85537136.681 | 5623.4133 | 2.3945 | 18983.7555 | 35721.8138 | 387.0095 | 728.2375
1 | 6600 | 707 | 0.02 | 15 | 15 | 7 | 7.4989e-12 | 5spot_SharedNeighbor | Water | Porous | Wet | R245fa | MinimizeLCOE_Brownfield | IgnoreSilica | 2019 | 39.1131 | 11.2405 | 0.80699 | 4 | 15473.9176 | 27890.3794 | 315.4567 | 568.5831 | 139.0049 | 0 | 93.7793 | 2379359.992 | 108996.9133 | 2329603.0576 | 1745389.2879 | 0 | 554348.7544 | 0 | 2775902.222 | 7222328.1659 | 4929387.3772 | 22045315.7704 | 961560.8286 | 26942342.5866 | 26942342.5866 | 1478867.319 | 11658658.1045 | 0 | 49949219.1856 | 90029087.1957 | 7498.9421 | 3.228 | 15473.9176 | 27890.3794 | 315.4567 | 568.5831
1 | 6600 | 707 | 0.02 | 15 | 15 | 7 | 1e-11 | 5spot_SharedNeighbor | Water | Porous | Wet | R245fa | MinimizeLCOE_Brownfield | IgnoreSilica | 2019 | 51.2079 | 14.8201 | 1.0738 | 4 | 12906.0907 | 22237.603 | 263.1081 | 453.3436 | 139.5356 | 0 | 101.8995 | 2900023.2247 | 133104.0015 | 2905218.9436 | 2287455.4846 | 0 | 662450.3871 | 0 | 3466418.2962 | 9018909.3466 | 6155590.9491 | 27529170.6334 | 961560.8286 | 26942342.5866 | 26942342.5866 | 1478867.319 | 11658658.1045 | 0 | 55433074.0486 | 95512942.0588 | 10000 | 4.2951 | 12906.0907 | 22237.603 | 263.1081 | 453.3436
1 | 6600 | 707 | 0.02 | 15 | 15 | 7 | 1.3335e-11 | 5spot_SharedNeighbor | Water | Porous | Wet | R245fa | MinimizeLCOE_Brownfield | IgnoreSilica | 2019 | 65.5197 | 19.0455 | 1.3956 | 4 | 11034.3316 | 18213.9677 | 224.9498 | 371.3164 | 139.8668 | 0 | 88.7738 | 3468766.4878 | 159275.597 | 3550049.6593 | 2927930.9035 | 0 | 772828.3313 | 0 | 4242751.8817 | 11038770.0882 | 7534187.4092 | 33694560.3579 | 961560.8286 | 26942342.5866 | 26942342.5866 | 1478867.319 | 11658658.1045 | 0 | 61598463.7731 | 101678331.7833 | 13335.2143 | 5.5824 | 11034.3316 | 18213.9677 | 224.9498 | 371.3164
1 | 6600 | 707 | 0.02 | 15 | 15 | 7 | 1.7783e-11 | 5spot_SharedNeighbor | Water | Porous | Wet | R245fa | MinimizeLCOE_Brownfield | IgnoreSilica | 2019 | 77.3218 | 22.508 | 1.7171 | 4 | 9653.2993 | 15488.6336 | 196.7956 | 315.7567 | 139.9737 | 0 | 127.3037 | 3906525.5442 | 179258.0516 | 4057318.5859 | 3454022.8236 | 0 | 800818.4342 | 0 | 4835197.9414 | 12580193.208 | 8586240.3616 | 38399574.9505 | 961560.8286 | 26942342.5866 | 26942342.5866 | 1478867.319 | 11658658.1045 | 0 | 66303478.3657 | 106383346.3758 | 17782.7941 | 6.8685 | 9653.2993 | 15488.6336 | 196.7956 | 315.7567
1 | 6600 | 707 | 0.02 | 15 | 15 | 7 | 2.3714e-11 | 5spot_SharedNeighbor | Water | Porous | Wet | R245fa | MinimizeLCOE_Brownfield | IgnoreSilica | 2019 | 88.8512 | 25.8607 | 2.0493 | 4 | 8622.8766 | 13512.2317 | 175.789 | 275.4651 | 139.9635 | 0 | 137.2264 | 4310528.3097 | 197532.4387 | 4534029.9116 | 3965129.9449 | 0 | 805349.6216 | 0 | 5386902.3883 | 14015615.0088 | 9565945.2356 | 42781032.8593 | 961560.8286 | 26942342.5866 | 26942342.5866 | 1478867.319 | 11658658.1045 | 0 | 70684936.2745 | 110764804.2846 | 23713.7371 | 8.1974 | 8622.8766 | 13512.2317 | 175.789 | 275.4651
1 | 6600 | 707 | 0.02 | 15 | 15 | 7 | 3.1623e-11 | 5spot_SharedNeighbor | Water | Porous | Wet | R245fa | MinimizeLCOE_Brownfield | IgnoreSilica | 2019 | 99.5692 | 28.9436 | 2.3736 | 4 | 7854.6734 | 12076.1239 | 160.1281 | 246.1881 | 139.8681 | 0 | 108.0865 | 4667078.9161 | 213495.482 | 4961838.9547 | 4437063.715 | 0 | 789034.6975 | 0 | 5876719.5885 | 15290018.8883 | 10435752.0697 | 46671002.3119 | 961560.8286 | 26942342.5866 | 26942342.5866 | 1478867.319 | 11658658.1045 | 0 | 74574905.7271 | 114654773.7372 | 31622.7766 | 9.4943 | 7854.6734 | 12076.1239 | 160.1281 | 246.1881
1 | 6600 | 707 | 0.02 | 15 | 15 | 7 | 4.217e-11 | 5spot_SharedNeighbor | Water | Porous | Wet | R245fa | MinimizeLCOE_Brownfield | IgnoreSilica | 2019 | 109.0675 | 31.644 | 2.6736 | 4 | 7281.9143 | 11029.6933 | 148.4517 | 224.8552 | 139.7236 | 0 | 129.3768 | 4968849.2111 | 226863.5359 | 5329371.2965 | 4852288.7312 | 0 | 756618.457 | 0 | 6292256.5804 | 16371160.9029 | 11173653.71 | 49971062.4251 | 961560.8286 | 26942342.5866 | 26942342.5866 | 1478867.319 | 11658658.1045 | 0 | 77874965.8403 | 117954833.8504 | 42169.6503 | 10.6943 | 7281.9143 | 11029.6933 | 148.4517 | 224.8552
1 | 6600 | 707 | 0.02 | 15 | 15 | 7 | 5.6234e-11 | 5spot_SharedNeighbor | Water | Porous | Wet | R245fa | MinimizeLCOE_Brownfield | IgnoreSilica | 2019 | 117.1527 | 33.9167 | 2.9387 | 4 | 6854.567 | 10264.2819 | 139.7396 | 209.2513 | 139.5611 | 0 | 126.6894 | 5215804.5545 | 237692.7944 | 5634059.116 | 5203290.2154 | 0 | 714172.7256 | 0 | 6631957.5683 | 17254993.1912 | 11776887.4076 | 52668857.573 | 961560.8286 | 26942342.5866 | 26942342.5866 | 1478867.319 | 11658658.1045 | 0 | 80572760.9882 | 120652628.9984 | 56234.1325 | 11.7546 | 6854.567 | 10264.2819 | 139.7396 | 209.2513
1 | 6600 | 707 | 0.02 | 15 | 15 | 7 | 7.4989e-11 | 5spot_SharedNeighbor | Water | Porous | Wet | R245fa | MinimizeLCOE_Brownfield | IgnoreSilica | 2019 | 123.8345 | 35.7756 | 3.1644 | 4 | 6535.3773 | 9701.814 | 133.2325 | 197.7846 | 139.4018 | 0 | 132.8092 | 5413304.6767 | 246274.0283 | 5880397.2388 | 5491545.4644 | 0 | 667730.3324 | 0 | 6902708.1789 | 17959430.7413 | 12257680.5103 | 54819071.1711 | 961560.8286 | 26942342.5866 | 26942342.5866 | 1478867.319 | 11658658.1045 | 0 | 82722974.5863 | 122802842.5964 | 74989.4209 | 12.6577 | 6535.3773 | 9701.814 | 133.2325 | 197.7846
1 | 6600 | 707 | 0.02 | 15 | 15 | 7 | 1e-10 | 5spot_SharedNeighbor | Water | Porous | Wet | R245fa | MinimizeLCOE_Brownfield | IgnoreSilica | 2019 | 129.1935 | 37.2532 | 3.3506 | 4 | 6296.6968 | 9287.1888 | 128.3667 | 189.3319 | 139.2588 | 0 | 139.1099 | 5567533.0171 | 252921.8826 | 6074489.3396 | 5721483.9633 | 0 | 621391.5542 | 0 | 7112749.7051 | 18505915.7072 | 12630667.7287 | 56487152.8978 | 961560.8286 | 26942342.5866 | 26942342.5866 | 1478867.319 | 11658658.1045 | 0 | 84391056.313 | 124470924.3232 | 100000 | 13.4024 | 6296.6968 | 9287.1888 | 128.3667 | 189.3319
1 | 6600 | 707 | 0.02 | 15 | 15 | 7 | 1.3335e-10 | 5spot_SharedNeighbor | Water | Porous | Wet | R245fa | MinimizeLCOE_Brownfield | IgnoreSilica | 2019 | 133.413 | 38.4079 | 3.5006 | 4 | 6118.0238 | 8980.3992 | 124.7242 | 183.0776 | 139.1371 | 0 | 157.5177 | 5686411.6434 | 258011.9339 | 6225171.5157 | 5901715.5447 | 0 | 578296.7899 | 0 | 7273346.8968 | 18923756.6568 | 12915852.7626 | 57762563.7439 | 961560.8286 | 26942342.5866 | 26942342.5866 | 1478867.319 | 11658658.1045 | 0 | 85666467.1591 | 125746335.1693 | 133352.1432 | 14.0023 | 6118.0238 | 8980.3992 | 124.7242 | 183.0776
1 | 6600 | 707 | 0.02 | 15 | 15 | 7 | 1.7783e-10 | 5spot_SharedNeighbor | Water | Porous | Wet | R245fa | MinimizeLCOE_Brownfield | IgnoreSilica | 2019 | 138.3265 | 39.7487 | 3.6451 | 4 | 5983.4989 | 8732.4026 | 121.9817 | 178.0218 | 138.9969 | 0 | 169.1704 | 5822991.3338 | 263845.0545 | 6399023.0215 | 6111251.0062 | 0 | 560948.1516 | 0 | 7471642.8413 | 19439682.0285 | 13267982.43 | 59337365.8674 | 961560.8286 | 26942342.5866 | 26942342.5866 | 1478867.319 | 11658658.1045 | 0 | 87241269.2826 | 127321137.2927 | 177827.941 | 14.5803 | 5983.4989 | 8732.4026 | 121.9817 | 178.0218
1 | 6600 | 707 | 0.02 | 15 | 15 | 7 | 2.3714e-10 | 5spot_SharedNeighbor | Water | Porous | Wet | R245fa | MinimizeLCOE_Brownfield | IgnoreSilica | 2019 | 140.9964 | 40.4781 | 3.7418 | 4 | 5881.6206 | 8559.4986 | 119.9048 | 174.497 | 138.9255 | 0 | 210.8207 | 5896843.5256 | 267005.1048 | 6493106.8301 | 6225722.3567 | 0 | 530153.6111 | 0 | 7571004.257 | 19698200.0502 | 13444426.2918 | 60126462.0273 | 961560.8286 | 26942342.5866 | 26942342.5866 | 1478867.319 | 11658658.1045 | 0 | 88030365.4425 | 128110233.4527 | 237137.3706 | 14.967 | 5881.6206 | 8559.4986 | 119.9048 | 174.497
1 | 6600 | 707 | 0.02 | 15 | 15 | 7 | 3.1623e-10 | 5spot_SharedNeighbor | Water | Porous | Wet | R245fa | MinimizeLCOE_Brownfield | IgnoreSilica | 2019 | 143.0233 | 41.0303 | 3.8164 | 4 | 5805.196 | 8430.7288 | 118.3468 | 171.8718 | 138.87 | 0 | 212.2748 | 5952412.8521 | 269376.7096 | 6564108.0524 | 6312494.0425 | 0 | 504415.6603 | 0 | 7645094.8536 | 19890968.5846 | 13575994.7775 | 60714865.5328 | 961560.8286 | 26942342.5866 | 26942342.5866 | 1478867.319 | 11658658.1045 | 0 | 88618768.948 | 128698636.9581 | 316227.766 | 15.2654 | 5805.196 | 8430.7288 | 118.3468 | 171.8718
1 | 6600 | 707 | 0.02 | 15 | 15 | 7 | 4.217e-10 | 5spot_SharedNeighbor | Water | Porous | Wet | R245fa | MinimizeLCOE_Brownfield | IgnoreSilica | 2019 | 144.5534 | 41.4462 | 3.8735 | 4 | 5747.8571 | 8334.6883 | 117.1778 | 169.9139 | 138.8274 | 0 | 175.514 | 5994082.8982 | 271151.5922 | 6617469.0155 | 6377925.5075 | 0 | 483410.164 | 0 | 7700175.2792 | 20034276.5533 | 13673805.4108 | 61152296.4206 | 961560.8286 | 26942342.5866 | 26942342.5866 | 1478867.319 | 11658658.1045 | 0 | 89056199.8358 | 129136067.846 | 421696.5034 | 15.4938 | 5747.8571 | 8334.6883 | 117.1778 | 169.9139
1 | 6600 | 707 | 0.02 | 15 | 15 | 7 | 5.6234e-10 | 5spot_SharedNeighbor | Water | Porous | Wet | R245fa | MinimizeLCOE_Brownfield | IgnoreSilica | 2019 | 145.7124 | 41.7607 | 3.917 | 4 | 5704.8353 | 8262.8901 | 116.3008 | 168.4502 | 138.7947 | 0 | 191.9331 | 6025487.6211 | 272487.2188 | 6657752.417 | 6427445.3064 | 0 | 466687.1678 | 0 | 7741445.2951 | 20141652.6692 | 13747091.8163 | 61480049.5117 | 961560.8286 | 26942342.5866 | 26942342.5866 | 1478867.319 | 11658658.1045 | 0 | 89383952.9269 | 129463820.937 | 562341.3252 | 15.6681 | 5704.8353 | 8262.8901 | 116.3008 | 168.4502
1 | 6600 | 707 | 0.02 | 15 | 15 | 7 | 7.4989e-10 | 5spot_SharedNeighbor | Water | Porous | Wet | R245fa | MinimizeLCOE_Brownfield | IgnoreSilica | 2019 | 146.5749 | 41.9944 | 3.9499 | 4 | 5672.556 | 8209.306 | 115.6427 | 167.3578 | 138.7701 | 0 | 189.9918 | 6048770.7282 | 273476.295 | 6687656.1518 | 6464274.8518 | 0 | 453390.4441 | 0 | 7771751.7036 | 20220503.7274 | 13800909.2838 | 61720733.1857 | 961560.8286 | 26942342.5866 | 26942342.5866 | 1478867.319 | 11658658.1045 | 0 | 89624636.6009 | 129704504.6111 | 749894.2093 | 15.7997 | 5672.556 | 8209.306 | 115.6427 | 167.3578
1 | 6600 | 707 | 0.02 | 15 | 15 | 7 | 1e-09 | 5spot_SharedNeighbor | Water | Porous | Wet | R245fa | MinimizeLCOE_Brownfield | IgnoreSilica | 2019 | 147.225 | 42.1704 | 3.9748 | 4 | 5648.3381 | 8169.1915 | 115.149 | 166.54 | 138.7515 | 0 | 208.136 | 6066270.0072 | 274219.0328 | 6710152.7277 | 6492020.5724 | 0 | 443062.2313 | 0 | 7794432.5829 | 20279514.7226 | 13841185.5005 | 61900857.3774 | 961560.8286 | 26942342.5866 | 26942342.5866 | 1478867.319 | 11658658.1045 | 0 | 89804760.7927 | 129884628.8028 | 1000000 | 15.8993 | 5648.3381 | 8169.1915 | 115.149 | 166.54
1 | 6600 | 707 | 0.02 | 15 | 15 | 7 | 1.3335e-09 | 5spot_SharedNeighbor | Water | Porous | Wet | R245fa | MinimizeLCOE_Brownfield | IgnoreSilica | 2019 | 147.7197 | 42.3043 | 3.9937 | 4 | 5630.1694 | 8139.0927 | 114.7786 | 165.9264 | 138.7372 | 0 | 190.1481 | 6079557.7834 | 274782.6546 | 6727247.2823 | 6513126.0515 | 0 | 435174.9599 | 0 | 7811656.6053 | 20324328.096 | 13871771.5487 | 62037644.9815 | 961560.8286 | 26942342.5866 | 26942342.5866 | 1478867.319 | 11658658.1045 | 0 | 89941548.3968 | 130021416.4069 | 1333521.4322 | 15.9749 | 5630.1694 | 8139.0927 | 114.7786 | 165.9264
1 | 6600 | 707 | 0.02 | 15 | 15 | 7 | 1.7783e-09 | 5spot_SharedNeighbor | Water | Porous | Wet | R245fa | MinimizeLCOE_Brownfield | IgnoreSilica | 2019 | 148.0681 | 42.3985 | 4.0076 | 4 | 5616.5399 | 8116.7825 | 114.5008 | 165.4716 | 138.7272 | 0 | 201.046 | 6088899.7541 | 275178.6961 | 6739272.3912 | 6527984.5649 | 0 | 428834.1558 | 0 | 7823466.1292 | 20355054.0547 | 13892742.6469 | 62131432.393 | 961560.8286 | 26942342.5866 | 26942342.5866 | 1478867.319 | 11658658.1045 | 0 | 90035335.8082 | 130115203.8183 | 1778279.41 | 16.0304 | 5616.5399 | 8116.7825 | 114.5008 | 165.4716
1 | 6600 | 707 | 0.02 | 15 | 15 | 7 | 2.3714e-09 | 5spot_SharedNeighbor | Water | Porous | Wet | R245fa | MinimizeLCOE_Brownfield | IgnoreSilica | 2019 | 148.3434 | 42.4729 | 4.0183 | 4 | 5606.3163 | 8099.9268 | 114.2923 | 165.128 | 138.7192 | 0 | 217.848 | 6096271.8102 | 275491.1267 | 6748765.253 | 6539720.6892 | 0 | 424179.626 | 0 | 7832927.117 | 20379669.6041 | 13909543.2652 | 62206568.4914 | 961560.8286 | 26942342.5866 | 26942342.5866 | 1478867.319 | 11658658.1045 | 0 | 90110471.9066 | 130190339.9167 | 2371373.7057 | 16.073 | 5606.3163 | 8099.9268 | 114.2923 | 165.128
1 | 6600 | 707 | 0.02 | 15 | 15 | 7 | 3.1623e-09 | 5spot_SharedNeighbor | Water | Porous | Wet | R245fa | MinimizeLCOE_Brownfield | IgnoreSilica | 2019 | 148.548 | 42.5282 | 4.0262 | 4 | 5598.6479 | 8087.3137 | 114.136 | 164.8708 | 138.7132 | 0 | 206.262 | 6101748.8992 | 275723.182 | 6755820.1614 | 6548446.6349 | 0 | 420621.8589 | 0 | 7839920.6872 | 20397865.4391 | 13921962.2964 | 62262109.159 | 961560.8286 | 26942342.5866 | 26942342.5866 | 1478867.319 | 11658658.1045 | 0 | 90166012.5742 | 130245880.5843 | 3162277.6602 | 16.105 | 5598.6479 | 8087.3137 | 114.136 | 164.8708
1 | 6600 | 707 | 0.02 | 15 | 15 | 7 | 4.217e-09 | 5spot_SharedNeighbor | Water | Porous | Wet | R245fa | MinimizeLCOE_Brownfield | IgnoreSilica | 2019 | 148.7092 | 42.5717 | 4.0324 | 4 | 5592.8964 | 8077.7834 | 114.0188 | 164.6765 | 138.7085 | 0 | 200.0307 | 6106058.5034 | 275905.7415 | 6761372.394 | 6555316.1671 | 0 | 418026.7465 | 0 | 7845505.0255 | 20412394.742 | 13931878.8442 | 62306458.1642 | 961560.8286 | 26942342.5866 | 26942342.5866 | 1478867.319 | 11658658.1045 | 0 | 90210361.5795 | 130290229.5896 | 4216965.0343 | 16.1295 | 5592.8964 | 8077.7834 | 114.0188 | 164.6765
1 | 6600 | 707 | 0.02 | 15 | 15 | 7 | 5.6234e-09 | 5spot_SharedNeighbor | Water | Porous | Wet | R245fa | MinimizeLCOE_Brownfield | IgnoreSilica | 2019 | 148.8233 | 42.6025 | 4.0369 | 4 | 5588.5828 | 8070.7076 | 113.9308 | 164.5323 | 138.7052 | 0 | 231.6916 | 6109107.8507 | 276034.8885 | 6765301.789 | 6560179.1728 | 0 | 415979.0737 | 0 | 7849375.0822 | 20422463.8356 | 13938751.2074 | 62337192.9 | 961560.8286 | 26942342.5866 | 26942342.5866 | 1478867.319 | 11658658.1045 | 0 | 90241096.3152 | 130320964.3253 | 5623413.2519 | 16.1474 | 5588.5828 | 8070.7076 | 113.9308 | 164.5323
1 | 6600 | 707 | 0.02 | 15 | 15 | 7 | 7.4989e-09 | 5spot_SharedNeighbor | Water | Porous | Wet | R245fa | MinimizeLCOE_Brownfield | IgnoreSilica | 2019 | 148.9159 | 42.6275 | 4.0403 | 4 | 5585.3477 | 8065.3323 | 113.8649 | 164.4227 | 138.7025 | 0 | 224.5197 | 6111582.4681 | 276139.6886 | 6768490.8663 | 6564126.5966 | 0 | 414526.1666 | 0 | 7852597.6566 | 20430848.3133 | 13944473.7858 | 62362785.5418 | 961560.8286 | 26942342.5866 | 26942342.5866 | 1478867.319 | 11658658.1045 | 0 | 90266688.9571 | 130346556.9672 | 7498942.0933 | 16.1613 | 5585.3477 | 8065.3323 | 113.8649 | 164.4227
1 | 6600 | 707 | 0.02 | 15 | 15 | 7 | 1e-08 | 5spot_SharedNeighbor | Water | Porous | Wet | R245fa | MinimizeLCOE_Brownfield | IgnoreSilica | 2019 | 148.9696 | 42.642 | 4.0427 | 4 | 5582.9215 | 8061.46 | 113.8154 | 164.3438 | 138.7009 | 0 | 214.2941 | 6113016.8031 | 276200.4136 | 6770339.7628 | 6566415.704 | 0 | 413229.0365 | 0 | 7854288.6708 | 20435247.9853 | 13947476.6523 | 62376215.0283 | 961560.8286 | 26942342.5866 | 26942342.5866 | 1478867.319 | 11658658.1045 | 0 | 90280118.4436 | 130359986.4537 | 10000000 | 16.1708 | 5582.9215 | 8061.46 | 113.8154 | 164.3438
1 | 6700 | 707 | 0.02 | 15 | 15 | 7 | 1e-13 | 5spot_SharedNeighbor | Water | Porous | Wet | R245fa | MinimizeLCOE_Brownfield | IgnoreSilica | 2019 | 0 | 0 | 0 | 0 |  |  |  |  | 15 |  | 24.7375 | [19 empty] | 100 | 0
1 | 6700 | 707 | 0.02 | 15 | 15 | 7 | 1.3335e-13 | 5spot_SharedNeighbor | Water | Porous | Wet | R245fa | MinimizeLCOE_Brownfield | IgnoreSilica | 2019 | 0 | 0 | 0 | 0 |  |  |  |  | 15 |  | 24.027 | [19 empty] | 133.3521 | 0
1 | 6700 | 707 | 0.02 | 15 | 15 | 7 | 1.7783e-13 | 5spot_SharedNeighbor | Water | Porous | Wet | R245fa | MinimizeLCOE_Brownfield | IgnoreSilica | 2019 | 0 | 0 | 0 | 0 |  |  |  |  | 15 |  | 23.5844 | [19 empty] | 177.8279 | 0
1 | 6700 | 707 | 0.02 | 15 | 15 | 7 | 2.3714e-13 | 5spot_SharedNeighbor | Water | Porous | Wet | R245fa | MinimizeLCOE_Brownfield | IgnoreSilica | 2019 | 0 | 0 | 0 | 0 |  |  |  |  | 15 |  | 24.2218 | [19 empty] | 237.1374 | 0
1 | 6700 | 707 | 0.02 | 15 | 15 | 7 | 3.1623e-13 | 5spot_SharedNeighbor | Water | Porous | Wet | R245fa | MinimizeLCOE_Brownfield | IgnoreSilica | 2019 | 1.6 | 0.25241 | 0.0038675 | 4 | 1923499.038 | 4567979.1294 | 39213.1296 | 93124.4332 | 99.4065 | 0 | 27.2807 | 134248.5715 | 4672.2385 | 114938.3023 | 76556.4739 | 0 | 76266.1035 | 0 | 158605.859 | 412659.9105 | 281648.8682 | 1259596.3274 | 961560.8286 | 27535233.0938 | 27535233.0938 | 1478867.319 | 11895814.3074 | 0 | 29756390.2498 | 70666304.97 | 316.2278 | 0.01547 | 1923499.038 | 4567979.1294 | 39213.1296 | 93124.4332
1 | 6700 | 707 | 0.02 | 15 | 15 | 7 | 4.217e-13 | 5spot_SharedNeighbor | Water | Porous | Wet | R245fa | MinimizeLCOE_Brownfield | IgnoreSilica | 2019 | 2.4293 | 0.47071 | 0.013485 | 4 | 564912.3811 | 1323346.8554 | 11516.503 | 26978.2156 | 111.6107 | 0 | 381.8193 | 223786.2889 | 8497.8934 | 187530.5545 | 111529.9582 | 0 | 106171.5556 | 0 | 248631.3377 | 646887.7395 | 441514.1744 | 1974549.5023 | 961560.8286 | 27535233.0938 | 27535233.0938 | 1478867.319 | 11895814.3074 | 0 | 30471343.4248 | 71381258.145 | 421.6965 | 0.05394 | 564912.3811 | 1323346.8554 | 11516.503 | 26978.2156
1 | 6700 | 707 | 0.02 | 15 | 15 | 7 | 5.6234e-13 | 5spot_SharedNeighbor | Water | Porous | Wet | R245fa | MinimizeLCOE_Brownfield | IgnoreSilica | 2019 | 3.1878 | 0.68263 | 0.027497 | 4 | 282480.3905 | 654430.0113 | 5758.7448 | 13341.441 | 118.0551 | 0 | 504.3182 | 300664.5661 | 11950.6754 | 251314.5838 | 144460.3569 | 0 | 122216.1289 | 0 | 323936.4613 | 842816.2238 | 575239.3909 | 2572598.3871 | 961560.8286 | 27535233.0938 | 27535233.0938 | 1478867.319 | 11895814.3074 | 0 | 31069392.3096 | 71979307.0298 | 562.3413 | 0.10999 | 282480.3905 | 654430.0113 | 5758.7448 | 13341.441
1 | 6700 | 707 | 0.02 | 15 | 15 | 7 | 7.4989e-13 | 5spot_SharedNeighbor | Water | Porous | Wet | R245fa | MinimizeLCOE_Brownfield | IgnoreSilica | 2019 | 4.1969 | 0.9731 | 0.047891 | 4 | 166145.5796 | 379701.3699 | 3387.1024 | 7740.726 | 123.4271 | 0 | 66.7869 | 396121.3936 | 16354.5489 | 332480.6492 | 188938.8259 | 0 | 141561.1224 | 0 | 419428.0506 | 1091265.7511 | 744811.2984 | 3330961.64 | 961560.8286 | 27535233.0938 | 27535233.0938 | 1478867.319 | 11895814.3074 | 0 | 31827755.5625 | 72737670.2827 | 749.8942 | 0.19157 | 166145.5796 | 379701.3699 | 3387.1024 | 7740.726
1 | 6700 | 707 | 0.02 | 15 | 15 | 7 | 1e-12 | 5spot_SharedNeighbor | Water | Porous | Wet | R245fa | MinimizeLCOE_Brownfield | IgnoreSilica | 2019 | 5.5588 | 1.373 | 0.076835 | 4 | 106720.536 | 239829.4772 | 2175.6425 | 4889.2483 | 127.8431 | 0 | 84.0381 | 515175.3929 | 21944.4198 | 436574.8263 | 249752.0853 | 0 | 165805.4056 | 0 | 541808.3307 | 1409674.1362 | 962131.5639 | 4302866.1607 | 961560.8286 | 27535233.0938 | 27535233.0938 | 1478867.319 | 11895814.3074 | 0 | 32799660.0831 | 73709574.8034 | 1000 | 0.30734 | 106720.536 | 239829.4772 | 2175.6425 | 4889.2483
1 | 6700 | 707 | 0.02 | 15 | 15 | 7 | 1.3335e-12 | 5spot_SharedNeighbor | Water | Porous | Wet | R245fa | MinimizeLCOE_Brownfield | IgnoreSilica | 2019 | 7.3615 | 1.9076 | 0.11644 | 4 | 73019.9651 | 160851.2799 | 1488.6108 | 3279.1709 | 131.2802 | 0 | 87.2867 | 659389.4193 | 28775.7252 | 566607.0542 | 330730.8502 | 0 | 194886.0309 | 0 | 694351.7411 | 1806560.7992 | 1233014.8666 | 5514316.4866 | 961560.8286 | 27535233.0938 | 27535233.0938 | 1478867.319 | 11895814.3074 | 0 | 34011110.4091 | 74921025.1293 | 1333.5214 | 0.46578 | 73019.9651 | 160851.2799 | 1488.6108 | 3279.1709
1 | 6700 | 707 | 0.02 | 15 | 15 | 7 | 1.7783e-12 | 5spot_SharedNeighbor | Water | Porous | Wet | R245fa | MinimizeLCOE_Brownfield | IgnoreSilica | 2019 | 9.7588 | 2.6279 | 0.17106 | 4 | 51939.291 | 111727.9078 | 1058.8527 | 2277.7245 | 134.0951 | 0 | 83.4193 | 836469.9498 | 37227.2759 | 730737.2698 | 439274.0202 | 0 | 230008.5146 | 0 | 886749.6418 | 2307140.6707 | 1574670.9147 | 7042278.2575 | 961560.8286 | 27535233.0938 | 27535233.0938 | 1478867.319 | 11895814.3074 | 0 | 35539072.1799 | 76448986.9002 | 1778.2794 | 0.68424 | 51939.291 | 111727.9078 | 1058.8527 | 2277.7245
1 | 6700 | 707 | 0.02 | 15 | 15 | 7 | 2.3714e-12 | 5spot_SharedNeighbor | Water | Porous | Wet | R245fa | MinimizeLCOE_Brownfield | IgnoreSilica | 2019 | 12.94 | 3.5845 | 0.24389 | 4 | 38378.7426 | 80313.5437 | 782.4026 | 1637.3002 | 136.2272 | 0 | 74.2769 | 1050225.0229 | 47409.6149 | 935398.9242 | 582018.2511 | 0 | 272658.8653 | 0 | 1126207.1646 | 2930160.0254 | 1999894.4261 | 8943972.2944 | 961560.8286 | 27535233.0938 | 27535233.0938 | 1478867.319 | 11895814.3074 | 0 | 37440766.2169 | 78350680.9371 | 2371.3737 | 0.97556 | 38378.7426 | 80313.5437 | 782.4026 | 1637.3002
1 | 6700 | 707 | 0.02 | 15 | 15 | 7 | 3.1623e-12 | 5spot_SharedNeighbor | Water | Porous | Wet | R245fa | MinimizeLCOE_Brownfield | IgnoreSilica | 2019 | 17.1595 | 4.8587 | 0.3416 | 4 | 29151.7659 | 59092.005 | 594.2982 | 1204.6704 | 137.8695 | 0 | 73.8711 | 1310461.8272 | 59801.4824 | 1191775.022 | 773377.565 | 0 | 324524.0861 | 0 | 1427376.5932 | 3713741.1004 | 2534704.6108 | 11335762.287 | 961560.8286 | 27535233.0938 | 27535233.0938 | 1478867.319 | 11895814.3074 | 0 | 39832556.2095 | 80742470.9297 | 3162.2777 | 1.3664 | 29151.7659 | 59092.005 | 594.2982 | 1204.6704
1 | 6700 | 707 | 0.02 | 15 | 15 | 7 | 4.217e-12 | 5spot_SharedNeighbor | Water | Porous | Wet | R245fa | MinimizeLCOE_Brownfield | IgnoreSilica | 2019 | 22.7548 | 6.5501 | 0.47143 | 4 | 22712.9574 | 44407.5786 | 463.0344 | 905.3086 | 139.1292 | 0 | 82.6308 | 1626417.6904 | 74796.2692 | 1512228.2561 | 1026497.4873 | 0 | 387842.3959 | 0 | 1804835.0186 | 4695810.4958 | 3204987.1527 | 14333414.766 | 961560.8286 | 27535233.0938 | 27535233.0938 | 1478867.319 | 11895814.3074 | 0 | 42830208.6885 | 83740123.4087 | 4216.965 | 1.8857 | 22712.9574 | 44407.5786 | 463.0344 | 905.3086
1 | 6700 | 707 | 0.02 | 15 | 15 | 7 | 5.6234e-12 | 5spot_SharedNeighbor | Water | Porous | Wet | R245fa | MinimizeLCOE_Brownfield | IgnoreSilica | 2019 | 30.1064 | 8.777 | 0.64282 | 4 | 18112.348 | 34022.6709 | 369.2447 | 693.5982 | 140.0869 | 0 | 103.9454 | 2007951.7693 | 92849.5924 | 1909908.0329 | 1360940.5301 | 0 | 464212.6978 | 0 | 2275986.4227 | 5921649.803 | 4041647.6683 | 18075146.5164 | 961560.8286 | 27535233.0938 | 27535233.0938 | 1478867.319 | 11895814.3074 | 0 | 46571940.4388 | 87481855.159 | 5623.4133 | 2.5713 | 18112.348 | 34022.6709 | 369.2447 | 693.5982
1 | 6700 | 707 | 0.02 | 15 | 15 | 7 | 7.4989e-12 | 5spot_SharedNeighbor | Water | Porous | Wet | R245fa | MinimizeLCOE_Brownfield | IgnoreSilica | 2019 | 39.681 | 11.6805 | 0.86646 | 4 | 14775.1916 | 26578.8839 | 301.2123 | 541.8465 | 140.8127 | 0 | 82.7146 | 2465289.0302 | 114417.948 | 2399301.8926 | 1798027.3548 | 0 | 555884.0832 | 0 | 2859838.9204 | 7440714.2374 | 5078440.3584 | 22711913.8251 | 961560.8286 | 27535233.0938 | 27535233.0938 | 1478867.319 | 11895814.3074 | 0 | 51208707.7475 | 92118622.4677 | 7498.9421 | 3.4659 | 14775.1916 | 26578.8839 | 301.2123 | 541.8465
1 | 6700 | 707 | 0.02 | 15 | 15 | 7 | 1e-11 | 5spot_SharedNeighbor | Water | Porous | Wet | R245fa | MinimizeLCOE_Brownfield | IgnoreSilica | 2019 | 51.9311 | 15.3942 | 1.1519 | 4 | 12338.9049 | 21217.7523 | 251.5453 | 432.5526 | 141.3489 | 0 | 95.204 | 3004037.262 | 139694.3314 | 2991206.3264 | 2355860.7854 | 0 | 664273.1524 | 0 | 3570478.0245 | 9289651.4139 | 6340377.9732 | 28355579.2692 | 961560.8286 | 27535233.0938 | 27535233.0938 | 1478867.319 | 11895814.3074 | 0 | 56852373.1917 | 97762287.9119 | 10000 | 4.6076 | 12338.9049 | 21217.7523 | 251.5453 | 432.5526
1 | 6700 | 707 | 0.02 | 15 | 15 | 7 | 1.3335e-11 | 5spot_SharedNeighbor | Water | Porous | Wet | R245fa | MinimizeLCOE_Brownfield | IgnoreSilica | 2019 | 67.1984 | 20.0086 | 1.5039 | 4 | 10564.9903 | 17365.7611 | 215.3816 | 354.0245 | 141.6901 | 0 | 96.3885 | 3622288.5919 | 168502.9319 | 3688380.787 | 3049191.2649 | 0 | 790282.0528 | 0 | 4414271.7951 | 11485029.7192 | 7838768.7771 | 35056715.92 | 961560.8286 | 27535233.0938 | 27535233.0938 | 1478867.319 | 11895814.3074 | 0 | 63553509.8424 | 104463424.5627 | 13335.2143 | 6.0155 | 10564.9903 | 17365.7611 | 215.3816 | 354.0245
1 | 6700 | 707 | 0.02 | 15 | 15 | 7 | 1.7783e-11 | 5spot_SharedNeighbor | Water | Porous | Wet | R245fa | MinimizeLCOE_Brownfield | IgnoreSilica | 2019 | 79.6756 | 23.7526 | 1.8501 | 4 | 9271.7523 | 14799.7389 | 189.0172 | 301.7127 | 141.7835 | 0 | 115.9676 | 4092260.5084 | 190206.2925 | 4230620.6509 | 3613430.6907 | 0 | 826535.6007 | 0 | 5051690.9598 | 13143463.6331 | 8970684.0008 | 40118892.3367 | 961560.8286 | 27535233.0938 | 27535233.0938 | 1478867.319 | 11895814.3074 | 0 | 68615686.2592 | 109525600.9794 | 17782.7941 | 7.4005 | 9271.7523 | 14799.7389 | 189.0172 | 301.7127
1 | 6700 | 707 | 0.02 | 15 | 15 | 7 | 2.3714e-11 | 5spot_SharedNeighbor | Water | Porous | Wet | R245fa | MinimizeLCOE_Brownfield | IgnoreSilica | 2019 | 91.2218 | 27.1837 | 2.1984 | 4 | 8307.1053 | 12959.3346 | 169.3516 | 264.1936 | 141.7523 | 0 | 128.4119 | 4502631.0274 | 208970.8425 | 4712931.0875 | 4132612.6873 | 0 | 827435.245 | 0 | 5609986.5469 | 14596034.2287 | 9962093.2796 | 44552694.9447 | 961560.8286 | 27535233.0938 | 27535233.0938 | 1478867.319 | 11895814.3074 | 0 | 73049488.8672 | 113959403.5874 | 23713.7371 | 8.7936 | 8307.1053 | 12959.3346 | 169.3516 | 264.1936
1 | 6700 | 707 | 0.02 | 15 | 15 | 7 | 3.1623e-11 | 5spot_SharedNeighbor | Water | Porous | Wet | R245fa | MinimizeLCOE_Brownfield | IgnoreSilica | 2019 | 101.8861 | 30.3168 | 2.5357 | 4 | 7587.7822 | 11621.224 | 154.6872 | 236.9144 | 141.6388 | 0 | 148.1515 | 4862606.8172 | 225254.9334 | 5143082.7306 | 4608966.9241 | 0 | 807390.9795 | 0 | 6102447.9301 | 15877317.7298 | 10836595.5969 | 48463663.6416 | 961560.8286 | 27535233.0938 | 27535233.0938 | 1478867.319 | 11895814.3074 | 0 | 76960457.564 | 117870372.2842 | 31622.7766 | 10.1427 | 7587.7822 | 11621.224 | 154.6872 | 236.9144
1 | 6700 | 707 | 0.02 | 15 | 15 | 7 | 4.217e-11 | 5spot_SharedNeighbor | Water | Porous | Wet | R245fa | MinimizeLCOE_Brownfield | IgnoreSilica | 2019 | 111.2944 | 33.0479 | 2.8457 | 4 | 7051.2826 | 10645.2494 | 143.7499 | 217.0178 | 141.48 | 0 | 162.7587 | 5166058.2605 | 238832.1748 | 5511089.2223 | 5026311.6969 | 0 | 771724.2536 | 0 | 6518466.0871 | 16959711.6375 | 11575351.6798 | 51767545.0126 | 961560.8286 | 27535233.0938 | 27535233.0938 | 1478867.319 | 11895814.3074 | 0 | 80264338.935 | 121174253.6552 | 42169.6503 | 11.3829 | 7051.2826 | 10645.2494 | 143.7499 | 217.0178
1 | 6700 | 707 | 0.02 | 15 | 15 | 7 | 5.6234e-11 | 5spot_SharedNeighbor | Water | Porous | Wet | R245fa | MinimizeLCOE_Brownfield | IgnoreSilica | 2019 | 119.2675 | 35.3358 | 3.1182 | 4 | 6650.8268 | 9930.7814 | 135.5861 | 202.4524 | 141.3069 | 0 | 165.2982 | 5413418.384 | 249784.7257 | 5814923.9862 | 5377663.111 | 0 | 726568.3182 | 0 | 6857119.8248 | 17840819.1955 | 12176725.6931 | 54457023.2386 | 961560.8286 | 27535233.0938 | 27535233.0938 | 1478867.319 | 11895814.3074 | 0 | 82953817.161 | 123863731.8813 | 56234.1325 | 12.4727 | 6650.8268 | 9930.7814 | 135.5861 | 202.4524
1 | 6700 | 707 | 0.02 | 15 | 15 | 7 | 7.4989e-11 | 5spot_SharedNeighbor | Water | Porous | Wet | R245fa | MinimizeLCOE_Brownfield | IgnoreSilica | 2019 | 125.8102 | 37.1937 | 3.3488 | 4 | 6351.5967 | 9405.6539 | 129.4859 | 191.747 | 141.1408 | 0 | 173.9855 | 5609958.9121 | 258405.7381 | 6058931.4946 | 5664277.7331 | 0 | 677691.1734 | 0 | 7125013.37 | 18537823.2475 | 12652445.2806 | 56584546.9494 | 961560.8286 | 27535233.0938 | 27535233.0938 | 1478867.319 | 11895814.3074 | 0 | 85081340.8719 | 125991255.5921 | 74989.4209 | 13.3953 | 6351.5967 | 9405.6539 | 129.4859 | 191.747
1 | 6700 | 707 | 0.02 | 15 | 15 | 7 | 1e-10 | 5spot_SharedNeighbor | Water | Porous | Wet | R245fa | MinimizeLCOE_Brownfield | IgnoreSilica | 2019 | 131.0159 | 38.6588 | 3.5379 | 4 | 6127.7629 | 9018.62 | 124.9227 | 183.8568 | 140.9941 | 0 | 220.1783 | 5762300.2839 | 265033.9133 | 6249728.3162 | 5891108.8163 | 0 | 629171.4887 | 0 | 7330963.6992 | 19073663.7579 | 13018167.4393 | 58220137.7148 | 961560.8286 | 27535233.0938 | 27535233.0938 | 1478867.319 | 11895814.3074 | 0 | 86716931.6372 | 127626846.3575 | 100000 | 14.1515 | 6127.7629 | 9018.62 | 124.9227 | 183.8568
1 | 6700 | 707 | 0.02 | 15 | 15 | 7 | 1.3335e-10 | 5spot_SharedNeighbor | Water | Porous | Wet | R245fa | MinimizeLCOE_Brownfield | IgnoreSilica | 2019 | 135.1186 | 39.8036 | 3.6896 | 4 | 5960.2265 | 8732.1698 | 121.5073 | 178.0171 | 140.8698 | 0 | 194.6492 | 5879652.1779 | 270096.4486 | 6397901.8879 | 6067813.4359 | 0 | 584647.2979 | 0 | 7488043.3868 | 19482352.8836 | 13297106.1653 | 59467613.6839 | 961560.8286 | 27535233.0938 | 27535233.0938 | 1478867.319 | 11895814.3074 | 0 | 87964407.6064 | 128874322.3266 | 133352.1432 | 14.7586 | 5960.2265 | 8732.1698 | 121.5073 | 178.0171
1 | 6700 | 707 | 0.02 | 15 | 15 | 7 | 1.7783e-10 | 5spot_SharedNeighbor | Water | Porous | Wet | R245fa | MinimizeLCOE_Brownfield | IgnoreSilica | 2019 | 140.0561 | 41.1822 | 3.8391 | 4 | 5833.0919 | 8497.1567 | 118.9155 | 173.226 | 140.7315 | 0 | 196.1527 | 6019802.44 | 276147.6644 | 6575209.3891 | 6280579.7193 | 0 | 568099.0075 | 0 | 7690736.9059 | 20009719.8421 | 13657044.9508 | 61077339.919 | 961560.8286 | 27535233.0938 | 27535233.0938 | 1478867.319 | 11895814.3074 | 0 | 89574133.8415 | 130484048.5617 | 177827.941 | 15.3562 | 5833.0919 | 8497.1567 | 118.9155 | 173.226
1 | 6700 | 707 | 0.02 | 15 | 15 | 7 | 2.3714e-10 | 5spot_SharedNeighbor | Water | Porous | Wet | R245fa | MinimizeLCOE_Brownfield | IgnoreSilica | 2019 | 142.6554 | 41.9063 | 3.9367 | 4 | 5737.4762 | 8335.4872 | 116.9662 | 169.9302 | 140.6592 | 0 | 201.4261 | 6092784.271 | 279291.7991 | 6667859.3177 | 6392402.6324 | 0 | 536680.5011 | 0 | 7787917.2233 | 20262563.0935 | 13829615.6654 | 61849114.5035 | 961560.8286 | 27535233.0938 | 27535233.0938 | 1478867.319 | 11895814.3074 | 0 | 90345908.4259 | 131255823.1462 | 237137.3706 | 15.7466 | 5737.4762 | 8335.4872 | 116.9662 | 169.9302
1 | 6700 | 707 | 0.02 | 15 | 15 | 7 | 3.1623e-10 | 5spot_SharedNeighbor | Water | Porous | Wet | R245fa | MinimizeLCOE_Brownfield | IgnoreSilica | 2019 | 144.6265 | 42.4536 | 4.0119 | 4 | 5665.7318 | 8215.0433 | 115.5036 | 167.4748 | 140.6031 | 0 | 168.586 | 6147641.0661 | 281648.5699 | 6737706.5927 | 6477024.5328 | 0 | 510504.2652 | 0 | 7860264.7604 | 20450796.5446 | 13958088.8635 | 62423675.1953 | 961560.8286 | 27535233.0938 | 27535233.0938 | 1478867.319 | 11895814.3074 | 0 | 90920469.1177 | 131830383.838 | 316227.766 | 16.0474 | 5665.7318 | 8215.0433 | 115.5036 | 167.4748
1 | 6700 | 707 | 0.02 | 15 | 15 | 7 | 4.217e-10 | 5spot_SharedNeighbor | Water | Porous | Wet | R245fa | MinimizeLCOE_Brownfield | IgnoreSilica | 2019 | 146.1191 | 42.8672 | 4.0694 | 4 | 5611.8937 | 8125.129 | 114.406 | 165.6417 | 140.56 | 0 | 210.7733 | 6188904.3292 | 283417.5834 | 6790363.9937 | 6541002.2642 | 0 | 489266.5934 | 0 | 7914252.3579 | 20591261.1988 | 14053958.8763 | 62852427.1968 | 961560.8286 | 27535233.0938 | 27535233.0938 | 1478867.319 | 11895814.3074 | 0 | 91349221.1192 | 132259135.8395 | 421696.5034 | 16.2778 | 5611.8937 | 8125.129 | 114.406 | 165.6417
1 | 6700 | 707 | 0.02 | 15 | 15 | 7 | 5.6234e-10 | 5spot_SharedNeighbor | Water | Porous | Wet | R245fa | MinimizeLCOE_Brownfield | IgnoreSilica | 2019 | 147.225 | 43.1731 | 4.113 | 4 | 5571.4924 | 8058.1386 | 113.5824 | 164.2761 | 140.5276 | 0 | 197.3334 | 6219325.765 | 284719.6817 | 6829251.8159 | 6588350.69 | 0 | 472073.0604 | 0 | 7953551.1951 | 20693508.7119 | 14123744.905 | 63164525.825 | 961560.8286 | 27535233.0938 | 27535233.0938 | 1478867.319 | 11895814.3074 | 0 | 91661319.7475 | 132571234.4677 | 562341.3252 | 16.4518 | 5571.4924 | 8058.1386 | 113.5824 | 164.2761
1 | 6700 | 707 | 0.02 | 15 | 15 | 7 | 7.4989e-10 | 5spot_SharedNeighbor | Water | Porous | Wet | R245fa | MinimizeLCOE_Brownfield | IgnoreSilica | 2019 | 148.0681 | 43.406 | 4.1461 | 4 | 5541.1756 | 8007.9266 | 112.9644 | 163.2524 | 140.5027 | 0 | 201.3158 | 6242430.9778 | 285707.4444 | 6858824.5544 | 6624414.299 | 0 | 458700.3825 | 0 | 7983330.2867 | 20770987.7997 | 14176625.9744 | 63401021.7189 | 961560.8286 | 27535233.0938 | 27535233.0938 | 1478867.319 | 11895814.3074 | 0 | 91897815.6413 | 132807730.3616 | 749894.2093 | 16.5845 | 5541.1756 | 8007.9266 | 112.9644 | 163.2524
1 | 6700 | 707 | 0.02 | 15 | 15 | 7 | 1e-09 | 5spot_SharedNeighbor | Water | Porous | Wet | R245fa | MinimizeLCOE_Brownfield | IgnoreSilica | 2019 | 148.7092 | 43.5828 | 4.1713 | 4 | 5518.428 | 7970.2755 | 112.5006 | 162.4848 | 140.4837 | 0 | 203.4799 | 6259948.8677 | 286455.6586 | 6881267.5173 | 6651816.0137 | 0 | 448396.7521 | 0 | 8005875.0757 | 20829644.7161 | 14216660.5251 | 63580065.1263 | 961560.8286 | 27535233.0938 | 27535233.0938 | 1478867.319 | 11895814.3074 | 0 | 92076859.0487 | 132986773.769 | 1000000 | 16.6853 | 5518.428 | 7970.2755 | 112.5006 | 162.4848
1 | 6700 | 707 | 0.02 | 15 | 15 | 7 | 1.3335e-09 | 5spot_SharedNeighbor | Water | Porous | Wet | R245fa | MinimizeLCOE_Brownfield | IgnoreSilica | 2019 | 149.1741 | 43.711 | 4.1901 | 4 | 5501.3612 | 7942.2455 | 112.1527 | 161.9134 | 140.4698 | 0 | 192.7357 | 6272625.8774 | 286996.7182 | 6897520.656 | 6671678.1313 | 0 | 440234.8923 | 0 | 8021931.9474 | 20871421.4025 | 14245173.972 | 63707583.5972 | 961560.8286 | 27535233.0938 | 27535233.0938 | 1478867.319 | 11895814.3074 | 0 | 92204377.5197 | 133114292.2399 | 1333521.4322 | 16.7603 | 5501.3612 | 7942.2455 | 112.1527 | 161.9134
1 | 6700 | 707 | 0.02 | 15 | 15 | 7 | 1.7783e-09 | 5spot_SharedNeighbor | Water | Porous | Wet | R245fa | MinimizeLCOE_Brownfield | IgnoreSilica | 2019 | 149.5297 | 43.809 | 4.2043 | 4 | 5488.5577 | 7921.184 | 111.8917 | 161.484 | 140.4592 | 0 | 192.4794 | 6282307.9983 | 287409.7485 | 6909940.5637 | 6686865.8082 | 0 | 434072.3121 | 0 | 8034232.608 | 20903425.1983 | 14267017.2203 | 63805271.4574 | 961560.8286 | 27535233.0938 | 27535233.0938 | 1478867.319 | 11895814.3074 | 0 | 92302065.3798 | 133211980.1001 | 1778279.41 | 16.8172 | 5488.5577 | 7921.184 | 111.8917 | 161.484
1 | 6700 | 707 | 0.02 | 15 | 15 | 7 | 2.3714e-09 | 5spot_SharedNeighbor | Water | Porous | Wet | R245fa | MinimizeLCOE_Brownfield | IgnoreSilica | 2019 | 149.8003 | 43.8836 | 4.2151 | 4 | 5478.9533 | 7905.3668 | 111.6959 | 161.1616 | 140.4511 | 0 | 186.6442 | 6289666.5499 | 287723.5375 | 6919383.6501 | 6698419.0511 | 0 | 429425.4479 | 0 | 8043601.1122 | 20927800.1246 | 14283653.6083 | 63879673.0817 | 961560.8286 | 27535233.0938 | 27535233.0938 | 1478867.319 | 11895814.3074 | 0 | 92376467.0041 | 133286381.7243 | 2371373.7057 | 16.8602 | 5478.9533 | 7905.3668 | 111.6959 | 161.1616
1 | 6700 | 707 | 0.02 | 15 | 15 | 7 | 3.1623e-09 | 5spot_SharedNeighbor | Water | Porous | Wet | R245fa | MinimizeLCOE_Brownfield | IgnoreSilica | 2019 | 149.9977 | 43.9379 | 4.2231 | 4 | 5471.7491 | 7893.567 | 111.549 | 160.921 | 140.4451 | 0 | 208.1664 | 6295030.5087 | 287952.1977 | 6926269.3331 | 6706846.6319 | 0 | 425824.8011 | 0 | 8050350.1543 | 20945359.7476 | 14295638.4118 | 63933271.7862 | 961560.8286 | 27535233.0938 | 27535233.0938 | 1478867.319 | 11895814.3074 | 0 | 92430065.7086 | 133339980.4288 | 3162277.6602 | 16.8922 | 5471.7491 | 7893.567 | 111.549 | 160.921
1 | 6700 | 707 | 0.02 | 15 | 15 | 7 | 4.217e-09 | 5spot_SharedNeighbor | Water | Porous | Wet | R245fa | MinimizeLCOE_Brownfield | IgnoreSilica | 2019 | 150.1487 | 43.9795 | 4.2291 | 4 | 5466.3456 | 7884.6949 | 111.4388 | 160.7402 | 140.4406 | 0 | 196.5421 | 6299129.0328 | 288126.8783 | 6931531.72 | 6713289.1837 | 0 | 423137.4871 | 0 | 8055533.5778 | 20958845.9522 | 14304843.0236 | 63974436.8555 | 961560.8286 | 27535233.0938 | 27535233.0938 | 1478867.319 | 11895814.3074 | 0 | 92471230.7779 | 133381145.4981 | 4216965.0343 | 16.9165 | 5466.3456 | 7884.6949 | 111.4388 | 160.7402
1 | 6700 | 707 | 0.02 | 15 | 15 | 7 | 5.6234e-09 | 5spot_SharedNeighbor | Water | Porous | Wet | R245fa | MinimizeLCOE_Brownfield | IgnoreSilica | 2019 | 150.2607 | 44.0103 | 4.2336 | 4 | 5462.2929 | 7878.0553 | 111.3562 | 160.6048 | 140.4372 | 0 | 198.3668 | 6302169.9114 | 288256.4588 | 6935436.8157 | 6718071.0716 | 0 | 421092.9532 | 0 | 8059360.6122 | 20968803.1107 | 14311638.9888 | 64004829.9223 | 961560.8286 | 27535233.0938 | 27535233.0938 | 1478867.319 | 11895814.3074 | 0 | 92501623.8448 | 133411538.565 | 5623413.2519 | 16.9346 | 5462.2929 | 7878.0553 | 111.3562 | 160.6048
1 | 6700 | 707 | 0.02 | 15 | 15 | 7 | 7.4989e-09 | 5spot_SharedNeighbor | Water | Porous | Wet | R245fa | MinimizeLCOE_Brownfield | IgnoreSilica | 2019 | 150.3339 | 44.0305 | 4.2369 | 4 | 5459.2535 | 7873.1822 | 111.2943 | 160.5055 | 140.435 | 0 | 190.178 | 6304154.1156 | 288340.9892 | 6937985.4721 | 6721192.5421 | 0 | 419408.7528 | 0 | 8061721.93 | 20974946.7753 | 14315832.1662 | 64023582.7434 | 961560.8286 | 27535233.0938 | 27535233.0938 | 1478867.319 | 11895814.3074 | 0 | 92520376.6658 | 133430291.386 | 7498942.0933 | 16.9474 | 5459.2535 | 7873.1822 | 111.2943 | 160.5055
1 | 6700 | 707 | 0.02 | 15 | 15 | 7 | 1e-08 | 5spot_SharedNeighbor | Water | Porous | Wet | R245fa | MinimizeLCOE_Brownfield | IgnoreSilica | 2019 | 150.3922 | 44.0465 | 4.2393 | 4 | 5456.974 | 7869.4951 | 111.2478 | 160.4303 | 140.4332 | 0 | 196.1502 | 6305736.2231 | 288408.3884 | 6940017.7355 | 6723681.7798 | 0 | 418186.8396 | 0 | 8063652.0769 | 20979968.6216 | 14319259.6795 | 64038911.3445 | 961560.8286 | 27535233.0938 | 27535233.0938 | 1478867.319 | 11895814.3074 | 0 | 92535705.2669 | 133445619.9871 | 10000000 | 16.9573 | 5456.974 | 7869.4951 | 111.2478 | 160.4303
1 | 6800 | 707 | 0.02 | 15 | 15 | 7 | 1e-13 | 5spot_SharedNeighbor | Water | Porous | Wet | R245fa | MinimizeLCOE_Brownfield | IgnoreSilica | 2019 | 0 | 0 | 0 | 0 |  |  |  |  | 15 |  | 21.849 | [19 empty] | 100 | 0
1 | 6800 | 707 | 0.02 | 15 | 15 | 7 | 1.3335e-13 | 5spot_SharedNeighbor | Water | Porous | Wet | R245fa | MinimizeLCOE_Brownfield | IgnoreSilica | 2019 | 0 | 0 | 0 | 0 |  |  |  |  | 15 |  | 23.5402 | [19 empty] | 133.3521 | 0
1 | 6800 | 707 | 0.02 | 15 | 15 | 7 | 1.7783e-13 | 5spot_SharedNeighbor | Water | Porous | Wet | R245fa | MinimizeLCOE_Brownfield | IgnoreSilica | 2019 | 0 | 0 | 0 | 0 |  |  |  |  | 15 |  | 23.6682 | [19 empty] | 177.8279 | 0
1 | 6800 | 707 | 0.02 | 15 | 15 | 7 | 2.3714e-13 | 5spot_SharedNeighbor | Water | Porous | Wet | R245fa | MinimizeLCOE_Brownfield | IgnoreSilica | 2019 | 0 | 0 | 0 | 0 |  |  |  |  | 15 |  | 22.512 | [19 empty] | 237.1374 | 0
1 | 6800 | 707 | 0.02 | 15 | 15 | 7 | 3.1623e-13 | 5spot_SharedNeighbor | Water | Porous | Wet | R245fa | MinimizeLCOE_Brownfield | IgnoreSilica | 2019 | 1.6 | 0.25575 | 0.0046596 | 4 | 1628997.2577 | 3868906.8971 | 33209.3125 | 78872.9002 | 100.1475 | 0 | 26.481 | 136179.752 | 4763.7148 | 116087.911 | 76846.9325 | 0 | 74947.4475 | 0 | 159442.0455 | 414835.4964 | 283133.7503 | 1266237.05 | 961560.8286 | 28133983.6919 | 28133983.6919 | 1478867.319 | 12135314.5466 | 0 | 30361781.5705 | 72109947.128 | 316.2278 | 0.018638 | 1628997.2577 | 3868906.8971 | 33209.3125 | 78872.9002
1 | 6800 | 707 | 0.02 | 15 | 15 | 7 | 4.217e-13 | 5spot_SharedNeighbor | Water | Porous | Wet | R245fa | MinimizeLCOE_Brownfield | IgnoreSilica | 2019 | 2.4682 | 0.4892 | 0.015346 | 4 | 507021.6832 | 1187149.7857 | 10336.3228 | 24201.6541 | 113.0417 | 0 | 390.2549 | 231800.9179 | 8889.6771 | 193201.692 | 113863.0898 | 0 | 106651.7309 | 0 | 255218.772 | 664026.8921 | 453211.9983 | 2026864.77 | 961560.8286 | 28133983.6919 | 28133983.6919 | 1478867.319 | 12135314.5466 | 0 | 31122409.2905 | 72870574.848 | 421.6965 | 0.061383 | 507021.6832 | 1187149.7857 | 10336.3228 | 24201.6541
1 | 6800 | 707 | 0.02 | 15 | 15 | 7 | 5.6234e-13 | 5spot_SharedNeighbor | Water | Porous | Wet | R245fa | MinimizeLCOE_Brownfield | IgnoreSilica | 2019 | 3.2462 | 0.71166 | 0.030482 | 4 | 260360.4064 | 602760.9229 | 5307.799 | 12288.0967 | 119.6212 | 0 | 500.8456 | 312176.2353 | 12543.9185 | 259541.6851 | 148091.9998 | 0 | 123128.3177 | 0 | 333638.041 | 868057.7441 | 592467.2472 | 2649645.1888 | 961560.8286 | 28133983.6919 | 28133983.6919 | 1478867.319 | 12135314.5466 | 0 | 31745189.7093 | 73493355.2668 | 562.3413 | 0.12193 | 260360.4064 | 602760.9229 | 5307.799 | 12288.0967
1 | 6800 | 707 | 0.02 | 15 | 15 | 7 | 7.4989e-13 | 5spot_SharedNeighbor | Water | Porous | Wet | R245fa | MinimizeLCOE_Brownfield | IgnoreSilica | 2019 | 4.2869 | 1.0182 | 0.052508 | 4 | 154920.8213 | 353691.4388 | 3158.2705 | 7210.4784 | 125.1092 | 0 | 77.1568 | 412363.168 | 17222.538 | 344368.6143 | 194377.3845 | 0 | 143222.7676 | 0 | 433506.2442 | 1127894.3231 | 769811.0514 | 3442766.0911 | 961560.8286 | 28133983.6919 | 28133983.6919 | 1478867.319 | 12135314.5466 | 0 | 32538310.6116 | 74286476.1692 | 749.8942 | 0.21003 | 154920.8213 | 353691.4388 | 3158.2705 | 7210.4784
1 | 6800 | 707 | 0.02 | 15 | 15 | 7 | 1e-12 | 5spot_SharedNeighbor | Water | Porous | Wet | R245fa | MinimizeLCOE_Brownfield | IgnoreSilica | 2019 | 5.6442 | 1.4264 | 0.083324 | 4 | 100569.6184 | 225828.8362 | 2050.2477 | 4603.8263 | 129.4777 | 0 | 77.6634 | 533371.7955 | 22980.1706 | 449589.7326 | 255981.92 | 0 | 166348.7571 | 0 | 557026.2266 | 1449267.9797 | 989155.1756 | 4423721.7576 | 961560.8286 | 28133983.6919 | 28133983.6919 | 1478867.319 | 12135314.5466 | 0 | 33519266.2782 | 75267431.8357 | 1000 | 0.33329 | 100569.6184 | 225828.8362 | 2050.2477 | 4603.8263
1 | 6800 | 707 | 0.02 | 15 | 15 | 7 | 1.3335e-12 | 5spot_SharedNeighbor | Water | Porous | Wet | R245fa | MinimizeLCOE_Brownfield | IgnoreSilica | 2019 | 7.4838 | 1.9844 | 0.12581 | 4 | 69096.9955 | 152053.6868 | 1408.6357 | 3099.8201 | 132.9667 | 0 | 62.7807 | 683349.5663 | 30175.4134 | 584121.905 | 339617.6678 | 0 | 195873.6481 | 0 | 714923.8982 | 1860085.3321 | 1269546.4601 | 5677693.891 | 961560.8286 | 28133983.6919 | 28133983.6919 | 1478867.319 | 12135314.5466 | 0 | 34773238.4115 | 76521403.969 | 1333.5214 | 0.50325 | 69096.9955 | 152053.6868 | 1408.6357 | 3099.8201
1 | 6800 | 707 | 0.02 | 15 | 15 | 7 | 1.7783e-12 | 5spot_SharedNeighbor | Water | Porous | Wet | R245fa | MinimizeLCOE_Brownfield | IgnoreSilica | 2019 | 9.9025 | 2.7279 | 0.184 | 4 | 49366.0848 | 106089.5511 | 1006.3944 | 2162.779 | 135.8092 | 0 | 84.1418 | 865400.9054 | 38971.9481 | 752044.3018 | 449863.7992 | 0 | 230507.9703 | 0 | 911347.6807 | 2371139.722 | 1618351.5823 | 7237627.9098 | 961560.8286 | 28133983.6919 | 28133983.6919 | 1478867.319 | 12135314.5466 | 0 | 36333172.4304 | 78081337.9879 | 1778.2794 | 0.73599 | 49366.0848 | 106089.5511 | 1006.3944 | 2162.779
1 | 6800 | 707 | 0.02 | 15 | 15 | 7 | 2.3714e-12 | 5spot_SharedNeighbor | Water | Porous | Wet | R245fa | MinimizeLCOE_Brownfield | IgnoreSilica | 2019 | 13.1421 | 3.7264 | 0.2623 | 4 | 36509.2509 | 76299.7718 | 744.2905 | 1555.4741 | 137.9762 | 0 | 88.6735 | 1088000.5805 | 49727.4421 | 963795.411 | 598413.7356 | 0 | 273638.0876 | 0 | 1159694.3501 | 3017286.813 | 2059360.2489 | 9209916.6689 | 961560.8286 | 28133983.6919 | 28133983.6919 | 1478867.319 | 12135314.5466 | 0 | 38305461.1894 | 80053626.747 | 2371.3737 | 1.0492 | 36509.2509 | 76299.7718 | 744.2905 | 1555.4741
1 | 6800 | 707 | 0.02 | 15 | 15 | 7 | 3.1623e-12 | 5spot_SharedNeighbor | Water | Porous | Wet | R245fa | MinimizeLCOE_Brownfield | IgnoreSilica | 2019 | 17.4347 | 5.0529 | 0.3669 | 4 | 27782.1622 | 56228.8019 | 566.377 | 1146.3002 | 139.642 | 0 | 88.2229 | 1357955.5202 | 62751.0333 | 1228286.7205 | 795361.0819 | 0 | 325900.8972 | 0 | 1470399.5487 | 3825678.0054 | 2611103.8485 | 11677436.6558 | 961560.8286 | 28133983.6919 | 28133983.6919 | 1478867.319 | 12135314.5466 | 0 | 40772981.1763 | 82521146.7339 | 3162.2777 | 1.4676 | 27782.1622 | 56228.8019 | 566.377 | 1146.3002
1 | 6800 | 707 | 0.02 | 15 | 15 | 7 | 4.217e-12 | 5spot_SharedNeighbor | Water | Porous | Wet | R245fa | MinimizeLCOE_Brownfield | IgnoreSilica | 2019 | 23.1032 | 6.8099 | 0.50616 | 4 | 21666.2794 | 42286.2273 | 441.6964 | 862.0619 | 140.9147 | 0 | 89.9055 | 1685413.3768 | 78524.7806 | 1558105.8214 | 1057895.9334 | 0 | 389148.2334 | 0 | 1859944.3768 | 4839193.7413 | 3302849.1639 | 14771075.4276 | 961560.8286 | 28133983.6919 | 28133983.6919 | 1478867.319 | 12135314.5466 | 0 | 43866619.9481 | 85614785.5056 | 4216.965 | 2.0246 | 21666.2794 | 42286.2273 | 441.6964 | 862.0619
1 | 6800 | 707 | 0.02 | 15 | 15 | 7 | 5.6234e-12 | 5spot_SharedNeighbor | Water | Porous | Wet | R245fa | MinimizeLCOE_Brownfield | IgnoreSilica | 2019 | 30.5622 | 9.1231 | 0.68945 | 4 | 17303.6575 | 32441.9635 | 352.7585 | 661.3733 | 141.8846 | 0 | 88.4602 | 2080447.7052 | 97462.5808 | 1967524.3078 | 1401952.9524 | 0 | 465743.3559 | 0 | 2345121.0518 | 6101523.9263 | 4164415.4535 | 18624191.3336 | 961560.8286 | 28133983.6919 | 28133983.6919 | 1478867.319 | 12135314.5466 | 0 | 47719735.8541 | 89467901.4116 | 5623.4133 | 2.7578 | 17303.6575 | 32441.9635 | 352.7585 | 661.3733
1 | 6800 | 707 | 0.02 | 15 | 15 | 7 | 7.4989e-12 | 5spot_SharedNeighbor | Water | Porous | Wet | R245fa | MinimizeLCOE_Brownfield | IgnoreSilica | 2019 | 40.2527 | 12.1302 | 0.92788 | 4 | 14138.5748 | 25386.8553 | 288.234 | 517.5454 | 142.6184 | 0 | 95.4817 | 2552465.7504 | 119999.7172 | 2469952.5597 | 1848950.2429 | 0 | 557252.3527 | 0 | 2943962.0429 | 7659585.3461 | 5227824.3874 | 23379992.3994 | 961560.8286 | 28133983.6919 | 28133983.6919 | 1478867.319 | 12135314.5466 | 0 | 52475536.9199 | 94223702.4774 | 7498.9421 | 3.7115 | 14138.5748 | 25386.8553 | 288.234 | 517.5454
1 | 6800 | 707 | 0.02 | 15 | 15 | 7 | 1e-11 | 5spot_SharedNeighbor | Water | Porous | Wet | R245fa | MinimizeLCOE_Brownfield | IgnoreSilica | 2019 | 52.6622 | 15.981 | 1.2324 | 4 | 11821.6954 | 20290.3759 | 241.0013 | 413.6468 | 143.16 | 0 | 96.2411 | 3109513.0366 | 146474.4126 | 3078375.4115 | 2421573.2665 | 0 | 665966.7372 | 0 | 3674542.1171 | 9560404.8366 | 6525172.7476 | 29182022.5658 | 961560.8286 | 28133983.6919 | 28133983.6919 | 1478867.319 | 12135314.5466 | 0 | 58277567.0863 | 100025732.6439 | 10000 | 4.9297 | 11821.6954 | 20290.3759 | 241.0013 | 413.6468
1 | 6800 | 707 | 0.02 | 15 | 15 | 7 | 1.3335e-11 | 5spot_SharedNeighbor | Water | Porous | Wet | R245fa | MinimizeLCOE_Brownfield | IgnoreSilica | 2019 | 68.0802 | 20.7503 | 1.607 | 4 | 10134.7783 | 16629.3494 | 206.6112 | 339.0118 | 143.4989 | 0 | 84.7725 | 3746927.3176 | 176564.4468 | 3792782.0781 | 3131980.7634 | 0 | 791886.126 | 0 | 4539654.8854 | 11811250.8007 | 8061421.3684 | 36052467.7865 | 961560.8286 | 28133983.6919 | 28133983.6919 | 1478867.319 | 12135314.5466 | 0 | 65148012.307 | 106896177.8645 | 13335.2143 | 6.4282 | 10134.7783 | 16629.3494 | 206.6112 | 339.0118
1 | 6800 | 707 | 0.02 | 15 | 15 | 7 | 1.7783e-11 | 5spot_SharedNeighbor | Water | Porous | Wet | R245fa | MinimizeLCOE_Brownfield | IgnoreSilica | 2019 | 82.0165 | 25.0262 | 1.9888 | 4 | 8917.7704 | 14165.6816 | 181.8008 | 288.7866 | 143.5864 | 0 | 76.4024 | 4280890.6497 | 201517.7452 | 4405840.7041 | 3770836.0899 | 0 | 851940.4682 | 0 | 5269300.0063 | 13709637.7342 | 9357109.4585 | 41847072.8561 | 961560.8286 | 28133983.6919 | 28133983.6919 | 1478867.319 | 12135314.5466 | 0 | 70942617.3766 | 112690782.9341 | 17782.7941 | 7.9552 | 8917.7704 | 14165.6816 | 181.8008 | 288.7866
1 | 6800 | 707 | 0.02 | 15 | 15 | 7 | 2.3714e-11 | 5spot_SharedNeighbor | Water | Porous | Wet | R245fa | MinimizeLCOE_Brownfield | IgnoreSilica | 2019 | 93.5628 | 28.5301 | 2.3529 | 4 | 8013.2828 | 12449.0732 | 163.3616 | 253.7912 | 143.5342 | 0 | 96.6999 | 4696889.8429 | 220739.9952 | 4892959.5346 | 4296497.9633 | 0 | 848992.7242 | 0 | 5832871.2235 | 15175934.4372 | 10357887.0877 | 46322772.8087 | 961560.8286 | 28133983.6919 | 28133983.6919 | 1478867.319 | 12135314.5466 | 0 | 75418317.3292 | 117166482.8868 | 23713.7371 | 9.4117 | 8013.2828 | 12449.0732 | 163.3616 | 253.7912
1 | 6800 | 707 | 0.02 | 15 | 15 | 7 | 3.1623e-11 | 5spot_SharedNeighbor | Water | Porous | Wet | R245fa | MinimizeLCOE_Brownfield | IgnoreSilica | 2019 | 104.1519 | 31.7054 | 2.7026 | 4 | 7338.7494 | 11200.5413 | 149.6103 | 228.3382 | 143.4031 | 0 | 89.5789 | 5059295.5824 | 237293.7071 | 5324437.6663 | 4774994.8566 | 0 | 824964.0081 | 0 | 6326184.47 | 16459434.312 | 11233902.1255 | 50240506.7281 | 961560.8286 | 28133983.6919 | 28133983.6919 | 1478867.319 | 12135314.5466 | 0 | 79336051.2486 | 121084216.8061 | 31622.7766 | 10.8106 | 7338.7494 | 11200.5413 | 149.6103 | 228.3382
1 | 6800 | 707 | 0.02 | 15 | 15 | 7 | 4.217e-11 | 5spot_SharedNeighbor | Water | Porous | Wet | R245fa | MinimizeLCOE_Brownfield | IgnoreSilica | 2019 | 113.4519 | 34.4598 | 3.0221 | 4 | 6835.509 | 10289.1019 | 139.3511 | 209.7573 | 143.2306 | 0 | 130.6464 | 5363506.7319 | 251027.9762 | 5692033.1668 | 5192020.2663 | 0 | 785864.4677 | 0 | 6740936.5174 | 17538534.0621 | 11970409.8782 | 53534333.0665 | 961560.8286 | 28133983.6919 | 28133983.6919 | 1478867.319 | 12135314.5466 | 0 | 82629877.587 | 124378043.1446 | 42169.6503 | 12.0883 | 6835.509 | 10289.1019 | 139.3511 | 209.7573
1 | 6800 | 707 | 0.02 | 15 | 15 | 7 | 5.6234e-11 | 5spot_SharedNeighbor | Water | Porous | Wet | R245fa | MinimizeLCOE_Brownfield | IgnoreSilica | 2019 | 121.2935 | 36.755 | 3.3011 | 4 | 6459.7307 | 9621.4363 | 131.6903 | 196.146 | 143.0479 | 0 | 130.2392 | 5610312.1189 | 262048.2098 | 5994095.8921 | 5541106.2799 | 0 | 737800.4581 | 0 | 7076691.554 | 18412099.7944 | 12566636.4405 | 56200790.7476 | 961560.8286 | 28133983.6919 | 28133983.6919 | 1478867.319 | 12135314.5466 | 0 | 85296335.2681 | 127044500.8257 | 56234.1325 | 13.2043 | 6459.7307 | 9621.4363 | 131.6903 | 196.146
1 | 6800 | 707 | 0.02 | 15 | 15 | 7 | 7.4989e-11 | 5spot_SharedNeighbor | Water | Porous | Wet | R245fa | MinimizeLCOE_Brownfield | IgnoreSilica | 2019 | 127.7445 | 38.6231 | 3.5368 | 4 | 6178.7885 | 9129.7349 | 125.963 | 186.122 | 142.8742 | 0 | 128.182 | 5807000.3824 | 270748.7094 | 6237332.4673 | 5826713.1828 | 0 | 687187.8133 | 0 | 7343303.1965 | 19105768.5987 | 13040079.6529 | 58318134.0031 | 961560.8286 | 28133983.6919 | 28133983.6919 | 1478867.319 | 12135314.5466 | 0 | 87413678.5237 | 129161844.0812 | 74989.4209 | 14.1474 | 6178.7885 | 9129.7349 | 125.963 | 186.122
1 | 6800 | 707 | 0.02 | 15 | 15 | 7 | 1e-10 | 5spot_SharedNeighbor | Water | Porous | Wet | R245fa | MinimizeLCOE_Brownfield | IgnoreSilica | 2019 | 132.8749 | 40.0954 | 3.7296 | 4 | 5968.5311 | 8766.9395 | 121.6766 | 178.7259 | 142.7217 | 0 | 129.5676 | 5959444.8208 | 277437.1758 | 6427474.0097 | 6052752.3581 | 0 | 637529.3425 | 0 | 7548308.7057 | 19639150.8813 | 13404124.0207 | 59946221.3146 | 961560.8286 | 28133983.6919 | 28133983.6919 | 1478867.319 | 12135314.5466 | 0 | 89041765.8351 | 130789931.3927 | 100000 | 14.9185 | 5968.5311 | 8766.9395 | 121.6766 | 178.7259
1 | 6800 | 707 | 0.02 | 15 | 15 | 7 | 1.3335e-10 | 5spot_SharedNeighbor | Water | Porous | Wet | R245fa | MinimizeLCOE_Brownfield | IgnoreSilica | 2019 | 138.546 | 41.7149 | 3.9119 | 4 | 5810.3643 | 8478.3948 | 118.4521 | 172.8435 | 142.5513 | 0 | 149.6414 | 6124928.1748 | 284665.5481 | 6635084.6352 | 6301919.709 | 0 | 613820.6222 | 0 | 7784563.2888 | 20253836.8441 | 13823659.8208 | 61822478.6431 | 961560.8286 | 28133983.6919 | 28133983.6919 | 1478867.319 | 12135314.5466 | 0 | 90918023.1636 | 132666188.7211 | 133352.1432 | 15.6476 | 5810.3643 | 8478.3948 | 118.4521 | 172.8435
1 | 6800 | 707 | 0.02 | 15 | 15 | 7 | 1.7783e-10 | 5spot_SharedNeighbor | Water | Porous | Wet | R245fa | MinimizeLCOE_Brownfield | IgnoreSilica | 2019 | 141.864 | 42.6625 | 4.0391 | 4 | 5690.4573 | 8274.4453 | 116.0077 | 168.6858 | 142.4579 | 0 | 144.7437 | 6220937.4096 | 288860.3386 | 6755810.9283 | 6447714.9222 | 0 | 576344.5375 | 0 | 7912970.5731 | 20587926.2577 | 14051682.7105 | 62842247.6775 | 961560.8286 | 28133983.6919 | 28133983.6919 | 1478867.319 | 12135314.5466 | 0 | 91937792.198 | 133685957.7555 | 177827.941 | 16.1565 | 5690.4573 | 8274.4453 | 116.0077 | 168.6858
1 | 6800 | 707 | 0.02 | 15 | 15 | 7 | 2.3714e-10 | 5spot_SharedNeighbor | Water | Porous | Wet | R245fa | MinimizeLCOE_Brownfield | IgnoreSilica | 2019 | 144.3876 | 43.3804 | 4.1379 | 4 | 5600.4908 | 8122.8081 | 114.1736 | 165.5944 | 142.3848 | 0 | 145.464 | 6293145.5416 | 292004.1847 | 6846948.8804 | 6558363.8186 | 0 | 544196.5585 | 0 | 8008517.0037 | 20836518.4709 | 14221352.004 | 63601046.4624 | 961560.8286 | 28133983.6919 | 28133983.6919 | 1478867.319 | 12135314.5466 | 0 | 92696590.9829 | 134444756.5404 | 237137.3706 | 16.5515 | 5600.4908 | 8122.8081 | 114.1736 | 165.5944
1 | 6800 | 707 | 0.02 | 15 | 15 | 7 | 3.1623e-10 | 5spot_SharedNeighbor | Water | Porous | Wet | R245fa | MinimizeLCOE_Brownfield | IgnoreSilica | 2019 | 146.3165 | 43.9276 | 4.2142 | 4 | 5532.9777 | 8009.6342 | 112.7972 | 163.2872 | 142.3277 | 0 | 186.0031 | 6347872.1907 | 294380.4935 | 6916219.0592 | 6642800.5269 | 0 | 517729.0931 | 0 | 8080410.5317 | 21023570.6835 | 14349018.9826 | 64172001.5612 | 961560.8286 | 28133983.6919 | 28133983.6919 | 1478867.319 | 12135314.5466 | 0 | 93267546.0817 | 135015711.6393 | 316227.766 | 16.8567 | 5532.9777 | 8009.6342 | 112.7972 | 163.2872
1 | 6800 | 707 | 0.02 | 15 | 15 | 7 | 4.217e-10 | 5spot_SharedNeighbor | Water | Porous | Wet | R245fa | MinimizeLCOE_Brownfield | IgnoreSilica | 2019 | 147.7586 | 44.3358 | 4.2722 | 4 | 5482.3111 | 7925.3065 | 111.7643 | 161.5681 | 142.2844 | 0 | 188.0649 | 6388524.4593 | 296142.0124 | 6967785.8467 | 6705847.1697 | 0 | 496065.6043 | 0 | 8133202.386 | 21160924.2592 | 14442765.6204 | 64591257.358 | 961560.8286 | 28133983.6919 | 28133983.6919 | 1478867.319 | 12135314.5466 | 0 | 93686801.8786 | 135434967.4361 | 421696.5034 | 17.0889 | 5482.3111 | 7925.3065 | 111.7643 | 161.5681
1 | 6800 | 707 | 0.02 | 15 | 15 | 7 | 5.6234e-10 | 5spot_SharedNeighbor | Water | Porous | Wet | R245fa | MinimizeLCOE_Brownfield | IgnoreSilica | 2019 | 148.8381 | 44.6408 | 4.3163 | 4 | 5444.287 | 7862.3548 | 110.9892 | 160.2847 | 142.2516 | 0 | 213.5993 | 6418806.691 | 297452.1196 | 7006260.7155 | 6752992.9014 | 0 | 478721.8816 | 0 | 8172151.3806 | 21262261.5535 | 14511930.4061 | 64900577.6494 | 961560.8286 | 28133983.6919 | 28133983.6919 | 1478867.319 | 12135314.5466 | 0 | 93996122.1699 | 135744287.7275 | 562341.3252 | 17.2651 | 5444.287 | 7862.3548 | 110.9892 | 160.2847
1 | 6800 | 707 | 0.02 | 15 | 15 | 7 | 7.4989e-10 | 5spot_SharedNeighbor | Water | Porous | Wet | R245fa | MinimizeLCOE_Brownfield | IgnoreSilica | 2019 | 149.6734 | 44.8766 | 4.3501 | 4 | 5415.7526 | 7815.0424 | 110.4074 | 159.3202 | 142.226 | 0 | 208.327 | 6442156.8444 | 298461.1395 | 7035964.0672 | 6789451.6484 | 0 | 465414.7121 | 0 | 8202264.8806 | 21340610.7033 | 14565405.3107 | 65139729.3063 | 961560.8286 | 28133983.6919 | 28133983.6919 | 1478867.319 | 12135314.5466 | 0 | 94235273.8268 | 135983439.3844 | 749894.2093 | 17.4002 | 5415.7526 | 7815.0424 | 110.4074 | 159.3202
1 | 6800 | 707 | 0.02 | 15 | 15 | 7 | 1e-09 | 5spot_SharedNeighbor | Water | Porous | Wet | R245fa | MinimizeLCOE_Brownfield | IgnoreSilica | 2019 | 150.2756 | 45.0463 | 4.3751 | 4 | 5394.3413 | 7779.8753 | 109.9709 | 158.6033 | 142.2074 | 0 | 201.2922 | 6458941.2244 | 299185.7503 | 7057335.4622 | 6815717.1765 | 0 | 454732.2505 | 0 | 8223505.6269 | 21395874.7683 | 14603124.1706 | 65308416.4297 | 961560.8286 | 28133983.6919 | 28133983.6919 | 1478867.319 | 12135314.5466 | 0 | 94403960.9502 | 136152126.5078 | 1000000 | 17.5006 | 5394.3413 | 7779.8753 | 109.9709 | 158.6033
1 | 6800 | 707 | 0.02 | 15 | 15 | 7 | 1.3335e-09 | 5spot_SharedNeighbor | Water | Porous | Wet | R245fa | MinimizeLCOE_Brownfield | IgnoreSilica | 2019 | 150.7406 | 45.1773 | 4.3943 | 4 | 5378.2768 | 7753.4177 | 109.6434 | 158.0639 | 142.193 | 0 | 206.6094 | 6471879.2799 | 299743.9474 | 7073820.3882 | 6835996.0404 | 0 | 446677.1733 | 0 | 8239965.5634 | 21438700.1465 | 14632353.3712 | 65439135.9102 | 961560.8286 | 28133983.6919 | 28133983.6919 | 1478867.319 | 12135314.5466 | 0 | 94534680.4307 | 136282845.9883 | 1333521.4322 | 17.5771 | 5378.2768 | 7753.4177 | 109.6434 | 158.0639
1 | 6800 | 707 | 0.02 | 15 | 15 | 7 | 1.7783e-09 | 5spot_SharedNeighbor | Water | Porous | Wet | R245fa | MinimizeLCOE_Brownfield | IgnoreSilica | 2019 | 151.0696 | 45.27 | 4.4083 | 4 | 5366.2248 | 7733.7876 | 109.3978 | 157.6637 | 142.1828 | 0 | 211.9019 | 6481015.4353 | 300137.8937 | 7085467.5338 | 6850334.0482 | 0 | 440242.4063 | 0 | 8251306.9538 | 21468208.1179 | 14652493.168 | 65529205.557 | 961560.8286 | 28133983.6919 | 28133983.6919 | 1478867.319 | 12135314.5466 | 0 | 94624750.0775 | 136372915.635 | 1778279.41 | 17.6334 | 5366.2248 | 7733.7876 | 109.3978 | 157.6637
1 | 6800 | 707 | 0.02 | 15 | 15 | 7 | 2.3714e-09 | 5spot_SharedNeighbor | Water | Porous | Wet | R245fa | MinimizeLCOE_Brownfield | IgnoreSilica | 2019 | 151.3324 | 45.3439 | 4.4192 | 4 | 5357.1839 | 7718.9277 | 109.2134 | 157.3608 | 142.1746 | 0 | 200.6937 | 6488308.1068 | 300452.2518 | 7094767.7025 | 6861788.5281 | 0 | 435557.1311 | 0 | 8260540.7509 | 21492232.5638 | 14668890.346 | 65602537.3809 | 961560.8286 | 28133983.6919 | 28133983.6919 | 1478867.319 | 12135314.5466 | 0 | 94698081.9014 | 136446247.4589 | 2371373.7057 | 17.6768 | 5357.1839 | 7718.9277 | 109.2134 | 157.3608
1 | 6800 | 707 | 0.02 | 15 | 15 | 7 | 3.1623e-09 | 5spot_SharedNeighbor | Water | Porous | Wet | R245fa | MinimizeLCOE_Brownfield | IgnoreSilica | 2019 | 151.5176 | 45.3961 | 4.4272 | 4 | 5350.4024 | 7707.9028 | 109.0752 | 157.136 | 142.1688 | 0 | 193.9806 | 6493442.2927 | 300673.4887 | 7101317.3554 | 6869858.7186 | 0 | 431841.8359 | 0 | 8266882.1396 | 21508731.5566 | 14680151.2476 | 65652898.6352 | 961560.8286 | 28133983.6919 | 28133983.6919 | 1478867.319 | 12135314.5466 | 0 | 94748443.1557 | 136496608.7133 | 3162277.6602 | 17.7087 | 5350.4024 | 7707.9028 | 109.0752 | 157.136
1 | 6800 | 707 | 0.02 | 15 | 15 | 7 | 4.217e-09 | 5spot_SharedNeighbor | Water | Porous | Wet | R245fa | MinimizeLCOE_Brownfield | IgnoreSilica | 2019 | 151.6614 | 45.4365 | 4.4332 | 4 | 5345.3159 | 7699.5939 | 108.9715 | 156.9666 | 142.1643 | 0 | 207.1796 | 6497423.9011 | 300845.0301 | 7106397.6364 | 6876120.1374 | 0 | 429095.4935 | 0 | 8271854.0574 | 21521667.4668 | 14688980.2721 | 65692383.9948 | 961560.8286 | 28133983.6919 | 28133983.6919 | 1478867.319 | 12135314.5466 | 0 | 94787928.5153 | 136536094.0728 | 4216965.0343 | 17.7329 | 5345.3159 | 7699.5939 | 108.9715 | 156.9666
1 | 6800 | 707 | 0.02 | 15 | 15 | 7 | 5.6234e-09 | 5spot_SharedNeighbor | Water | Porous | Wet | R245fa | MinimizeLCOE_Brownfield | IgnoreSilica | 2019 | 151.7734 | 45.468 | 4.4378 | 4 | 5341.5009 | 7693.3254 | 108.8937 | 156.8388 | 142.1608 | 0 | 202.9275 | 6500526.9883 | 300978.7052 | 7110357.5357 | 6881001.7146 | 0 | 427079.2824 | 0 | 8275778.2482 | 21531877.4063 | 14695948.7656 | 65723548.6462 | 961560.8286 | 28133983.6919 | 28133983.6919 | 1478867.319 | 12135314.5466 | 0 | 94819093.1667 | 136567258.7242 | 5623413.2519 | 17.7514 | 5341.5009 | 7693.3254 | 108.8937 | 156.8388
1 | 6800 | 707 | 0.02 | 15 | 15 | 7 | 7.4989e-09 | 5spot_SharedNeighbor | Water | Porous | Wet | R245fa | MinimizeLCOE_Brownfield | IgnoreSilica | 2019 | 151.864 | 45.4935 | 4.4414 | 4 | 5338.6397 | 7688.5651 | 108.8354 | 156.7418 | 142.158 | 0 | 204.51 | 6503034.6628 | 301086.7248 | 7113557.8946 | 6884947.5611 | 0 | 425647.1207 | 0 | 8279026.846 | 21540329.5913 | 14701717.5555 | 65749347.9567 | 961560.8286 | 28133983.6919 | 28133983.6919 | 1478867.319 | 12135314.5466 | 0 | 94844892.4772 | 136593058.0348 | 7498942.0933 | 17.7657 | 5338.6397 | 7688.5651 | 108.8354 | 156.7418
1 | 6800 | 707 | 0.02 | 15 | 15 | 7 | 1e-08 | 5spot_SharedNeighbor | Water | Porous | Wet | R245fa | MinimizeLCOE_Brownfield | IgnoreSilica | 2019 | 151.9197 | 45.5091 | 4.4439 | 4 | 5336.4939 | 7685.1094 | 108.7916 | 156.6714 | 142.1562 | 0 | 183.6475 | 6504576.9277 | 301153.1391 | 7115526.6044 | 6887375.3519 | 0 | 424405.5033 | 0 | 8280884.6353 | 21545163.178 | 14705016.5778 | 65764101.9175 | 961560.8286 | 28133983.6919 | 28133983.6919 | 1478867.319 | 12135314.5466 | 0 | 94859646.438 | 136607811.9955 | 10000000 | 17.7756 | 5336.4939 | 7685.1094 | 108.7916 | 156.6714
1 | 6900 | 707 | 0.02 | 15 | 15 | 7 | 1e-13 | 5spot_SharedNeighbor | Water | Porous | Wet | R245fa | MinimizeLCOE_Brownfield | IgnoreSilica | 2019 | 0 | 0 | 0 | 0 |  |  |  |  | 15 |  | 23.2313 | [19 empty] | 100 | 0
1 | 6900 | 707 | 0.02 | 15 | 15 | 7 | 1.3335e-13 | 5spot_SharedNeighbor | Water | Porous | Wet | R245fa | MinimizeLCOE_Brownfield | IgnoreSilica | 2019 | 0 | 0 | 0 | 0 |  |  |  |  | 15 |  | 24.9329 | [19 empty] | 133.3521 | 0
1 | 6900 | 707 | 0.02 | 15 | 15 | 7 | 1.7783e-13 | 5spot_SharedNeighbor | Water | Porous | Wet | R245fa | MinimizeLCOE_Brownfield | IgnoreSilica | 2019 | 0 | 0 | 0 | 0 |  |  |  |  | 15 |  | 25.6122 | [19 empty] | 177.8279 | 0
1 | 6900 | 707 | 0.02 | 15 | 15 | 7 | 2.3714e-13 | 5spot_SharedNeighbor | Water | Porous | Wet | R245fa | MinimizeLCOE_Brownfield | IgnoreSilica | 2019 | 0 | 0 | 0 | 0 |  |  |  |  | 15 |  | 23.9047 | [19 empty] | 237.1374 | 0
1 | 6900 | 707 | 0.02 | 15 | 15 | 7 | 3.1623e-13 | 5spot_SharedNeighbor | Water | Porous | Wet | R245fa | MinimizeLCOE_Brownfield | IgnoreSilica | 2019 | 1.6 | 0.25908 | 0.0054511 | 4 | 1420485.6671 | 3373958.371 | 28958.5217 | 68782.705 | 100.8783 | 0 | 28.5465 | 138109.4881 | 4855.8805 | 117230.0372 | 77161.1939 | 0 | 73625.367 | 0 | 160282.967 | 417023.4016 | 284627.0405 | 1272915.3758 | 961560.8286 | 28738594.3808 | 28738594.3808 | 1478867.319 | 12377158.8222 | 0 | 30973070.5852 | 73567691.1073 | 316.2278 | 0.021805 | 1420485.6671 | 3373958.371 | 28958.5217 | 68782.705
1 | 6900 | 707 | 0.02 | 15 | 15 | 7 | 4.217e-13 | 5spot_SharedNeighbor | Water | Porous | Wet | R245fa | MinimizeLCOE_Brownfield | IgnoreSilica | 2019 | 2.5071 | 0.50816 | 0.017301 | 4 | 459216.1822 | 1074696.4946 | 9361.743 | 21909.1417 | 114.4718 | 0 | 398.9445 | 239991.5571 | 9295.587 | 198964.1206 | 116259.0285 | 0 | 107093.9356 | 0 | 261925.6493 | 681476.8111 | 465121.9265 | 2080128.6157 | 961560.8286 | 28738594.3808 | 28738594.3808 | 1478867.319 | 12377158.8222 | 0 | 31780283.8252 | 74374904.3472 | 421.6965 | 0.069205 | 459216.1822 | 1074696.4946 | 9361.743 | 21909.1417
1 | 6900 | 707 | 0.02 | 15 | 15 | 7 | 5.6234e-13 | 5spot_SharedNeighbor | Water | Porous | Wet | R245fa | MinimizeLCOE_Brownfield | IgnoreSilica | 2019 | 3.3045 | 0.74152 | 0.033624 | 4 | 241107.9218 | 557802.9707 | 4915.3111 | 11371.568 | 121.1855 | 0 | 531.9104 | 323954.4341 | 13159.4515 | 267924.4789 | 151815.5602 | 0 | 123991.8755 | 0 | 343529.8621 | 893794.2335 | 610032.93 | 2728202.826 | 961560.8286 | 28738594.3808 | 28738594.3808 | 1478867.319 | 12377158.8222 | 0 | 32428358.0354 | 75022978.5575 | 562.3413 | 0.1345 | 241107.9218 | 557802.9707 | 4915.3111 | 11371.568
1 | 6900 | 707 | 0.02 | 15 | 15 | 7 | 7.4989e-13 | 5spot_SharedNeighbor | Water | Porous | Wet | R245fa | MinimizeLCOE_Brownfield | IgnoreSilica | 2019 | 4.3601 | 1.0597 | 0.057224 | 4 | 145233.4393 | 331319.961 | 2960.7801 | 6754.4055 | 126.7194 | 0 | 75.2517 | 427467.2285 | 18054.5473 | 355135.3758 | 199324.8117 | 0 | 144038.9913 | 0 | 446168.1723 | 1160838.0626 | 792295.8306 | 3543323.02 | 961560.8286 | 28738594.3808 | 28738594.3808 | 1478867.319 | 12377158.8222 | 0 | 33243478.2294 | 75838098.7515 | 749.8942 | 0.2289 | 145233.4393 | 331319.961 | 2960.7801 | 6754.4055
1 | 6900 | 707 | 0.02 | 15 | 15 | 7 | 1e-12 | 5spot_SharedNeighbor | Water | Porous | Wet | R245fa | MinimizeLCOE_Brownfield | IgnoreSilica | 2019 | 5.7368 | 1.4835 | 0.09021 | 4 | 94927.3369 | 212970.685 | 1935.2222 | 4341.6955 | 131.1286 | 0 | 74.813 | 552654.9863 | 24089.4167 | 463415.0721 | 262819.5798 | 0 | 167133.5282 | 0 | 573343.9074 | 1491723.238 | 1018131.7618 | 4553311.4902 | 961560.8286 | 28738594.3808 | 28738594.3808 | 1478867.319 | 12377158.8222 | 0 | 34253466.6996 | 76848087.2217 | 1000 | 0.36084 | 94927.3369 | 212970.685 | 1935.2222 | 4341.6955
1 | 6900 | 707 | 0.02 | 15 | 15 | 7 | 1.3335e-12 | 5spot_SharedNeighbor | Water | Porous | Wet | R245fa | MinimizeLCOE_Brownfield | IgnoreSilica | 2019 | 7.6005 | 2.0619 | 0.13558 | 4 | 65537.5355 | 144080.5475 | 1336.0713 | 2937.2768 | 134.6426 | 0 | 72.8123 | 707507.4 | 31614.5874 | 601614.182 | 348702.9484 | 0 | 196577.6004 | 0 | 735546.5201 | 1913741.1639 | 1306167.6678 | 5841472.0699 | 961560.8286 | 28738594.3808 | 28738594.3808 | 1478867.319 | 12377158.8222 | 0 | 35541627.2794 | 78136247.8015 | 1333.5214 | 0.54231 | 65537.5355 | 144080.5475 | 1336.0713 | 2937.2768
1 | 6900 | 707 | 0.02 | 15 | 15 | 7 | 1.7783e-12 | 5spot_SharedNeighbor | Water | Porous | Wet | R245fa | MinimizeLCOE_Brownfield | IgnoreSilica | 2019 | 10.0675 | 2.8381 | 0.19795 | 4 | 46927.4351 | 100723.0607 | 956.6792 | 2053.3758 | 137.5397 | 0 | 70.2908 | 896890.8939 | 40888.3022 | 775353.8742 | 462602.308 | 0 | 231664.6921 | 0 | 938886.0274 | 2442788.8514 | 1667253.5854 | 7456328.5346 | 961560.8286 | 28738594.3808 | 28738594.3808 | 1478867.319 | 12377158.8222 | 0 | 37156483.7441 | 79751104.2661 | 1778.2794 | 0.79179 | 46927.4351 | 100723.0607 | 956.6792 | 2053.3758
1 | 6900 | 707 | 0.02 | 15 | 15 | 7 | 2.3714e-12 | 5spot_SharedNeighbor | Water | Porous | Wet | R245fa | MinimizeLCOE_Brownfield | IgnoreSilica | 2019 | 13.3468 | 3.8724 | 0.28147 | 4 | 34799.682 | 72631.4797 | 709.4386 | 1480.691 | 139.7247 | 0 | 79.5713 | 1126633.5658 | 52137.5508 | 992715.5994 | 614917.8444 | 0 | 274572.5258 | 0 | 1193781.0636 | 3105973.4494 | 2119890.7006 | 9480622.2999 | 961560.8286 | 28738594.3808 | 28738594.3808 | 1478867.319 | 12377158.8222 | 0 | 39180777.5094 | 81775398.0314 | 2371.3737 | 1.1259 | 34799.682 | 72631.4797 | 709.4386 | 1480.691
1 | 6900 | 707 | 0.02 | 15 | 15 | 7 | 3.1623e-12 | 5spot_SharedNeighbor | Water | Porous | Wet | R245fa | MinimizeLCOE_Brownfield | IgnoreSilica | 2019 | 17.7099 | 5.2542 | 0.39366 | 4 | 26504.1293 | 53554.2525 | 540.3225 | 1091.7759 | 141.4125 | 0 | 88.757 | 1407156.9607 | 65872.5864 | 1265746.2464 | 819660.7714 | 0 | 327171.378 | 0 | 1515387.0978 | 3942726.3797 | 2690991.7691 | 12034713.1896 | 961560.8286 | 28738594.3808 | 28738594.3808 | 1478867.319 | 12377158.8222 | 0 | 41734868.399 | 84329488.9211 | 3162.2777 | 1.5747 | 26504.1293 | 53554.2525 | 540.3225 | 1091.7759
1 | 6900 | 707 | 0.02 | 15 | 15 | 7 | 4.217e-12 | 5spot_SharedNeighbor | Water | Porous | Wet | R245fa | MinimizeLCOE_Brownfield | IgnoreSilica | 2019 | 23.469 | 7.08 | 0.54222 | 4 | 20710.1912 | 40349.1752 | 422.2053 | 822.5725 | 142.7011 | 0 | 94.6028 | 1746035.8483 | 82397.6808 | 1605443.8239 | 1088723.3541 | 0 | 390715.4302 | 0 | 1916193.2935 | 4985541.8844 | 3402734.7787 | 15217786.0938 | 961560.8286 | 28738594.3808 | 28738594.3808 | 1478867.319 | 12377158.8222 | 0 | 44917941.3033 | 87512561.8253 | 4216.965 | 2.1689 | 20710.1912 | 40349.1752 | 422.2053 | 822.5725
1 | 6900 | 707 | 0.02 | 15 | 15 | 7 | 5.6234e-12 | 5spot_SharedNeighbor | Water | Porous | Wet | R245fa | MinimizeLCOE_Brownfield | IgnoreSilica | 2019 | 31.0226 | 9.4776 | 0.73777 | 4 | 16562.8531 | 30996.3448 | 337.6562 | 631.9024 | 143.6807 | 0 | 100.7034 | 2154273.2591 | 102238.0356 | 2026029.0037 | 1442367.294 | 0 | 467163.7352 | 0 | 2414907.8178 | 6283094.7763 | 4288341.2895 | 19178415.2115 | 961560.8286 | 28738594.3808 | 28738594.3808 | 1478867.319 | 12377158.8222 | 0 | 48878570.4209 | 91473190.943 | 5623.4133 | 2.9511 | 16562.8531 | 30996.3448 | 337.6562 | 631.9024
1 | 6900 | 707 | 0.02 | 15 | 15 | 7 | 7.4989e-12 | 5spot_SharedNeighbor | Water | Porous | Wet | R245fa | MinimizeLCOE_Brownfield | IgnoreSilica | 2019 | 40.84 | 12.5962 | 0.99212 | 4 | 13549.3499 | 24282.5434 | 276.2218 | 495.0325 | 144.4228 | 0 | 92.445 | 2642381.8056 | 125859.5065 | 2542503.0509 | 1902027.8861 | 0 | 558747.2634 | 0 | 3030892.6099 | 7885760.8493 | 5382193.8158 | 24070366.7874 | 961560.8286 | 28738594.3808 | 28738594.3808 | 1478867.319 | 12377158.8222 | 0 | 53770521.9969 | 96365142.5189 | 7498.9421 | 3.9685 | 13549.3499 | 24282.5434 | 276.2218 | 495.0325
1 | 6900 | 707 | 0.02 | 15 | 15 | 7 | 1e-11 | 5spot_SharedNeighbor | Water | Porous | Wet | R245fa | MinimizeLCOE_Brownfield | IgnoreSilica | 2019 | 53.4005 | 16.5854 | 1.3165 | 4 | 11342.8382 | 19431.4464 | 231.2391 | 396.1363 | 144.9688 | 0 | 99.5443 | 3217800.5707 | 153568.4104 | 3167334.8971 | 2489810.1134 | 0 | 667574.343 | 0 | 3781474.4505 | 9838620.8331 | 6715060.882 | 30031244.5001 | 961560.8286 | 28738594.3808 | 28738594.3808 | 1478867.319 | 12377158.8222 | 0 | 59731399.7096 | 102326020.2316 | 10000 | 5.266 | 11342.8382 | 19431.4464 | 231.2391 | 396.1363
1 | 6900 | 707 | 0.02 | 15 | 15 | 7 | 1.3335e-11 | 5spot_SharedNeighbor | Water | Porous | Wet | R245fa | MinimizeLCOE_Brownfield | IgnoreSilica | 2019 | 68.9622 | 21.5069 | 1.7136 | 4 | 9738.7324 | 15952.8536 | 198.5372 | 325.2205 | 145.3047 | 0 | 95.9148 | 3873484.6499 | 184891.5181 | 3898395.2737 | 3213473.8227 | 0 | 793215.6281 | 0 | 4665749.7481 | 12139323.7676 | 8285337.9096 | 37053872.3178 | 961560.8286 | 28738594.3808 | 28738594.3808 | 1478867.319 | 12377158.8222 | 0 | 66754027.5273 | 109348648.0493 | 13335.2143 | 6.8545 | 9738.7324 | 15952.8536 | 198.5372 | 325.2205
1 | 6900 | 707 | 0.02 | 15 | 15 | 7 | 1.7783e-11 | 5spot_SharedNeighbor | Water | Porous | Wet | R245fa | MinimizeLCOE_Brownfield | IgnoreSilica | 2019 | 84.3406 | 26.3279 | 2.1332 | 4 | 8588.4854 | 13580.4287 | 175.0879 | 276.8554 | 145.3824 | 0 | 117.5036 | 4472290.0253 | 213194.0801 | 4582844.7609 | 3926071.8212 | 0 | 876963.1784 | 0 | 5487831.9077 | 14278212.9146 | 9745173.7022 | 43582582.3902 | 961560.8286 | 28738594.3808 | 28738594.3808 | 1478867.319 | 12377158.8222 | 0 | 73282737.5997 | 115877358.1217 | 17782.7941 | 8.5327 | 8588.4854 | 13580.4287 | 175.0879 | 276.8554
1 | 6900 | 707 | 0.02 | 15 | 15 | 7 | 2.3714e-11 | 5spot_SharedNeighbor | Water | Porous | Wet | R245fa | MinimizeLCOE_Brownfield | IgnoreSilica | 2019 | 95.9212 | 29.916 | 2.5139 | 4 | 7738.8735 | 11974.8318 | 157.7674 | 244.1231 | 145.3086 | 0 | 140.7392 | 4895283.2839 | 232950.0649 | 5076265.0425 | 4460365.286 | 0 | 870829.1007 | 0 | 6058920.1834 | 15764067.4618 | 10759299.9618 | 48117980.3849 | 961560.8286 | 28738594.3808 | 28738594.3808 | 1478867.319 | 12377158.8222 | 0 | 77818135.5944 | 120412756.1164 | 23713.7371 | 10.0555 | 7738.8735 | 11974.8318 | 157.7674 | 244.1231
1 | 6900 | 707 | 0.02 | 15 | 15 | 7 | 3.1623e-11 | 5spot_SharedNeighbor | Water | Porous | Wet | R245fa | MinimizeLCOE_Brownfield | IgnoreSilica | 2019 | 106.4734 | 33.1464 | 2.8771 | 4 | 7104.9976 | 10806.1355 | 144.845 | 220.2977 | 145.159 | 0 | 163.9858 | 5261796.7924 | 249873.4883 | 5510760.3645 | 4945087.9639 | 0 | 843456.1382 | 0 | 6556280.1514 | 17058096.0761 | 11642501.0807 | 52067852.0555 | 961560.8286 | 28738594.3808 | 28738594.3808 | 1478867.319 | 12377158.8222 | 0 | 81768007.265 | 124362627.787 | 31622.7766 | 11.5085 | 7104.9976 | 10806.1355 | 144.845 | 220.2977
1 | 6900 | 707 | 0.02 | 15 | 15 | 7 | 4.217e-11 | 5spot_SharedNeighbor | Water | Porous | Wet | R245fa | MinimizeLCOE_Brownfield | IgnoreSilica | 2019 | 115.6056 | 35.9077 | 3.2057 | 4 | 6631.9398 | 9953.767 | 135.2011 | 202.921 | 144.9741 | 0 | 114.3636 | 5565291.6133 | 263725.7734 | 5875742.9328 | 5362306.347 | 0 | 800011.7241 | 0 | 6968160.5724 | 18129724.443 | 12373909.4609 | 55338872.867 | 961560.8286 | 28738594.3808 | 28738594.3808 | 1478867.319 | 12377158.8222 | 0 | 85039028.0765 | 127633648.5985 | 42169.6503 | 12.8226 | 6631.9398 | 9953.767 | 135.2011 | 202.921
1 | 6900 | 707 | 0.02 | 15 | 15 | 7 | 5.6234e-11 | 5spot_SharedNeighbor | Water | Porous | Wet | R245fa | MinimizeLCOE_Brownfield | IgnoreSilica | 2019 | 123.3398 | 38.2158 | 3.4917 | 4 | 6278.8601 | 9328.6047 | 128.0031 | 190.1762 | 144.7813 | 0 | 132.2656 | 5812310.2323 | 274860.7028 | 6176782.9584 | 5711077.5252 | 0 | 749393.1556 | 0 | 7302525.584 | 18999673.6155 | 12967667.6468 | 57994291.4205 | 961560.8286 | 28738594.3808 | 28738594.3808 | 1478867.319 | 12377158.8222 | 0 | 87694446.6299 | 130289067.152 | 56234.1325 | 13.9666 | 6278.8601 | 9328.6047 | 128.0031 | 190.1762
1 | 6900 | 707 | 0.02 | 15 | 15 | 7 | 7.4989e-11 | 5spot_SharedNeighbor | Water | Porous | Wet | R245fa | MinimizeLCOE_Brownfield | IgnoreSilica | 2019 | 129.6345 | 40.0743 | 3.7315 | 4 | 6014.8169 | 8868.5534 | 122.6202 | 180.7975 | 144.6018 | 0 | 135.1538 | 6007118.0967 | 283554.2494 | 6416700.515 | 5993168.2812 | 0 | 696150.7893 | 0 | 7564709.8533 | 19681823.3029 | 13433248.8253 | 60076473.913 | 961560.8286 | 28738594.3808 | 28738594.3808 | 1478867.319 | 12377158.8222 | 0 | 89776629.1225 | 132371249.6446 | 74989.4209 | 14.9259 | 6014.8169 | 8868.5534 | 122.6202 | 180.7975
1 | 6900 | 707 | 0.02 | 15 | 15 | 7 | 1e-10 | 5spot_SharedNeighbor | Water | Porous | Wet | R245fa | MinimizeLCOE_Brownfield | IgnoreSilica | 2019 | 134.6628 | 41.5453 | 3.9275 | 4 | 5817.1413 | 8528.4621 | 118.5903 | 173.8642 | 144.4448 | 0 | 143.2773 | 6158823.8688 | 290266.3567 | 6605141.5603 | 6217322.4297 | 0 | 645008.5907 | 0 | 7767459.4944 | 20209336.2794 | 13793287.2711 | 61686645.8511 | 961560.8286 | 28738594.3808 | 28738594.3808 | 1478867.319 | 12377158.8222 | 0 | 91386801.0606 | 133981421.5826 | 100000 | 15.7099 | 5817.1413 | 8528.4621 | 118.5903 | 173.8642
1 | 6900 | 707 | 0.02 | 15 | 15 | 7 | 1.3335e-10 | 5spot_SharedNeighbor | Water | Porous | Wet | R245fa | MinimizeLCOE_Brownfield | IgnoreSilica | 2019 | 140.3682 | 43.2118 | 4.116 | 4 | 5667.4132 | 8254.5319 | 115.5379 | 168.2798 | 144.2751 | 0 | 133.8084 | 6328768.3211 | 297775.7294 | 6817037.0461 | 6471444.4228 | 0 | 622133.6382 | 0 | 8009492.0715 | 20839055.3972 | 14223083.5084 | 63608790.1346 | 961560.8286 | 28738594.3808 | 28738594.3808 | 1478867.319 | 12377158.8222 | 0 | 93308945.3441 | 135903565.8661 | 133352.1432 | 16.4641 | 5667.4132 | 8254.5319 | 115.5379 | 168.2798
1 | 6900 | 707 | 0.02 | 15 | 15 | 7 | 1.7783e-10 | 5spot_SharedNeighbor | Water | Porous | Wet | R245fa | MinimizeLCOE_Brownfield | IgnoreSilica | 2019 | 143.5982 | 44.1529 | 4.2447 | 4 | 5554.5533 | 8063.2218 | 113.2371 | 164.3797 | 144.1805 | 0 | 130.6373 | 6423794.7435 | 301964.7195 | 6935978.8816 | 6615100.4265 | 0 | 583729.7971 | 0 | 8135621.7416 | 21167218.9261 | 14447061.86 | 64610471.0959 | 961560.8286 | 28738594.3808 | 28738594.3808 | 1478867.319 | 12377158.8222 | 0 | 94310626.3053 | 136905246.8274 | 177827.941 | 16.979 | 5554.5533 | 8063.2218 | 113.2371 | 164.3797
1 | 6900 | 707 | 0.02 | 15 | 15 | 7 | 2.3714e-10 | 5spot_SharedNeighbor | Water | Porous | Wet | R245fa | MinimizeLCOE_Brownfield | IgnoreSilica | 2019 | 146.0607 | 44.8676 | 4.3446 | 4 | 5469.859 | 7920.8424 | 111.5105 | 161.4771 | 144.1064 | 0 | 157.6581 | 6495453.1874 | 305112.3661 | 7026001.0297 | 6724387.8853 | 0 | 551046.1218 | 0 | 8229780.2302 | 21412199.999 | 14614266.476 | 65358247.2956 | 961560.8286 | 28738594.3808 | 28738594.3808 | 1478867.319 | 12377158.8222 | 0 | 95058402.505 | 137653023.0271 | 237137.3706 | 17.3786 | 5469.859 | 7920.8424 | 111.5105 | 161.4771
1 | 6900 | 707 | 0.02 | 15 | 15 | 7 | 3.1623e-10 | 5spot_SharedNeighbor | Water | Porous | Wet | R245fa | MinimizeLCOE_Brownfield | IgnoreSilica | 2019 | 147.9413 | 45.4118 | 4.4217 | 4 | 5406.292 | 7814.5509 | 110.2146 | 159.3102 | 144.0486 | 0 | 188.8122 | 6549720.9215 | 307489.5631 | 7094366.6147 | 6807706.8078 | 0 | 524204.3314 | 0 | 8300560.413 | 21596355.5156 | 14739956.4001 | 65920360.5672 | 961560.8286 | 28738594.3808 | 28738594.3808 | 1478867.319 | 12377158.8222 | 0 | 95620515.7766 | 138215136.2987 | 316227.766 | 17.6869 | 5406.292 | 7814.5509 | 110.2146 | 159.3102
1 | 6900 | 707 | 0.02 | 15 | 15 | 7 | 4.217e-10 | 5spot_SharedNeighbor | Water | Porous | Wet | R245fa | MinimizeLCOE_Brownfield | IgnoreSilica | 2019 | 149.3398 | 45.8156 | 4.4802 | 4 | 5358.5803 | 7735.3947 | 109.2419 | 157.6965 | 144.005 | 0 | 172.586 | 6589827.3448 | 309242.6972 | 7144999.523 | 6869594.6946 | 0 | 502196.5841 | 0 | 8352185.7291 | 21730673.9981 | 14831631.5244 | 66330352.0953 | 961560.8286 | 28738594.3808 | 28738594.3808 | 1478867.319 | 12377158.8222 | 0 | 96030507.3048 | 138625127.8269 | 421696.5034 | 17.9209 | 5358.5803 | 7735.3947 | 109.2419 | 157.6965
1 | 6900 | 707 | 0.02 | 15 | 15 | 7 | 5.6234e-10 | 5spot_SharedNeighbor | Water | Porous | Wet | R245fa | MinimizeLCOE_Brownfield | IgnoreSilica | 2019 | 150.3922 | 46.1188 | 4.5246 | 4 | 5322.7718 | 7676.2512 | 108.5119 | 156.4908 | 143.9719 | 0 | 202.3559 | 6619839.6443 | 310552.0279 | 7182957.5036 | 6915994.9854 | 0 | 484691.3558 | 0 | 8390473.8516 | 21830291.8389 | 14899622.7477 | 66634423.9551 | 961560.8286 | 28738594.3808 | 28738594.3808 | 1478867.319 | 12377158.8222 | 0 | 96334579.1645 | 138929199.6866 | 562341.3252 | 18.0986 | 5322.7718 | 7676.2512 | 108.5119 | 156.4908
1 | 6900 | 707 | 0.02 | 15 | 15 | 7 | 7.4989e-10 | 5spot_SharedNeighbor | Water | Porous | Wet | R245fa | MinimizeLCOE_Brownfield | IgnoreSilica | 2019 | 151.1841 | 46.3466 | 4.5583 | 4 | 5295.8979 | 7632.0037 | 107.964 | 155.5887 | 143.9467 | 0 | 167.7201 | 6642337.1793 | 311532.2604 | 7211446.4457 | 6950862.2437 | 0 | 470968.9715 | 0 | 8418987.3692 | 21904478.1629 | 14950256.4382 | 66860869.0708 | 961560.8286 | 28738594.3808 | 28738594.3808 | 1478867.319 | 12377158.8222 | 0 | 96561024.2802 | 139155644.8023 | 749894.2093 | 18.2332 | 5295.8979 | 7632.0037 | 107.964 | 155.5887
1 | 6900 | 707 | 0.02 | 15 | 15 | 7 | 1e-09 | 5spot_SharedNeighbor | Water | Porous | Wet | R245fa | MinimizeLCOE_Brownfield | IgnoreSilica | 2019 | 151.7929 | 46.5215 | 4.584 | 4 | 5275.7314 | 7598.7538 | 107.5529 | 154.9109 | 143.9273 | 0 | 148.2963 | 6659588.7915 | 312283.246 | 7233311.9853 | 6977654.8695 | 0 | 460507.8135 | 0 | 8440905.2153 | 21961503.9025 | 14989177.6772 | 67034933.5009 | 961560.8286 | 28738594.3808 | 28738594.3808 | 1478867.319 | 12377158.8222 | 0 | 96735088.7103 | 139329709.2324 | 1000000 | 18.3359 | 5275.7314 | 7598.7538 | 107.5529 | 154.9109
1 | 6900 | 707 | 0.02 | 15 | 15 | 7 | 1.3335e-09 | 5spot_SharedNeighbor | Water | Porous | Wet | R245fa | MinimizeLCOE_Brownfield | IgnoreSilica | 2019 | 152.2339 | 46.6482 | 4.603 | 4 | 5260.5999 | 7574.0001 | 107.2444 | 154.4062 | 143.9132 | 0 | 144.5308 | 6672059.4452 | 312825.7102 | 7249129.0792 | 6997053.6204 | 0 | 452233.7687 | 0 | 8456487.6332 | 22002046.1576 | 15016848.5994 | 67158684.0139 | 961560.8286 | 28738594.3808 | 28738594.3808 | 1478867.319 | 12377158.8222 | 0 | 96858839.2233 | 139453459.7454 | 1333521.4322 | 18.4121 | 5260.5999 | 7574.0001 | 107.2444 | 154.4062
1 | 6900 | 707 | 0.02 | 15 | 15 | 7 | 1.7783e-09 | 5spot_SharedNeighbor | Water | Porous | Wet | R245fa | MinimizeLCOE_Brownfield | IgnoreSilica | 2019 | 152.5628 | 46.7426 | 4.6174 | 4 | 5249.2476 | 7555.4735 | 107.013 | 154.0285 | 143.9026 | 0 | 151.8484 | 6681347.4203 | 313229.5197 | 7260915.398 | 7011518.3183 | 0 | 445877.4754 | 0 | 8468026.3714 | 22032067.5872 | 15037338.842 | 67250320.9322 | 961560.8286 | 28738594.3808 | 28738594.3808 | 1478867.319 | 12377158.8222 | 0 | 96950476.1417 | 139545096.6637 | 1778279.41 | 18.4694 | 5249.2476 | 7555.4735 | 107.013 | 154.0285
1 | 6900 | 707 | 0.02 | 15 | 15 | 7 | 2.3714e-09 | 5spot_SharedNeighbor | Water | Porous | Wet | R245fa | MinimizeLCOE_Brownfield | IgnoreSilica | 2019 | 152.8166 | 46.8154 | 4.6282 | 4 | 5240.7313 | 7541.5277 | 106.8394 | 153.7442 | 143.8944 | 0 | 145.2835 | 6688504.6254 | 313540.579 | 7270001.0776 | 7022674.0588 | 0 | 441133.4012 | 0 | 8476982.9594 | 22055370.792 | 15053243.7581 | 67321451.2514 | 961560.8286 | 28738594.3808 | 28738594.3808 | 1478867.319 | 12377158.8222 | 0 | 97021606.4608 | 139616226.9829 | 2371373.7057 | 18.513 | 5240.7313 | 7541.5277 | 106.8394 | 153.7442
1 | 6900 | 707 | 0.02 | 15 | 15 | 7 | 3.1623e-09 | 5spot_SharedNeighbor | Water | Porous | Wet | R245fa | MinimizeLCOE_Brownfield | IgnoreSilica | 2019 | 153.0038 | 46.8691 | 4.6364 | 4 | 5234.3431 | 7531.1034 | 106.7092 | 153.5317 | 143.8883 | 0 | 181.8228 | 6693781.448 | 313769.843 | 7276701.7148 | 7030904.4683 | 0 | 437492.3428 | 0 | 8483533.4286 | 22072413.7692 | 15064875.9402 | 67373472.955 | 961560.8286 | 28738594.3808 | 28738594.3808 | 1478867.319 | 12377158.8222 | 0 | 97073628.1644 | 139668248.6865 | 3162277.6602 | 18.5455 | 5234.3431 | 7531.1034 | 106.7092 | 153.5317
1 | 6900 | 707 | 0.02 | 15 | 15 | 7 | 4.217e-09 | 5spot_SharedNeighbor | Water | Porous | Wet | R245fa | MinimizeLCOE_Brownfield | IgnoreSilica | 2019 | 153.1307 | 46.9055 | 4.6422 | 4 | 5229.5515 | 7523.4115 | 106.6115 | 153.3749 | 143.8842 | 0 | 182.8643 | 6697354.0854 | 313925.0131 | 7281239.5976 | 7036480.0527 | 0 | 434553.3424 | 0 | 8487785.3156 | 22083476.3069 | 15072426.3495 | 67407240.0632 | 961560.8286 | 28738594.3808 | 28738594.3808 | 1478867.319 | 12377158.8222 | 0 | 97107395.2727 | 139702015.7947 | 4216965.0343 | 18.569 | 5229.5515 | 7523.4115 | 106.6115 | 153.3749
1 | 6900 | 707 | 0.02 | 15 | 15 | 7 | 5.6234e-09 | 5spot_SharedNeighbor | Water | Porous | Wet | R245fa | MinimizeLCOE_Brownfield | IgnoreSilica | 2019 | 153.2427 | 46.9376 | 4.647 | 4 | 5225.9577 | 7517.4931 | 106.5382 | 153.2543 | 143.8806 | 0 | 195.2793 | 6700508.9415 | 314062.0417 | 7285246.9921 | 7041404.5393 | 0 | 432566.0305 | 0 | 8491777.5326 | 22093863.2367 | 15079515.6425 | 67438944.9568 | 961560.8286 | 28738594.3808 | 28738594.3808 | 1478867.319 | 12377158.8222 | 0 | 97139100.1663 | 139733720.6883 | 5623413.2519 | 18.5878 | 5225.9577 | 7517.4931 | 106.5382 | 153.2543
1 | 6900 | 707 | 0.02 | 15 | 15 | 7 | 7.4989e-09 | 5spot_SharedNeighbor | Water | Porous | Wet | R245fa | MinimizeLCOE_Brownfield | IgnoreSilica | 2019 | 153.3204 | 46.9599 | 4.6504 | 4 | 5223.2624 | 7513.1137 | 106.4833 | 153.165 | 143.8781 | 0 | 192.8542 | 6702693.0889 | 314156.8878 | 7288021.8536 | 7044815.0684 | 0 | 430980.575 | 0 | 8494460.3148 | 22100843.2857 | 15084279.6694 | 67460250.7438 | 961560.8286 | 28738594.3808 | 28738594.3808 | 1478867.319 | 12377158.8222 | 0 | 97160405.9533 | 139755026.4753 | 7498942.0933 | 18.6015 | 5223.2624 | 7513.1137 | 106.4833 | 153.165
1 | 6900 | 707 | 0.02 | 15 | 15 | 7 | 1e-08 | 5spot_SharedNeighbor | Water | Porous | Wet | R245fa | MinimizeLCOE_Brownfield | IgnoreSilica | 2019 | 153.3741 | 46.9753 | 4.6529 | 4 | 5221.241 | 7509.8703 | 106.4421 | 153.0989 | 143.8763 | 0 | 182.1364 | 6704203.9703 | 314222.4854 | 7289941.6378 | 7047174.9719 | 0 | 429725.9454 | 0 | 8496254.9142 | 22105512.4652 | 15087466.4803 | 67474502.8704 | 961560.8286 | 28738594.3808 | 28738594.3808 | 1478867.319 | 12377158.8222 | 0 | 97174658.0799 | 139769278.6019 | 10000000 | 18.6114 | 5221.241 | 7509.8703 | 106.4421 | 153.0989
1 | 7000 | 707 | 0.02 | 15 | 15 | 7 | 1e-13 | 5spot_SharedNeighbor | Water | Porous | Wet | R245fa | MinimizeLCOE_Brownfield | IgnoreSilica | 2019 | 0 | 0 | 0 | 0 |  |  |  |  | 15 |  | 20.9161 | [19 empty] | 100 | 0
1 | 7000 | 707 | 0.02 | 15 | 15 | 7 | 1.3335e-13 | 5spot_SharedNeighbor | Water | Porous | Wet | R245fa | MinimizeLCOE_Brownfield | IgnoreSilica | 2019 | 0 | 0 | 0 | 0 |  |  |  |  | 15 |  | 23.5674 | [19 empty] | 133.3521 | 0
1 | 7000 | 707 | 0.02 | 15 | 15 | 7 | 1.7783e-13 | 5spot_SharedNeighbor | Water | Porous | Wet | R245fa | MinimizeLCOE_Brownfield | IgnoreSilica | 2019 | 0 | 0 | 0 | 0 |  |  |  |  | 15 |  | 14.7416 | [19 empty] | 177.8279 | 0
1 | 7000 | 707 | 0.02 | 15 | 15 | 7 | 2.3714e-13 | 5spot_SharedNeighbor | Water | Porous | Wet | R245fa | MinimizeLCOE_Brownfield | IgnoreSilica | 2019 | 0 | 0 | 0 | 0 |  |  |  |  | 15 |  | 14.933 | [19 empty] | 237.1374 | 0
1 | 7000 | 707 | 0.02 | 15 | 15 | 7 | 3.1623e-13 | 5spot_SharedNeighbor | Water | Porous | Wet | R245fa | MinimizeLCOE_Brownfield | IgnoreSilica | 2019 | 1.9431 | 0.35523 | 0.0078638 | 4 | 1015089.1079 | 2396399.4137 | 20693.9645 | 48853.8434 | 108.0063 | 0 | 204.2911 | 180095.5787 | 6661.8273 | 150109.7731 | 92201.8165 | 0 | 93691.6792 | 0 | 203876.6631 | 530445.2566 | 362039.7872 | 1619122.3817 | 961560.8286 | 29349065.1606 | 29349065.1606 | 1478867.319 | 12621347.1341 | 0 | 31929748.3709 | 75379027.9847 | 316.2278 | 0.031455 | 1015089.1079 | 2396399.4137 | 20693.9645 | 48853.8434
1 | 7000 | 707 | 0.02 | 15 | 15 | 7 | 4.217e-13 | 5spot_SharedNeighbor | Water | Porous | Wet | R245fa | MinimizeLCOE_Brownfield | IgnoreSilica | 2019 | 2.546 | 0.52754 | 0.01935 | 4 | 419189.8528 | 980559.0449 | 8545.7521 | 19990.0224 | 115.9008 | 0 | 278.2313 | 248341.5224 | 9715.1624 | 204804.5685 | 118687.2377 | 0 | 107497.1221 | 0 | 268727.7891 | 699174.5836 | 477201.0199 | 2134149.0058 | 961560.8286 | 29349065.1606 | 29349065.1606 | 1478867.319 | 12621347.1341 | 0 | 32444774.9951 | 75894054.6089 | 421.6965 | 0.077399 | 419189.8528 | 980559.0449 | 8545.7521 | 19990.0224
1 | 7000 | 707 | 0.02 | 15 | 15 | 7 | 5.6234e-13 | 5spot_SharedNeighbor | Water | Porous | Wet | R245fa | MinimizeLCOE_Brownfield | IgnoreSilica | 2019 | 3.3628 | 0.77207 | 0.036911 | 4 | 224313.1133 | 518599.4432 | 4572.9262 | 10572.3511 | 122.7483 | 0 | 374.3175 | 335941.1417 | 13794.7343 | 276420.4585 | 155522.89 | 0 | 124803.4756 | 0 | 353528.253 | 919807.9957 | 627787.8572 | 2807606.8058 | 961560.8286 | 29349065.1606 | 29349065.1606 | 1478867.319 | 12621347.1341 | 0 | 33118232.7951 | 76567512.4089 | 562.3413 | 0.14764 | 224313.1133 | 518599.4432 | 4572.9262 | 10572.3511
1 | 7000 | 707 | 0.02 | 15 | 15 | 7 | 7.4989e-13 | 5spot_SharedNeighbor | Water | Porous | Wet | R245fa | MinimizeLCOE_Brownfield | IgnoreSilica | 2019 | 4.4332 | 1.1025 | 0.062224 | 4 | 136435.6589 | 311003.6327 | 2781.4254 | 6340.2297 | 128.328 | 0 | 51.5752 | 443076.7281 | 18929.694 | 366171.7835 | 204729.3374 | 0 | 144803.8853 | 0 | 459307.457 | 1195023.7863 | 815628.2894 | 3647670.961 | 961560.8286 | 29349065.1606 | 29349065.1606 | 1478867.319 | 12621347.1341 | 0 | 33958296.9502 | 77407576.564 | 749.8942 | 0.2489 | 136435.6589 | 311003.6327 | 2781.4254 | 6340.2297
1 | 7000 | 707 | 0.02 | 15 | 15 | 7 | 1e-12 | 5spot_SharedNeighbor | Water | Porous | Wet | R245fa | MinimizeLCOE_Brownfield | IgnoreSilica | 2019 | 5.8365 | 1.544 | 0.097448 | 4 | 89791.2175 | 201259.1866 | 1830.5154 | 4102.9407 | 132.7951 | 0 | 45.2902 | 572838.0013 | 25262.3505 | 477928.2406 | 269833.7895 | 0 | 168136.2096 | 0 | 590459.4507 | 1536254.3708 | 1048525.175 | 4689237.588 | 961560.8286 | 29349065.1606 | 29349065.1606 | 1478867.319 | 12621347.1341 | 0 | 34999863.5773 | 78449143.191 | 1000 | 0.38979 | 89791.2175 | 201259.1866 | 1830.5154 | 4102.9407
1 | 7000 | 707 | 0.02 | 15 | 15 | 7 | 1.3335e-12 | 5spot_SharedNeighbor | Water | Porous | Wet | R245fa | MinimizeLCOE_Brownfield | IgnoreSilica | 2019 | 7.7294 | 2.1441 | 0.14576 | 4 | 62300.8646 | 136824.6673 | 1270.0874 | 2789.3559 | 136.3327 | 0 | 83.2984 | 732746.8122 | 33127.3328 | 620048.6644 | 357626.7174 | 0 | 197643.9962 | 0 | 757065.474 | 1969729.0678 | 1344380.5627 | 6012368.6276 | 961560.8286 | 29349065.1606 | 29349065.1606 | 1478867.319 | 12621347.1341 | 0 | 36322994.6168 | 79772274.2306 | 1333.5214 | 0.58303 | 62300.8646 | 136824.6673 | 1270.0874 | 2789.3559
1 | 7000 | 707 | 0.02 | 15 | 15 | 7 | 1.7783e-12 | 5spot_SharedNeighbor | Water | Porous | Wet | R245fa | MinimizeLCOE_Brownfield | IgnoreSilica | 2019 | 10.2332 | 2.9512 | 0.21248 | 4 | 44697.7507 | 95820.041 | 911.2241 | 1953.4211 | 139.2689 | 0 | 67.0517 | 929030.6127 | 42876.55 | 799045.358 | 475398.3249 | 0 | 232742.6919 | 0 | 966846.4796 | 2515536.2125 | 1716905.1541 | 7678381.3837 | 961560.8286 | 29349065.1606 | 29349065.1606 | 1478867.319 | 12621347.1341 | 0 | 37989007.3729 | 81438286.9867 | 1778.2794 | 0.84991 | 44697.7507 | 95820.041 | 911.2241 | 1953.4211
1 | 7000 | 707 | 0.02 | 15 | 15 | 7 | 2.3714e-12 | 5spot_SharedNeighbor | Water | Porous | Wet | R245fa | MinimizeLCOE_Brownfield | IgnoreSilica | 2019 | 13.5636 | 4.0275 | 0.30192 | 4 | 33189.4531 | 69167.1409 | 676.6119 | 1410.0657 | 141.4773 | 0 | 79.8888 | 1167461.3978 | 54726.8718 | 1023171.5838 | 633695.717 | 0 | 275796.8763 | 0 | 1230392.4542 | 3201228.7777 | 2184904.4195 | 9771378.0982 | 961560.8286 | 29349065.1606 | 29349065.1606 | 1478867.319 | 12621347.1341 | 0 | 40082004.0875 | 83531283.7012 | 2371.3737 | 1.2077 | 33189.4531 | 69167.1409 | 676.6119 | 1410.0657
1 | 7000 | 707 | 0.02 | 15 | 15 | 7 | 3.1623e-12 | 5spot_SharedNeighbor | Water | Porous | Wet | R245fa | MinimizeLCOE_Brownfield | IgnoreSilica | 2019 | 17.9754 | 5.4561 | 0.42113 | 4 | 25346.3286 | 51139.7199 | 516.7192 | 1042.5524 | 143.178 | 0 | 75.6605 | 1456315.0557 | 69047.8658 | 1302986.4305 | 842541.0992 | 0 | 327997.8126 | 0 | 1559566.4229 | 4057671.9213 | 2769444.4631 | 12385571.0712 | 961560.8286 | 29349065.1606 | 29349065.1606 | 1478867.319 | 12621347.1341 | 0 | 42696197.0605 | 86145476.6742 | 3162.2777 | 1.6845 | 25346.3286 | 51139.7199 | 516.7192 | 1042.5524
1 | 7000 | 707 | 0.02 | 15 | 15 | 7 | 4.217e-12 | 5spot_SharedNeighbor | Water | Porous | Wet | R245fa | MinimizeLCOE_Brownfield | IgnoreSilica | 2019 | 23.8265 | 7.3545 | 0.57977 | 4 | 19827.1387 | 38562.8488 | 404.203 | 786.1558 | 144.4839 | 0 | 81.7595 | 1807639.5144 | 86420.3815 | 1653080.8653 | 1120199.5978 | 0 | 391898.1047 | 0 | 1973103.0008 | 5133609.2691 | 3503793.8113 | 15669744.5448 | 961560.8286 | 29349065.1606 | 29349065.1606 | 1478867.319 | 12621347.1341 | 0 | 45980370.5341 | 89429650.1479 | 4216.965 | 2.3191 | 19827.1387 | 38562.8488 | 404.203 | 786.1558
1 | 7000 | 707 | 0.02 | 15 | 15 | 7 | 5.6234e-12 | 5spot_SharedNeighbor | Water | Porous | Wet | R245fa | MinimizeLCOE_Brownfield | IgnoreSilica | 2019 | 31.4831 | 9.8389 | 0.78762 | 4 | 15884.1154 | 29675.3668 | 323.8192 | 604.9725 | 145.4745 | 0 | 109.6156 | 2229000.8782 | 107148.407 | 2085131.1348 | 1481240.2572 | 0 | 468353.407 | 0 | 2484640.8928 | 6464525.9332 | 4412171.7822 | 19732212.6924 | 961560.8286 | 29349065.1606 | 29349065.1606 | 1478867.319 | 12621347.1341 | 0 | 50042838.6817 | 93492118.2955 | 5623.4133 | 3.1505 | 15884.1154 | 29675.3668 | 323.8192 | 604.9725
1 | 7000 | 707 | 0.02 | 15 | 15 | 7 | 7.4989e-12 | 5spot_SharedNeighbor | Water | Porous | Wet | R245fa | MinimizeLCOE_Brownfield | IgnoreSilica | 2019 | 41.4442 | 13.0727 | 1.0579 | 4 | 13012.2584 | 23279.8016 | 265.2725 | 474.5902 | 146.2258 | 0 | 98.1612 | 2733263.5163 | 131845.5806 | 2616146.9712 | 1950522.7637 | 0 | 560300.3418 | 0 | 3116910.8777 | 8109562.7375 | 5534943.2032 | 24753495.992 | 961560.8286 | 29349065.1606 | 29349065.1606 | 1478867.319 | 12621347.1341 | 0 | 55064121.9812 | 98513401.595 | 7498.9421 | 4.2317 | 13012.2584 | 23279.8016 | 265.2725 | 474.5902
1 | 7000 | 707 | 0.02 | 15 | 15 | 7 | 1e-11 | 5spot_SharedNeighbor | Water | Porous | Wet | R245fa | MinimizeLCOE_Brownfield | IgnoreSilica | 2019 | 54.1534 | 17.2015 | 1.4027 | 4 | 10904.5787 | 18648.5994 | 222.3046 | 380.1769 | 146.7756 | 0 | 79.0311 | 3327188.0563 | 160829.1216 | 3257321.7561 | 2552917.6323 | 0 | 669140.866 | 0 | 3887284.9986 | 10113918.1745 | 6902956.9743 | 30871557.5796 | 961560.8286 | 29349065.1606 | 29349065.1606 | 1478867.319 | 12621347.1341 | 0 | 61182183.5688 | 104631463.1826 | 10000 | 5.6107 | 10904.5787 | 18648.5994 | 222.3046 | 380.1769
1 | 7000 | 707 | 0.02 | 15 | 15 | 7 | 1.3335e-11 | 5spot_SharedNeighbor | Water | Porous | Wet | R245fa | MinimizeLCOE_Brownfield | IgnoreSilica | 2019 | 69.8636 | 22.2854 | 1.8241 | 4 | 9372.1594 | 15326.935 | 191.0641 | 312.4603 | 147.1077 | 0 | 104.1077 | 4002969.8369 | 193552.3551 | 4006161.0884 | 3295417.9753 | 0 | 794642.0183 | 0 | 4794169.8768 | 12473446.6 | 8513383.6082 | 38073743.359 | 961560.8286 | 29349065.1606 | 29349065.1606 | 1478867.319 | 12621347.1341 | 0 | 68384369.3482 | 111833648.962 | 13335.2143 | 7.2965 | 9372.1594 | 15326.935 | 191.0641 | 312.4603
1 | 7000 | 707 | 0.02 | 15 | 15 | 7 | 1.7783e-11 | 5spot_SharedNeighbor | Water | Porous | Wet | R245fa | MinimizeLCOE_Brownfield | IgnoreSilica | 2019 | 86.6575 | 27.6645 | 2.2843 | 4 | 8280.0423 | 13035.1535 | 168.7999 | 265.7392 | 147.1714 | 0 | 114.492 | 4667766.3187 | 225349.0076 | 4762472.6408 | 4083755.0736 | 0 | 901790.6702 | 0 | 5710042.1472 | 14856358.3763 | 10139769.8595 | 45347304.0938 | 961560.8286 | 29349065.1606 | 29349065.1606 | 1478867.319 | 12621347.1341 | 0 | 75657930.0831 | 119107209.6969 | 17782.7941 | 9.1374 | 8280.0423 | 13035.1535 | 168.7999 | 265.7392
1 | 7000 | 707 | 0.02 | 15 | 15 | 7 | 2.3714e-11 | 5spot_SharedNeighbor | Water | Porous | Wet | R245fa | MinimizeLCOE_Brownfield | IgnoreSilica | 2019 | 98.1844 | 31.3071 | 2.6801 | 4 | 7481.5996 | 11534.5972 | 152.5225 | 235.1484 | 147.0768 | 0 | 142.4243 | 5094096.8795 | 245457.3139 | 5258174.5964 | 4620443.5807 | 0 | 891014.0006 | 0 | 6282582.6847 | 16345991.4107 | 11156475.0143 | 49894235.4808 | 961560.8286 | 29349065.1606 | 29349065.1606 | 1478867.319 | 12621347.1341 | 0 | 80204861.4701 | 123654141.0839 | 23713.7371 | 10.7203 | 7481.5996 | 11534.5972 | 152.5225 | 235.1484
1 | 7000 | 707 | 0.02 | 15 | 15 | 7 | 3.1623e-11 | 5spot_SharedNeighbor | Water | Porous | Wet | R245fa | MinimizeLCOE_Brownfield | IgnoreSilica | 2019 | 108.6265 | 34.5639 | 3.0545 | 4 | 6885.9588 | 10442.1179 | 140.3796 | 212.8767 | 146.9108 | 0 | 175.7627 | 5461107.9671 | 262546.7613 | 5692030.5762 | 5102475.1372 | 0 | 859256.9423 | 0 | 6777192.7798 | 17632865.4196 | 12034792.968 | 53822268.5515 | 961560.8286 | 29349065.1606 | 29349065.1606 | 1478867.319 | 12621347.1341 | 0 | 84132894.5407 | 127582174.1545 | 31622.7766 | 12.218 | 6885.9588 | 10442.1179 | 140.3796 | 212.8767
1 | 7000 | 707 | 0.02 | 15 | 15 | 7 | 4.217e-11 | 5spot_SharedNeighbor | Water | Porous | Wet | R245fa | MinimizeLCOE_Brownfield | IgnoreSilica | 2019 | 117.6861 | 37.3521 | 3.3918 | 4 | 6441.3473 | 9643.8753 | 131.3156 | 196.6034 | 146.7124 | 0 | 162.8639 | 5765577.1907 | 276542.245 | 6057302.6443 | 5516827.7108 | 0 | 813078.5983 | 0 | 7187438.0717 | 18700239.5163 | 12763297.7214 | 57080303.6984 | 961560.8286 | 29349065.1606 | 29349065.1606 | 1478867.319 | 12621347.1341 | 0 | 87390929.6877 | 130840209.3015 | 42169.6503 | 13.5672 | 6441.3473 | 9643.8753 | 131.3156 | 196.6034
1 | 7000 | 707 | 0.02 | 15 | 15 | 7 | 5.6234e-11 | 5spot_SharedNeighbor | Water | Porous | Wet | R245fa | MinimizeLCOE_Brownfield | IgnoreSilica | 2019 | 125.289 | 39.6633 | 3.6837 | 4 | 6109.0967 | 9057.8538 | 124.5422 | 184.6566 | 146.5107 | 0 | 197.7379 | 6011592.4761 | 287716.6077 | 6356192.8974 | 5861777.7558 | 0 | 759654.3641 | 0 | 7518004.2994 | 19560305.0324 | 13350310.1087 | 59705553.5415 | 961560.8286 | 29349065.1606 | 29349065.1606 | 1478867.319 | 12621347.1341 | 0 | 90016179.5308 | 133465459.1446 | 56234.1325 | 14.7348 | 6109.0967 | 9057.8538 | 124.5422 | 184.6566
1 | 7000 | 707 | 0.02 | 15 | 15 | 7 | 7.4989e-11 | 5spot_SharedNeighbor | Water | Porous | Wet | R245fa | MinimizeLCOE_Brownfield | IgnoreSilica | 2019 | 131.4787 | 41.5244 | 3.9278 | 4 | 5860.5299 | 8626.0354 | 119.4748 | 175.8534 | 146.3247 | 0 | 180.7961 | 6205704.2764 | 296440.3327 | 6594525.0028 | 6140642.0101 | 0 | 704567.0474 | 0 | 7777332.6811 | 20235024.2858 | 13810819.8632 | 61765055.4995 | 961560.8286 | 29349065.1606 | 29349065.1606 | 1478867.319 | 12621347.1341 | 0 | 92075681.4888 | 135524961.1026 | 74989.4209 | 15.7112 | 5860.5299 | 8626.0354 | 119.4748 | 175.8534
1 | 7000 | 707 | 0.02 | 15 | 15 | 7 | 1e-10 | 5spot_SharedNeighbor | Water | Porous | Wet | R245fa | MinimizeLCOE_Brownfield | IgnoreSilica | 2019 | 138 | 43.4689 | 4.1546 | 4 | 5674.1107 | 8288.6078 | 115.6744 | 168.9745 | 146.1167 | 0 | 123.953 | 6405065.4328 | 305327.3378 | 6841391.8468 | 6432877.2229 | 0 | 674010.2629 | 0 | 8056882.1203 | 20962354.5832 | 14307237.7363 | 63985146.543 | 961560.8286 | 29349065.1606 | 29349065.1606 | 1478867.319 | 12621347.1341 | 0 | 94295772.5323 | 137745052.1461 | 100000 | 16.6186 | 5674.1107 | 8288.6078 | 115.6744 | 168.9745
1 | 7000 | 707 | 0.02 | 15 | 15 | 7 | 1.3335e-10 | 5spot_SharedNeighbor | Water | Porous | Wet | R245fa | MinimizeLCOE_Brownfield | IgnoreSilica | 2019 | 142.2487 | 44.7363 | 4.323 | 4 | 5532.2859 | 8044.9428 | 112.7831 | 164.007 | 145.9917 | 0 | 187.1574 | 6533723.1217 | 311067.5817 | 7001096.5904 | 6623521.6019 | 0 | 631406.3355 | 0 | 8229317.9401 | 21410997.215 | 14613445.5513 | 65354575.9376 | 961560.8286 | 29349065.1606 | 29349065.1606 | 1478867.319 | 12621347.1341 | 0 | 95665201.9268 | 139114481.5406 | 133352.1432 | 17.2922 | 5532.2859 | 8044.9428 | 112.7831 | 164.007
1 | 7000 | 707 | 0.02 | 15 | 15 | 7 | 1.7783e-10 | 5spot_SharedNeighbor | Water | Porous | Wet | R245fa | MinimizeLCOE_Brownfield | IgnoreSilica | 2019 | 145.4151 | 45.6781 | 4.4539 | 4 | 5425.7621 | 7864.6018 | 110.6115 | 160.3305 | 145.8951 | 0 | 212.3506 | 6628663.5924 | 315302.7665 | 7119191.0198 | 6767415.3536 | 0 | 592383.572 | 0 | 8354952.9587 | 21737873.7621 | 14836545.5112 | 66352328.5364 | 961560.8286 | 29349065.1606 | 29349065.1606 | 1478867.319 | 12621347.1341 | 0 | 96662954.5256 | 140112234.1394 | 177827.941 | 17.8156 | 5425.7621 | 7864.6018 | 110.6115 | 160.3305
1 | 7000 | 707 | 0.02 | 15 | 15 | 7 | 2.3714e-10 | 5spot_SharedNeighbor | Water | Porous | Wet | R245fa | MinimizeLCOE_Brownfield | IgnoreSilica | 2019 | 147.8124 | 46.3886 | 4.5551 | 4 | 5345.816 | 7730.4913 | 108.9817 | 157.5965 | 145.82 | 0 | 202.13 | 6699790.1225 | 318464.8618 | 7207971.6117 | 6876217.6707 | 0 | 559084.8389 | 0 | 8447996.3512 | 21979953.5835 | 15001769.9636 | 67091249.0041 | 961560.8286 | 29349065.1606 | 29349065.1606 | 1478867.319 | 12621347.1341 | 0 | 97401874.9933 | 140851154.6071 | 237137.3706 | 18.2202 | 5345.816 | 7730.4913 | 108.9817 | 157.5965
1 | 7000 | 707 | 0.02 | 15 | 15 | 7 | 3.1623e-10 | 5spot_SharedNeighbor | Water | Porous | Wet | R245fa | MinimizeLCOE_Brownfield | IgnoreSilica | 2019 | 149.6345 | 46.9271 | 4.6329 | 4 | 5285.8087 | 7630.4163 | 107.7584 | 155.5564 | 145.7618 | 0 | 178.4435 | 6753424.7301 | 320843.0921 | 7275095.1227 | 6958837.4086 | 0 | 531714.1648 | 0 | 8517566.6621 | 22160961.2616 | 15125311.4233 | 67643753.8653 | 961560.8286 | 29349065.1606 | 29349065.1606 | 1478867.319 | 12621347.1341 | 0 | 97954379.8545 | 141403659.4683 | 316227.766 | 18.5316 | 5285.8087 | 7630.4163 | 107.7584 | 155.5564
1 | 7000 | 707 | 0.02 | 15 | 15 | 7 | 4.217e-10 | 5spot_SharedNeighbor | Water | Porous | Wet | R245fa | MinimizeLCOE_Brownfield | IgnoreSilica | 2019 | 150.9964 | 47.3287 | 4.6921 | 4 | 5240.7663 | 7555.8052 | 106.8401 | 154.0353 | 145.7177 | 0 | 147.365 | 6793270.8378 | 322606.3789 | 7325062.0177 | 7020541.593 | 0 | 509436.8709 | 0 | 8568657.9023 | 22293890.1883 | 15216038.1472 | 68049503.9359 | 961560.8286 | 29349065.1606 | 29349065.1606 | 1478867.319 | 12621347.1341 | 0 | 98360129.9252 | 141809409.539 | 421696.5034 | 18.7683 | 5240.7663 | 7555.8052 | 106.8401 | 154.0353
1 | 7000 | 707 | 0.02 | 15 | 15 | 7 | 5.6234e-10 | 5spot_SharedNeighbor | Water | Porous | Wet | R245fa | MinimizeLCOE_Brownfield | IgnoreSilica | 2019 | 152.0318 | 47.6335 | 4.7372 | 4 | 5206.9583 | 7499.9361 | 106.1509 | 152.8963 | 145.6839 | 0 | 165.5716 | 6823427.7635 | 323938.8853 | 7362935.2581 | 7067426.039 | 0 | 491895.0486 | 0 | 8607152.9679 | 22394046.4526 | 15284396.8555 | 68355219.2706 | 961560.8286 | 29349065.1606 | 29349065.1606 | 1478867.319 | 12621347.1341 | 0 | 98665845.2599 | 142115124.8737 | 562341.3252 | 18.9488 | 5206.9583 | 7499.9361 | 106.1509 | 152.8963
1 | 7000 | 707 | 0.02 | 15 | 15 | 7 | 7.4989e-10 | 5spot_SharedNeighbor | Water | Porous | Wet | R245fa | MinimizeLCOE_Brownfield | IgnoreSilica | 2019 | 152.8017 | 47.8599 | 4.7712 | 4 | 5181.5851 | 7458.2134 | 105.6336 | 152.0458 | 145.6585 | 0 | 141.1754 | 6845776.8357 | 324925.2485 | 7391034.7872 | 7102275.8161 | 0 | 478034.2942 | 0 | 8635398.3228 | 22467535.0723 | 15334554.3485 | 68579534.7253 | 961560.8286 | 29349065.1606 | 29349065.1606 | 1478867.319 | 12621347.1341 | 0 | 98890160.7146 | 142339440.3283 | 749894.2093 | 19.0849 | 5181.5851 | 7458.2134 | 105.6336 | 152.0458
1 | 7000 | 707 | 0.02 | 15 | 15 | 7 | 1e-09 | 5spot_SharedNeighbor | Water | Porous | Wet | R245fa | MinimizeLCOE_Brownfield | IgnoreSilica | 2019 | 153.3741 | 48.0281 | 4.7968 | 4 | 5162.5443 | 7427.0321 | 105.2454 | 151.4101 | 145.6395 | 0 | 138.5922 | 6862347.6416 | 325655.9539 | 7411886.9761 | 7128172.8958 | 0 | 467204.6175 | 0 | 8656154.5531 | 22521538.5257 | 15371412.8151 | 68744373.9788 | 961560.8286 | 29349065.1606 | 29349065.1606 | 1478867.319 | 12621347.1341 | 0 | 99054999.9681 | 142504279.5819 | 1000000 | 19.1872 | 5162.5443 | 7427.0321 | 105.2454 | 151.4101
1 | 7000 | 707 | 0.02 | 15 | 15 | 7 | 1.3335e-09 | 5spot_SharedNeighbor | Water | Porous | Wet | R245fa | MinimizeLCOE_Brownfield | IgnoreSilica | 2019 | 153.8144 | 48.1574 | 4.8163 | 4 | 5148.2574 | 7403.5836 | 104.9542 | 150.9321 | 145.6249 | 0 | 154.2556 | 6875073.2236 | 326216.75 | 7427910.3766 | 7148093.1853 | 0 | 459022.3436 | 0 | 8672163.1929 | 22563189.7225 | 15399840.6128 | 68871509.4073 | 961560.8286 | 29349065.1606 | 29349065.1606 | 1478867.319 | 12621347.1341 | 0 | 99182135.3966 | 142631415.0104 | 1333521.4322 | 19.2652 | 5148.2574 | 7403.5836 | 104.9542 | 150.9321
1 | 7000 | 707 | 0.02 | 15 | 15 | 7 | 1.7783e-09 | 5spot_SharedNeighbor | Water | Porous | Wet | R245fa | MinimizeLCOE_Brownfield | IgnoreSilica | 2019 | 154.1387 | 48.2525 | 4.8308 | 4 | 5137.5385 | 7386.0705 | 104.7357 | 150.575 | 145.6141 | 0 | 161.0844 | 6884431.7662 | 326628.954 | 7439699.9754 | 7162761.6182 | 0 | 452680.4587 | 0 | 8683819.0813 | 22593515.9533 | 15420538.8884 | 68964076.6956 | 961560.8286 | 29349065.1606 | 29349065.1606 | 1478867.319 | 12621347.1341 | 0 | 99274702.6848 | 142723982.2986 | 1778279.41 | 19.3234 | 5137.5385 | 7386.0705 | 104.7357 | 150.575
1 | 7000 | 707 | 0.02 | 15 | 15 | 7 | 2.3714e-09 | 5spot_SharedNeighbor | Water | Porous | Wet | R245fa | MinimizeLCOE_Brownfield | IgnoreSilica | 2019 | 154.3823 | 48.3239 | 4.8418 | 4 | 5129.4974 | 7372.9444 | 104.5717 | 150.3074 | 145.6059 | 0 | 132.3929 | 6891452.7155 | 326938.0837 | 7448547.897 | 7173776.4264 | 0 | 447857.7304 | 0 | 8692543.4127 | 22616214.8741 | 15436031.3683 | 69033362.5082 | 961560.8286 | 29349065.1606 | 29349065.1606 | 1478867.319 | 12621347.1341 | 0 | 99343988.4975 | 142793268.1113 | 2371373.7057 | 19.3672 | 5129.4974 | 7372.9444 | 104.5717 | 150.3074
1 | 7000 | 707 | 0.02 | 15 | 15 | 7 | 3.1623e-09 | 5spot_SharedNeighbor | Water | Porous | Wet | R245fa | MinimizeLCOE_Brownfield | IgnoreSilica | 2019 | 154.5481 | 48.3726 | 4.8497 | 4 | 5123.4657 | 7363.2546 | 104.4488 | 150.1099 | 145.6004 | 0 | 124.0177 | 6896226.7023 | 327148.2005 | 7454566.1164 | 7181272.1565 | 0 | 443966.1709 | 0 | 8698239.9452 | 22631036.0831 | 15446147.148 | 69078602.5229 | 961560.8286 | 29349065.1606 | 29349065.1606 | 1478867.319 | 12621347.1341 | 0 | 99389228.5121 | 142838508.1259 | 3162277.6602 | 19.3988 | 5123.4657 | 7363.2546 | 104.4488 | 150.1099
1 | 7000 | 707 | 0.02 | 15 | 15 | 7 | 4.217e-09 | 5spot_SharedNeighbor | Water | Porous | Wet | R245fa | MinimizeLCOE_Brownfield | IgnoreSilica | 2019 | 154.6964 | 48.416 | 4.8561 | 4 | 5118.9414 | 7355.7806 | 104.3565 | 149.9575 | 145.5954 | 0 | 214.398 | 6900497.8286 | 327336.1845 | 7459950.8363 | 7187980.2173 | 0 | 441357.2059 | 0 | 8703677.6864 | 22645183.9701 | 15455803.3716 | 69121787.3008 | 961560.8286 | 29349065.1606 | 29349065.1606 | 1478867.319 | 12621347.1341 | 0 | 99432413.2901 | 142881692.9039 | 4216965.0343 | 19.4244 | 5118.9414 | 7355.7806 | 104.3565 | 149.9575
1 | 7000 | 707 | 0.02 | 15 | 15 | 7 | 5.6234e-09 | 5spot_SharedNeighbor | Water | Porous | Wet | R245fa | MinimizeLCOE_Brownfield | IgnoreSilica | 2019 | 154.789 | 48.4432 | 4.8605 | 4 | 5115.5481 | 7350.3406 | 104.2874 | 149.8466 | 145.5923 | 0 | 234.8743 | 6903162.0347 | 327453.4005 | 7463310.5987 | 7192167.2109 | 0 | 439128.9944 | 0 | 8706836.6733 | 22653403.0062 | 15461413.0326 | 69146874.9513 | 961560.8286 | 29349065.1606 | 29349065.1606 | 1478867.319 | 12621347.1341 | 0 | 99457500.9406 | 142906780.5544 | 5623413.2519 | 19.4422 | 5115.5481 | 7350.3406 | 104.2874 | 149.8466
1 | 7000 | 707 | 0.02 | 15 | 15 | 7 | 7.4989e-09 | 5spot_SharedNeighbor | Water | Porous | Wet | R245fa | MinimizeLCOE_Brownfield | IgnoreSilica | 2019 | 154.8692 | 48.4667 | 4.8641 | 4 | 5113.0031 | 7346.168 | 104.2355 | 149.7616 | 145.5896 | 0 | 148.7912 | 6905469.6531 | 327554.9336 | 7466220.7023 | 7195794.1132 | 0 | 437599.8248 | 0 | 8709729.2985 | 22660929.0236 | 15466549.6941 | 69169847.2431 | 961560.8286 | 29349065.1606 | 29349065.1606 | 1478867.319 | 12621347.1341 | 0 | 99480473.2323 | 142929752.8461 | 7498942.0933 | 19.4564 | 5113.0031 | 7346.168 | 104.2355 | 149.7616
1 | 7000 | 707 | 0.02 | 15 | 15 | 7 | 1e-08 | 5spot_SharedNeighbor | Water | Porous | Wet | R245fa | MinimizeLCOE_Brownfield | IgnoreSilica | 2019 | 154.9204 | 48.4817 | 4.8666 | 4 | 5111.0945 | 7343.1185 | 104.1966 | 149.6994 | 145.5878 | 0 | 168.6996 | 6906939.1434 | 327619.5717 | 7468074.2204 | 7198104.7476 | 0 | 436323.2626 | 0 | 8711453.7688 | 22665415.7416 | 15469611.9714 | 69183542.4274 | 961560.8286 | 29349065.1606 | 29349065.1606 | 1478867.319 | 12621347.1341 | 0 | 99494168.4167 | 142943448.0305 | 10000000 | 19.4663 | 5111.0945 | 7343.1185 | 104.1966 | 149.6994

## Water (R600a)
Time [year] | Depth [m] | Res Length [m] | Temp Gradient [C/m] | Temp Surface Air [C] | Temp Surface Rock [C] | dT Approach [C] | Transmissivity [m^3] | Config Number [-] | Fluid | Reservoir | Cooling Wet/Dry | orcFluid | Method | Silica? | CostYear | mass flow [kg/s] | Reservoir Heat [MWth] | Electric Power I-P Pair [MWe] | N_IP_Multiplier | SpCC (Brownfield) [$/kWe] | SpCC (Greenfield) [$/kWe] | LCOE (Brownfield) [$/MWh] | LCOE (Greenfield) [$/MWh] | Temp Production [C] | dP Surface [Mpa] | SolveTime [s] | C_T_G_N | C_pump_orc_N | C_coolingTowers_N | C_heatExchanger_N | C_recuperator_N | C_pump_prod_N | C_pump_inj_N | C_plant_otherEquipment_N | C_plant_installation_N | C_plant_indirectContingency_N | C_surfacePlant_N | C_gatheringSystem_N | C_wells_production_N | C_wells_injection_N | C_wellfield_N | C_exploration_N | C_stimulation_N | CapitalCost_N (Brownfield) | CapitalCost_N (Greenfield) | Trans [mD-m] | Electric Power 5-spot [MW] | Sp CC (Brownfield) [$/kWe] | Sp CC (Greenfield) [$/kWe] | LCOE (Brownfield) [$/MWh] | LCOE (Greenfield) [$/MWh]
1 | 1000 | 707 | 0.02 | 15 | 15 | 7 | 1e-13 | 5spot_SharedNeighbor | Water | Porous | Wet | R600a | MinimizeLCOE_Brownfield | IgnoreSilica | 2019 | 0 | 0 | 0 | 0 |  |  |  |  | 15 |  | 11.6035 | [19 empty] | 100 | 0
1 | 1000 | 707 | 0.02 | 15 | 15 | 7 | 1.3335e-13 | 5spot_SharedNeighbor | Water | Porous | Wet | R600a | MinimizeLCOE_Brownfield | IgnoreSilica | 2019 | 0 | 0 | 0 | 0 |  |  |  |  | 15 |  | 13.1622 | [19 empty] | 133.3521 | 0
1 | 1000 | 707 | 0.02 | 15 | 15 | 7 | 1.7783e-13 | 5spot_SharedNeighbor | Water | Porous | Wet | R600a | MinimizeLCOE_Brownfield | IgnoreSilica | 2019 | 0 | 0 | 0 | 0 |  |  |  |  | 15 |  | 16.0837 | [19 empty] | 177.8279 | 0
1 | 1000 | 707 | 0.02 | 15 | 15 | 7 | 2.3714e-13 | 5spot_SharedNeighbor | Water | Porous | Wet | R600a | MinimizeLCOE_Brownfield | IgnoreSilica | 2019 | 0 | 0 | 0 | 0 |  |  |  |  | 15 |  | 20.2043 | [19 empty] | 237.1374 | 0
1 | 1000 | 707 | 0.02 | 15 | 15 | 7 | 3.1623e-13 | 5spot_SharedNeighbor | Water | Porous | Wet | R600a | MinimizeLCOE_Brownfield | IgnoreSilica | 2019 | 0 | 0 | 0 | 0 |  |  |  |  | 15 |  | 22.0633 | [19 empty] | 316.2278 | 0
1 | 1000 | 707 | 0.02 | 15 | 15 | 7 | 4.217e-13 | 5spot_SharedNeighbor | Water | Porous | Wet | R600a | MinimizeLCOE_Brownfield | IgnoreSilica | 2019 | 0 | 0 | 0 | 0 |  |  |  |  | 15 |  | 19.8681 | [19 empty] | 421.6965 | 0
1 | 1000 | 707 | 0.02 | 15 | 15 | 7 | 5.6234e-13 | 5spot_SharedNeighbor | Water | Porous | Wet | R600a | MinimizeLCOE_Brownfield | IgnoreSilica | 2019 | 0 | 0 | 0 | 0 |  |  |  |  | 15 |  | 20.0252 | [19 empty] | 562.3413 | 0
1 | 1000 | 707 | 0.02 | 15 | 15 | 7 | 7.4989e-13 | 5spot_SharedNeighbor | Water | Porous | Wet | R600a | MinimizeLCOE_Brownfield | IgnoreSilica | 2019 | 0 | 0 | 0 | 0 |  |  |  |  | 15 |  | 21.1508 | [19 empty] | 749.8942 | 0
1 | 1000 | 707 | 0.02 | 15 | 15 | 7 | 1e-12 | 5spot_SharedNeighbor | Water | Porous | Wet | R600a | MinimizeLCOE_Brownfield | IgnoreSilica | 2019 | 0 | 0 | 0 | 0 |  |  |  |  | 15 |  | 22.5332 | [19 empty] | 1000 | 0
1 | 1000 | 707 | 0.02 | 15 | 15 | 7 | 1.3335e-12 | 5spot_SharedNeighbor | Water | Porous | Wet | R600a | MinimizeLCOE_Brownfield | IgnoreSilica | 2019 | 0 | 0 | 0 | 0 |  |  |  |  | 15 |  | 22.9722 | [19 empty] | 1333.5214 | 0
1 | 1000 | 707 | 0.02 | 15 | 15 | 7 | 1.7783e-12 | 5spot_SharedNeighbor | Water | Porous | Wet | R600a | MinimizeLCOE_Brownfield | IgnoreSilica | 2019 | 0 | 0 | 0 | 0 |  |  |  |  | 15 |  | 25.28 | [19 empty] | 1778.2794 | 0
1 | 1000 | 707 | 0.02 | 15 | 15 | 7 | 2.3714e-12 | 5spot_SharedNeighbor | Water | Porous | Wet | R600a | MinimizeLCOE_Brownfield | IgnoreSilica | 2019 | 0 | 0 | 0 | 0 |  |  |  |  | 15 |  | 25.9454 | [19 empty] | 2371.3737 | 0
1 | 1000 | 707 | 0.02 | 15 | 15 | 7 | 3.1623e-12 | 5spot_SharedNeighbor | Water | Porous | Wet | R600a | MinimizeLCOE_Brownfield | IgnoreSilica | 2019 | 0 | 0 | 0 | 0 |  |  |  |  | 15 |  | 27.8655 | [19 empty] | 3162.2777 | 0
1 | 1000 | 707 | 0.02 | 15 | 15 | 7 | 4.217e-12 | 5spot_SharedNeighbor | Water | Porous | Wet | R600a | MinimizeLCOE_Brownfield | IgnoreSilica | 2019 | 0 | 0 | 0 | 0 |  |  |  |  | 15 |  | 30.4461 | [19 empty] | 4216.965 | 0
1 | 1000 | 707 | 0.02 | 15 | 15 | 7 | 5.6234e-12 | 5spot_SharedNeighbor | Water | Porous | Wet | R600a | MinimizeLCOE_Brownfield | IgnoreSilica | 2019 | 0 | 0 | 0 | 0 |  |  |  |  | 15 |  | 34.0892 | [19 empty] | 5623.4133 | 0
1 | 1000 | 707 | 0.02 | 15 | 15 | 7 | 7.4989e-12 | 5spot_SharedNeighbor | Water | Porous | Wet | R600a | MinimizeLCOE_Brownfield | IgnoreSilica | 2019 | 0 | 0 | 0 | 0 |  |  |  |  | 15 |  | 34.1342 | [19 empty] | 7498.9421 | 0
1 | 1000 | 707 | 0.02 | 15 | 15 | 7 | 1e-11 | 5spot_SharedNeighbor | Water | Porous | Wet | R600a | MinimizeLCOE_Brownfield | IgnoreSilica | 2019 | 0 | 0 | 0 | 0 |  |  |  |  | 15 |  | 34.2977 | [19 empty] | 10000 | 0
1 | 1000 | 707 | 0.02 | 15 | 15 | 7 | 1.3335e-11 | 5spot_SharedNeighbor | Water | Porous | Wet | R600a | MinimizeLCOE_Brownfield | IgnoreSilica | 2019 | 0 | 0 | 0 | 0 |  |  |  |  | 15 |  | 33.9238 | [19 empty] | 13335.2143 | 0
1 | 1000 | 707 | 0.02 | 15 | 15 | 7 | 1.7783e-11 | 5spot_SharedNeighbor | Water | Porous | Wet | R600a | MinimizeLCOE_Brownfield | IgnoreSilica | 2019 | 0 | 0 | 0 | 0 |  |  |  |  | 15 |  | 32.5196 | [19 empty] | 17782.7941 | 0
1 | 1000 | 707 | 0.02 | 15 | 15 | 7 | 2.3714e-11 | 5spot_SharedNeighbor | Water | Porous | Wet | R600a | MinimizeLCOE_Brownfield | IgnoreSilica | 2019 | 0 | 0 | 0 | 0 |  |  |  |  | 15 |  | 31.586 | [19 empty] | 23713.7371 | 0
1 | 1000 | 707 | 0.02 | 15 | 15 | 7 | 3.1623e-11 | 5spot_SharedNeighbor | Water | Porous | Wet | R600a | MinimizeLCOE_Brownfield | IgnoreSilica | 2019 | 0 | 0 | 0 | 0 |  |  |  |  | 15 |  | 31.4627 | [19 empty] | 31622.7766 | 0
1 | 1000 | 707 | 0.02 | 15 | 15 | 7 | 4.217e-11 | 5spot_SharedNeighbor | Water | Porous | Wet | R600a | MinimizeLCOE_Brownfield | IgnoreSilica | 2019 | 0 | 0 | 0 | 0 |  |  |  |  | 15 |  | 34.4088 | [19 empty] | 42169.6503 | 0
1 | 1000 | 707 | 0.02 | 15 | 15 | 7 | 5.6234e-11 | 5spot_SharedNeighbor | Water | Porous | Wet | R600a | MinimizeLCOE_Brownfield | IgnoreSilica | 2019 | 0 | 0 | 0 | 0 |  |  |  |  | 15 |  | 31.306 | [19 empty] | 56234.1325 | 0
1 | 1000 | 707 | 0.02 | 15 | 15 | 7 | 7.4989e-11 | 5spot_SharedNeighbor | Water | Porous | Wet | R600a | MinimizeLCOE_Brownfield | IgnoreSilica | 2019 | 0 | 0 | 0 | 0 |  |  |  |  | 15 |  | 30.2178 | [19 empty] | 74989.4209 | 0
1 | 1000 | 707 | 0.02 | 15 | 15 | 7 | 1e-10 | 5spot_SharedNeighbor | Water | Porous | Wet | R600a | MinimizeLCOE_Brownfield | IgnoreSilica | 2019 | 0 | 0 | 0 | 0 |  |  |  |  | 15 |  | 30.3109 | [19 empty] | 100000 | 0
1 | 1000 | 707 | 0.02 | 15 | 15 | 7 | 1.3335e-10 | 5spot_SharedNeighbor | Water | Porous | Wet | R600a | MinimizeLCOE_Brownfield | IgnoreSilica | 2019 | 0 | 0 | 0 | 0 |  |  |  |  | 15 |  | 31.0009 | [19 empty] | 133352.1432 | 0
1 | 1000 | 707 | 0.02 | 15 | 15 | 7 | 1.7783e-10 | 5spot_SharedNeighbor | Water | Porous | Wet | R600a | MinimizeLCOE_Brownfield | IgnoreSilica | 2019 | 0 | 0 | 0 | 0 |  |  |  |  | 15 |  | 28.2084 | [19 empty] | 177827.941 | 0
1 | 1000 | 707 | 0.02 | 15 | 15 | 7 | 2.3714e-10 | 5spot_SharedNeighbor | Water | Porous | Wet | R600a | MinimizeLCOE_Brownfield | IgnoreSilica | 2019 | 0 | 0 | 0 | 0 |  |  |  |  | 15 |  | 27.7597 | [19 empty] | 237137.3706 | 0
1 | 1000 | 707 | 0.02 | 15 | 15 | 7 | 3.1623e-10 | 5spot_SharedNeighbor | Water | Porous | Wet | R600a | MinimizeLCOE_Brownfield | IgnoreSilica | 2019 | 0 | 0 | 0 | 0 |  |  |  |  | 15 |  | 28.2728 | [19 empty] | 316227.766 | 0
1 | 1000 | 707 | 0.02 | 15 | 15 | 7 | 4.217e-10 | 5spot_SharedNeighbor | Water | Porous | Wet | R600a | MinimizeLCOE_Brownfield | IgnoreSilica | 2019 | 0 | 0 | 0 | 0 |  |  |  |  | 15 |  | 28.2255 | [19 empty] | 421696.5034 | 0
1 | 1000 | 707 | 0.02 | 15 | 15 | 7 | 5.6234e-10 | 5spot_SharedNeighbor | Water | Porous | Wet | R600a | MinimizeLCOE_Brownfield | IgnoreSilica | 2019 | 0 | 0 | 0 | 0 |  |  |  |  | 15 |  | 27.4048 | [19 empty] | 562341.3252 | 0
1 | 1000 | 707 | 0.02 | 15 | 15 | 7 | 7.4989e-10 | 5spot_SharedNeighbor | Water | Porous | Wet | R600a | MinimizeLCOE_Brownfield | IgnoreSilica | 2019 | 0 | 0 | 0 | 0 |  |  |  |  | 15 |  | 27.9571 | [19 empty] | 749894.2093 | 0
1 | 1000 | 707 | 0.02 | 15 | 15 | 7 | 1e-09 | 5spot_SharedNeighbor | Water | Porous | Wet | R600a | MinimizeLCOE_Brownfield | IgnoreSilica | 2019 | 0 | 0 | 0 | 0 |  |  |  |  | 15 |  | 28.8777 | [19 empty] | 1000000 | 0
1 | 1000 | 707 | 0.02 | 15 | 15 | 7 | 1.3335e-09 | 5spot_SharedNeighbor | Water | Porous | Wet | R600a | MinimizeLCOE_Brownfield | IgnoreSilica | 2019 | 0 | 0 | 0 | 0 |  |  |  |  | 15 |  | 26.7598 | [19 empty] | 1333521.4322 | 0
1 | 1000 | 707 | 0.02 | 15 | 15 | 7 | 1.7783e-09 | 5spot_SharedNeighbor | Water | Porous | Wet | R600a | MinimizeLCOE_Brownfield | IgnoreSilica | 2019 | 0 | 0 | 0 | 0 |  |  |  |  | 15 |  | 27.4842 | [19 empty] | 1778279.41 | 0
1 | 1000 | 707 | 0.02 | 15 | 15 | 7 | 2.3714e-09 | 5spot_SharedNeighbor | Water | Porous | Wet | R600a | MinimizeLCOE_Brownfield | IgnoreSilica | 2019 | 0 | 0 | 0 | 0 |  |  |  |  | 15 |  | 28.8338 | [19 empty] | 2371373.7057 | 0
1 | 1000 | 707 | 0.02 | 15 | 15 | 7 | 3.1623e-09 | 5spot_SharedNeighbor | Water | Porous | Wet | R600a | MinimizeLCOE_Brownfield | IgnoreSilica | 2019 | 0 | 0 | 0 | 0 |  |  |  |  | 15 |  | 27.8073 | [19 empty] | 3162277.6602 | 0
1 | 1000 | 707 | 0.02 | 15 | 15 | 7 | 4.217e-09 | 5spot_SharedNeighbor | Water | Porous | Wet | R600a | MinimizeLCOE_Brownfield | IgnoreSilica | 2019 | 0 | 0 | 0 | 0 |  |  |  |  | 15 |  | 26.8342 | [19 empty] | 4216965.0343 | 0
1 | 1000 | 707 | 0.02 | 15 | 15 | 7 | 5.6234e-09 | 5spot_SharedNeighbor | Water | Porous | Wet | R600a | MinimizeLCOE_Brownfield | IgnoreSilica | 2019 | 0 | 0 | 0 | 0 |  |  |  |  | 15 |  | 27.4125 | [19 empty] | 5623413.2519 | 0
1 | 1000 | 707 | 0.02 | 15 | 15 | 7 | 7.4989e-09 | 5spot_SharedNeighbor | Water | Porous | Wet | R600a | MinimizeLCOE_Brownfield | IgnoreSilica | 2019 | 0 | 0 | 0 | 0 |  |  |  |  | 15 |  | 27.8247 | [19 empty] | 7498942.0933 | 0
1 | 1000 | 707 | 0.02 | 15 | 15 | 7 | 1e-08 | 5spot_SharedNeighbor | Water | Porous | Wet | R600a | MinimizeLCOE_Brownfield | IgnoreSilica | 2019 | 0 | 0 | 0 | 0 |  |  |  |  | 15 |  | 28.5895 | [19 empty] | 10000000 | 0
1 | 1100 | 707 | 0.02 | 15 | 15 | 7 | 1e-13 | 5spot_SharedNeighbor | Water | Porous | Wet | R600a | MinimizeLCOE_Brownfield | IgnoreSilica | 2019 | 0 | 0 | 0 | 0 |  |  |  |  | 15 |  | 12.4905 | [19 empty] | 100 | 0
1 | 1100 | 707 | 0.02 | 15 | 15 | 7 | 1.3335e-13 | 5spot_SharedNeighbor | Water | Porous | Wet | R600a | MinimizeLCOE_Brownfield | IgnoreSilica | 2019 | 0 | 0 | 0 | 0 |  |  |  |  | 15 |  | 15.3903 | [19 empty] | 133.3521 | 0
1 | 1100 | 707 | 0.02 | 15 | 15 | 7 | 1.7783e-13 | 5spot_SharedNeighbor | Water | Porous | Wet | R600a | MinimizeLCOE_Brownfield | IgnoreSilica | 2019 | 0 | 0 | 0 | 0 |  |  |  |  | 15 |  | 19.6369 | [19 empty] | 177.8279 | 0
1 | 1100 | 707 | 0.02 | 15 | 15 | 7 | 2.3714e-13 | 5spot_SharedNeighbor | Water | Porous | Wet | R600a | MinimizeLCOE_Brownfield | IgnoreSilica | 2019 | 0 | 0 | 0 | 0 |  |  |  |  | 15 |  | 19.7669 | [19 empty] | 237.1374 | 0
1 | 1100 | 707 | 0.02 | 15 | 15 | 7 | 3.1623e-13 | 5spot_SharedNeighbor | Water | Porous | Wet | R600a | MinimizeLCOE_Brownfield | IgnoreSilica | 2019 | 0 | 0 | 0 | 0 |  |  |  |  | 15 |  | 20.4812 | [19 empty] | 316.2278 | 0
1 | 1100 | 707 | 0.02 | 15 | 15 | 7 | 4.217e-13 | 5spot_SharedNeighbor | Water | Porous | Wet | R600a | MinimizeLCOE_Brownfield | IgnoreSilica | 2019 | 0 | 0 | 0 | 0 |  |  |  |  | 15 |  | 19.9999 | [19 empty] | 421.6965 | 0
1 | 1100 | 707 | 0.02 | 15 | 15 | 7 | 5.6234e-13 | 5spot_SharedNeighbor | Water | Porous | Wet | R600a | MinimizeLCOE_Brownfield | IgnoreSilica | 2019 | 0 | 0 | 0 | 0 |  |  |  |  | 15 |  | 20.5855 | [19 empty] | 562.3413 | 0
1 | 1100 | 707 | 0.02 | 15 | 15 | 7 | 7.4989e-13 | 5spot_SharedNeighbor | Water | Porous | Wet | R600a | MinimizeLCOE_Brownfield | IgnoreSilica | 2019 | 0 | 0 | 0 | 0 |  |  |  |  | 15 |  | 20.7188 | [19 empty] | 749.8942 | 0
1 | 1100 | 707 | 0.02 | 15 | 15 | 7 | 1e-12 | 5spot_SharedNeighbor | Water | Porous | Wet | R600a | MinimizeLCOE_Brownfield | IgnoreSilica | 2019 | 0 | 0 | 0 | 0 |  |  |  |  | 15 |  | 21.237 | [19 empty] | 1000 | 0
1 | 1100 | 707 | 0.02 | 15 | 15 | 7 | 1.3335e-12 | 5spot_SharedNeighbor | Water | Porous | Wet | R600a | MinimizeLCOE_Brownfield | IgnoreSilica | 2019 | 0 | 0 | 0 | 0 |  |  |  |  | 15 |  | 22.4141 | [19 empty] | 1333.5214 | 0
1 | 1100 | 707 | 0.02 | 15 | 15 | 7 | 1.7783e-12 | 5spot_SharedNeighbor | Water | Porous | Wet | R600a | MinimizeLCOE_Brownfield | IgnoreSilica | 2019 | 0 | 0 | 0 | 0 |  |  |  |  | 15 |  | 23.9995 | [19 empty] | 1778.2794 | 0
1 | 1100 | 707 | 0.02 | 15 | 15 | 7 | 2.3714e-12 | 5spot_SharedNeighbor | Water | Porous | Wet | R600a | MinimizeLCOE_Brownfield | IgnoreSilica | 2019 | 0 | 0 | 0 | 0 |  |  |  |  | 15 |  | 25.7459 | [19 empty] | 2371.3737 | 0
1 | 1100 | 707 | 0.02 | 15 | 15 | 7 | 3.1623e-12 | 5spot_SharedNeighbor | Water | Porous | Wet | R600a | MinimizeLCOE_Brownfield | IgnoreSilica | 2019 | 0 | 0 | 0 | 0 |  |  |  |  | 15 |  | 28.911 | [19 empty] | 3162.2777 | 0
1 | 1100 | 707 | 0.02 | 15 | 15 | 7 | 4.217e-12 | 5spot_SharedNeighbor | Water | Porous | Wet | R600a | MinimizeLCOE_Brownfield | IgnoreSilica | 2019 | 0 | 0 | 0 | 0 |  |  |  |  | 15 |  | 32.73 | [19 empty] | 4216.965 | 0
1 | 1100 | 707 | 0.02 | 15 | 15 | 7 | 5.6234e-12 | 5spot_SharedNeighbor | Water | Porous | Wet | R600a | MinimizeLCOE_Brownfield | IgnoreSilica | 2019 | 0 | 0 | 0 | 0 |  |  |  |  | 15 |  | 35.2613 | [19 empty] | 5623.4133 | 0
1 | 1100 | 707 | 0.02 | 15 | 15 | 7 | 7.4989e-12 | 5spot_SharedNeighbor | Water | Porous | Wet | R600a | MinimizeLCOE_Brownfield | IgnoreSilica | 2019 | 0 | 0 | 0 | 0 |  |  |  |  | 15 |  | 32.9109 | [19 empty] | 7498.9421 | 0
1 | 1100 | 707 | 0.02 | 15 | 15 | 7 | 1e-11 | 5spot_SharedNeighbor | Water | Porous | Wet | R600a | MinimizeLCOE_Brownfield | IgnoreSilica | 2019 | 0 | 0 | 0 | 0 |  |  |  |  | 15 |  | 32.8535 | [19 empty] | 10000 | 0
1 | 1100 | 707 | 0.02 | 15 | 15 | 7 | 1.3335e-11 | 5spot_SharedNeighbor | Water | Porous | Wet | R600a | MinimizeLCOE_Brownfield | IgnoreSilica | 2019 | 0 | 0 | 0 | 0 |  |  |  |  | 15 |  | 30.9535 | [19 empty] | 13335.2143 | 0
1 | 1100 | 707 | 0.02 | 15 | 15 | 7 | 1.7783e-11 | 5spot_SharedNeighbor | Water | Porous | Wet | R600a | MinimizeLCOE_Brownfield | IgnoreSilica | 2019 | 0 | 0 | 0 | 0 |  |  |  |  | 15 |  | 30.5047 | [19 empty] | 17782.7941 | 0
1 | 1100 | 707 | 0.02 | 15 | 15 | 7 | 2.3714e-11 | 5spot_SharedNeighbor | Water | Porous | Wet | R600a | MinimizeLCOE_Brownfield | IgnoreSilica | 2019 | 0 | 0 | 0 | 0 |  |  |  |  | 15 |  | 28.4518 | [19 empty] | 23713.7371 | 0
1 | 1100 | 707 | 0.02 | 15 | 15 | 7 | 3.1623e-11 | 5spot_SharedNeighbor | Water | Porous | Wet | R600a | MinimizeLCOE_Brownfield | IgnoreSilica | 2019 | 0 | 0 | 0 | 0 |  |  |  |  | 15 |  | 28.5819 | [19 empty] | 31622.7766 | 0
1 | 1100 | 707 | 0.02 | 15 | 15 | 7 | 4.217e-11 | 5spot_SharedNeighbor | Water | Porous | Wet | R600a | MinimizeLCOE_Brownfield | IgnoreSilica | 2019 | 0 | 0 | 0 | 0 |  |  |  |  | 15 |  | 31.2276 | [19 empty] | 42169.6503 | 0
1 | 1100 | 707 | 0.02 | 15 | 15 | 7 | 5.6234e-11 | 5spot_SharedNeighbor | Water | Porous | Wet | R600a | MinimizeLCOE_Brownfield | IgnoreSilica | 2019 | 0 | 0 | 0 | 0 |  |  |  |  | 15 |  | 31.1955 | [19 empty] | 56234.1325 | 0
1 | 1100 | 707 | 0.02 | 15 | 15 | 7 | 7.4989e-11 | 5spot_SharedNeighbor | Water | Porous | Wet | R600a | MinimizeLCOE_Brownfield | IgnoreSilica | 2019 | 0 | 0 | 0 | 0 |  |  |  |  | 15 |  | 28.8898 | [19 empty] | 74989.4209 | 0
1 | 1100 | 707 | 0.02 | 15 | 15 | 7 | 1e-10 | 5spot_SharedNeighbor | Water | Porous | Wet | R600a | MinimizeLCOE_Brownfield | IgnoreSilica | 2019 | 0 | 0 | 0 | 0 |  |  |  |  | 15 |  | 31.1387 | [19 empty] | 100000 | 0
1 | 1100 | 707 | 0.02 | 15 | 15 | 7 | 1.3335e-10 | 5spot_SharedNeighbor | Water | Porous | Wet | R600a | MinimizeLCOE_Brownfield | IgnoreSilica | 2019 | 0 | 0 | 0 | 0 |  |  |  |  | 15 |  | 27.7261 | [19 empty] | 133352.1432 | 0
1 | 1100 | 707 | 0.02 | 15 | 15 | 7 | 1.7783e-10 | 5spot_SharedNeighbor | Water | Porous | Wet | R600a | MinimizeLCOE_Brownfield | IgnoreSilica | 2019 | 0 | 0 | 0 | 0 |  |  |  |  | 15 |  | 27.8807 | [19 empty] | 177827.941 | 0
1 | 1100 | 707 | 0.02 | 15 | 15 | 7 | 2.3714e-10 | 5spot_SharedNeighbor | Water | Porous | Wet | R600a | MinimizeLCOE_Brownfield | IgnoreSilica | 2019 | 0 | 0 | 0 | 0 |  |  |  |  | 15 |  | 28.6018 | [19 empty] | 237137.3706 | 0
1 | 1100 | 707 | 0.02 | 15 | 15 | 7 | 3.1623e-10 | 5spot_SharedNeighbor | Water | Porous | Wet | R600a | MinimizeLCOE_Brownfield | IgnoreSilica | 2019 | 0 | 0 | 0 | 0 |  |  |  |  | 15 |  | 29.3964 | [19 empty] | 316227.766 | 0
1 | 1100 | 707 | 0.02 | 15 | 15 | 7 | 4.217e-10 | 5spot_SharedNeighbor | Water | Porous | Wet | R600a | MinimizeLCOE_Brownfield | IgnoreSilica | 2019 | 0 | 0 | 0 | 0 |  |  |  |  | 15 |  | 26.6087 | [19 empty] | 421696.5034 | 0
1 | 1100 | 707 | 0.02 | 15 | 15 | 7 | 5.6234e-10 | 5spot_SharedNeighbor | Water | Porous | Wet | R600a | MinimizeLCOE_Brownfield | IgnoreSilica | 2019 | 0 | 0 | 0 | 0 |  |  |  |  | 15 |  | 28.6826 | [19 empty] | 562341.3252 | 0
1 | 1100 | 707 | 0.02 | 15 | 15 | 7 | 7.4989e-10 | 5spot_SharedNeighbor | Water | Porous | Wet | R600a | MinimizeLCOE_Brownfield | IgnoreSilica | 2019 | 0 | 0 | 0 | 0 |  |  |  |  | 15 |  | 28.9206 | [19 empty] | 749894.2093 | 0
1 | 1100 | 707 | 0.02 | 15 | 15 | 7 | 1e-09 | 5spot_SharedNeighbor | Water | Porous | Wet | R600a | MinimizeLCOE_Brownfield | IgnoreSilica | 2019 | 0 | 0 | 0 | 0 |  |  |  |  | 15 |  | 27.6343 | [19 empty] | 1000000 | 0
1 | 1100 | 707 | 0.02 | 15 | 15 | 7 | 1.3335e-09 | 5spot_SharedNeighbor | Water | Porous | Wet | R600a | MinimizeLCOE_Brownfield | IgnoreSilica | 2019 | 0 | 0 | 0 | 0 |  |  |  |  | 15 |  | 28.1987 | [19 empty] | 1333521.4322 | 0
1 | 1100 | 707 | 0.02 | 15 | 15 | 7 | 1.7783e-09 | 5spot_SharedNeighbor | Water | Porous | Wet | R600a | MinimizeLCOE_Brownfield | IgnoreSilica | 2019 | 0 | 0 | 0 | 0 |  |  |  |  | 15 |  | 27.9208 | [19 empty] | 1778279.41 | 0
1 | 1100 | 707 | 0.02 | 15 | 15 | 7 | 2.3714e-09 | 5spot_SharedNeighbor | Water | Porous | Wet | R600a | MinimizeLCOE_Brownfield | IgnoreSilica | 2019 | 0 | 0 | 0 | 0 |  |  |  |  | 15 |  | 27.8949 | [19 empty] | 2371373.7057 | 0
1 | 1100 | 707 | 0.02 | 15 | 15 | 7 | 3.1623e-09 | 5spot_SharedNeighbor | Water | Porous | Wet | R600a | MinimizeLCOE_Brownfield | IgnoreSilica | 2019 | 0 | 0 | 0 | 0 |  |  |  |  | 15 |  | 27.2942 | [19 empty] | 3162277.6602 | 0
1 | 1100 | 707 | 0.02 | 15 | 15 | 7 | 4.217e-09 | 5spot_SharedNeighbor | Water | Porous | Wet | R600a | MinimizeLCOE_Brownfield | IgnoreSilica | 2019 | 0 | 0 | 0 | 0 |  |  |  |  | 15 |  | 26.9658 | [19 empty] | 4216965.0343 | 0
1 | 1100 | 707 | 0.02 | 15 | 15 | 7 | 5.6234e-09 | 5spot_SharedNeighbor | Water | Porous | Wet | R600a | MinimizeLCOE_Brownfield | IgnoreSilica | 2019 | 0 | 0 | 0 | 0 |  |  |  |  | 15 |  | 26.3185 | [19 empty] | 5623413.2519 | 0
1 | 1100 | 707 | 0.02 | 15 | 15 | 7 | 7.4989e-09 | 5spot_SharedNeighbor | Water | Porous | Wet | R600a | MinimizeLCOE_Brownfield | IgnoreSilica | 2019 | 0 | 0 | 0 | 0 |  |  |  |  | 15 |  | 27.0758 | [19 empty] | 7498942.0933 | 0
1 | 1100 | 707 | 0.02 | 15 | 15 | 7 | 1e-08 | 5spot_SharedNeighbor | Water | Porous | Wet | R600a | MinimizeLCOE_Brownfield | IgnoreSilica | 2019 | 0 | 0 | 0 | 0 |  |  |  |  | 15 |  | 27.3917 | [19 empty] | 10000000 | 0
1 | 1200 | 707 | 0.02 | 15 | 15 | 7 | 1e-13 | 5spot_SharedNeighbor | Water | Porous | Wet | R600a | MinimizeLCOE_Brownfield | IgnoreSilica | 2019 | 0 | 0 | 0 | 0 |  |  |  |  | 15 |  | 10.6051 | [19 empty] | 100 | 0
1 | 1200 | 707 | 0.02 | 15 | 15 | 7 | 1.3335e-13 | 5spot_SharedNeighbor | Water | Porous | Wet | R600a | MinimizeLCOE_Brownfield | IgnoreSilica | 2019 | 0 | 0 | 0 | 0 |  |  |  |  | 15 |  | 15.0315 | [19 empty] | 133.3521 | 0
1 | 1200 | 707 | 0.02 | 15 | 15 | 7 | 1.7783e-13 | 5spot_SharedNeighbor | Water | Porous | Wet | R600a | MinimizeLCOE_Brownfield | IgnoreSilica | 2019 | 0 | 0 | 0 | 0 |  |  |  |  | 15 |  | 18.333 | [19 empty] | 177.8279 | 0
1 | 1200 | 707 | 0.02 | 15 | 15 | 7 | 2.3714e-13 | 5spot_SharedNeighbor | Water | Porous | Wet | R600a | MinimizeLCOE_Brownfield | IgnoreSilica | 2019 | 0 | 0 | 0 | 0 |  |  |  |  | 15 |  | 20.5936 | [19 empty] | 237.1374 | 0
1 | 1200 | 707 | 0.02 | 15 | 15 | 7 | 3.1623e-13 | 5spot_SharedNeighbor | Water | Porous | Wet | R600a | MinimizeLCOE_Brownfield | IgnoreSilica | 2019 | 0 | 0 | 0 | 0 |  |  |  |  | 15 |  | 20.1561 | [19 empty] | 316.2278 | 0
1 | 1200 | 707 | 0.02 | 15 | 15 | 7 | 4.217e-13 | 5spot_SharedNeighbor | Water | Porous | Wet | R600a | MinimizeLCOE_Brownfield | IgnoreSilica | 2019 | 0 | 0 | 0 | 0 |  |  |  |  | 15 |  | 20.2551 | [19 empty] | 421.6965 | 0
1 | 1200 | 707 | 0.02 | 15 | 15 | 7 | 5.6234e-13 | 5spot_SharedNeighbor | Water | Porous | Wet | R600a | MinimizeLCOE_Brownfield | IgnoreSilica | 2019 | 0 | 0 | 0 | 0 |  |  |  |  | 15 |  | 19.6079 | [19 empty] | 562.3413 | 0
1 | 1200 | 707 | 0.02 | 15 | 15 | 7 | 7.4989e-13 | 5spot_SharedNeighbor | Water | Porous | Wet | R600a | MinimizeLCOE_Brownfield | IgnoreSilica | 2019 | 0 | 0 | 0 | 0 |  |  |  |  | 15 |  | 21.957 | [19 empty] | 749.8942 | 0
1 | 1200 | 707 | 0.02 | 15 | 15 | 7 | 1e-12 | 5spot_SharedNeighbor | Water | Porous | Wet | R600a | MinimizeLCOE_Brownfield | IgnoreSilica | 2019 | 0 | 0 | 0 | 0 |  |  |  |  | 15 |  | 21.8035 | [19 empty] | 1000 | 0
1 | 1200 | 707 | 0.02 | 15 | 15 | 7 | 1.3335e-12 | 5spot_SharedNeighbor | Water | Porous | Wet | R600a | MinimizeLCOE_Brownfield | IgnoreSilica | 2019 | 0 | 0 | 0 | 0 |  |  |  |  | 15 |  | 22.4395 | [19 empty] | 1333.5214 | 0
1 | 1200 | 707 | 0.02 | 15 | 15 | 7 | 1.7783e-12 | 5spot_SharedNeighbor | Water | Porous | Wet | R600a | MinimizeLCOE_Brownfield | IgnoreSilica | 2019 | 0 | 0 | 0 | 0 |  |  |  |  | 15 |  | 24.3932 | [19 empty] | 1778.2794 | 0
1 | 1200 | 707 | 0.02 | 15 | 15 | 7 | 2.3714e-12 | 5spot_SharedNeighbor | Water | Porous | Wet | R600a | MinimizeLCOE_Brownfield | IgnoreSilica | 2019 | 0 | 0 | 0 | 0 |  |  |  |  | 15 |  | 27.4536 | [19 empty] | 2371.3737 | 0
1 | 1200 | 707 | 0.02 | 15 | 15 | 7 | 3.1623e-12 | 5spot_SharedNeighbor | Water | Porous | Wet | R600a | MinimizeLCOE_Brownfield | IgnoreSilica | 2019 | 0 | 0 | 0 | 0 |  |  |  |  | 15 |  | 29.9554 | [19 empty] | 3162.2777 | 0
1 | 1200 | 707 | 0.02 | 15 | 15 | 7 | 4.217e-12 | 5spot_SharedNeighbor | Water | Porous | Wet | R600a | MinimizeLCOE_Brownfield | IgnoreSilica | 2019 | 0 | 0 | 0 | 0 |  |  |  |  | 15 |  | 31.7968 | [19 empty] | 4216.965 | 0
1 | 1200 | 707 | 0.02 | 15 | 15 | 7 | 5.6234e-12 | 5spot_SharedNeighbor | Water | Porous | Wet | R600a | MinimizeLCOE_Brownfield | IgnoreSilica | 2019 | 0 | 0 | 0 | 0 |  |  |  |  | 15 |  | 35.5994 | [19 empty] | 5623.4133 | 0
1 | 1200 | 707 | 0.02 | 15 | 15 | 7 | 7.4989e-12 | 5spot_SharedNeighbor | Water | Porous | Wet | R600a | MinimizeLCOE_Brownfield | IgnoreSilica | 2019 | 0 | 0 | 0 | 0 |  |  |  |  | 15 |  | 33.925 | [19 empty] | 7498.9421 | 0
1 | 1200 | 707 | 0.02 | 15 | 15 | 7 | 1e-11 | 5spot_SharedNeighbor | Water | Porous | Wet | R600a | MinimizeLCOE_Brownfield | IgnoreSilica | 2019 | 0 | 0 | 0 | 0 |  |  |  |  | 15 |  | 35.077 | [19 empty] | 10000 | 0
1 | 1200 | 707 | 0.02 | 15 | 15 | 7 | 1.3335e-11 | 5spot_SharedNeighbor | Water | Porous | Wet | R600a | MinimizeLCOE_Brownfield | IgnoreSilica | 2019 | 0 | 0 | 0 | 0 |  |  |  |  | 15 |  | 30.8107 | [19 empty] | 13335.2143 | 0
1 | 1200 | 707 | 0.02 | 15 | 15 | 7 | 1.7783e-11 | 5spot_SharedNeighbor | Water | Porous | Wet | R600a | MinimizeLCOE_Brownfield | IgnoreSilica | 2019 | 0 | 0 | 0 | 0 |  |  |  |  | 15 |  | 28.6826 | [19 empty] | 17782.7941 | 0
1 | 1200 | 707 | 0.02 | 15 | 15 | 7 | 2.3714e-11 | 5spot_SharedNeighbor | Water | Porous | Wet | R600a | MinimizeLCOE_Brownfield | IgnoreSilica | 2019 | 0 | 0 | 0 | 0 |  |  |  |  | 15 |  | 30.6378 | [19 empty] | 23713.7371 | 0
1 | 1200 | 707 | 0.02 | 15 | 15 | 7 | 3.1623e-11 | 5spot_SharedNeighbor | Water | Porous | Wet | R600a | MinimizeLCOE_Brownfield | IgnoreSilica | 2019 | 0 | 0 | 0 | 0 |  |  |  |  | 15 |  | 29.984 | [19 empty] | 31622.7766 | 0
1 | 1200 | 707 | 0.02 | 15 | 15 | 7 | 4.217e-11 | 5spot_SharedNeighbor | Water | Porous | Wet | R600a | MinimizeLCOE_Brownfield | IgnoreSilica | 2019 | 0 | 0 | 0 | 0 |  |  |  |  | 15 |  | 29.1563 | [19 empty] | 42169.6503 | 0
1 | 1200 | 707 | 0.02 | 15 | 15 | 7 | 5.6234e-11 | 5spot_SharedNeighbor | Water | Porous | Wet | R600a | MinimizeLCOE_Brownfield | IgnoreSilica | 2019 | 0 | 0 | 0 | 0 |  |  |  |  | 15 |  | 28.9746 | [19 empty] | 56234.1325 | 0
1 | 1200 | 707 | 0.02 | 15 | 15 | 7 | 7.4989e-11 | 5spot_SharedNeighbor | Water | Porous | Wet | R600a | MinimizeLCOE_Brownfield | IgnoreSilica | 2019 | 0 | 0 | 0 | 0 |  |  |  |  | 15 |  | 28.0187 | [19 empty] | 74989.4209 | 0
1 | 1200 | 707 | 0.02 | 15 | 15 | 7 | 1e-10 | 5spot_SharedNeighbor | Water | Porous | Wet | R600a | MinimizeLCOE_Brownfield | IgnoreSilica | 2019 | 0 | 0 | 0 | 0 |  |  |  |  | 15 |  | 27.0707 | [19 empty] | 100000 | 0
1 | 1200 | 707 | 0.02 | 15 | 15 | 7 | 1.3335e-10 | 5spot_SharedNeighbor | Water | Porous | Wet | R600a | MinimizeLCOE_Brownfield | IgnoreSilica | 2019 | 0 | 0 | 0 | 0 |  |  |  |  | 15 |  | 28.4435 | [19 empty] | 133352.1432 | 0
1 | 1200 | 707 | 0.02 | 15 | 15 | 7 | 1.7783e-10 | 5spot_SharedNeighbor | Water | Porous | Wet | R600a | MinimizeLCOE_Brownfield | IgnoreSilica | 2019 | 0 | 0 | 0 | 0 |  |  |  |  | 15 |  | 27.7948 | [19 empty] | 177827.941 | 0
1 | 1200 | 707 | 0.02 | 15 | 15 | 7 | 2.3714e-10 | 5spot_SharedNeighbor | Water | Porous | Wet | R600a | MinimizeLCOE_Brownfield | IgnoreSilica | 2019 | 0 | 0 | 0 | 0 |  |  |  |  | 15 |  | 28.9696 | [19 empty] | 237137.3706 | 0
1 | 1200 | 707 | 0.02 | 15 | 15 | 7 | 3.1623e-10 | 5spot_SharedNeighbor | Water | Porous | Wet | R600a | MinimizeLCOE_Brownfield | IgnoreSilica | 2019 | 0 | 0 | 0 | 0 |  |  |  |  | 15 |  | 29.0557 | [19 empty] | 316227.766 | 0
1 | 1200 | 707 | 0.02 | 15 | 15 | 7 | 4.217e-10 | 5spot_SharedNeighbor | Water | Porous | Wet | R600a | MinimizeLCOE_Brownfield | IgnoreSilica | 2019 | 0 | 0 | 0 | 0 |  |  |  |  | 15 |  | 27.8283 | [19 empty] | 421696.5034 | 0
1 | 1200 | 707 | 0.02 | 15 | 15 | 7 | 5.6234e-10 | 5spot_SharedNeighbor | Water | Porous | Wet | R600a | MinimizeLCOE_Brownfield | IgnoreSilica | 2019 | 0 | 0 | 0 | 0 |  |  |  |  | 15 |  | 29.1252 | [19 empty] | 562341.3252 | 0
1 | 1200 | 707 | 0.02 | 15 | 15 | 7 | 7.4989e-10 | 5spot_SharedNeighbor | Water | Porous | Wet | R600a | MinimizeLCOE_Brownfield | IgnoreSilica | 2019 | 0 | 0 | 0 | 0 |  |  |  |  | 15 |  | 28.4281 | [19 empty] | 749894.2093 | 0
1 | 1200 | 707 | 0.02 | 15 | 15 | 7 | 1e-09 | 5spot_SharedNeighbor | Water | Porous | Wet | R600a | MinimizeLCOE_Brownfield | IgnoreSilica | 2019 | 0 | 0 | 0 | 0 |  |  |  |  | 15 |  | 27.5395 | [19 empty] | 1000000 | 0
1 | 1200 | 707 | 0.02 | 15 | 15 | 7 | 1.3335e-09 | 5spot_SharedNeighbor | Water | Porous | Wet | R600a | MinimizeLCOE_Brownfield | IgnoreSilica | 2019 | 0 | 0 | 0 | 0 |  |  |  |  | 15 |  | 27.3767 | [19 empty] | 1333521.4322 | 0
1 | 1200 | 707 | 0.02 | 15 | 15 | 7 | 1.7783e-09 | 5spot_SharedNeighbor | Water | Porous | Wet | R600a | MinimizeLCOE_Brownfield | IgnoreSilica | 2019 | 0 | 0 | 0 | 0 |  |  |  |  | 15 |  | 29.2039 | [19 empty] | 1778279.41 | 0
1 | 1200 | 707 | 0.02 | 15 | 15 | 7 | 2.3714e-09 | 5spot_SharedNeighbor | Water | Porous | Wet | R600a | MinimizeLCOE_Brownfield | IgnoreSilica | 2019 | 0 | 0 | 0 | 0 |  |  |  |  | 15 |  | 29.1012 | [19 empty] | 2371373.7057 | 0
1 | 1200 | 707 | 0.02 | 15 | 15 | 7 | 3.1623e-09 | 5spot_SharedNeighbor | Water | Porous | Wet | R600a | MinimizeLCOE_Brownfield | IgnoreSilica | 2019 | 0 | 0 | 0 | 0 |  |  |  |  | 15 |  | 26.7777 | [19 empty] | 3162277.6602 | 0
1 | 1200 | 707 | 0.02 | 15 | 15 | 7 | 4.217e-09 | 5spot_SharedNeighbor | Water | Porous | Wet | R600a | MinimizeLCOE_Brownfield | IgnoreSilica | 2019 | 0 | 0 | 0 | 0 |  |  |  |  | 15 |  | 27.7326 | [19 empty] | 4216965.0343 | 0
1 | 1200 | 707 | 0.02 | 15 | 15 | 7 | 5.6234e-09 | 5spot_SharedNeighbor | Water | Porous | Wet | R600a | MinimizeLCOE_Brownfield | IgnoreSilica | 2019 | 0 | 0 | 0 | 0 |  |  |  |  | 15 |  | 28.1887 | [19 empty] | 5623413.2519 | 0
1 | 1200 | 707 | 0.02 | 15 | 15 | 7 | 7.4989e-09 | 5spot_SharedNeighbor | Water | Porous | Wet | R600a | MinimizeLCOE_Brownfield | IgnoreSilica | 2019 | 0 | 0 | 0 | 0 |  |  |  |  | 15 |  | 27.4677 | [19 empty] | 7498942.0933 | 0
1 | 1200 | 707 | 0.02 | 15 | 15 | 7 | 1e-08 | 5spot_SharedNeighbor | Water | Porous | Wet | R600a | MinimizeLCOE_Brownfield | IgnoreSilica | 2019 | 0 | 0 | 0 | 0 |  |  |  |  | 15 |  | 26.3598 | [19 empty] | 10000000 | 0
1 | 1300 | 707 | 0.02 | 15 | 15 | 7 | 1e-13 | 5spot_SharedNeighbor | Water | Porous | Wet | R600a | MinimizeLCOE_Brownfield | IgnoreSilica | 2019 | 0 | 0 | 0 | 0 |  |  |  |  | 15 |  | 13.4595 | [19 empty] | 100 | 0
1 | 1300 | 707 | 0.02 | 15 | 15 | 7 | 1.3335e-13 | 5spot_SharedNeighbor | Water | Porous | Wet | R600a | MinimizeLCOE_Brownfield | IgnoreSilica | 2019 | 0 | 0 | 0 | 0 |  |  |  |  | 15 |  | 16.9041 | [19 empty] | 133.3521 | 0
1 | 1300 | 707 | 0.02 | 15 | 15 | 7 | 1.7783e-13 | 5spot_SharedNeighbor | Water | Porous | Wet | R600a | MinimizeLCOE_Brownfield | IgnoreSilica | 2019 | 0 | 0 | 0 | 0 |  |  |  |  | 15 |  | 19.8851 | [19 empty] | 177.8279 | 0
1 | 1300 | 707 | 0.02 | 15 | 15 | 7 | 2.3714e-13 | 5spot_SharedNeighbor | Water | Porous | Wet | R600a | MinimizeLCOE_Brownfield | IgnoreSilica | 2019 | 0 | 0 | 0 | 0 |  |  |  |  | 15 |  | 23.104 | [19 empty] | 237.1374 | 0
1 | 1300 | 707 | 0.02 | 15 | 15 | 7 | 3.1623e-13 | 5spot_SharedNeighbor | Water | Porous | Wet | R600a | MinimizeLCOE_Brownfield | IgnoreSilica | 2019 | 0 | 0 | 0 | 0 |  |  |  |  | 15 |  | 21.2997 | [19 empty] | 316.2278 | 0
1 | 1300 | 707 | 0.02 | 15 | 15 | 7 | 4.217e-13 | 5spot_SharedNeighbor | Water | Porous | Wet | R600a | MinimizeLCOE_Brownfield | IgnoreSilica | 2019 | 0 | 0 | 0 | 0 |  |  |  |  | 15 |  | 20.9365 | [19 empty] | 421.6965 | 0
1 | 1300 | 707 | 0.02 | 15 | 15 | 7 | 5.6234e-13 | 5spot_SharedNeighbor | Water | Porous | Wet | R600a | MinimizeLCOE_Brownfield | IgnoreSilica | 2019 | 0 | 0 | 0 | 0 |  |  |  |  | 15 |  | 21.5064 | [19 empty] | 562.3413 | 0
1 | 1300 | 707 | 0.02 | 15 | 15 | 7 | 7.4989e-13 | 5spot_SharedNeighbor | Water | Porous | Wet | R600a | MinimizeLCOE_Brownfield | IgnoreSilica | 2019 | 0 | 0 | 0 | 0 |  |  |  |  | 15 |  | 23.5522 | [19 empty] | 749.8942 | 0
1 | 1300 | 707 | 0.02 | 15 | 15 | 7 | 1e-12 | 5spot_SharedNeighbor | Water | Porous | Wet | R600a | MinimizeLCOE_Brownfield | IgnoreSilica | 2019 | 0 | 0 | 0 | 0 |  |  |  |  | 15 |  | 24.9163 | [19 empty] | 1000 | 0
1 | 1300 | 707 | 0.02 | 15 | 15 | 7 | 1.3335e-12 | 5spot_SharedNeighbor | Water | Porous | Wet | R600a | MinimizeLCOE_Brownfield | IgnoreSilica | 2019 | 0 | 0 | 0 | 0 |  |  |  |  | 15 |  | 23.2874 | [19 empty] | 1333.5214 | 0
1 | 1300 | 707 | 0.02 | 15 | 15 | 7 | 1.7783e-12 | 5spot_SharedNeighbor | Water | Porous | Wet | R600a | MinimizeLCOE_Brownfield | IgnoreSilica | 2019 | 0 | 0 | 0 | 0 |  |  |  |  | 15 |  | 25.0467 | [19 empty] | 1778.2794 | 0
1 | 1300 | 707 | 0.02 | 15 | 15 | 7 | 2.3714e-12 | 5spot_SharedNeighbor | Water | Porous | Wet | R600a | MinimizeLCOE_Brownfield | IgnoreSilica | 2019 | 0 | 0 | 0 | 0 |  |  |  |  | 15 |  | 27.8003 | [19 empty] | 2371.3737 | 0
1 | 1300 | 707 | 0.02 | 15 | 15 | 7 | 3.1623e-12 | 5spot_SharedNeighbor | Water | Porous | Wet | R600a | MinimizeLCOE_Brownfield | IgnoreSilica | 2019 | 0 | 0 | 0 | 0 |  |  |  |  | 15 |  | 29.8499 | [19 empty] | 3162.2777 | 0
1 | 1300 | 707 | 0.02 | 15 | 15 | 7 | 4.217e-12 | 5spot_SharedNeighbor | Water | Porous | Wet | R600a | MinimizeLCOE_Brownfield | IgnoreSilica | 2019 | 0 | 0 | 0 | 0 |  |  |  |  | 15 |  | 33.0928 | [19 empty] | 4216.965 | 0
1 | 1300 | 707 | 0.02 | 15 | 15 | 7 | 5.6234e-12 | 5spot_SharedNeighbor | Water | Porous | Wet | R600a | MinimizeLCOE_Brownfield | IgnoreSilica | 2019 | 0 | 0 | 0 | 0 |  |  |  |  | 15 |  | 31.6474 | [19 empty] | 5623.4133 | 0
1 | 1300 | 707 | 0.02 | 15 | 15 | 7 | 7.4989e-12 | 5spot_SharedNeighbor | Water | Porous | Wet | R600a | MinimizeLCOE_Brownfield | IgnoreSilica | 2019 | 0 | 0 | 0 | 0 |  |  |  |  | 15 |  | 33.3838 | [19 empty] | 7498.9421 | 0
1 | 1300 | 707 | 0.02 | 15 | 15 | 7 | 1e-11 | 5spot_SharedNeighbor | Water | Porous | Wet | R600a | MinimizeLCOE_Brownfield | IgnoreSilica | 2019 | 0 | 0 | 0 | 0 |  |  |  |  | 15 |  | 33.1342 | [19 empty] | 10000 | 0
1 | 1300 | 707 | 0.02 | 15 | 15 | 7 | 1.3335e-11 | 5spot_SharedNeighbor | Water | Porous | Wet | R600a | MinimizeLCOE_Brownfield | IgnoreSilica | 2019 | 0 | 0 | 0 | 0 |  |  |  |  | 15 |  | 32.7974 | [19 empty] | 13335.2143 | 0
1 | 1300 | 707 | 0.02 | 15 | 15 | 7 | 1.7783e-11 | 5spot_SharedNeighbor | Water | Porous | Wet | R600a | MinimizeLCOE_Brownfield | IgnoreSilica | 2019 | 0 | 0 | 0 | 0 |  |  |  |  | 15 |  | 30.6449 | [19 empty] | 17782.7941 | 0
1 | 1300 | 707 | 0.02 | 15 | 15 | 7 | 2.3714e-11 | 5spot_SharedNeighbor | Water | Porous | Wet | R600a | MinimizeLCOE_Brownfield | IgnoreSilica | 2019 | 0 | 0 | 0 | 0 |  |  |  |  | 15 |  | 30.6055 | [19 empty] | 23713.7371 | 0
1 | 1300 | 707 | 0.02 | 15 | 15 | 7 | 3.1623e-11 | 5spot_SharedNeighbor | Water | Porous | Wet | R600a | MinimizeLCOE_Brownfield | IgnoreSilica | 2019 | 0 | 0 | 0 | 0 |  |  |  |  | 15 |  | 32.5978 | [19 empty] | 31622.7766 | 0
1 | 1300 | 707 | 0.02 | 15 | 15 | 7 | 4.217e-11 | 5spot_SharedNeighbor | Water | Porous | Wet | R600a | MinimizeLCOE_Brownfield | IgnoreSilica | 2019 | 0 | 0 | 0 | 0 |  |  |  |  | 15 |  | 30.2547 | [19 empty] | 42169.6503 | 0
1 | 1300 | 707 | 0.02 | 15 | 15 | 7 | 5.6234e-11 | 5spot_SharedNeighbor | Water | Porous | Wet | R600a | MinimizeLCOE_Brownfield | IgnoreSilica | 2019 | 0 | 0 | 0 | 0 |  |  |  |  | 15 |  | 30.681 | [19 empty] | 56234.1325 | 0
1 | 1300 | 707 | 0.02 | 15 | 15 | 7 | 7.4989e-11 | 5spot_SharedNeighbor | Water | Porous | Wet | R600a | MinimizeLCOE_Brownfield | IgnoreSilica | 2019 | 0 | 0 | 0 | 0 |  |  |  |  | 15 |  | 28.7062 | [19 empty] | 74989.4209 | 0
1 | 1300 | 707 | 0.02 | 15 | 15 | 7 | 1e-10 | 5spot_SharedNeighbor | Water | Porous | Wet | R600a | MinimizeLCOE_Brownfield | IgnoreSilica | 2019 | 0 | 0 | 0 | 0 |  |  |  |  | 15 |  | 29.9716 | [19 empty] | 100000 | 0
1 | 1300 | 707 | 0.02 | 15 | 15 | 7 | 1.3335e-10 | 5spot_SharedNeighbor | Water | Porous | Wet | R600a | MinimizeLCOE_Brownfield | IgnoreSilica | 2019 | 0 | 0 | 0 | 0 |  |  |  |  | 15 |  | 28.0666 | [19 empty] | 133352.1432 | 0
1 | 1300 | 707 | 0.02 | 15 | 15 | 7 | 1.7783e-10 | 5spot_SharedNeighbor | Water | Porous | Wet | R600a | MinimizeLCOE_Brownfield | IgnoreSilica | 2019 | 0 | 0 | 0 | 0 |  |  |  |  | 15 |  | 29.1669 | [19 empty] | 177827.941 | 0
1 | 1300 | 707 | 0.02 | 15 | 15 | 7 | 2.3714e-10 | 5spot_SharedNeighbor | Water | Porous | Wet | R600a | MinimizeLCOE_Brownfield | IgnoreSilica | 2019 | 0 | 0 | 0 | 0 |  |  |  |  | 15 |  | 27.7444 | [19 empty] | 237137.3706 | 0
1 | 1300 | 707 | 0.02 | 15 | 15 | 7 | 3.1623e-10 | 5spot_SharedNeighbor | Water | Porous | Wet | R600a | MinimizeLCOE_Brownfield | IgnoreSilica | 2019 | 0 | 0 | 0 | 0 |  |  |  |  | 15 |  | 29.3995 | [19 empty] | 316227.766 | 0
1 | 1300 | 707 | 0.02 | 15 | 15 | 7 | 4.217e-10 | 5spot_SharedNeighbor | Water | Porous | Wet | R600a | MinimizeLCOE_Brownfield | IgnoreSilica | 2019 | 0 | 0 | 0 | 0 |  |  |  |  | 15 |  | 29.4597 | [19 empty] | 421696.5034 | 0
1 | 1300 | 707 | 0.02 | 15 | 15 | 7 | 5.6234e-10 | 5spot_SharedNeighbor | Water | Porous | Wet | R600a | MinimizeLCOE_Brownfield | IgnoreSilica | 2019 | 0 | 0 | 0 | 0 |  |  |  |  | 15 |  | 28.5437 | [19 empty] | 562341.3252 | 0
1 | 1300 | 707 | 0.02 | 15 | 15 | 7 | 7.4989e-10 | 5spot_SharedNeighbor | Water | Porous | Wet | R600a | MinimizeLCOE_Brownfield | IgnoreSilica | 2019 | 0 | 0 | 0 | 0 |  |  |  |  | 15 |  | 27.3426 | [19 empty] | 749894.2093 | 0
1 | 1300 | 707 | 0.02 | 15 | 15 | 7 | 1e-09 | 5spot_SharedNeighbor | Water | Porous | Wet | R600a | MinimizeLCOE_Brownfield | IgnoreSilica | 2019 | 0 | 0 | 0 | 0 |  |  |  |  | 15 |  | 26.4459 | [19 empty] | 1000000 | 0
1 | 1300 | 707 | 0.02 | 15 | 15 | 7 | 1.3335e-09 | 5spot_SharedNeighbor | Water | Porous | Wet | R600a | MinimizeLCOE_Brownfield | IgnoreSilica | 2019 | 0 | 0 | 0 | 0 |  |  |  |  | 15 |  | 27.3776 | [19 empty] | 1333521.4322 | 0
1 | 1300 | 707 | 0.02 | 15 | 15 | 7 | 1.7783e-09 | 5spot_SharedNeighbor | Water | Porous | Wet | R600a | MinimizeLCOE_Brownfield | IgnoreSilica | 2019 | 0 | 0 | 0 | 0 |  |  |  |  | 15 |  | 27.1001 | [19 empty] | 1778279.41 | 0
1 | 1300 | 707 | 0.02 | 15 | 15 | 7 | 2.3714e-09 | 5spot_SharedNeighbor | Water | Porous | Wet | R600a | MinimizeLCOE_Brownfield | IgnoreSilica | 2019 | 0 | 0 | 0 | 0 |  |  |  |  | 15 |  | 27.1387 | [19 empty] | 2371373.7057 | 0
1 | 1300 | 707 | 0.02 | 15 | 15 | 7 | 3.1623e-09 | 5spot_SharedNeighbor | Water | Porous | Wet | R600a | MinimizeLCOE_Brownfield | IgnoreSilica | 2019 | 0 | 0 | 0 | 0 |  |  |  |  | 15 |  | 24.0217 | [19 empty] | 3162277.6602 | 0
1 | 1300 | 707 | 0.02 | 15 | 15 | 7 | 4.217e-09 | 5spot_SharedNeighbor | Water | Porous | Wet | R600a | MinimizeLCOE_Brownfield | IgnoreSilica | 2019 | 0 | 0 | 0 | 0 |  |  |  |  | 15 |  | 25.5661 | [19 empty] | 4216965.0343 | 0
1 | 1300 | 707 | 0.02 | 15 | 15 | 7 | 5.6234e-09 | 5spot_SharedNeighbor | Water | Porous | Wet | R600a | MinimizeLCOE_Brownfield | IgnoreSilica | 2019 | 0 | 0 | 0 | 0 |  |  |  |  | 15 |  | 25.8635 | [19 empty] | 5623413.2519 | 0
1 | 1300 | 707 | 0.02 | 15 | 15 | 7 | 7.4989e-09 | 5spot_SharedNeighbor | Water | Porous | Wet | R600a | MinimizeLCOE_Brownfield | IgnoreSilica | 2019 | 0 | 0 | 0 | 0 |  |  |  |  | 15 |  | 27.3496 | [19 empty] | 7498942.0933 | 0
1 | 1300 | 707 | 0.02 | 15 | 15 | 7 | 1e-08 | 5spot_SharedNeighbor | Water | Porous | Wet | R600a | MinimizeLCOE_Brownfield | IgnoreSilica | 2019 | 0 | 0 | 0 | 0 |  |  |  |  | 15 |  | 25.8523 | [19 empty] | 10000000 | 0
1 | 1400 | 707 | 0.02 | 15 | 15 | 7 | 1e-13 | 5spot_SharedNeighbor | Water | Porous | Wet | R600a | MinimizeLCOE_Brownfield | IgnoreSilica | 2019 | 0 | 0 | 0 | 0 |  |  |  |  | 15 |  | 13.2352 | [19 empty] | 100 | 0
1 | 1400 | 707 | 0.02 | 15 | 15 | 7 | 1.3335e-13 | 5spot_SharedNeighbor | Water | Porous | Wet | R600a | MinimizeLCOE_Brownfield | IgnoreSilica | 2019 | 0 | 0 | 0 | 0 |  |  |  |  | 15 |  | 14.8361 | [19 empty] | 133.3521 | 0
1 | 1400 | 707 | 0.02 | 15 | 15 | 7 | 1.7783e-13 | 5spot_SharedNeighbor | Water | Porous | Wet | R600a | MinimizeLCOE_Brownfield | IgnoreSilica | 2019 | 0 | 0 | 0 | 0 |  |  |  |  | 15 |  | 18.4113 | [19 empty] | 177.8279 | 0
1 | 1400 | 707 | 0.02 | 15 | 15 | 7 | 2.3714e-13 | 5spot_SharedNeighbor | Water | Porous | Wet | R600a | MinimizeLCOE_Brownfield | IgnoreSilica | 2019 | 0 | 0 | 0 | 0 |  |  |  |  | 15 |  | 21.0749 | [19 empty] | 237.1374 | 0
1 | 1400 | 707 | 0.02 | 15 | 15 | 7 | 3.1623e-13 | 5spot_SharedNeighbor | Water | Porous | Wet | R600a | MinimizeLCOE_Brownfield | IgnoreSilica | 2019 | 0 | 0 | 0 | 0 |  |  |  |  | 15 |  | 19.5308 | [19 empty] | 316.2278 | 0
1 | 1400 | 707 | 0.02 | 15 | 15 | 7 | 4.217e-13 | 5spot_SharedNeighbor | Water | Porous | Wet | R600a | MinimizeLCOE_Brownfield | IgnoreSilica | 2019 | 0 | 0 | 0 | 0 |  |  |  |  | 15 |  | 19.9777 | [19 empty] | 421.6965 | 0
1 | 1400 | 707 | 0.02 | 15 | 15 | 7 | 5.6234e-13 | 5spot_SharedNeighbor | Water | Porous | Wet | R600a | MinimizeLCOE_Brownfield | IgnoreSilica | 2019 | 0 | 0 | 0 | 0 |  |  |  |  | 15 |  | 20.7875 | [19 empty] | 562.3413 | 0
1 | 1400 | 707 | 0.02 | 15 | 15 | 7 | 7.4989e-13 | 5spot_SharedNeighbor | Water | Porous | Wet | R600a | MinimizeLCOE_Brownfield | IgnoreSilica | 2019 | 0 | 0 | 0 | 0 |  |  |  |  | 15 |  | 21.3476 | [19 empty] | 749.8942 | 0
1 | 1400 | 707 | 0.02 | 15 | 15 | 7 | 1e-12 | 5spot_SharedNeighbor | Water | Porous | Wet | R600a | MinimizeLCOE_Brownfield | IgnoreSilica | 2019 | 0 | 0 | 0 | 0 |  |  |  |  | 15 |  | 19.5392 | [19 empty] | 1000 | 0
1 | 1400 | 707 | 0.02 | 15 | 15 | 7 | 1.3335e-12 | 5spot_SharedNeighbor | Water | Porous | Wet | R600a | MinimizeLCOE_Brownfield | IgnoreSilica | 2019 | 0 | 0 | 0 | 0 |  |  |  |  | 15 |  | 20.8755 | [19 empty] | 1333.5214 | 0
1 | 1400 | 707 | 0.02 | 15 | 15 | 7 | 1.7783e-12 | 5spot_SharedNeighbor | Water | Porous | Wet | R600a | MinimizeLCOE_Brownfield | IgnoreSilica | 2019 | 0 | 0 | 0 | 0 |  |  |  |  | 15 |  | 25.1594 | [19 empty] | 1778.2794 | 0
1 | 1400 | 707 | 0.02 | 15 | 15 | 7 | 2.3714e-12 | 5spot_SharedNeighbor | Water | Porous | Wet | R600a | MinimizeLCOE_Brownfield | IgnoreSilica | 2019 | 0 | 0 | 0 | 0 |  |  |  |  | 15 |  | 26.8507 | [19 empty] | 2371.3737 | 0
1 | 1400 | 707 | 0.02 | 15 | 15 | 7 | 3.1623e-12 | 5spot_SharedNeighbor | Water | Porous | Wet | R600a | MinimizeLCOE_Brownfield | IgnoreSilica | 2019 | 0 | 0 | 0 | 0 |  |  |  |  | 15 |  | 29.4556 | [19 empty] | 3162.2777 | 0
1 | 1400 | 707 | 0.02 | 15 | 15 | 7 | 4.217e-12 | 5spot_SharedNeighbor | Water | Porous | Wet | R600a | MinimizeLCOE_Brownfield | IgnoreSilica | 2019 | 0 | 0 | 0 | 0 |  |  |  |  | 15 |  | 30.3916 | [19 empty] | 4216.965 | 0
1 | 1400 | 707 | 0.02 | 15 | 15 | 7 | 5.6234e-12 | 5spot_SharedNeighbor | Water | Porous | Wet | R600a | MinimizeLCOE_Brownfield | IgnoreSilica | 2019 | 0 | 0 | 0 | 0 |  |  |  |  | 15 |  | 32.3827 | [19 empty] | 5623.4133 | 0
1 | 1400 | 707 | 0.02 | 15 | 15 | 7 | 7.4989e-12 | 5spot_SharedNeighbor | Water | Porous | Wet | R600a | MinimizeLCOE_Brownfield | IgnoreSilica | 2019 | 0 | 0 | 0 | 0 |  |  |  |  | 15 |  | 31.6224 | [19 empty] | 7498.9421 | 0
1 | 1400 | 707 | 0.02 | 15 | 15 | 7 | 1e-11 | 5spot_SharedNeighbor | Water | Porous | Wet | R600a | MinimizeLCOE_Brownfield | IgnoreSilica | 2019 | 0 | 0 | 0 | 0 |  |  |  |  | 15 |  | 31.9859 | [19 empty] | 10000 | 0
1 | 1400 | 707 | 0.02 | 15 | 15 | 7 | 1.3335e-11 | 5spot_SharedNeighbor | Water | Porous | Wet | R600a | MinimizeLCOE_Brownfield | IgnoreSilica | 2019 | 0 | 0 | 0 | 0 |  |  |  |  | 15 |  | 30.9662 | [19 empty] | 13335.2143 | 0
1 | 1400 | 707 | 0.02 | 15 | 15 | 7 | 1.7783e-11 | 5spot_SharedNeighbor | Water | Porous | Wet | R600a | MinimizeLCOE_Brownfield | IgnoreSilica | 2019 | 0 | 0 | 0 | 0 |  |  |  |  | 15 |  | 29.6346 | [19 empty] | 17782.7941 | 0
1 | 1400 | 707 | 0.02 | 15 | 15 | 7 | 2.3714e-11 | 5spot_SharedNeighbor | Water | Porous | Wet | R600a | MinimizeLCOE_Brownfield | IgnoreSilica | 2019 | 0 | 0 | 0 | 0 |  |  |  |  | 15 |  | 28.4302 | [19 empty] | 23713.7371 | 0
1 | 1400 | 707 | 0.02 | 15 | 15 | 7 | 3.1623e-11 | 5spot_SharedNeighbor | Water | Porous | Wet | R600a | MinimizeLCOE_Brownfield | IgnoreSilica | 2019 | 0 | 0 | 0 | 0 |  |  |  |  | 15 |  | 28.1792 | [19 empty] | 31622.7766 | 0
1 | 1400 | 707 | 0.02 | 15 | 15 | 7 | 4.217e-11 | 5spot_SharedNeighbor | Water | Porous | Wet | R600a | MinimizeLCOE_Brownfield | IgnoreSilica | 2019 | 0 | 0 | 0 | 0 |  |  |  |  | 15 |  | 30.5388 | [19 empty] | 42169.6503 | 0
1 | 1400 | 707 | 0.02 | 15 | 15 | 7 | 5.6234e-11 | 5spot_SharedNeighbor | Water | Porous | Wet | R600a | MinimizeLCOE_Brownfield | IgnoreSilica | 2019 | 0 | 0 | 0 | 0 |  |  |  |  | 15 |  | 27.6217 | [19 empty] | 56234.1325 | 0
1 | 1400 | 707 | 0.02 | 15 | 15 | 7 | 7.4989e-11 | 5spot_SharedNeighbor | Water | Porous | Wet | R600a | MinimizeLCOE_Brownfield | IgnoreSilica | 2019 | 0 | 0 | 0 | 0 |  |  |  |  | 15 |  | 28.4135 | [19 empty] | 74989.4209 | 0
1 | 1400 | 707 | 0.02 | 15 | 15 | 7 | 1e-10 | 5spot_SharedNeighbor | Water | Porous | Wet | R600a | MinimizeLCOE_Brownfield | IgnoreSilica | 2019 | 0 | 0 | 0 | 0 |  |  |  |  | 15 |  | 29.0874 | [19 empty] | 100000 | 0
1 | 1400 | 707 | 0.02 | 15 | 15 | 7 | 1.3335e-10 | 5spot_SharedNeighbor | Water | Porous | Wet | R600a | MinimizeLCOE_Brownfield | IgnoreSilica | 2019 | 0 | 0 | 0 | 0 |  |  |  |  | 15 |  | 27.0922 | [19 empty] | 133352.1432 | 0
1 | 1400 | 707 | 0.02 | 15 | 15 | 7 | 1.7783e-10 | 5spot_SharedNeighbor | Water | Porous | Wet | R600a | MinimizeLCOE_Brownfield | IgnoreSilica | 2019 | 0 | 0 | 0 | 0 |  |  |  |  | 15 |  | 28.5381 | [19 empty] | 177827.941 | 0
1 | 1400 | 707 | 0.02 | 15 | 15 | 7 | 2.3714e-10 | 5spot_SharedNeighbor | Water | Porous | Wet | R600a | MinimizeLCOE_Brownfield | IgnoreSilica | 2019 | 0 | 0 | 0 | 0 |  |  |  |  | 15 |  | 26.6428 | [19 empty] | 237137.3706 | 0
1 | 1400 | 707 | 0.02 | 15 | 15 | 7 | 3.1623e-10 | 5spot_SharedNeighbor | Water | Porous | Wet | R600a | MinimizeLCOE_Brownfield | IgnoreSilica | 2019 | 0 | 0 | 0 | 0 |  |  |  |  | 15 |  | 26.0896 | [19 empty] | 316227.766 | 0
1 | 1400 | 707 | 0.02 | 15 | 15 | 7 | 4.217e-10 | 5spot_SharedNeighbor | Water | Porous | Wet | R600a | MinimizeLCOE_Brownfield | IgnoreSilica | 2019 | 0 | 0 | 0 | 0 |  |  |  |  | 15 |  | 28.7883 | [19 empty] | 421696.5034 | 0
1 | 1400 | 707 | 0.02 | 15 | 15 | 7 | 5.6234e-10 | 5spot_SharedNeighbor | Water | Porous | Wet | R600a | MinimizeLCOE_Brownfield | IgnoreSilica | 2019 | 0 | 0 | 0 | 0 |  |  |  |  | 15 |  | 27.4609 | [19 empty] | 562341.3252 | 0
1 | 1400 | 707 | 0.02 | 15 | 15 | 7 | 7.4989e-10 | 5spot_SharedNeighbor | Water | Porous | Wet | R600a | MinimizeLCOE_Brownfield | IgnoreSilica | 2019 | 0 | 0 | 0 | 0 |  |  |  |  | 15 |  | 27.7504 | [19 empty] | 749894.2093 | 0
1 | 1400 | 707 | 0.02 | 15 | 15 | 7 | 1e-09 | 5spot_SharedNeighbor | Water | Porous | Wet | R600a | MinimizeLCOE_Brownfield | IgnoreSilica | 2019 | 0 | 0 | 0 | 0 |  |  |  |  | 15 |  | 26.3591 | [19 empty] | 1000000 | 0
1 | 1400 | 707 | 0.02 | 15 | 15 | 7 | 1.3335e-09 | 5spot_SharedNeighbor | Water | Porous | Wet | R600a | MinimizeLCOE_Brownfield | IgnoreSilica | 2019 | 0 | 0 | 0 | 0 |  |  |  |  | 15 |  | 28.0774 | [19 empty] | 1333521.4322 | 0
1 | 1400 | 707 | 0.02 | 15 | 15 | 7 | 1.7783e-09 | 5spot_SharedNeighbor | Water | Porous | Wet | R600a | MinimizeLCOE_Brownfield | IgnoreSilica | 2019 | 0 | 0 | 0 | 0 |  |  |  |  | 15 |  | 26.1913 | [19 empty] | 1778279.41 | 0
1 | 1400 | 707 | 0.02 | 15 | 15 | 7 | 2.3714e-09 | 5spot_SharedNeighbor | Water | Porous | Wet | R600a | MinimizeLCOE_Brownfield | IgnoreSilica | 2019 | 0 | 0 | 0 | 0 |  |  |  |  | 15 |  | 25.2982 | [19 empty] | 2371373.7057 | 0
1 | 1400 | 707 | 0.02 | 15 | 15 | 7 | 3.1623e-09 | 5spot_SharedNeighbor | Water | Porous | Wet | R600a | MinimizeLCOE_Brownfield | IgnoreSilica | 2019 | 0 | 0 | 0 | 0 |  |  |  |  | 15 |  | 26.0866 | [19 empty] | 3162277.6602 | 0
1 | 1400 | 707 | 0.02 | 15 | 15 | 7 | 4.217e-09 | 5spot_SharedNeighbor | Water | Porous | Wet | R600a | MinimizeLCOE_Brownfield | IgnoreSilica | 2019 | 0 | 0 | 0 | 0 |  |  |  |  | 15 |  | 26.3546 | [19 empty] | 4216965.0343 | 0
1 | 1400 | 707 | 0.02 | 15 | 15 | 7 | 5.6234e-09 | 5spot_SharedNeighbor | Water | Porous | Wet | R600a | MinimizeLCOE_Brownfield | IgnoreSilica | 2019 | 0 | 0 | 0 | 0 |  |  |  |  | 15 |  | 26.2844 | [19 empty] | 5623413.2519 | 0
1 | 1400 | 707 | 0.02 | 15 | 15 | 7 | 7.4989e-09 | 5spot_SharedNeighbor | Water | Porous | Wet | R600a | MinimizeLCOE_Brownfield | IgnoreSilica | 2019 | 0 | 0 | 0 | 0 |  |  |  |  | 15 |  | 26.4907 | [19 empty] | 7498942.0933 | 0
1 | 1400 | 707 | 0.02 | 15 | 15 | 7 | 1e-08 | 5spot_SharedNeighbor | Water | Porous | Wet | R600a | MinimizeLCOE_Brownfield | IgnoreSilica | 2019 | 0 | 0 | 0 | 0 |  |  |  |  | 15 |  | 27.243 | [19 empty] | 10000000 | 0
1 | 1500 | 707 | 0.02 | 15 | 15 | 7 | 1e-13 | 5spot_SharedNeighbor | Water | Porous | Wet | R600a | MinimizeLCOE_Brownfield | IgnoreSilica | 2019 | 0 | 0 | 0 | 0 |  |  |  |  | 15 |  | 13.3393 | [19 empty] | 100 | 0
1 | 1500 | 707 | 0.02 | 15 | 15 | 7 | 1.3335e-13 | 5spot_SharedNeighbor | Water | Porous | Wet | R600a | MinimizeLCOE_Brownfield | IgnoreSilica | 2019 | 0 | 0 | 0 | 0 |  |  |  |  | 15 |  | 16.659 | [19 empty] | 133.3521 | 0
1 | 1500 | 707 | 0.02 | 15 | 15 | 7 | 1.7783e-13 | 5spot_SharedNeighbor | Water | Porous | Wet | R600a | MinimizeLCOE_Brownfield | IgnoreSilica | 2019 | 0 | 0 | 0 | 0 |  |  |  |  | 15 |  | 17.2213 | [19 empty] | 177.8279 | 0
1 | 1500 | 707 | 0.02 | 15 | 15 | 7 | 2.3714e-13 | 5spot_SharedNeighbor | Water | Porous | Wet | R600a | MinimizeLCOE_Brownfield | IgnoreSilica | 2019 | 0 | 0 | 0 | 0 |  |  |  |  | 15 |  | 20.9384 | [19 empty] | 237.1374 | 0
1 | 1500 | 707 | 0.02 | 15 | 15 | 7 | 3.1623e-13 | 5spot_SharedNeighbor | Water | Porous | Wet | R600a | MinimizeLCOE_Brownfield | IgnoreSilica | 2019 | 0 | 0 | 0 | 0 |  |  |  |  | 15 |  | 21.1791 | [19 empty] | 316.2278 | 0
1 | 1500 | 707 | 0.02 | 15 | 15 | 7 | 4.217e-13 | 5spot_SharedNeighbor | Water | Porous | Wet | R600a | MinimizeLCOE_Brownfield | IgnoreSilica | 2019 | 0 | 0 | 0 | 0 |  |  |  |  | 15 |  | 18.8702 | [19 empty] | 421.6965 | 0
1 | 1500 | 707 | 0.02 | 15 | 15 | 7 | 5.6234e-13 | 5spot_SharedNeighbor | Water | Porous | Wet | R600a | MinimizeLCOE_Brownfield | IgnoreSilica | 2019 | 0 | 0 | 0 | 0 |  |  |  |  | 15 |  | 21.521 | [19 empty] | 562.3413 | 0
1 | 1500 | 707 | 0.02 | 15 | 15 | 7 | 7.4989e-13 | 5spot_SharedNeighbor | Water | Porous | Wet | R600a | MinimizeLCOE_Brownfield | IgnoreSilica | 2019 | 0 | 0 | 0 | 0 |  |  |  |  | 15 |  | 22.0355 | [19 empty] | 749.8942 | 0
1 | 1500 | 707 | 0.02 | 15 | 15 | 7 | 1e-12 | 5spot_SharedNeighbor | Water | Porous | Wet | R600a | MinimizeLCOE_Brownfield | IgnoreSilica | 2019 | 0 | 0 | 0 | 0 |  |  |  |  | 15 |  | 22.9234 | [19 empty] | 1000 | 0
1 | 1500 | 707 | 0.02 | 15 | 15 | 7 | 1.3335e-12 | 5spot_SharedNeighbor | Water | Porous | Wet | R600a | MinimizeLCOE_Brownfield | IgnoreSilica | 2019 | 0 | 0 | 0 | 0 |  |  |  |  | 15 |  | 24.2699 | [19 empty] | 1333.5214 | 0
1 | 1500 | 707 | 0.02 | 15 | 15 | 7 | 1.7783e-12 | 5spot_SharedNeighbor | Water | Porous | Wet | R600a | MinimizeLCOE_Brownfield | IgnoreSilica | 2019 | 0 | 0 | 0 | 0 |  |  |  |  | 15 |  | 26.6215 | [19 empty] | 1778.2794 | 0
1 | 1500 | 707 | 0.02 | 15 | 15 | 7 | 2.3714e-12 | 5spot_SharedNeighbor | Water | Porous | Wet | R600a | MinimizeLCOE_Brownfield | IgnoreSilica | 2019 | 0 | 0 | 0 | 0 |  |  |  |  | 15 |  | 28.1729 | [19 empty] | 2371.3737 | 0
1 | 1500 | 707 | 0.02 | 15 | 15 | 7 | 3.1623e-12 | 5spot_SharedNeighbor | Water | Porous | Wet | R600a | MinimizeLCOE_Brownfield | IgnoreSilica | 2019 | 0 | 0 | 0 | 0 |  |  |  |  | 15 |  | 30.1762 | [19 empty] | 3162.2777 | 0
1 | 1500 | 707 | 0.02 | 15 | 15 | 7 | 4.217e-12 | 5spot_SharedNeighbor | Water | Porous | Wet | R600a | MinimizeLCOE_Brownfield | IgnoreSilica | 2019 | 0 | 0 | 0 | 0 |  |  |  |  | 15 |  | 33.5198 | [19 empty] | 4216.965 | 0
1 | 1500 | 707 | 0.02 | 15 | 15 | 7 | 5.6234e-12 | 5spot_SharedNeighbor | Water | Porous | Wet | R600a | MinimizeLCOE_Brownfield | IgnoreSilica | 2019 | 0 | 0 | 0 | 0 |  |  |  |  | 15 |  | 32.0327 | [19 empty] | 5623.4133 | 0
1 | 1500 | 707 | 0.02 | 15 | 15 | 7 | 7.4989e-12 | 5spot_SharedNeighbor | Water | Porous | Wet | R600a | MinimizeLCOE_Brownfield | IgnoreSilica | 2019 | 0 | 0 | 0 | 0 |  |  |  |  | 15 |  | 31.2357 | [19 empty] | 7498.9421 | 0
1 | 1500 | 707 | 0.02 | 15 | 15 | 7 | 1e-11 | 5spot_SharedNeighbor | Water | Porous | Wet | R600a | MinimizeLCOE_Brownfield | IgnoreSilica | 2019 | 0 | 0 | 0 | 0 |  |  |  |  | 15 |  | 32.815 | [19 empty] | 10000 | 0
1 | 1500 | 707 | 0.02 | 15 | 15 | 7 | 1.3335e-11 | 5spot_SharedNeighbor | Water | Porous | Wet | R600a | MinimizeLCOE_Brownfield | IgnoreSilica | 2019 | 0 | 0 | 0 | 0 |  |  |  |  | 15 |  | 30.2141 | [19 empty] | 13335.2143 | 0
1 | 1500 | 707 | 0.02 | 15 | 15 | 7 | 1.7783e-11 | 5spot_SharedNeighbor | Water | Porous | Wet | R600a | MinimizeLCOE_Brownfield | IgnoreSilica | 2019 | 0 | 0 | 0 | 0 |  |  |  |  | 15 |  | 29.3975 | [19 empty] | 17782.7941 | 0
1 | 1500 | 707 | 0.02 | 15 | 15 | 7 | 2.3714e-11 | 5spot_SharedNeighbor | Water | Porous | Wet | R600a | MinimizeLCOE_Brownfield | IgnoreSilica | 2019 | 0 | 0 | 0 | 0 |  |  |  |  | 15 |  | 28.975 | [19 empty] | 23713.7371 | 0
1 | 1500 | 707 | 0.02 | 15 | 15 | 7 | 3.1623e-11 | 5spot_SharedNeighbor | Water | Porous | Wet | R600a | MinimizeLCOE_Brownfield | IgnoreSilica | 2019 | 0 | 0 | 0 | 0 |  |  |  |  | 15 |  | 30.7878 | [19 empty] | 31622.7766 | 0
1 | 1500 | 707 | 0.02 | 15 | 15 | 7 | 4.217e-11 | 5spot_SharedNeighbor | Water | Porous | Wet | R600a | MinimizeLCOE_Brownfield | IgnoreSilica | 2019 | 0 | 0 | 0 | 0 |  |  |  |  | 15 |  | 28.6514 | [19 empty] | 42169.6503 | 0
1 | 1500 | 707 | 0.02 | 15 | 15 | 7 | 5.6234e-11 | 5spot_SharedNeighbor | Water | Porous | Wet | R600a | MinimizeLCOE_Brownfield | IgnoreSilica | 2019 | 0 | 0 | 0 | 0 |  |  |  |  | 15 |  | 27.8529 | [19 empty] | 56234.1325 | 0
1 | 1500 | 707 | 0.02 | 15 | 15 | 7 | 7.4989e-11 | 5spot_SharedNeighbor | Water | Porous | Wet | R600a | MinimizeLCOE_Brownfield | IgnoreSilica | 2019 | 0 | 0 | 0 | 0 |  |  |  |  | 15 |  | 29.1169 | [19 empty] | 74989.4209 | 0
1 | 1500 | 707 | 0.02 | 15 | 15 | 7 | 1e-10 | 5spot_SharedNeighbor | Water | Porous | Wet | R600a | MinimizeLCOE_Brownfield | IgnoreSilica | 2019 | 0 | 0 | 0 | 0 |  |  |  |  | 15 |  | 30.0821 | [19 empty] | 100000 | 0
1 | 1500 | 707 | 0.02 | 15 | 15 | 7 | 1.3335e-10 | 5spot_SharedNeighbor | Water | Porous | Wet | R600a | MinimizeLCOE_Brownfield | IgnoreSilica | 2019 | 0 | 0 | 0 | 0 |  |  |  |  | 15 |  | 29.3243 | [19 empty] | 133352.1432 | 0
1 | 1500 | 707 | 0.02 | 15 | 15 | 7 | 1.7783e-10 | 5spot_SharedNeighbor | Water | Porous | Wet | R600a | MinimizeLCOE_Brownfield | IgnoreSilica | 2019 | 0 | 0 | 0 | 0 |  |  |  |  | 15 |  | 26.8194 | [19 empty] | 177827.941 | 0
1 | 1500 | 707 | 0.02 | 15 | 15 | 7 | 2.3714e-10 | 5spot_SharedNeighbor | Water | Porous | Wet | R600a | MinimizeLCOE_Brownfield | IgnoreSilica | 2019 | 0 | 0 | 0 | 0 |  |  |  |  | 15 |  | 28.4526 | [19 empty] | 237137.3706 | 0
1 | 1500 | 707 | 0.02 | 15 | 15 | 7 | 3.1623e-10 | 5spot_SharedNeighbor | Water | Porous | Wet | R600a | MinimizeLCOE_Brownfield | IgnoreSilica | 2019 | 0 | 0 | 0 | 0 |  |  |  |  | 15 |  | 28.9719 | [19 empty] | 316227.766 | 0
1 | 1500 | 707 | 0.02 | 15 | 15 | 7 | 4.217e-10 | 5spot_SharedNeighbor | Water | Porous | Wet | R600a | MinimizeLCOE_Brownfield | IgnoreSilica | 2019 | 0 | 0 | 0 | 0 |  |  |  |  | 15 |  | 26.8919 | [19 empty] | 421696.5034 | 0
1 | 1500 | 707 | 0.02 | 15 | 15 | 7 | 5.6234e-10 | 5spot_SharedNeighbor | Water | Porous | Wet | R600a | MinimizeLCOE_Brownfield | IgnoreSilica | 2019 | 0 | 0 | 0 | 0 |  |  |  |  | 15 |  | 26.2567 | [19 empty] | 562341.3252 | 0
1 | 1500 | 707 | 0.02 | 15 | 15 | 7 | 7.4989e-10 | 5spot_SharedNeighbor | Water | Porous | Wet | R600a | MinimizeLCOE_Brownfield | IgnoreSilica | 2019 | 5.8 | 0.16386 | 2.1436e-05 | 4 | 71592485.8052 | 172193912.6764 | 1459509.6591 | 3510405.8194 | 43.7052 | 0 | 26.9283 | 42892.3466 | 1912.7075 | 85506.8287 | 96273.7251 | 0 | 0 | 0 | 88368.3871 | 229916.4164 | 156922.6785 | 701793.0898 | 961560.8286 | 4475407.202 | 4475407.202 | 1478867.319 | 2671883.9507 | 0 | 6138761.1204 | 14764919.592 | 749894.2093 | 8.5746e-05 | 71592485.8052 | 172193912.6764 | 1459509.6591 | 3510405.8194
1 | 1500 | 707 | 0.02 | 15 | 15 | 7 | 1e-09 | 5spot_SharedNeighbor | Water | Porous | Wet | R600a | MinimizeLCOE_Brownfield | IgnoreSilica | 2019 | 7.7117 | 0.22058 | 8.9807e-05 | 4 | 17589482.9872 | 41602562.6728 | 358585.4022 | 848124.5117 | 43.8927 | 0 | 74.5211 | 52946.7046 | 2374.625 | 108440.1676 | 120896.4617 | 0 | 0 | 0 | 111016.6039 | 288842.4308 | 197140.8942 | 881657.8878 | 961560.8286 | 4475407.202 | 4475407.202 | 1478867.319 | 2671883.9507 | 0 | 6318625.9184 | 14944784.39 | 1000000 | 0.00035923 | 17589482.9872 | 41602562.6728 | 358585.4022 | 848124.5117
1 | 1500 | 707 | 0.02 | 15 | 15 | 7 | 1.3335e-09 | 5spot_SharedNeighbor | Water | Porous | Wet | R600a | MinimizeLCOE_Brownfield | IgnoreSilica | 2019 | 9.6413 | 0.27825 | 0.00016967 | 4 | 9570368.545 | 22280689.7191 | 195104.9077 | 454221.9968 | 44.03 | 0 | 63.845 | 62409.0702 | 2810.6384 | 130561.9949 | 145871.8579 | 0 | 0 | 0 | 133244.8889 | 346675.8687 | 236613.4039 | 1058187.7228 | 961560.8286 | 4475407.202 | 4475407.202 | 1478867.319 | 2671883.9507 | 0 | 6495155.7534 | 15121314.225 | 1333521.4322 | 0.00067867 | 9570368.545 | 22280689.7191 | 195104.9077 | 454221.9968
1 | 1500 | 707 | 0.02 | 15 | 15 | 7 | 1.7783e-09 | 5spot_SharedNeighbor | Water | Porous | Wet | R600a | MinimizeLCOE_Brownfield | IgnoreSilica | 2019 | 11.707 | 0.33974 | 0.0002514 | 4 | 6641114.1693 | 15219349.4681 | 135388.0951 | 310267.0246 | 44.1171 | 0 | 71.471 | 71817.8736 | 3244.6811 | 153161.1924 | 172533.682 | 0 | 0 | 0 | 156295.3973 | 406648.5633 | 277546.0002 | 1241247.3899 | 961560.8286 | 4475407.202 | 4475407.202 | 1478867.319 | 2671883.9507 | 0 | 6678215.4205 | 15304373.8921 | 1778279.41 | 0.0010056 | 6641114.1693 | 15219349.4681 | 135388.0951 | 310267.0246
1 | 1500 | 707 | 0.02 | 15 | 15 | 7 | 2.3714e-09 | 5spot_SharedNeighbor | Water | Porous | Wet | R600a | MinimizeLCOE_Brownfield | IgnoreSilica | 2019 | 13.8607 | 0.40385 | 0.00033711 | 4 | 5090861.8077 | 11488073.5247 | 103784.1038 | 234199.9176 | 44.1806 | 0 | 62.5056 | 81076.7944 | 3672.3054 | 175867.6777 | 200332.2128 | 0 | 0 | 0 | 179770.1062 | 467724.9404 | 319231.8826 | 1427675.9194 | 961560.8286 | 4475407.202 | 4475407.202 | 1478867.319 | 2671883.9507 | 0 | 6864643.95 | 15490802.4216 | 2371373.7057 | 0.0013484 | 5090861.8077 | 11488073.5247 | 103784.1038 | 234199.9176
1 | 1500 | 707 | 0.02 | 15 | 15 | 7 | 3.1623e-09 | 5spot_SharedNeighbor | Water | Porous | Wet | R600a | MinimizeLCOE_Brownfield | IgnoreSilica | 2019 | 15.9212 | 0.4652 | 0.00041946 | 4 | 4195611.9491 | 9336827.1406 | 85533.2246 | 190343.8503 | 44.2255 | 0 | 81.1933 | 89515.829 | 4062.4054 | 196924.4856 | 226928.4179 | 0 | 0 | 0 | 201798.1438 | 525037.3757 | 358348.7974 | 1602615.4549 | 961560.8286 | 4475407.202 | 4475407.202 | 1478867.319 | 2671883.9507 | 0 | 7039583.4855 | 15665741.9571 | 3162277.6602 | 0.0016778 | 4195611.9491 | 9336827.1406 | 85533.2246 | 190343.8503
1 | 1500 | 707 | 0.02 | 15 | 15 | 7 | 4.217e-09 | 5spot_SharedNeighbor | Water | Porous | Wet | R600a | MinimizeLCOE_Brownfield | IgnoreSilica | 2019 | 17.8017 | 0.52119 | 0.00049486 | 4 | 3635785.9488 | 7993673.8428 | 74120.4143 | 162961.8535 | 44.2576 | 0 | 90.2771 | 96921.8645 | 4404.9754 | 215662.3472 | 251203.2716 | 0 | 0 | 0 | 221595.0589 | 576544.8879 | 393503.7328 | 1759836.1383 | 961560.8286 | 4475407.202 | 4475407.202 | 1478867.319 | 2671883.9507 | 0 | 7196804.1688 | 15822962.6405 | 4216965.0343 | 0.0019794 | 3635785.9488 | 7993673.8428 | 74120.4143 | 162961.8535
1 | 1500 | 707 | 0.02 | 15 | 15 | 7 | 5.6234e-09 | 5spot_SharedNeighbor | Water | Porous | Wet | R600a | MinimizeLCOE_Brownfield | IgnoreSilica | 2019 | 19.4439 | 0.57009 | 0.00056086 | 4 | 3268419.6472 | 7113509.0385 | 66631.1554 | 145018.5035 | 44.2806 | 0 | 67.7405 | 103190.7207 | 4695.0814 | 231698.3118 | 272402.1955 | 0 | 0 | 0 | 238674.6606 | 620982.5081 | 423833.3217 | 1895476.7998 | 961560.8286 | 4475407.202 | 4475407.202 | 1478867.319 | 2671883.9507 | 0 | 7332444.8304 | 15958603.302 | 5623413.2519 | 0.0022434 | 3268419.6472 | 7113509.0385 | 66631.1554 | 145018.5035
1 | 1500 | 707 | 0.02 | 15 | 15 | 7 | 7.4989e-09 | 5spot_SharedNeighbor | Water | Porous | Wet | R600a | MinimizeLCOE_Brownfield | IgnoreSilica | 2019 | 20.8056 | 0.61065 | 0.00061568 | 4 | 3022615.8264 | 6525300.825 | 61620.112 | 133027.0834 | 44.297 | 0 | 69.1451 | 108264.6172 | 4929.9681 | 244788.4115 | 289981.6761 | 0 | 0 | 0 | 252706.2224 | 657489.7536 | 448750.2669 | 2006910.9158 | 961560.8286 | 4475407.202 | 4475407.202 | 1478867.319 | 2671883.9507 | 0 | 7443878.9464 | 16070037.418 | 7498942.0933 | 0.0024627 | 3022615.8264 | 6525300.825 | 61620.112 | 133027.0834
1 | 1500 | 707 | 0.02 | 15 | 15 | 7 | 1e-08 | 5spot_SharedNeighbor | Water | Porous | Wet | R600a | MinimizeLCOE_Brownfield | IgnoreSilica | 2019 | 21.9117 | 0.64359 | 0.00066028 | 4 | 2852485.6037 | 6118583.5038 | 58151.7773 | 124735.6007 | 44.3089 | 0 | 71.4451 | 112310.4722 | 5117.3099 | 255294.1621 | 304261.846 | 0 | 0 | 0 | 264023.6782 | 686935.4519 | 468847.5611 | 2096790.4814 | 961560.8286 | 4475407.202 | 4475407.202 | 1478867.319 | 2671883.9507 | 0 | 7533758.512 | 16159916.9836 | 10000000 | 0.0026411 | 2852485.6037 | 6118583.5038 | 58151.7773 | 124735.6007
1 | 1600 | 707 | 0.02 | 15 | 15 | 7 | 1e-13 | 5spot_SharedNeighbor | Water | Porous | Wet | R600a | MinimizeLCOE_Brownfield | IgnoreSilica | 2019 | 0 | 0 | 0 | 0 |  |  |  |  | 15 |  | 13.0201 | [19 empty] | 100 | 0
1 | 1600 | 707 | 0.02 | 15 | 15 | 7 | 1.3335e-13 | 5spot_SharedNeighbor | Water | Porous | Wet | R600a | MinimizeLCOE_Brownfield | IgnoreSilica | 2019 | 0 | 0 | 0 | 0 |  |  |  |  | 15 |  | 18.1463 | [19 empty] | 133.3521 | 0
1 | 1600 | 707 | 0.02 | 15 | 15 | 7 | 1.7783e-13 | 5spot_SharedNeighbor | Water | Porous | Wet | R600a | MinimizeLCOE_Brownfield | IgnoreSilica | 2019 | 0 | 0 | 0 | 0 |  |  |  |  | 15 |  | 17.3897 | [19 empty] | 177.8279 | 0
1 | 1600 | 707 | 0.02 | 15 | 15 | 7 | 2.3714e-13 | 5spot_SharedNeighbor | Water | Porous | Wet | R600a | MinimizeLCOE_Brownfield | IgnoreSilica | 2019 | 0 | 0 | 0 | 0 |  |  |  |  | 15 |  | 20.2184 | [19 empty] | 237.1374 | 0
1 | 1600 | 707 | 0.02 | 15 | 15 | 7 | 3.1623e-13 | 5spot_SharedNeighbor | Water | Porous | Wet | R600a | MinimizeLCOE_Brownfield | IgnoreSilica | 2019 | 0 | 0 | 0 | 0 |  |  |  |  | 15 |  | 19.407 | [19 empty] | 316.2278 | 0
1 | 1600 | 707 | 0.02 | 15 | 15 | 7 | 4.217e-13 | 5spot_SharedNeighbor | Water | Porous | Wet | R600a | MinimizeLCOE_Brownfield | IgnoreSilica | 2019 | 0 | 0 | 0 | 0 |  |  |  |  | 15 |  | 21.2 | [19 empty] | 421.6965 | 0
1 | 1600 | 707 | 0.02 | 15 | 15 | 7 | 5.6234e-13 | 5spot_SharedNeighbor | Water | Porous | Wet | R600a | MinimizeLCOE_Brownfield | IgnoreSilica | 2019 | 0 | 0 | 0 | 0 |  |  |  |  | 15 |  | 20.0702 | [19 empty] | 562.3413 | 0
1 | 1600 | 707 | 0.02 | 15 | 15 | 7 | 7.4989e-13 | 5spot_SharedNeighbor | Water | Porous | Wet | R600a | MinimizeLCOE_Brownfield | IgnoreSilica | 2019 | 0 | 0 | 0 | 0 |  |  |  |  | 15 |  | 20.7019 | [19 empty] | 749.8942 | 0
1 | 1600 | 707 | 0.02 | 15 | 15 | 7 | 1e-12 | 5spot_SharedNeighbor | Water | Porous | Wet | R600a | MinimizeLCOE_Brownfield | IgnoreSilica | 2019 | 0 | 0 | 0 | 0 |  |  |  |  | 15 |  | 21.157 | [19 empty] | 1000 | 0
1 | 1600 | 707 | 0.02 | 15 | 15 | 7 | 1.3335e-12 | 5spot_SharedNeighbor | Water | Porous | Wet | R600a | MinimizeLCOE_Brownfield | IgnoreSilica | 2019 | 0 | 0 | 0 | 0 |  |  |  |  | 15 |  | 24.3039 | [19 empty] | 1333.5214 | 0
1 | 1600 | 707 | 0.02 | 15 | 15 | 7 | 1.7783e-12 | 5spot_SharedNeighbor | Water | Porous | Wet | R600a | MinimizeLCOE_Brownfield | IgnoreSilica | 2019 | 0 | 0 | 0 | 0 |  |  |  |  | 15 |  | 25.4559 | [19 empty] | 1778.2794 | 0
1 | 1600 | 707 | 0.02 | 15 | 15 | 7 | 2.3714e-12 | 5spot_SharedNeighbor | Water | Porous | Wet | R600a | MinimizeLCOE_Brownfield | IgnoreSilica | 2019 | 0 | 0 | 0 | 0 |  |  |  |  | 15 |  | 24.1493 | [19 empty] | 2371.3737 | 0
1 | 1600 | 707 | 0.02 | 15 | 15 | 7 | 3.1623e-12 | 5spot_SharedNeighbor | Water | Porous | Wet | R600a | MinimizeLCOE_Brownfield | IgnoreSilica | 2019 | 0 | 0 | 0 | 0 |  |  |  |  | 15 |  | 29.2357 | [19 empty] | 3162.2777 | 0
1 | 1600 | 707 | 0.02 | 15 | 15 | 7 | 4.217e-12 | 5spot_SharedNeighbor | Water | Porous | Wet | R600a | MinimizeLCOE_Brownfield | IgnoreSilica | 2019 | 0 | 0 | 0 | 0 |  |  |  |  | 15 |  | 32.2769 | [19 empty] | 4216.965 | 0
1 | 1600 | 707 | 0.02 | 15 | 15 | 7 | 5.6234e-12 | 5spot_SharedNeighbor | Water | Porous | Wet | R600a | MinimizeLCOE_Brownfield | IgnoreSilica | 2019 | 0 | 0 | 0 | 0 |  |  |  |  | 15 |  | 32.343 | [19 empty] | 5623.4133 | 0
1 | 1600 | 707 | 0.02 | 15 | 15 | 7 | 7.4989e-12 | 5spot_SharedNeighbor | Water | Porous | Wet | R600a | MinimizeLCOE_Brownfield | IgnoreSilica | 2019 | 0 | 0 | 0 | 0 |  |  |  |  | 15 |  | 30.6339 | [19 empty] | 7498.9421 | 0
1 | 1600 | 707 | 0.02 | 15 | 15 | 7 | 1e-11 | 5spot_SharedNeighbor | Water | Porous | Wet | R600a | MinimizeLCOE_Brownfield | IgnoreSilica | 2019 | 0 | 0 | 0 | 0 |  |  |  |  | 15 |  | 30.9675 | [19 empty] | 10000 | 0
1 | 1600 | 707 | 0.02 | 15 | 15 | 7 | 1.3335e-11 | 5spot_SharedNeighbor | Water | Porous | Wet | R600a | MinimizeLCOE_Brownfield | IgnoreSilica | 2019 | 0 | 0 | 0 | 0 |  |  |  |  | 15 |  | 30.4885 | [19 empty] | 13335.2143 | 0
1 | 1600 | 707 | 0.02 | 15 | 15 | 7 | 1.7783e-11 | 5spot_SharedNeighbor | Water | Porous | Wet | R600a | MinimizeLCOE_Brownfield | IgnoreSilica | 2019 | 0 | 0 | 0 | 0 |  |  |  |  | 15 |  | 28.0313 | [19 empty] | 17782.7941 | 0
1 | 1600 | 707 | 0.02 | 15 | 15 | 7 | 2.3714e-11 | 5spot_SharedNeighbor | Water | Porous | Wet | R600a | MinimizeLCOE_Brownfield | IgnoreSilica | 2019 | 0 | 0 | 0 | 0 |  |  |  |  | 15 |  | 27.9589 | [19 empty] | 23713.7371 | 0
1 | 1600 | 707 | 0.02 | 15 | 15 | 7 | 3.1623e-11 | 5spot_SharedNeighbor | Water | Porous | Wet | R600a | MinimizeLCOE_Brownfield | IgnoreSilica | 2019 | 0 | 0 | 0 | 0 |  |  |  |  | 15 |  | 25.6636 | [19 empty] | 31622.7766 | 0
1 | 1600 | 707 | 0.02 | 15 | 15 | 7 | 4.217e-11 | 5spot_SharedNeighbor | Water | Porous | Wet | R600a | MinimizeLCOE_Brownfield | IgnoreSilica | 2019 | 0 | 0 | 0 | 0 |  |  |  |  | 15 |  | 26.6906 | [19 empty] | 42169.6503 | 0
1 | 1600 | 707 | 0.02 | 15 | 15 | 7 | 5.6234e-11 | 5spot_SharedNeighbor | Water | Porous | Wet | R600a | MinimizeLCOE_Brownfield | IgnoreSilica | 2019 | 0 | 0 | 0 | 0 |  |  |  |  | 15 |  | 27.8538 | [19 empty] | 56234.1325 | 0
1 | 1600 | 707 | 0.02 | 15 | 15 | 7 | 7.4989e-11 | 5spot_SharedNeighbor | Water | Porous | Wet | R600a | MinimizeLCOE_Brownfield | IgnoreSilica | 2019 | 0 | 0 | 0 | 0 |  |  |  |  | 15 |  | 29.573 | [19 empty] | 74989.4209 | 0
1 | 1600 | 707 | 0.02 | 15 | 15 | 7 | 1e-10 | 5spot_SharedNeighbor | Water | Porous | Wet | R600a | MinimizeLCOE_Brownfield | IgnoreSilica | 2019 | 0 | 0 | 0 | 0 |  |  |  |  | 15 |  | 26.3759 | [19 empty] | 100000 | 0
1 | 1600 | 707 | 0.02 | 15 | 15 | 7 | 1.3335e-10 | 5spot_SharedNeighbor | Water | Porous | Wet | R600a | MinimizeLCOE_Brownfield | IgnoreSilica | 2019 | 0 | 0 | 0 | 0 |  |  |  |  | 15 |  | 26.616 | [19 empty] | 133352.1432 | 0
1 | 1600 | 707 | 0.02 | 15 | 15 | 7 | 1.7783e-10 | 5spot_SharedNeighbor | Water | Porous | Wet | R600a | MinimizeLCOE_Brownfield | IgnoreSilica | 2019 | 3.7 | 0.11362 | 7.3105e-06 | 4 | 215703205.1246 | 524771257.5801 | 4397401.5966 | 10698171.8914 | 45.0325 | 0 | 29.8902 | 35045.0477 | 1567.6129 | 63707.2158 | 72854.2395 | 0 | 12996.5799 | 0 | 72606.5714 | 188907.405 | 128933.1856 | 576617.8577 | 961560.8286 | 4769433.0752 | 4769433.0752 | 1478867.319 | 2789494.2999 | 0 | 6307611.7616 | 15345406.4557 | 177827.941 | 2.9242e-05 | 215703205.1246 | 524771257.5801 | 4397401.5966 | 10698171.8914
1 | 1600 | 707 | 0.02 | 15 | 15 | 7 | 2.3714e-10 | 5spot_SharedNeighbor | Water | Porous | Wet | R600a | MinimizeLCOE_Brownfield | IgnoreSilica | 2019 | 3.7 | 0.11362 | 0.00011517 | 4 | 13676804.8503 | 33295763.1124 | 278820.1661 | 678779.1669 | 45.0325 | 0 | 27.5393 | 35045.0831 | 1567.6146 | 63707.2554 | 72854.2659 | 0 | 10682.3514 | 0 | 71704.0624 | 186559.262 | 127330.5297 | 569450.4245 | 961560.8286 | 4769433.0752 | 4769433.0752 | 1478867.319 | 2789494.2999 | 0 | 6300444.3283 | 15338239.0224 | 237137.3706 | 0.00046067 | 13676804.8503 | 33295763.1124 | 278820.1661 | 678779.1669
1 | 1600 | 707 | 0.02 | 15 | 15 | 7 | 3.1623e-10 | 5spot_SharedNeighbor | Water | Porous | Wet | R600a | MinimizeLCOE_Brownfield | IgnoreSilica | 2019 | 3.7 | 0.11362 | 0.00022493 | 4 | 6986454.451 | 17031527.7345 | 142428.3239 | 347210.7297 | 45.0325 | 0 | 26.3795 | 35045.1012 | 1567.6155 | 63707.2758 | 72854.2795 | 0 | 5980.4671 | 0 | 69870.3483 | 181788.3138 | 124074.2596 | 554887.6608 | 961560.8286 | 4769433.0752 | 4769433.0752 | 1478867.319 | 2789494.2999 | 0 | 6285881.5646 | 15323676.2588 | 316227.766 | 0.00089972 | 6986454.451 | 17031527.7345 | 142428.3239 | 347210.7297
1 | 1600 | 707 | 0.02 | 15 | 15 | 7 | 4.217e-10 | 5spot_SharedNeighbor | Water | Porous | Wet | R600a | MinimizeLCOE_Brownfield | IgnoreSilica | 2019 | 6.4398 | 0.20486 | 0.00038264 | 4 | 4315079.3315 | 10219958.3287 | 87968.7287 | 208347.674 | 45.631 | 0 | 77.5079 | 53561.0242 | 2427.8362 | 102033.0881 | 111040.6307 | 0 | 12964.9551 | 0 | 109990.7383 | 286173.339 | 195319.1841 | 873510.7956 | 961560.8286 | 4769433.0752 | 4769433.0752 | 1478867.319 | 2789494.2999 | 0 | 6604504.6995 | 15642299.3936 | 421696.5034 | 0.0015306 | 4315079.3315 | 10219958.3287 | 87968.7287 | 208347.674
1 | 1600 | 707 | 0.02 | 15 | 15 | 7 | 5.6234e-10 | 5spot_SharedNeighbor | Water | Porous | Wet | R600a | MinimizeLCOE_Brownfield | IgnoreSilica | 2019 | 6.623 | 0.21095 | 0.00057947 | 4 | 2851754.0832 | 6750905.0036 | 58136.8643 | 137626.3298 | 45.6527 | 0 | 165.8308 | 54689.173 | 2480.373 | 104451.9835 | 113591.3005 | 0 | 8603.8864 | 0 | 110688.5194 | 287988.8222 | 196558.2887 | 879052.3468 | 961560.8286 | 4769433.0752 | 4769433.0752 | 1478867.319 | 2789494.2999 | 0 | 6610046.2506 | 15647840.9448 | 562341.3252 | 0.0023179 | 2851754.0832 | 6750905.0036 | 58136.8643 | 137626.3298
1 | 1600 | 707 | 0.02 | 15 | 15 | 7 | 7.4989e-10 | 5spot_SharedNeighbor | Water | Porous | Wet | R600a | MinimizeLCOE_Brownfield | IgnoreSilica | 2019 | 8.723 | 0.28056 | 0.00081691 | 4 | 2089349.8597 | 4855194.7366 | 42594.2229 | 98979.7118 | 45.8211 | 0 | 217.5844 | 66893.5512 | 3049.115 | 131194.771 | 142755.2401 | 0 | 10051.9682 | 0 | 138038.4117 | 359147.6318 | 245125.6384 | 1096256.3274 | 961560.8286 | 4769433.0752 | 4769433.0752 | 1478867.319 | 2789494.2999 | 0 | 6827250.2312 | 15865044.9254 | 749894.2093 | 0.0032676 | 2089349.8597 | 4855194.7366 | 42594.2229 | 98979.7118
1 | 1600 | 707 | 0.02 | 15 | 15 | 7 | 1e-09 | 5spot_SharedNeighbor | Water | Porous | Wet | R600a | MinimizeLCOE_Brownfield | IgnoreSilica | 2019 | 11.3005 | 0.36707 | 0.0011374 | 4 | 1557600.8251 | 3544120.0357 | 31753.7996 | 72251.6807 | 45.9935 | 0 | 77.2476 | 80939.584 | 3705.9486 | 162638.9986 | 178855.2888 | 0 | 11476.7475 | 0 | 170670.4613 | 444049.531 | 303072.9292 | 1355409.4888 | 961560.8286 | 4769433.0752 | 4769433.0752 | 1478867.319 | 2789494.2999 | 0 | 7086403.3926 | 16124198.0868 | 1000000 | 0.0045496 | 1557600.8251 | 3544120.0357 | 31753.7996 | 72251.6807
1 | 1600 | 707 | 0.02 | 15 | 15 | 7 | 1.3335e-09 | 5spot_SharedNeighbor | Water | Porous | Wet | R600a | MinimizeLCOE_Brownfield | IgnoreSilica | 2019 | 14.187 | 0.46342 | 0.0014707 | 4 | 1252069.8277 | 2788393.8169 | 25525.137 | 56845.1795 | 46.0913 | 0 | 100.863 | 95340.243 | 4379.74 | 195954.3978 | 219124.542 | 0 | 12961.3629 | 0 | 205826.5114 | 535518.3618 | 365502.2857 | 1634607.4444 | 961560.8286 | 4769433.0752 | 4769433.0752 | 1478867.319 | 2789494.2999 | 0 | 7365601.3483 | 16403396.0424 | 1333521.4322 | 0.0058827 | 1252069.8277 | 2788393.8169 | 25525.137 | 56845.1795
1 | 1600 | 707 | 0.02 | 15 | 15 | 7 | 1.7783e-09 | 5spot_SharedNeighbor | Water | Porous | Wet | R600a | MinimizeLCOE_Brownfield | IgnoreSilica | 2019 | 17.2855 | 0.56685 | 0.0018146 | 4 | 1054979.3562 | 2300151.3861 | 21507.1811 | 46891.6972 | 46.1604 | 0 | 70.5454 | 109800.108 | 5056.9763 | 230208.988 | 262354.5122 | 0 | 14527.5267 | 0 | 242559.7634 | 631090.7484 | 430732.4034 | 1926331.0264 | 961560.8286 | 4769433.0752 | 4769433.0752 | 1478867.319 | 2789494.2999 | 0 | 7657324.9302 | 16695119.6244 | 1778279.41 | 0.0072583 | 1054979.3562 | 2300151.3861 | 21507.1811 | 46891.6972
1 | 1600 | 707 | 0.02 | 15 | 15 | 7 | 2.3714e-09 | 5spot_SharedNeighbor | Water | Porous | Wet | R600a | MinimizeLCOE_Brownfield | IgnoreSilica | 2019 | 19.2003 | 0.63077 | 0.0021204 | 4 | 923127.1335 | 1988704.0227 | 18819.1952 | 40542.4214 | 46.1921 | 0 | 69.6801 | 118327.832 | 5456.6179 | 250746.0519 | 289070.8849 | 0 | 13966.3925 | 0 | 264251.4339 | 687528.0255 | 469252.0047 | 2098599.2433 | 961560.8286 | 4769433.0752 | 4769433.0752 | 1478867.319 | 2789494.2999 | 0 | 7829593.1471 | 16867387.8413 | 2371373.7057 | 0.0084816 | 923127.1335 | 1988704.0227 | 18819.1952 | 40542.4214
1 | 1600 | 707 | 0.02 | 15 | 15 | 7 | 3.1623e-09 | 5spot_SharedNeighbor | Water | Porous | Wet | R600a | MinimizeLCOE_Brownfield | IgnoreSilica | 2019 | 20.825 | 0.68502 | 0.0023989 | 4 | 830911.8942 | 1772794.3471 | 16939.2629 | 36140.8106 | 46.2146 | 0 | 74.5 | 125357.7609 | 5786.1757 | 267847.9594 | 311741.3659 | 0 | 13129.7488 | 0 | 282306.5742 | 734503.797 | 501313.934 | 2241987.3159 | 961560.8286 | 4769433.0752 | 4769433.0752 | 1478867.319 | 2789494.2999 | 0 | 7972981.2198 | 17010775.9139 | 3162277.6602 | 0.0095955 | 830911.8942 | 1772794.3471 | 16939.2629 | 36140.8106
1 | 1600 | 707 | 0.02 | 15 | 15 | 7 | 4.217e-09 | 5spot_SharedNeighbor | Water | Porous | Wet | R600a | MinimizeLCOE_Brownfield | IgnoreSilica | 2019 | 22.1823 | 0.73034 | 0.0026422 | 4 | 765530.3081 | 1620660.7439 | 15606.3708 | 33039.3614 | 46.2309 | 0 | 72.7143 | 131100.7513 | 6055.4658 | 281928.1917 | 330680.5179 | 0 | 12144.0449 | 0 | 297144.4989 | 773109.0335 | 527662.8012 | 2359825.3052 | 961560.8286 | 4769433.0752 | 4769433.0752 | 1478867.319 | 2789494.2999 | 0 | 8090819.209 | 17128613.9032 | 4216965.0343 | 0.010569 | 765530.3081 | 1620660.7439 | 15606.3708 | 33039.3614
1 | 1600 | 707 | 0.02 | 15 | 15 | 7 | 5.6234e-09 | 5spot_SharedNeighbor | Water | Porous | Wet | R600a | MinimizeLCOE_Brownfield | IgnoreSilica | 2019 | 23.2487 | 0.76595 | 0.0028463 | 4 | 718617.9075 | 1512448.5184 | 14649.998 | 30833.3088 | 46.2424 | 0 | 81.452 | 135536.9817 | 6263.5161 | 292868.9647 | 345561.3158 | 0 | 10954.3601 | 0 | 308562.204 | 802815.56 | 547938.1159 | 2450501.0184 | 961560.8286 | 4769433.0752 | 4769433.0752 | 1478867.319 | 2789494.2999 | 0 | 8181494.9222 | 17219289.6163 | 5623413.2519 | 0.011385 | 718617.9075 | 1512448.5184 | 14649.998 | 30833.3088
1 | 1600 | 707 | 0.02 | 15 | 15 | 7 | 7.4989e-09 | 5spot_SharedNeighbor | Water | Porous | Wet | R600a | MinimizeLCOE_Brownfield | IgnoreSilica | 2019 | 24.0233 | 0.79182 | 0.0030109 | 4 | 684595.2787 | 1435028.7519 | 13956.4007 | 29255.0021 | 46.2502 | 0 | 105.9864 | 138719.921 | 6412.8065 | 300752.3092 | 356370.2648 | 0 | 9393.7526 | 0 | 316543.1311 | 823580.2951 | 562110.4743 | 2513882.9545 | 961560.8286 | 4769433.0752 | 4769433.0752 | 1478867.319 | 2789494.2999 | 0 | 8244876.8584 | 17282671.5525 | 7498942.0933 | 0.012043 | 684595.2787 | 1435028.7519 | 13956.4007 | 29255.0021
1 | 1600 | 707 | 0.02 | 15 | 15 | 7 | 1e-08 | 5spot_SharedNeighbor | Water | Porous | Wet | R600a | MinimizeLCOE_Brownfield | IgnoreSilica | 2019 | 24.3204 | 0.80174 | 0.0031324 | 4 | 657799.7113 | 1379123.0162 | 13410.1369 | 28115.2881 | 46.253 | 0 | 84.9599 | 139932.3764 | 6469.6782 | 303762.4707 | 360516.3261 | 0 | 0 | 0 | 316165.532 | 822597.8598 | 561439.942 | 2510884.1851 | 961560.8286 | 4769433.0752 | 4769433.0752 | 1478867.319 | 2789494.2999 | 0 | 8241878.0889 | 17279672.7831 | 10000000 | 0.012529 | 657799.7113 | 1379123.0162 | 13410.1369 | 28115.2881
1 | 1700 | 707 | 0.02 | 15 | 15 | 7 | 1e-13 | 5spot_SharedNeighbor | Water | Porous | Wet | R600a | MinimizeLCOE_Brownfield | IgnoreSilica | 2019 | 0 | 0 | 0 | 0 |  |  |  |  | 15 |  | 12.9277 | [19 empty] | 100 | 0
1 | 1700 | 707 | 0.02 | 15 | 15 | 7 | 1.3335e-13 | 5spot_SharedNeighbor | Water | Porous | Wet | R600a | MinimizeLCOE_Brownfield | IgnoreSilica | 2019 | 0 | 0 | 0 | 0 |  |  |  |  | 15 |  | 15.235 | [19 empty] | 133.3521 | 0
1 | 1700 | 707 | 0.02 | 15 | 15 | 7 | 1.7783e-13 | 5spot_SharedNeighbor | Water | Porous | Wet | R600a | MinimizeLCOE_Brownfield | IgnoreSilica | 2019 | 0 | 0 | 0 | 0 |  |  |  |  | 15 |  | 18.8031 | [19 empty] | 177.8279 | 0
1 | 1700 | 707 | 0.02 | 15 | 15 | 7 | 2.3714e-13 | 5spot_SharedNeighbor | Water | Porous | Wet | R600a | MinimizeLCOE_Brownfield | IgnoreSilica | 2019 | 0 | 0 | 0 | 0 |  |  |  |  | 15 |  | 18.2978 | [19 empty] | 237.1374 | 0
1 | 1700 | 707 | 0.02 | 15 | 15 | 7 | 3.1623e-13 | 5spot_SharedNeighbor | Water | Porous | Wet | R600a | MinimizeLCOE_Brownfield | IgnoreSilica | 2019 | 0 | 0 | 0 | 0 |  |  |  |  | 15 |  | 20.2787 | [19 empty] | 316.2278 | 0
1 | 1700 | 707 | 0.02 | 15 | 15 | 7 | 4.217e-13 | 5spot_SharedNeighbor | Water | Porous | Wet | R600a | MinimizeLCOE_Brownfield | IgnoreSilica | 2019 | 0 | 0 | 0 | 0 |  |  |  |  | 15 |  | 21.6038 | [19 empty] | 421.6965 | 0
1 | 1700 | 707 | 0.02 | 15 | 15 | 7 | 5.6234e-13 | 5spot_SharedNeighbor | Water | Porous | Wet | R600a | MinimizeLCOE_Brownfield | IgnoreSilica | 2019 | 0 | 0 | 0 | 0 |  |  |  |  | 15 |  | 21.7341 | [19 empty] | 562.3413 | 0
1 | 1700 | 707 | 0.02 | 15 | 15 | 7 | 7.4989e-13 | 5spot_SharedNeighbor | Water | Porous | Wet | R600a | MinimizeLCOE_Brownfield | IgnoreSilica | 2019 | 0 | 0 | 0 | 0 |  |  |  |  | 15 |  | 20.5925 | [19 empty] | 749.8942 | 0
1 | 1700 | 707 | 0.02 | 15 | 15 | 7 | 1e-12 | 5spot_SharedNeighbor | Water | Porous | Wet | R600a | MinimizeLCOE_Brownfield | IgnoreSilica | 2019 | 0 | 0 | 0 | 0 |  |  |  |  | 15 |  | 23.3452 | [19 empty] | 1000 | 0
1 | 1700 | 707 | 0.02 | 15 | 15 | 7 | 1.3335e-12 | 5spot_SharedNeighbor | Water | Porous | Wet | R600a | MinimizeLCOE_Brownfield | IgnoreSilica | 2019 | 0 | 0 | 0 | 0 |  |  |  |  | 15 |  | 23.9175 | [19 empty] | 1333.5214 | 0
1 | 1700 | 707 | 0.02 | 15 | 15 | 7 | 1.7783e-12 | 5spot_SharedNeighbor | Water | Porous | Wet | R600a | MinimizeLCOE_Brownfield | IgnoreSilica | 2019 | 0 | 0 | 0 | 0 |  |  |  |  | 15 |  | 26.5527 | [19 empty] | 1778.2794 | 0
1 | 1700 | 707 | 0.02 | 15 | 15 | 7 | 2.3714e-12 | 5spot_SharedNeighbor | Water | Porous | Wet | R600a | MinimizeLCOE_Brownfield | IgnoreSilica | 2019 | 0 | 0 | 0 | 0 |  |  |  |  | 15 |  | 31.1923 | [19 empty] | 2371.3737 | 0
1 | 1700 | 707 | 0.02 | 15 | 15 | 7 | 3.1623e-12 | 5spot_SharedNeighbor | Water | Porous | Wet | R600a | MinimizeLCOE_Brownfield | IgnoreSilica | 2019 | 0 | 0 | 0 | 0 |  |  |  |  | 15 |  | 31.3325 | [19 empty] | 3162.2777 | 0
1 | 1700 | 707 | 0.02 | 15 | 15 | 7 | 4.217e-12 | 5spot_SharedNeighbor | Water | Porous | Wet | R600a | MinimizeLCOE_Brownfield | IgnoreSilica | 2019 | 0 | 0 | 0 | 0 |  |  |  |  | 15 |  | 33.641 | [19 empty] | 4216.965 | 0
1 | 1700 | 707 | 0.02 | 15 | 15 | 7 | 5.6234e-12 | 5spot_SharedNeighbor | Water | Porous | Wet | R600a | MinimizeLCOE_Brownfield | IgnoreSilica | 2019 | 0 | 0 | 0 | 0 |  |  |  |  | 15 |  | 33.3983 | [19 empty] | 5623.4133 | 0
1 | 1700 | 707 | 0.02 | 15 | 15 | 7 | 7.4989e-12 | 5spot_SharedNeighbor | Water | Porous | Wet | R600a | MinimizeLCOE_Brownfield | IgnoreSilica | 2019 | 0 | 0 | 0 | 0 |  |  |  |  | 15 |  | 30.5946 | [19 empty] | 7498.9421 | 0
1 | 1700 | 707 | 0.02 | 15 | 15 | 7 | 1e-11 | 5spot_SharedNeighbor | Water | Porous | Wet | R600a | MinimizeLCOE_Brownfield | IgnoreSilica | 2019 | 0 | 0 | 0 | 0 |  |  |  |  | 15 |  | 32.6308 | [19 empty] | 10000 | 0
1 | 1700 | 707 | 0.02 | 15 | 15 | 7 | 1.3335e-11 | 5spot_SharedNeighbor | Water | Porous | Wet | R600a | MinimizeLCOE_Brownfield | IgnoreSilica | 2019 | 0 | 0 | 0 | 0 |  |  |  |  | 15 |  | 31.4065 | [19 empty] | 13335.2143 | 0
1 | 1700 | 707 | 0.02 | 15 | 15 | 7 | 1.7783e-11 | 5spot_SharedNeighbor | Water | Porous | Wet | R600a | MinimizeLCOE_Brownfield | IgnoreSilica | 2019 | 0 | 0 | 0 | 0 |  |  |  |  | 15 |  | 29.8468 | [19 empty] | 17782.7941 | 0
1 | 1700 | 707 | 0.02 | 15 | 15 | 7 | 2.3714e-11 | 5spot_SharedNeighbor | Water | Porous | Wet | R600a | MinimizeLCOE_Brownfield | IgnoreSilica | 2019 | 0 | 0 | 0 | 0 |  |  |  |  | 15 |  | 28.5559 | [19 empty] | 23713.7371 | 0
1 | 1700 | 707 | 0.02 | 15 | 15 | 7 | 3.1623e-11 | 5spot_SharedNeighbor | Water | Porous | Wet | R600a | MinimizeLCOE_Brownfield | IgnoreSilica | 2019 | 0 | 0 | 0 | 0 |  |  |  |  | 15 |  | 27.8553 | [19 empty] | 31622.7766 | 0
1 | 1700 | 707 | 0.02 | 15 | 15 | 7 | 4.217e-11 | 5spot_SharedNeighbor | Water | Porous | Wet | R600a | MinimizeLCOE_Brownfield | IgnoreSilica | 2019 | 0 | 0 | 0 | 0 |  |  |  |  | 15 |  | 27.6338 | [19 empty] | 42169.6503 | 0
1 | 1700 | 707 | 0.02 | 15 | 15 | 7 | 5.6234e-11 | 5spot_SharedNeighbor | Water | Porous | Wet | R600a | MinimizeLCOE_Brownfield | IgnoreSilica | 2019 | 0 | 0 | 0 | 0 |  |  |  |  | 15 |  | 27.0219 | [19 empty] | 56234.1325 | 0
1 | 1700 | 707 | 0.02 | 15 | 15 | 7 | 7.4989e-11 | 5spot_SharedNeighbor | Water | Porous | Wet | R600a | MinimizeLCOE_Brownfield | IgnoreSilica | 2019 | 1.6 | 0.048512 | 1.6409e-05 | 4 | 96919650.22 | 241015757.6769 | 1975838.1633 | 4913432.2182 | 44.8231 | 0 | 30.6364 | 19480.6714 | 856.4398 | 32255.9641 | 44987.7431 | 0 | 9083.1599 | 0 | 41598.9515 | 108231.9388 | 73870.5222 | 330365.3908 | 961560.8286 | 5069319.0393 | 5069319.0393 | 1478867.319 | 2909448.6856 | 0 | 6361245.2587 | 15818880.3026 | 74989.4209 | 6.5634e-05 | 96919650.22 | 241015757.6769 | 1975838.1633 | 4913432.2182
1 | 1700 | 707 | 0.02 | 15 | 15 | 7 | 1e-10 | 5spot_SharedNeighbor | Water | Porous | Wet | R600a | MinimizeLCOE_Brownfield | IgnoreSilica | 2019 | 2.7935 | 0.092299 | 0.00013214 | 4 | 12364617.2402 | 30258138.6991 | 252069.4468 | 616853.0845 | 46.2931 | 0 | 65.2353 | 31737.8119 | 1426.869 | 53882.4185 | 62780.514 | 0 | 13041.9817 | 0 | 63519.1421 | 165263.7782 | 112795.9244 | 504448.4398 | 961560.8286 | 5069319.0393 | 5069319.0393 | 1478867.319 | 2909448.6856 | 0 | 6535328.3078 | 15992963.3517 | 100000 | 0.00052855 | 12364617.2402 | 30258138.6991 | 252069.4468 | 616853.0845
1 | 1700 | 707 | 0.02 | 15 | 15 | 7 | 1.3335e-10 | 5spot_SharedNeighbor | Water | Porous | Wet | R600a | MinimizeLCOE_Brownfield | IgnoreSilica | 2019 | 3.7681 | 0.12825 | 0.00028035 | 4 | 5942272.79 | 14376175.2444 | 121141.2683 | 293077.7776 | 46.8257 | 0 | 67.8884 | 40424.2089 | 1834.0297 | 70064.6106 | 77334.2602 | 0 | 14615.465 | 0 | 79666.304 | 207275.3813 | 141469.7068 | 632683.9665 | 961560.8286 | 5069319.0393 | 5069319.0393 | 1478867.319 | 2909448.6856 | 0 | 6663563.8345 | 16121198.8784 | 133352.1432 | 0.0011214 | 5942272.79 | 14376175.2444 | 121141.2683 | 293077.7776
1 | 1700 | 707 | 0.02 | 15 | 15 | 7 | 1.7783e-10 | 5spot_SharedNeighbor | Water | Porous | Wet | R600a | MinimizeLCOE_Brownfield | IgnoreSilica | 2019 | 4.9861 | 0.17332 | 0.00048007 | 4 | 3549378.5829 | 8474555.4859 | 72358.8833 | 172765.2763 | 47.2056 | 0 | 60.2944 | 50271.4027 | 2297.1245 | 89119.3941 | 95550.4073 | 0 | 16166.994 | 0 | 98828.0758 | 257130.3808 | 175496.7684 | 784860.5475 | 961560.8286 | 5069319.0393 | 5069319.0393 | 1478867.319 | 2909448.6856 | 0 | 6815740.4154 | 16273375.4593 | 177827.941 | 0.0019203 | 3549378.5829 | 8474555.4859 | 72358.8833 | 172765.2763
1 | 1700 | 707 | 0.02 | 15 | 15 | 7 | 2.3714e-10 | 5spot_SharedNeighbor | Water | Porous | Wet | R600a | MinimizeLCOE_Brownfield | IgnoreSilica | 2019 | 6.4398 | 0.22716 | 0.00074019 | 4 | 2360491.9856 | 5554826.6658 | 48121.8219 | 113242.655 | 47.4706 | 0 | 91.7785 | 61008.9944 | 2803.2532 | 110626.04 | 117298.4682 | 0 | 17554.4055 | 0 | 120623.5529 | 313837.7414 | 214200.7072 | 957953.1629 | 961560.8286 | 5069319.0393 | 5069319.0393 | 1478867.319 | 2909448.6856 | 0 | 6988833.0308 | 16446468.0747 | 237137.3706 | 0.0029608 | 2360491.9856 | 5554826.6658 | 48121.8219 | 113242.655
1 | 1700 | 707 | 0.02 | 15 | 15 | 7 | 3.1623e-10 | 5spot_SharedNeighbor | Water | Porous | Wet | R600a | MinimizeLCOE_Brownfield | IgnoreSilica | 2019 | 8.0625 | 0.28705 | 0.0010607 | 4 | 1690659.4735 | 3919766.9427 | 34466.3802 | 79909.751 | 47.6393 | 0 | 61.6414 | 72011.6349 | 3322.5356 | 133378.7695 | 141511.479 | 0 | 18564.6801 | 0 | 143827.7486 | 374210.2988 | 255406.2182 | 1142233.3647 | 961560.8286 | 5069319.0393 | 5069319.0393 | 1478867.319 | 2909448.6856 | 0 | 7173113.2326 | 16630748.2765 | 316227.766 | 0.0042428 | 1690659.4735 | 3919766.9427 | 34466.3802 | 79909.751
1 | 1700 | 707 | 0.02 | 15 | 15 | 7 | 4.217e-10 | 5spot_SharedNeighbor | Water | Porous | Wet | R600a | MinimizeLCOE_Brownfield | IgnoreSilica | 2019 | 10.6204 | 0.38237 | 0.0015072 | 4 | 1237103.6119 | 2805809.5308 | 25220.0304 | 57200.2224 | 47.8442 | 0 | 81.0506 | 88251.2079 | 4091.1519 | 167731.2038 | 179919.7091 | 0 | 20913.2908 | 0 | 179753.5598 | 467681.89 | 319202.4998 | 1427544.5132 | 961560.8286 | 5069319.0393 | 5069319.0393 | 1478867.319 | 2909448.6856 | 0 | 7458424.3811 | 16916059.425 | 421696.5034 | 0.0060289 | 1237103.6119 | 2805809.5308 | 25220.0304 | 57200.2224
1 | 1700 | 707 | 0.02 | 15 | 15 | 7 | 5.6234e-10 | 5spot_SharedNeighbor | Water | Porous | Wet | R600a | MinimizeLCOE_Brownfield | IgnoreSilica | 2019 | 13.1614 | 0.47671 | 0.0020178 | 4 | 957588.3826 | 2129371.8879 | 19521.7344 | 43410.1261 | 47.9552 | 0 | 81.0291 | 103071.1446 | 4793.0643 | 200070.1801 | 217977.2072 | 0 | 22301.5687 | 0 | 213803.1343 | 556271.8984 | 379667.0009 | 1697955.1984 | 961560.8286 | 5069319.0393 | 5069319.0393 | 1478867.319 | 2909448.6856 | 0 | 7728835.0663 | 17186470.1102 | 562341.3252 | 0.0080711 | 957588.3826 | 2129371.8879 | 19521.7344 | 43410.1261
1 | 1700 | 707 | 0.02 | 15 | 15 | 7 | 7.4989e-10 | 5spot_SharedNeighbor | Water | Porous | Wet | R600a | MinimizeLCOE_Brownfield | IgnoreSilica | 2019 | 15.9017 | 0.57843 | 0.0026034 | 4 | 769341.7135 | 1677534.5036 | 15684.0714 | 34198.8099 | 48.0356 | 0 | 89.0265 | 118067.2377 | 5503.9457 | 233532.355 | 259013.8491 | 0 | 23418.0985 | 0 | 249418.8395 | 648936.6577 | 442912.6032 | 1980803.5864 | 961560.8286 | 5069319.0393 | 5069319.0393 | 1478867.319 | 2909448.6856 | 0 | 8011683.4543 | 17469318.4982 | 749894.2093 | 0.010414 | 769341.7135 | 1677534.5036 | 15684.0714 | 34198.8099
1 | 1700 | 707 | 0.02 | 15 | 15 | 7 | 1e-09 | 5spot_SharedNeighbor | Water | Porous | Wet | R600a | MinimizeLCOE_Brownfield | IgnoreSilica | 2019 | 18.6519 | 0.68049 | 0.0032369 | 4 | 640123.5366 | 1370584.8708 | 13049.7841 | 27941.2264 | 48.093 | 0 | 90.705 | 132317.7655 | 6179.9158 | 265937.2862 | 300188.6082 | 0 | 24121.4518 | 0 | 284210.5607 | 739457.5794 | 504694.9923 | 2257108.1599 | 961560.8286 | 5069319.0393 | 5069319.0393 | 1478867.319 | 2909448.6856 | 0 | 8287988.0278 | 17745623.0717 | 1000000 | 0.012947 | 640123.5366 | 1370584.8708 | 13049.7841 | 27941.2264
1 | 1700 | 707 | 0.02 | 15 | 15 | 7 | 1.3335e-09 | 5spot_SharedNeighbor | Water | Porous | Wet | R600a | MinimizeLCOE_Brownfield | IgnoreSilica | 2019 | 21.266 | 0.77751 | 0.0038819 | 4 | 550292.856 | 1159370.8855 | 11218.4642 | 23635.3437 | 48.134 | 0 | 82.5184 | 145267.3485 | 6794.4286 | 295850.1797 | 339330.3704 | 0 | 24428.83 | 0 | 316551.7513 | 823602.7233 | 562125.782 | 2513951.4138 | 961560.8286 | 5069319.0393 | 5069319.0393 | 1478867.319 | 2909448.6856 | 0 | 8544831.2817 | 18002466.3256 | 1333521.4322 | 0.015528 | 550292.856 | 1159370.8855 | 11218.4642 | 23635.3437
1 | 1700 | 707 | 0.02 | 15 | 15 | 7 | 1.7783e-09 | 5spot_SharedNeighbor | Water | Porous | Wet | R600a | MinimizeLCOE_Brownfield | IgnoreSilica | 2019 | 23.6439 | 0.86578 | 0.0045056 | 4 | 486851.834 | 1011626.443 | 9925.1332 | 20623.3734 | 48.1637 | 0 | 71.5288 | 156623.5841 | 7333.4813 | 322416.9948 | 374935.8664 | 0 | 24410.345 | 0 | 345430.9059 | 898740.3597 | 613408.7627 | 2743300.3 | 961560.8286 | 5069319.0393 | 5069319.0393 | 1478867.319 | 2909448.6856 | 0 | 8774180.1679 | 18231815.2118 | 1778279.41 | 0.018022 | 486851.834 | 1011626.443 | 9925.1332 | 20623.3734
1 | 1700 | 707 | 0.02 | 15 | 15 | 7 | 2.3714e-09 | 5spot_SharedNeighbor | Water | Porous | Wet | R600a | MinimizeLCOE_Brownfield | IgnoreSilica | 2019 | 25.6628 | 0.94073 | 0.0050703 | 4 | 442078.2081 | 908405.4114 | 9012.3622 | 18519.073 | 48.1847 | 0 | 99.4951 | 165991.8468 | 7778.2533 | 344552.2311 | 405169.3507 | 0 | 24108.6521 | 0 | 369564.1302 | 961530.0589 | 656264.0227 | 2934958.5458 | 961560.8286 | 5069319.0393 | 5069319.0393 | 1478867.319 | 2909448.6856 | 0 | 8965838.4137 | 18423473.4576 | 2371373.7057 | 0.020281 | 442078.2081 | 908405.4114 | 9012.3622 | 18519.073
1 | 1700 | 707 | 0.02 | 15 | 15 | 7 | 3.1623e-09 | 5spot_SharedNeighbor | Water | Porous | Wet | R600a | MinimizeLCOE_Brownfield | IgnoreSilica | 2019 | 27.3218 | 1.0023 | 0.0055619 | 4 | 409988.913 | 835097.7501 | 8358.1785 | 17024.5972 | 48.1997 | 0 | 97.3597 | 173521.5154 | 8135.7796 | 362479.0034 | 430013.9642 | 0 | 23628.4569 | 0 | 389133.7006 | 1012446.0667 | 691015.2442 | 3090373.7309 | 961560.8286 | 5069319.0393 | 5069319.0393 | 1478867.319 | 2909448.6856 | 0 | 9121253.5988 | 18578888.6427 | 3162277.6602 | 0.022248 | 409988.913 | 835097.7501 | 8358.1785 | 17024.5972
1 | 1700 | 707 | 0.02 | 15 | 15 | 7 | 4.217e-09 | 5spot_SharedNeighbor | Water | Porous | Wet | R600a | MinimizeLCOE_Brownfield | IgnoreSilica | 2019 | 28.6861 | 1.053 | 0.0059773 | 4 | 386794.575 | 782361.1345 | 7885.3306 | 15949.4899 | 48.2109 | 0 | 75.5971 | 179609.3615 | 8424.869 | 377057.7517 | 450446.5411 | 0 | 23131.6844 | 0 | 405081.381 | 1053938.6598 | 719334.7916 | 3217025.0402 | 961560.8286 | 5069319.0393 | 5069319.0393 | 1478867.319 | 2909448.6856 | 0 | 9247904.9081 | 18705539.952 | 4216965.0343 | 0.023909 | 386794.575 | 782361.1345 | 7885.3306 | 15949.4899
1 | 1700 | 707 | 0.02 | 15 | 15 | 7 | 5.6234e-09 | 5spot_SharedNeighbor | Water | Porous | Wet | R600a | MinimizeLCOE_Brownfield | IgnoreSilica | 2019 | 30.0675 | 1.1043 | 0.0065855 | 4 | 355708.2784 | 714742.3741 | 7251.5944 | 14570.9901 | 48.2212 | 0 | 92.9824 | 185683.76 | 8713.3383 | 391677.1264 | 471134.9086 | 0 | 20890.1462 | 0 | 420458.719 | 1093947.3388 | 746641.5371 | 3339146.8743 | 961560.8286 | 5069319.0393 | 5069319.0393 | 1478867.319 | 2909448.6856 | 0 | 9370026.7422 | 18827661.7861 | 5623413.2519 | 0.026342 | 355708.2784 | 714742.3741 | 7251.5944 | 14570.9901
1 | 1700 | 707 | 0.02 | 15 | 15 | 7 | 7.4989e-09 | 5spot_SharedNeighbor | Water | Porous | Wet | R600a | MinimizeLCOE_Brownfield | IgnoreSilica | 2019 | 30.8936 | 1.1349 | 0.0068655 | 4 | 343925.8505 | 688313.7922 | 7011.3937 | 14032.2077 | 48.2269 | 0 | 71.3388 | 189275.7197 | 8883.9255 | 400355.2879 | 483507.5484 | 0 | 20265.415 | 0 | 429892.2796 | 1118491.5285 | 763393.4509 | 3414065.1555 | 961560.8286 | 5069319.0393 | 5069319.0393 | 1478867.319 | 2909448.6856 | 0 | 9444945.0234 | 18902580.0673 | 7498942.0933 | 0.027462 | 343925.8505 | 688313.7922 | 7011.3937 | 14032.2077
1 | 1700 | 707 | 0.02 | 15 | 15 | 7 | 1e-08 | 5spot_SharedNeighbor | Water | Porous | Wet | R600a | MinimizeLCOE_Brownfield | IgnoreSilica | 2019 | 31.5413 | 1.159 | 0.007087 | 4 | 335242.8896 | 668870.9531 | 6834.3798 | 13635.8391 | 48.2312 | 0 | 94.1974 | 192071.6083 | 9016.7097 | 407126.9129 | 493208.6347 | 0 | 19741.0299 | 0 | 437254.3092 | 1137646.0195 | 776466.7846 | 3472532.0088 | 961560.8286 | 5069319.0393 | 5069319.0393 | 1478867.319 | 2909448.6856 | 0 | 9503411.8767 | 18961046.9206 | 10000000 | 0.028348 | 335242.8896 | 668870.9531 | 6834.3798 | 13635.8391
1 | 1800 | 707 | 0.02 | 15 | 15 | 7 | 1e-13 | 5spot_SharedNeighbor | Water | Porous | Wet | R600a | MinimizeLCOE_Brownfield | IgnoreSilica | 2019 | 0 | 0 | 0 | 0 |  |  |  |  | 15 |  | 13.1775 | [19 empty] | 100 | 0
1 | 1800 | 707 | 0.02 | 15 | 15 | 7 | 1.3335e-13 | 5spot_SharedNeighbor | Water | Porous | Wet | R600a | MinimizeLCOE_Brownfield | IgnoreSilica | 2019 | 0 | 0 | 0 | 0 |  |  |  |  | 15 |  | 16.3658 | [19 empty] | 133.3521 | 0
1 | 1800 | 707 | 0.02 | 15 | 15 | 7 | 1.7783e-13 | 5spot_SharedNeighbor | Water | Porous | Wet | R600a | MinimizeLCOE_Brownfield | IgnoreSilica | 2019 | 0 | 0 | 0 | 0 |  |  |  |  | 15 |  | 18.3334 | [19 empty] | 177.8279 | 0
1 | 1800 | 707 | 0.02 | 15 | 15 | 7 | 2.3714e-13 | 5spot_SharedNeighbor | Water | Porous | Wet | R600a | MinimizeLCOE_Brownfield | IgnoreSilica | 2019 | 0 | 0 | 0 | 0 |  |  |  |  | 15 |  | 22.0724 | [19 empty] | 237.1374 | 0
1 | 1800 | 707 | 0.02 | 15 | 15 | 7 | 3.1623e-13 | 5spot_SharedNeighbor | Water | Porous | Wet | R600a | MinimizeLCOE_Brownfield | IgnoreSilica | 2019 | 0 | 0 | 0 | 0 |  |  |  |  | 15 |  | 20.9966 | [19 empty] | 316.2278 | 0
1 | 1800 | 707 | 0.02 | 15 | 15 | 7 | 4.217e-13 | 5spot_SharedNeighbor | Water | Porous | Wet | R600a | MinimizeLCOE_Brownfield | IgnoreSilica | 2019 | 0 | 0 | 0 | 0 |  |  |  |  | 15 |  | 21.6106 | [19 empty] | 421.6965 | 0
1 | 1800 | 707 | 0.02 | 15 | 15 | 7 | 5.6234e-13 | 5spot_SharedNeighbor | Water | Porous | Wet | R600a | MinimizeLCOE_Brownfield | IgnoreSilica | 2019 | 0 | 0 | 0 | 0 |  |  |  |  | 15 |  | 19.975 | [19 empty] | 562.3413 | 0
1 | 1800 | 707 | 0.02 | 15 | 15 | 7 | 7.4989e-13 | 5spot_SharedNeighbor | Water | Porous | Wet | R600a | MinimizeLCOE_Brownfield | IgnoreSilica | 2019 | 0 | 0 | 0 | 0 |  |  |  |  | 15 |  | 21.288 | [19 empty] | 749.8942 | 0
1 | 1800 | 707 | 0.02 | 15 | 15 | 7 | 1e-12 | 5spot_SharedNeighbor | Water | Porous | Wet | R600a | MinimizeLCOE_Brownfield | IgnoreSilica | 2019 | 0 | 0 | 0 | 0 |  |  |  |  | 15 |  | 23.4541 | [19 empty] | 1000 | 0
1 | 1800 | 707 | 0.02 | 15 | 15 | 7 | 1.3335e-12 | 5spot_SharedNeighbor | Water | Porous | Wet | R600a | MinimizeLCOE_Brownfield | IgnoreSilica | 2019 | 0 | 0 | 0 | 0 |  |  |  |  | 15 |  | 22.3311 | [19 empty] | 1333.5214 | 0
1 | 1800 | 707 | 0.02 | 15 | 15 | 7 | 1.7783e-12 | 5spot_SharedNeighbor | Water | Porous | Wet | R600a | MinimizeLCOE_Brownfield | IgnoreSilica | 2019 | 0 | 0 | 0 | 0 |  |  |  |  | 15 |  | 25.9136 | [19 empty] | 1778.2794 | 0
1 | 1800 | 707 | 0.02 | 15 | 15 | 7 | 2.3714e-12 | 5spot_SharedNeighbor | Water | Porous | Wet | R600a | MinimizeLCOE_Brownfield | IgnoreSilica | 2019 | 0 | 0 | 0 | 0 |  |  |  |  | 15 |  | 29.9828 | [19 empty] | 2371.3737 | 0
1 | 1800 | 707 | 0.02 | 15 | 15 | 7 | 3.1623e-12 | 5spot_SharedNeighbor | Water | Porous | Wet | R600a | MinimizeLCOE_Brownfield | IgnoreSilica | 2019 | 0 | 0 | 0 | 0 |  |  |  |  | 15 |  | 31.568 | [19 empty] | 3162.2777 | 0
1 | 1800 | 707 | 0.02 | 15 | 15 | 7 | 4.217e-12 | 5spot_SharedNeighbor | Water | Porous | Wet | R600a | MinimizeLCOE_Brownfield | IgnoreSilica | 2019 | 0 | 0 | 0 | 0 |  |  |  |  | 15 |  | 33.4664 | [19 empty] | 4216.965 | 0
1 | 1800 | 707 | 0.02 | 15 | 15 | 7 | 5.6234e-12 | 5spot_SharedNeighbor | Water | Porous | Wet | R600a | MinimizeLCOE_Brownfield | IgnoreSilica | 2019 | 0 | 0 | 0 | 0 |  |  |  |  | 15 |  | 32.6766 | [19 empty] | 5623.4133 | 0
1 | 1800 | 707 | 0.02 | 15 | 15 | 7 | 7.4989e-12 | 5spot_SharedNeighbor | Water | Porous | Wet | R600a | MinimizeLCOE_Brownfield | IgnoreSilica | 2019 | 0 | 0 | 0 | 0 |  |  |  |  | 15 |  | 30.8388 | [19 empty] | 7498.9421 | 0
1 | 1800 | 707 | 0.02 | 15 | 15 | 7 | 1e-11 | 5spot_SharedNeighbor | Water | Porous | Wet | R600a | MinimizeLCOE_Brownfield | IgnoreSilica | 2019 | 0 | 0 | 0 | 0 |  |  |  |  | 15 |  | 31.2074 | [19 empty] | 10000 | 0
1 | 1800 | 707 | 0.02 | 15 | 15 | 7 | 1.3335e-11 | 5spot_SharedNeighbor | Water | Porous | Wet | R600a | MinimizeLCOE_Brownfield | IgnoreSilica | 2019 | 0 | 0 | 0 | 0 |  |  |  |  | 15 |  | 30.8617 | [19 empty] | 13335.2143 | 0
1 | 1800 | 707 | 0.02 | 15 | 15 | 7 | 1.7783e-11 | 5spot_SharedNeighbor | Water | Porous | Wet | R600a | MinimizeLCOE_Brownfield | IgnoreSilica | 2019 | 0 | 0 | 0 | 0 |  |  |  |  | 15 |  | 29.6026 | [19 empty] | 17782.7941 | 0
1 | 1800 | 707 | 0.02 | 15 | 15 | 7 | 2.3714e-11 | 5spot_SharedNeighbor | Water | Porous | Wet | R600a | MinimizeLCOE_Brownfield | IgnoreSilica | 2019 | 0 | 0 | 0 | 0 |  |  |  |  | 15 |  | 30.5928 | [19 empty] | 23713.7371 | 0
1 | 1800 | 707 | 0.02 | 15 | 15 | 7 | 3.1623e-11 | 5spot_SharedNeighbor | Water | Porous | Wet | R600a | MinimizeLCOE_Brownfield | IgnoreSilica | 2019 | 0 | 0 | 0 | 0 |  |  |  |  | 15 |  | 28.1552 | [19 empty] | 31622.7766 | 0
1 | 1800 | 707 | 0.02 | 15 | 15 | 7 | 4.217e-11 | 5spot_SharedNeighbor | Water | Porous | Wet | R600a | MinimizeLCOE_Brownfield | IgnoreSilica | 2019 | 1.6 | 0.05304 | 3.0597e-05 | 4 | 54704384.5101 | 135478508.8696 | 1115222.8714 | 2761912.6516 | 46.352 | 0 | 29.4606 | 21800.747 | 970.4652 | 34589.8297 | 46294.1939 | 0 | 12080.7979 | 0 | 45137.0531 | 117437.3533 | 80153.4067 | 358463.8468 | 961560.8286 | 5375065.0943 | 5375065.0943 | 1478867.319 | 3031747.1076 | 0 | 6695089.7697 | 16580769.2905 | 42169.6503 | 0.00012239 | 54704384.5101 | 135478508.8696 | 1115222.8714 | 2761912.6516
1 | 1800 | 707 | 0.02 | 15 | 15 | 7 | 5.6234e-11 | 5spot_SharedNeighbor | Water | Porous | Wet | R600a | MinimizeLCOE_Brownfield | IgnoreSilica | 2019 | 1.6 | 0.05304 | 0.00011202 | 4 | 14928225.0137 | 36990601.639 | 304332.0588 | 754103.4479 | 46.352 | 0 | 33.4391 | 21800.8214 | 970.4689 | 34589.9031 | 46294.2345 | 0 | 10120.4376 | 0 | 44372.5875 | 115448.3706 | 78795.8851 | 352392.7086 | 961560.8286 | 5375065.0943 | 5375065.0943 | 1478867.319 | 3031747.1076 | 0 | 6689018.6314 | 16574698.1523 | 56234.1325 | 0.00044808 | 14928225.0137 | 36990601.639 | 304332.0588 | 754103.4479
1 | 1800 | 707 | 0.02 | 15 | 15 | 7 | 7.4989e-11 | 5spot_SharedNeighbor | Water | Porous | Wet | R600a | MinimizeLCOE_Brownfield | IgnoreSilica | 2019 | 3.2151 | 0.11848 | 0.00034453 | 4 | 5038640.8483 | 12212015.0122 | 102719.509 | 248958.444 | 48.2867 | 0 | 64.1213 | 40014.7143 | 1830.6605 | 65667.2604 | 71987.1215 | 0 | 16532.6142 | 0 | 76452.6247 | 198914.0469 | 135762.9243 | 607161.9668 | 961560.8286 | 5375065.0943 | 5375065.0943 | 1478867.319 | 3031747.1076 | 0 | 6943787.8897 | 16829467.4105 | 74989.4209 | 0.0013781 | 5038640.8483 | 12212015.0122 | 102719.509 | 248958.444
1 | 1800 | 707 | 0.02 | 15 | 15 | 7 | 1e-10 | 5spot_SharedNeighbor | Water | Porous | Wet | R600a | MinimizeLCOE_Brownfield | IgnoreSilica | 2019 | 4.3017 | 0.16269 | 0.00059902 | 4 | 2961506.203 | 7087261.6761 | 60374.3097 | 144483.4155 | 48.7961 | 0 | 68.2466 | 50460.0588 | 2327.6584 | 84586.9867 | 89284.9983 | 0 | 18527.8741 | 0 | 95623.1548 | 248791.8337 | 169805.5387 | 759408.1035 | 961560.8286 | 5375065.0943 | 5375065.0943 | 1478867.319 | 3031747.1076 | 0 | 7096034.0264 | 16981713.5473 | 100000 | 0.0023961 | 2961506.203 | 7087261.6761 | 60374.3097 | 144483.4155
1 | 1800 | 707 | 0.02 | 15 | 15 | 7 | 1.3335e-10 | 5spot_SharedNeighbor | Water | Porous | Wet | R600a | MinimizeLCOE_Brownfield | IgnoreSilica | 2019 | 5.6628 | 0.21816 | 0.00093902 | 4 | 1937466.7862 | 4569390.5149 | 39497.8811 | 93153.2062 | 49.1633 | 0 | 101.6649 | 62355.7627 | 2895.2021 | 106925.337 | 110964.7123 | 0 | 20556.2393 | 0 | 118441.9288 | 308161.603 | 210326.6262 | 940627.4114 | 961560.8286 | 5375065.0943 | 5375065.0943 | 1478867.319 | 3031747.1076 | 0 | 7277253.3343 | 17162932.8551 | 133352.1432 | 0.0037561 | 1937466.7862 | 4569390.5149 | 39497.8811 | 93153.2062
1 | 1800 | 707 | 0.02 | 15 | 15 | 7 | 1.7783e-10 | 5spot_SharedNeighbor | Water | Porous | Wet | R600a | MinimizeLCOE_Brownfield | IgnoreSilica | 2019 | 7.2707 | 0.28363 | 0.0013765 | 4 | 1358711.8829 | 3154149.1973 | 27699.1795 | 64301.5977 | 49.413 | 0 | 80.8758 | 75200.1607 | 3509.0161 | 131875.5076 | 136554.5239 | 0 | 22363.2977 | 0 | 144105.9773 | 374934.1927 | 255900.2907 | 1144442.9665 | 961560.8286 | 5375065.0943 | 5375065.0943 | 1478867.319 | 3031747.1076 | 0 | 7481068.8894 | 17366748.4103 | 177827.941 | 0.005506 | 1358711.8829 | 3154149.1973 | 27699.1795 | 64301.5977
1 | 1800 | 707 | 0.02 | 15 | 15 | 7 | 2.3714e-10 | 5spot_SharedNeighbor | Water | Porous | Wet | R600a | MinimizeLCOE_Brownfield | IgnoreSilica | 2019 | 9.583 | 0.37826 | 0.0019669 | 4 | 986974.7835 | 2243460.2661 | 20120.8159 | 45735.972 | 49.65 | 0 | 84.7799 | 92281.6922 | 4327.165 | 165994.4728 | 173469.8745 | 0 | 25179.9899 | 0 | 179888.7458 | 468033.6163 | 319442.5603 | 1428618.1168 | 961560.8286 | 5375065.0943 | 5375065.0943 | 1478867.319 | 3031747.1076 | 0 | 7765244.0397 | 17650923.5606 | 237137.3706 | 0.0078677 | 986974.7835 | 2243460.2661 | 20120.8159 | 45735.972
1 | 1800 | 707 | 0.02 | 15 | 15 | 7 | 3.1623e-10 | 5spot_SharedNeighbor | Water | Porous | Wet | R600a | MinimizeLCOE_Brownfield | IgnoreSilica | 2019 | 12.0749 | 0.48009 | 0.0026892 | 4 | 749074.186 | 1668099.1462 | 15270.8905 | 34006.4574 | 49.7969 | 0 | 94.2632 | 109201.6969 | 5138.3213 | 200841.8558 | 213208.6913 | 0 | 27244.7289 | 0 | 216697.7648 | 563803.1331 | 384807.2233 | 1720943.4154 | 961560.8286 | 5375065.0943 | 5375065.0943 | 1478867.319 | 3031747.1076 | 0 | 8057569.3383 | 17943248.8591 | 316227.766 | 0.010757 | 749074.186 | 1668099.1462 | 15270.8905 | 34006.4574
1 | 1800 | 707 | 0.02 | 15 | 15 | 7 | 4.217e-10 | 5spot_SharedNeighbor | Water | Porous | Wet | R600a | MinimizeLCOE_Brownfield | IgnoreSilica | 2019 | 14.9855 | 0.59905 | 0.003564 | 4 | 588367.458 | 1281801.0078 | 11994.6665 | 26131.2473 | 49.9072 | 0 | 99.4066 | 127613.9797 | 6021.7471 | 239727.5394 | 259627.0695 | 0 | 29279.4995 | 0 | 258285.2357 | 672005.2017 | 458657.3585 | 2051217.6311 | 961560.8286 | 5375065.0943 | 5375065.0943 | 1478867.319 | 3031747.1076 | 0 | 8387843.554 | 18273523.0749 | 421696.5034 | 0.014256 | 588367.458 | 1281801.0078 | 11994.6665 | 26131.2473
1 | 1800 | 707 | 0.02 | 15 | 15 | 7 | 5.6234e-10 | 5spot_SharedNeighbor | Water | Porous | Wet | R600a | MinimizeLCOE_Brownfield | IgnoreSilica | 2019 | 18.1332 | 0.72772 | 0.004573 | 4 | 477487.9681 | 1017929.0631 | 9734.2381 | 20751.8608 | 49.9872 | 0 | 90.3266 | 146300.3629 | 6918.8502 | 280082.7264 | 309831.6777 | 0 | 30946.6968 | 0 | 301891.3225 | 785459.2946 | 536092.1081 | 2397523.0392 | 961560.8286 | 5375065.0943 | 5375065.0943 | 1478867.319 | 3031747.1076 | 0 | 8734148.962 | 18619828.4829 | 562341.3252 | 0.018292 | 477487.9681 | 1017929.0631 | 9734.2381 | 20751.8608
1 | 1800 | 707 | 0.02 | 15 | 15 | 7 | 7.4989e-10 | 5spot_SharedNeighbor | Water | Porous | Wet | R600a | MinimizeLCOE_Brownfield | IgnoreSilica | 2019 | 21.3392 | 0.85881 | 0.0056734 | 4 | 400006.132 | 835624.3026 | 8154.666 | 17035.3317 | 50.0449 | 0 | 77.6767 | 164319.2906 | 7784.2272 | 319748.8235 | 360973.8039 | 0 | 32117.0669 | 0 | 345127.8527 | 897951.8772 | 612870.6073 | 2740893.5492 | 961560.8286 | 5375065.0943 | 5375065.0943 | 1478867.319 | 3031747.1076 | 0 | 9077519.4721 | 18963198.9929 | 749894.2093 | 0.022693 | 400006.132 | 835624.3026 | 8154.666 | 17035.3317
1 | 1800 | 707 | 0.02 | 15 | 15 | 7 | 1e-09 | 5spot_SharedNeighbor | Water | Porous | Wet | R600a | MinimizeLCOE_Brownfield | IgnoreSilica | 2019 | 24.4324 | 0.98532 | 0.0068054 | 4 | 345364.3086 | 708519.6125 | 7040.7186 | 14444.1306 | 50.0866 | 0 | 97.2984 | 180925.7274 | 8581.9572 | 356889.8785 | 410323.2841 | 0 | 32786.0178 | 0 | 385907.6773 | 1004052.6158 | 685286.5415 | 3064753.6996 | 961560.8286 | 5375065.0943 | 5375065.0943 | 1478867.319 | 3031747.1076 | 0 | 9401379.6225 | 19287059.1433 | 1000000 | 0.027222 | 345364.3086 | 708519.6125 | 7040.7186 | 14444.1306
1 | 1800 | 707 | 0.02 | 15 | 15 | 7 | 1.3335e-09 | 5spot_SharedNeighbor | Water | Porous | Wet | R600a | MinimizeLCOE_Brownfield | IgnoreSilica | 2019 | 27.2318 | 1.0998 | 0.0079017 | 4 | 306543.5769 | 619315.9434 | 6249.3054 | 12625.5932 | 50.1164 | 0 | 83.8456 | 195404.5587 | 9277.5817 | 389689.4702 | 454988.4143 | 0 | 32948.0452 | 0 | 422100.1473 | 1098217.9987 | 749556.3502 | 3352182.5663 | 961560.8286 | 5375065.0943 | 5375065.0943 | 1478867.319 | 3031747.1076 | 0 | 9688808.4892 | 19574488.0101 | 1333521.4322 | 0.031607 | 306543.5769 | 619315.9434 | 6249.3054 | 12625.5932
1 | 1800 | 707 | 0.02 | 15 | 15 | 7 | 1.7783e-09 | 5spot_SharedNeighbor | Water | Porous | Wet | R600a | MinimizeLCOE_Brownfield | IgnoreSilica | 2019 | 29.6607 | 1.1992 | 0.0089091 | 4 | 278766.8737 | 556170.3552 | 5683.0398 | 11338.285 | 50.1379 | 0 | 85.7721 | 207601.88 | 9863.6388 | 417600.6869 | 493746.0592 | 0 | 32745.8577 | 0 | 453007.6678 | 1178633.027 | 804441.2594 | 3597640.0769 | 961560.8286 | 5375065.0943 | 5375065.0943 | 1478867.319 | 3031747.1076 | 0 | 9934265.9997 | 19819945.5206 | 1778279.41 | 0.035636 | 278766.8737 | 556170.3552 | 5683.0398 | 11338.285
1 | 1800 | 707 | 0.02 | 15 | 15 | 7 | 2.3714e-09 | 5spot_SharedNeighbor | Water | Porous | Wet | R600a | MinimizeLCOE_Brownfield | IgnoreSilica | 2019 | 31.6681 | 1.2813 | 0.0097916 | 4 | 258750.3998 | 511151.4831 | 5274.9769 | 10420.5144 | 50.1534 | 0 | 85.7867 | 217453.9995 | 10337.0325 | 440321.7602 | 525779.37 | 0 | 32269.7557 | 0 | 478203.148 | 1244186.4981 | 849182.8505 | 3797734.4145 | 961560.8286 | 5375065.0943 | 5375065.0943 | 1478867.319 | 3031747.1076 | 0 | 10134360.3374 | 20020039.8582 | 2371373.7057 | 0.039167 | 258750.3998 | 511151.4831 | 5274.9769 | 10420.5144
1 | 1800 | 707 | 0.02 | 15 | 15 | 7 | 3.1623e-09 | 5spot_SharedNeighbor | Water | Porous | Wet | R600a | MinimizeLCOE_Brownfield | IgnoreSilica | 2019 | 33.307 | 1.3484 | 0.010539 | 4 | 244226.4407 | 478718.3707 | 4978.8863 | 9759.3215 | 50.1647 | 0 | 109.8019 | 225357.5237 | 10716.8033 | 458657.893 | 551933.8629 | 0 | 31705.1178 | 0 | 498564.7682 | 1297163.2572 | 885340.5771 | 3959439.8031 | 961560.8286 | 5375065.0943 | 5375065.0943 | 1478867.319 | 3031747.1076 | 0 | 10296065.7259 | 20181745.2468 | 3162277.6602 | 0.042158 | 244226.4407 | 478718.3707 | 4978.8863 | 9759.3215
1 | 1800 | 707 | 0.02 | 15 | 15 | 7 | 4.217e-09 | 5spot_SharedNeighbor | Water | Porous | Wet | R600a | MinimizeLCOE_Brownfield | IgnoreSilica | 2019 | 34.5982 | 1.4012 | 0.011153 | 4 | 233621.1978 | 455213.8128 | 4762.6841 | 9280.1493 | 50.1729 | 0 | 93.6201 | 231501.3111 | 11012.019 | 472976.1833 | 572539.9364 | 0 | 31097.9787 | 0 | 514459.6971 | 1338518.6017 | 913566.4494 | 4085672.1767 | 961560.8286 | 5375065.0943 | 5375065.0943 | 1478867.319 | 3031747.1076 | 0 | 10422298.0996 | 20307977.6204 | 4216965.0343 | 0.044612 | 233621.1978 | 455213.8128 | 4762.6841 | 9280.1493
1 | 1800 | 707 | 0.02 | 15 | 15 | 7 | 5.6234e-09 | 5spot_SharedNeighbor | Water | Porous | Wet | R600a | MinimizeLCOE_Brownfield | IgnoreSilica | 2019 | 35.6117 | 1.4427 | 0.011646 | 4 | 225834.6854 | 438037.5075 | 4603.9455 | 8929.9871 | 50.179 | 0 | 100.9537 | 236275.387 | 11241.4187 | 484140.4165 | 588715.3729 | 0 | 30536.3202 | 0 | 526854.477 | 1370767.2764 | 935576.8326 | 4184107.5014 | 961560.8286 | 5375065.0943 | 5375065.0943 | 1478867.319 | 3031747.1076 | 0 | 10520733.4242 | 20406412.9451 | 5623413.2519 | 0.046586 | 225834.6854 | 438037.5075 | 4603.9455 | 8929.9871
1 | 1800 | 707 | 0.02 | 15 | 15 | 7 | 7.4989e-09 | 5spot_SharedNeighbor | Water | Porous | Wet | R600a | MinimizeLCOE_Brownfield | IgnoreSilica | 2019 | 35.846 | 1.4523 | 0.011973 | 4 | 220063.6612 | 426485.1173 | 4486.2954 | 8694.476 | 50.1803 | 0 | 103.4283 | 237373.1882 | 11294.1692 | 486712.2672 | 592454.9022 | 0 | 28976.9122 | 0 | 529156.4612 | 1376756.5672 | 939664.6466 | 4202389.114 | 961560.8286 | 5375065.0943 | 5375065.0943 | 1478867.319 | 3031747.1076 | 0 | 10539015.0368 | 20424694.5577 | 7498942.0933 | 0.047891 | 220063.6612 | 426485.1173 | 4486.2954 | 8694.476
1 | 1800 | 707 | 0.02 | 15 | 15 | 7 | 1e-08 | 5spot_SharedNeighbor | Water | Porous | Wet | R600a | MinimizeLCOE_Brownfield | IgnoreSilica | 2019 | 37.0271 | 1.5006 | 0.012348 | 4 | 215764.5467 | 415906.1784 | 4398.6521 | 8478.81 | 50.1869 | 0 | 87.7134 | 242874.5706 | 11558.5154 | 499626.2904 | 611306.3443 | 0 | 29651.7192 | 0 | 544056.8015 | 1415524.1962 | 966124.35 | 4320722.7875 | 961560.8286 | 5375065.0943 | 5375065.0943 | 1478867.319 | 3031747.1076 | 0 | 10657348.7103 | 20543028.2312 | 10000000 | 0.049393 | 215764.5467 | 415906.1784 | 4398.6521 | 8478.81
1 | 1900 | 707 | 0.02 | 15 | 15 | 7 | 1e-13 | 5spot_SharedNeighbor | Water | Porous | Wet | R600a | MinimizeLCOE_Brownfield | IgnoreSilica | 2019 | 0 | 0 | 0 | 0 |  |  |  |  | 15 |  | 16.9335 | [19 empty] | 100 | 0
1 | 1900 | 707 | 0.02 | 15 | 15 | 7 | 1.3335e-13 | 5spot_SharedNeighbor | Water | Porous | Wet | R600a | MinimizeLCOE_Brownfield | IgnoreSilica | 2019 | 0 | 0 | 0 | 0 |  |  |  |  | 15 |  | 17.1619 | [19 empty] | 133.3521 | 0
1 | 1900 | 707 | 0.02 | 15 | 15 | 7 | 1.7783e-13 | 5spot_SharedNeighbor | Water | Porous | Wet | R600a | MinimizeLCOE_Brownfield | IgnoreSilica | 2019 | 0 | 0 | 0 | 0 |  |  |  |  | 15 |  | 17.3453 | [19 empty] | 177.8279 | 0
1 | 1900 | 707 | 0.02 | 15 | 15 | 7 | 2.3714e-13 | 5spot_SharedNeighbor | Water | Porous | Wet | R600a | MinimizeLCOE_Brownfield | IgnoreSilica | 2019 | 0 | 0 | 0 | 0 |  |  |  |  | 15 |  | 20.7765 | [19 empty] | 237.1374 | 0
1 | 1900 | 707 | 0.02 | 15 | 15 | 7 | 3.1623e-13 | 5spot_SharedNeighbor | Water | Porous | Wet | R600a | MinimizeLCOE_Brownfield | IgnoreSilica | 2019 | 0 | 0 | 0 | 0 |  |  |  |  | 15 |  | 20.2588 | [19 empty] | 316.2278 | 0
1 | 1900 | 707 | 0.02 | 15 | 15 | 7 | 4.217e-13 | 5spot_SharedNeighbor | Water | Porous | Wet | R600a | MinimizeLCOE_Brownfield | IgnoreSilica | 2019 | 0 | 0 | 0 | 0 |  |  |  |  | 15 |  | 21.2259 | [19 empty] | 421.6965 | 0
1 | 1900 | 707 | 0.02 | 15 | 15 | 7 | 5.6234e-13 | 5spot_SharedNeighbor | Water | Porous | Wet | R600a | MinimizeLCOE_Brownfield | IgnoreSilica | 2019 | 0 | 0 | 0 | 0 |  |  |  |  | 15 |  | 21.816 | [19 empty] | 562.3413 | 0
1 | 1900 | 707 | 0.02 | 15 | 15 | 7 | 7.4989e-13 | 5spot_SharedNeighbor | Water | Porous | Wet | R600a | MinimizeLCOE_Brownfield | IgnoreSilica | 2019 | 0 | 0 | 0 | 0 |  |  |  |  | 15 |  | 21.9491 | [19 empty] | 749.8942 | 0
1 | 1900 | 707 | 0.02 | 15 | 15 | 7 | 1e-12 | 5spot_SharedNeighbor | Water | Porous | Wet | R600a | MinimizeLCOE_Brownfield | IgnoreSilica | 2019 | 0 | 0 | 0 | 0 |  |  |  |  | 15 |  | 23.8063 | [19 empty] | 1000 | 0
1 | 1900 | 707 | 0.02 | 15 | 15 | 7 | 1.3335e-12 | 5spot_SharedNeighbor | Water | Porous | Wet | R600a | MinimizeLCOE_Brownfield | IgnoreSilica | 2019 | 0 | 0 | 0 | 0 |  |  |  |  | 15 |  | 23.5938 | [19 empty] | 1333.5214 | 0
1 | 1900 | 707 | 0.02 | 15 | 15 | 7 | 1.7783e-12 | 5spot_SharedNeighbor | Water | Porous | Wet | R600a | MinimizeLCOE_Brownfield | IgnoreSilica | 2019 | 0 | 0 | 0 | 0 |  |  |  |  | 15 |  | 28.2868 | [19 empty] | 1778.2794 | 0
1 | 1900 | 707 | 0.02 | 15 | 15 | 7 | 2.3714e-12 | 5spot_SharedNeighbor | Water | Porous | Wet | R600a | MinimizeLCOE_Brownfield | IgnoreSilica | 2019 | 0 | 0 | 0 | 0 |  |  |  |  | 15 |  | 29.046 | [19 empty] | 2371.3737 | 0
1 | 1900 | 707 | 0.02 | 15 | 15 | 7 | 3.1623e-12 | 5spot_SharedNeighbor | Water | Porous | Wet | R600a | MinimizeLCOE_Brownfield | IgnoreSilica | 2019 | 0 | 0 | 0 | 0 |  |  |  |  | 15 |  | 31.9241 | [19 empty] | 3162.2777 | 0
1 | 1900 | 707 | 0.02 | 15 | 15 | 7 | 4.217e-12 | 5spot_SharedNeighbor | Water | Porous | Wet | R600a | MinimizeLCOE_Brownfield | IgnoreSilica | 2019 | 0 | 0 | 0 | 0 |  |  |  |  | 15 |  | 34.673 | [19 empty] | 4216.965 | 0
1 | 1900 | 707 | 0.02 | 15 | 15 | 7 | 5.6234e-12 | 5spot_SharedNeighbor | Water | Porous | Wet | R600a | MinimizeLCOE_Brownfield | IgnoreSilica | 2019 | 0 | 0 | 0 | 0 |  |  |  |  | 15 |  | 34.3384 | [19 empty] | 5623.4133 | 0
1 | 1900 | 707 | 0.02 | 15 | 15 | 7 | 7.4989e-12 | 5spot_SharedNeighbor | Water | Porous | Wet | R600a | MinimizeLCOE_Brownfield | IgnoreSilica | 2019 | 0 | 0 | 0 | 0 |  |  |  |  | 15 |  | 31.9403 | [19 empty] | 7498.9421 | 0
1 | 1900 | 707 | 0.02 | 15 | 15 | 7 | 1e-11 | 5spot_SharedNeighbor | Water | Porous | Wet | R600a | MinimizeLCOE_Brownfield | IgnoreSilica | 2019 | 0 | 0 | 0 | 0 |  |  |  |  | 15 |  | 31.4364 | [19 empty] | 10000 | 0
1 | 1900 | 707 | 0.02 | 15 | 15 | 7 | 1.3335e-11 | 5spot_SharedNeighbor | Water | Porous | Wet | R600a | MinimizeLCOE_Brownfield | IgnoreSilica | 2019 | 0 | 0 | 0 | 0 |  |  |  |  | 15 |  | 30.484 | [19 empty] | 13335.2143 | 0
1 | 1900 | 707 | 0.02 | 15 | 15 | 7 | 1.7783e-11 | 5spot_SharedNeighbor | Water | Porous | Wet | R600a | MinimizeLCOE_Brownfield | IgnoreSilica | 2019 | 0 | 0 | 0 | 0 |  |  |  |  | 15 |  | 29.3526 | [19 empty] | 17782.7941 | 0
1 | 1900 | 707 | 0.02 | 15 | 15 | 7 | 2.3714e-11 | 5spot_SharedNeighbor | Water | Porous | Wet | R600a | MinimizeLCOE_Brownfield | IgnoreSilica | 2019 | 0 | 0 | 0 | 0 |  |  |  |  | 15 |  | 26.1433 | [19 empty] | 23713.7371 | 0
1 | 1900 | 707 | 0.02 | 15 | 15 | 7 | 3.1623e-11 | 5spot_SharedNeighbor | Water | Porous | Wet | R600a | MinimizeLCOE_Brownfield | IgnoreSilica | 2019 | 1.6 | 0.057649 | 0.00010372 | 4 | 16943887.4698 | 41823131.2366 | 345424.0644 | 852621.1002 | 47.8583 | 0 | 31.2935 | 24168.1815 | 1088.6426 | 36919.7275 | 47567.3062 | 0 | 13419.0222 | 0 | 48033.5232 | 124973.3744 | 85296.896 | 381466.6738 | 961560.8286 | 5686671.2401 | 5686671.2401 | 1478867.319 | 3156389.5659 | 0 | 7029698.7425 | 17351626.8675 | 31622.7766 | 0.00041488 | 16943887.4698 | 41823131.2366 | 345424.0644 | 852621.1002
1 | 1900 | 707 | 0.02 | 15 | 15 | 7 | 4.217e-11 | 5spot_SharedNeighbor | Water | Porous | Wet | R600a | MinimizeLCOE_Brownfield | IgnoreSilica | 2019 | 1.6 | 0.05765 | 0.00020931 | 4 | 8388484.1268 | 20716977.1441 | 171010.5952 | 422343.6009 | 47.8584 | 0 | 31.6752 | 24168.2847 | 1088.6478 | 36919.8284 | 47567.3607 | 0 | 11316.8142 | 0 | 47213.765 | 122840.5316 | 83841.1869 | 374956.4194 | 961560.8286 | 5686671.2401 | 5686671.2401 | 1478867.319 | 3156389.5659 | 0 | 7023188.4881 | 17345116.6131 | 42169.6503 | 0.00083724 | 8388484.1268 | 20716977.1441 | 171010.5952 | 422343.6009
1 | 1900 | 707 | 0.02 | 15 | 15 | 7 | 5.6234e-11 | 5spot_SharedNeighbor | Water | Porous | Wet | R600a | MinimizeLCOE_Brownfield | IgnoreSilica | 2019 | 3.4003 | 0.13735 | 0.00057231 | 4 | 3201720.4116 | 7710631.5656 | 65271.4012 | 157191.6539 | 50.119 | 0 | 59.4624 | 46603.1946 | 2162.8156 | 73775.8859 | 77887.2292 | 0 | 19519.8301 | 0 | 85780.0926 | 223182.2051 | 152326.4409 | 681237.694 | 961560.8286 | 5686671.2401 | 5686671.2401 | 1478867.319 | 3156389.5659 | 0 | 7329469.7627 | 17651397.8877 | 56234.1325 | 0.0022892 | 3201720.4116 | 7710631.5656 | 65271.4012 | 157191.6539
1 | 1900 | 707 | 0.02 | 15 | 15 | 7 | 7.4989e-11 | 5spot_SharedNeighbor | Water | Porous | Wet | R600a | MinimizeLCOE_Brownfield | IgnoreSilica | 2019 | 4.5381 | 0.18811 | 0.00094126 | 4 | 1992226.6755 | 4733757.0796 | 40614.2355 | 96504.0409 | 50.6513 | 0 | 75.5516 | 58626.097 | 2742.5149 | 94832.5568 | 97107.3965 | 0 | 21951.2446 | 0 | 107351.3259 | 279306.1291 | 190632.1723 | 852549.4372 | 961560.8286 | 5686671.2401 | 5686671.2401 | 1478867.319 | 3156389.5659 | 0 | 7500781.5059 | 17822709.6309 | 74989.4209 | 0.003765 | 1992226.6755 | 4733757.0796 | 40614.2355 | 96504.0409
1 | 1900 | 707 | 0.02 | 15 | 15 | 7 | 1e-10 | 5spot_SharedNeighbor | Water | Porous | Wet | R600a | MinimizeLCOE_Brownfield | IgnoreSilica | 2019 | 5.9406 | 0.25075 | 0.0014326 | 4 | 1343904.5806 | 3145131.6167 | 27397.3126 | 64117.7621 | 51.0309 | 0 | 92.9312 | 72120.3483 | 3394.7147 | 119308.4725 | 120806.1627 | 0 | 24352.3395 | 0 | 132592.9947 | 344979.7736 | 235455.7841 | 1053010.5901 | 961560.8286 | 5686671.2401 | 5686671.2401 | 1478867.319 | 3156389.5659 | 0 | 7701242.6588 | 18023170.7838 | 100000 | 0.0057305 | 1343904.5806 | 3145131.6167 | 27397.3126 | 64117.7621
1 | 1900 | 707 | 0.02 | 15 | 15 | 7 | 1.3335e-10 | 5spot_SharedNeighbor | Water | Porous | Wet | R600a | MinimizeLCOE_Brownfield | IgnoreSilica | 2019 | 7.6145 | 0.32543 | 0.002063 | 4 | 960840.1488 | 2211653.0694 | 19588.0261 | 45087.5393 | 51.2896 | 0 | 71.991 | 86845.6284 | 4107.2305 | 146938.4326 | 149060.163 | 0 | 26572.8893 | 0 | 161274.4941 | 419603.1518 | 286387.7731 | 1280789.763 | 961560.8286 | 5686671.2401 | 5686671.2401 | 1478867.319 | 3156389.5659 | 0 | 7929021.8317 | 18250949.9567 | 133352.1432 | 0.0082522 | 960840.1488 | 2211653.0694 | 19588.0261 | 45087.5393
1 | 1900 | 707 | 0.02 | 15 | 15 | 7 | 1.7783e-10 | 5spot_SharedNeighbor | Water | Porous | Wet | R600a | MinimizeLCOE_Brownfield | IgnoreSilica | 2019 | 10.0675 | 0.43563 | 0.0029258 | 4 | 705220.0514 | 1587186.0459 | 14376.8646 | 32356.9344 | 51.5498 | 0 | 93.1382 | 106862.71 | 5078.0516 | 185506.8286 | 190647.5262 | 0 | 30164.7234 | 0 | 202121.3375 | 525878.2595 | 358922.7178 | 1605182.1547 | 961560.8286 | 5686671.2401 | 5686671.2401 | 1478867.319 | 3156389.5659 | 0 | 8253414.2234 | 18575342.3484 | 177827.941 | 0.011703 | 705220.0514 | 1587186.0459 | 14376.8646 | 32356.9344
1 | 1900 | 707 | 0.02 | 15 | 15 | 7 | 2.3714e-10 | 5spot_SharedNeighbor | Water | Porous | Wet | R600a | MinimizeLCOE_Brownfield | IgnoreSilica | 2019 | 12.7935 | 0.55781 | 0.0039868 | 4 | 539097.9534 | 1186359.2418 | 10990.241 | 24185.5378 | 51.7104 | 0 | 73.0301 | 127245.165 | 6067.1462 | 226039.7648 | 236785.3621 | 0 | 33067.2887 | 0 | 245389.8434 | 638454.0362 | 435757.9986 | 1948806.6051 | 961560.8286 | 5686671.2401 | 5686671.2401 | 1478867.319 | 3156389.5659 | 0 | 8597038.6738 | 18918966.7988 | 237137.3706 | 0.015947 | 539097.9534 | 1186359.2418 | 10990.241 | 24185.5378
1 | 1900 | 707 | 0.02 | 15 | 15 | 7 | 3.1623e-10 | 5spot_SharedNeighbor | Water | Porous | Wet | R600a | MinimizeLCOE_Brownfield | IgnoreSilica | 2019 | 15.9406 | 0.69888 | 0.005282 | 4 | 425016.2696 | 913555.5183 | 8664.5315 | 18624.0649 | 51.8283 | 0 | 97.1227 | 149133.338 | 7129.9922 | 270691.3309 | 290054.6391 | 0 | 35778.0529 | 0 | 293587.0677 | 763853.3272 | 521345.5914 | 2331573.3395 | 961560.8286 | 5686671.2401 | 5686671.2401 | 1478867.319 | 3156389.5659 | 0 | 8979805.4082 | 19301733.5332 | 316227.766 | 0.021128 | 425016.2696 | 913555.5183 | 8664.5315 | 18624.0649
1 | 1900 | 707 | 0.02 | 15 | 15 | 7 | 4.217e-10 | 5spot_SharedNeighbor | Water | Porous | Wet | R600a | MinimizeLCOE_Brownfield | IgnoreSilica | 2019 | 19.4218 | 0.85497 | 0.0067984 | 4 | 345303.2867 | 724877.5816 | 7039.4746 | 14777.61 | 51.9149 | 0 | 97.3271 | 171820.748 | 8232.0996 | 318034.5316 | 348983.3433 | 0 | 38148.9104 | 0 | 345235.6568 | 898232.3613 | 613062.0434 | 2741749.6943 | 961560.8286 | 5686671.2401 | 5686671.2401 | 1478867.319 | 3156389.5659 | 0 | 9389981.763 | 19711909.888 | 421696.5034 | 0.027193 | 345303.2867 | 724877.5816 | 7039.4746 | 14777.61
1 | 1900 | 707 | 0.02 | 15 | 15 | 7 | 5.6234e-10 | 5spot_SharedNeighbor | Water | Porous | Wet | R600a | MinimizeLCOE_Brownfield | IgnoreSilica | 2019 | 23.0519 | 1.0178 | 0.0084822 | 4 | 289014.7353 | 593239.229 | 5891.9563 | 12093.9841 | 51.9778 | 0 | 63.685 | 194169.9356 | 9318.0308 | 365597.9983 | 410438.6134 | 0 | 39975.2137 | 0 | 397604.9188 | 1034486.4387 | 706058.251 | 3157649.4004 | 961560.8286 | 5686671.2401 | 5686671.2401 | 1478867.319 | 3156389.5659 | 0 | 9805881.4691 | 20127809.5941 | 562341.3252 | 0.033929 | 289014.7353 | 593239.229 | 5891.9563 | 12093.9841
1 | 1900 | 707 | 0.02 | 15 | 15 | 7 | 7.4989e-10 | 5spot_SharedNeighbor | Water | Porous | Wet | R600a | MinimizeLCOE_Brownfield | IgnoreSilica | 2019 | 26.6009 | 1.1769 | 0.010244 | 4 | 248982.6648 | 500877.4577 | 5075.8484 | 10211.0645 | 52.0233 | 0 | 82.5805 | 214989.8043 | 10329.8145 | 410634.0927 | 470512.5159 | 0 | 41119.9364 | 0 | 447558.6038 | 1164455.6803 | 794764.929 | 3554365.3768 | 961560.8286 | 5686671.2401 | 5686671.2401 | 1478867.319 | 3156389.5659 | 0 | 10202597.4455 | 20524525.5705 | 749894.2093 | 0.040977 | 248982.6648 | 500877.4577 | 5075.8484 | 10211.0645
1 | 1900 | 707 | 0.02 | 15 | 15 | 7 | 1e-09 | 5spot_SharedNeighbor | Water | Porous | Wet | R600a | MinimizeLCOE_Brownfield | IgnoreSilica | 2019 | 29.8628 | 1.3231 | 0.01198 | 4 | 220366.0191 | 435771.9043 | 4492.4594 | 8883.7997 | 52.0559 | 0 | 101.6733 | 233383.6835 | 11223.7654 | 450952.324 | 525719.0547 | 0 | 41574.9007 | 0 | 492512.954 | 1281417.678 | 874593.8958 | 3911378.2561 | 961560.8286 | 5686671.2401 | 5686671.2401 | 1478867.319 | 3156389.5659 | 0 | 10559610.3248 | 20881538.4498 | 1000000 | 0.047919 | 220366.0191 | 435771.9043 | 4492.4594 | 8883.7997
1 | 1900 | 707 | 0.02 | 15 | 15 | 7 | 1.3335e-09 | 5spot_SharedNeighbor | Water | Porous | Wet | R600a | MinimizeLCOE_Brownfield | IgnoreSilica | 2019 | 32.7204 | 1.4512 | 0.013597 | 4 | 199808.7968 | 389595.2776 | 4073.3726 | 7942.4267 | 52.0794 | 0 | 83.1866 | 249000.1667 | 11982.7215 | 485548.5222 | 574087.0528 | 0 | 41485.1546 | 0 | 531220.4109 | 1382126.5409 | 943329.764 | 4218780.3336 | 961560.8286 | 5686671.2401 | 5686671.2401 | 1478867.319 | 3156389.5659 | 0 | 10867012.4023 | 21188940.5273 | 1333521.4322 | 0.054387 | 199808.7968 | 389595.2776 | 4073.3726 | 7942.4267
1 | 1900 | 707 | 0.02 | 15 | 15 | 7 | 1.7783e-09 | 5spot_SharedNeighbor | Water | Porous | Wet | R600a | MinimizeLCOE_Brownfield | IgnoreSilica | 2019 | 35.1272 | 1.5591 | 0.015034 | 4 | 184956.3963 | 356603.5481 | 3770.5863 | 7269.8457 | 52.0964 | 0 | 91.8125 | 261834.7718 | 12606.4563 | 514218.2247 | 614828.7241 | 0 | 41030.8622 | 0 | 563362.4253 | 1465753.469 | 1000406.8608 | 4474041.7942 | 961560.8286 | 5686671.2401 | 5686671.2401 | 1478867.319 | 3156389.5659 | 0 | 11122273.8629 | 21444201.9879 | 1778279.41 | 0.060135 | 184956.3963 | 356603.5481 | 3770.5863 | 7269.8457
1 | 1900 | 707 | 0.02 | 15 | 15 | 7 | 2.3714e-09 | 5spot_SharedNeighbor | Water | Porous | Wet | R600a | MinimizeLCOE_Brownfield | IgnoreSilica | 2019 | 37.1003 | 1.6476 | 0.016262 | 4 | 174162.4237 | 332840.4625 | 3550.5366 | 6785.403 | 52.1089 | 0 | 83.3925 | 272159.2741 | 13108.1833 | 537428.4536 | 648231.1198 | 0 | 40395.0153 | 0 | 589415.598 | 1533538.4803 | 1046671.5239 | 4680947.6484 | 961560.8286 | 5686671.2401 | 5686671.2401 | 1478867.319 | 3156389.5659 | 0 | 11329179.7171 | 21651107.8421 | 2371373.7057 | 0.06505 | 174162.4237 | 332840.4625 | 3550.5366 | 6785.403
1 | 1900 | 707 | 0.02 | 15 | 15 | 7 | 3.1623e-09 | 5spot_SharedNeighbor | Water | Porous | Wet | R600a | MinimizeLCOE_Brownfield | IgnoreSilica | 2019 | 38.6667 | 1.7179 | 0.017279 | 4 | 166273.5444 | 315619.8887 | 3389.7111 | 6434.3383 | 52.1179 | 0 | 80.4838 | 280237.8046 | 13500.7486 | 555678.0638 | 674749.1972 | 0 | 39672.2616 | 0 | 609896.8496 | 1586826.4955 | 1083041.6892 | 4843603.1102 | 961560.8286 | 5686671.2401 | 5686671.2401 | 1478867.319 | 3156389.5659 | 0 | 11491835.1789 | 21813763.3039 | 3162277.6602 | 0.069114 | 166273.5444 | 315619.8887 | 3389.7111 | 6434.3383
1 | 1900 | 707 | 0.02 | 15 | 15 | 7 | 4.217e-09 | 5spot_SharedNeighbor | Water | Porous | Wet | R600a | MinimizeLCOE_Brownfield | IgnoreSilica | 2019 | 39.8776 | 1.7722 | 0.018097 | 4 | 160478.5147 | 303073.0246 | 3271.5716 | 6178.5535 | 52.1244 | 0 | 88.6586 | 286415.5721 | 13800.9373 | 569684.8363 | 695250.3544 | 0 | 38933.2567 | 0 | 625593.1331 | 1627665.0056 | 1110914.8115 | 4968257.9069 | 961560.8286 | 5686671.2401 | 5686671.2401 | 1478867.319 | 3156389.5659 | 0 | 11616489.9756 | 21938418.1006 | 4216965.0343 | 0.072387 | 160478.5147 | 303073.0246 | 3271.5716 | 6178.5535
1 | 1900 | 707 | 0.02 | 15 | 15 | 7 | 5.6234e-09 | 5spot_SharedNeighbor | Water | Porous | Wet | R600a | MinimizeLCOE_Brownfield | IgnoreSilica | 2019 | 40.8445 | 1.8156 | 0.018751 | 4 | 156202.989 | 293823.5857 | 3184.4092 | 5989.9912 | 52.1294 | 0 | 88.8207 | 291307.4948 | 14038.6365 | 580806.9937 | 711619.3862 | 0 | 38330.9183 | 0 | 638080.3375 | 1660154.1499 | 1133089.3201 | 5067427.2369 | 961560.8286 | 5686671.2401 | 5686671.2401 | 1478867.319 | 3156389.5659 | 0 | 11715659.3056 | 22037587.4306 | 5623413.2519 | 0.075003 | 156202.989 | 293823.5857 | 3184.4092 | 5989.9912
1 | 1900 | 707 | 0.02 | 15 | 15 | 7 | 7.4989e-09 | 5spot_SharedNeighbor | Water | Porous | Wet | R600a | MinimizeLCOE_Brownfield | IgnoreSilica | 2019 | 41.5755 | 1.8483 | 0.01926 | 4 | 153037.154 | 287016.2329 | 3119.8694 | 5851.2141 | 52.133 | 0 | 88.8128 | 294983.1379 | 14217.2316 | 589181.4774 | 723996.3414 | 0 | 37788.0176 | 0 | 647464.8203 | 1684570.6491 | 1149754.0825 | 5141955.7578 | 961560.8286 | 5686671.2401 | 5686671.2401 | 1478867.319 | 3156389.5659 | 0 | 11790187.8265 | 22112115.9515 | 7498942.0933 | 0.077041 | 153037.154 | 287016.2329 | 3119.8694 | 5851.2141
1 | 1900 | 707 | 0.02 | 15 | 15 | 7 | 1e-08 | 5spot_SharedNeighbor | Water | Porous | Wet | R600a | MinimizeLCOE_Brownfield | IgnoreSilica | 2019 | 42.1233 | 1.8729 | 0.019653 | 4 | 150686.1748 | 281988.4579 | 3071.9415 | 5748.7161 | 52.1356 | 0 | 105.5274 | 297724.5083 | 14350.4286 | 595437.0824 | 733270.4587 | 0 | 37317.6047 | 0 | 654459.0322 | 1702768.1539 | 1162174.2534 | 5197501.5221 | 961560.8286 | 5686671.2401 | 5686671.2401 | 1478867.319 | 3156389.5659 | 0 | 11845733.5908 | 22167661.7159 | 10000000 | 0.078612 | 150686.1748 | 281988.4579 | 3071.9415 | 5748.7161
1 | 2000 | 707 | 0.02 | 15 | 15 | 7 | 1e-13 | 5spot_SharedNeighbor | Water | Porous | Wet | R600a | MinimizeLCOE_Brownfield | IgnoreSilica | 2019 | 0 | 0 | 0 | 0 |  |  |  |  | 15 |  | 16.334 | [19 empty] | 100 | 0
1 | 2000 | 707 | 0.02 | 15 | 15 | 7 | 1.3335e-13 | 5spot_SharedNeighbor | Water | Porous | Wet | R600a | MinimizeLCOE_Brownfield | IgnoreSilica | 2019 | 0 | 0 | 0 | 0 |  |  |  |  | 15 |  | 17.637 | [19 empty] | 133.3521 | 0
1 | 2000 | 707 | 0.02 | 15 | 15 | 7 | 1.7783e-13 | 5spot_SharedNeighbor | Water | Porous | Wet | R600a | MinimizeLCOE_Brownfield | IgnoreSilica | 2019 | 0 | 0 | 0 | 0 |  |  |  |  | 15 |  | 19.0065 | [19 empty] | 177.8279 | 0
1 | 2000 | 707 | 0.02 | 15 | 15 | 7 | 2.3714e-13 | 5spot_SharedNeighbor | Water | Porous | Wet | R600a | MinimizeLCOE_Brownfield | IgnoreSilica | 2019 | 0 | 0 | 0 | 0 |  |  |  |  | 15 |  | 21.0923 | [19 empty] | 237.1374 | 0
1 | 2000 | 707 | 0.02 | 15 | 15 | 7 | 3.1623e-13 | 5spot_SharedNeighbor | Water | Porous | Wet | R600a | MinimizeLCOE_Brownfield | IgnoreSilica | 2019 | 0 | 0 | 0 | 0 |  |  |  |  | 15 |  | 21.7136 | [19 empty] | 316.2278 | 0
1 | 2000 | 707 | 0.02 | 15 | 15 | 7 | 4.217e-13 | 5spot_SharedNeighbor | Water | Porous | Wet | R600a | MinimizeLCOE_Brownfield | IgnoreSilica | 2019 | 0 | 0 | 0 | 0 |  |  |  |  | 15 |  | 22.5606 | [19 empty] | 421.6965 | 0
1 | 2000 | 707 | 0.02 | 15 | 15 | 7 | 5.6234e-13 | 5spot_SharedNeighbor | Water | Porous | Wet | R600a | MinimizeLCOE_Brownfield | IgnoreSilica | 2019 | 0 | 0 | 0 | 0 |  |  |  |  | 15 |  | 20.2942 | [19 empty] | 562.3413 | 0
1 | 2000 | 707 | 0.02 | 15 | 15 | 7 | 7.4989e-13 | 5spot_SharedNeighbor | Water | Porous | Wet | R600a | MinimizeLCOE_Brownfield | IgnoreSilica | 2019 | 0 | 0 | 0 | 0 |  |  |  |  | 15 |  | 22.6239 | [19 empty] | 749.8942 | 0
1 | 2000 | 707 | 0.02 | 15 | 15 | 7 | 1e-12 | 5spot_SharedNeighbor | Water | Porous | Wet | R600a | MinimizeLCOE_Brownfield | IgnoreSilica | 2019 | 0 | 0 | 0 | 0 |  |  |  |  | 15 |  | 22.9005 | [19 empty] | 1000 | 0
1 | 2000 | 707 | 0.02 | 15 | 15 | 7 | 1.3335e-12 | 5spot_SharedNeighbor | Water | Porous | Wet | R600a | MinimizeLCOE_Brownfield | IgnoreSilica | 2019 | 0 | 0 | 0 | 0 |  |  |  |  | 15 |  | 25.0163 | [19 empty] | 1333.5214 | 0
1 | 2000 | 707 | 0.02 | 15 | 15 | 7 | 1.7783e-12 | 5spot_SharedNeighbor | Water | Porous | Wet | R600a | MinimizeLCOE_Brownfield | IgnoreSilica | 2019 | 0 | 0 | 0 | 0 |  |  |  |  | 15 |  | 28.0807 | [19 empty] | 1778.2794 | 0
1 | 2000 | 707 | 0.02 | 15 | 15 | 7 | 2.3714e-12 | 5spot_SharedNeighbor | Water | Porous | Wet | R600a | MinimizeLCOE_Brownfield | IgnoreSilica | 2019 | 0 | 0 | 0 | 0 |  |  |  |  | 15 |  | 29.5006 | [19 empty] | 2371.3737 | 0
1 | 2000 | 707 | 0.02 | 15 | 15 | 7 | 3.1623e-12 | 5spot_SharedNeighbor | Water | Porous | Wet | R600a | MinimizeLCOE_Brownfield | IgnoreSilica | 2019 | 0 | 0 | 0 | 0 |  |  |  |  | 15 |  | 31.7871 | [19 empty] | 3162.2777 | 0
1 | 2000 | 707 | 0.02 | 15 | 15 | 7 | 4.217e-12 | 5spot_SharedNeighbor | Water | Porous | Wet | R600a | MinimizeLCOE_Brownfield | IgnoreSilica | 2019 | 0 | 0 | 0 | 0 |  |  |  |  | 15 |  | 34.385 | [19 empty] | 4216.965 | 0
1 | 2000 | 707 | 0.02 | 15 | 15 | 7 | 5.6234e-12 | 5spot_SharedNeighbor | Water | Porous | Wet | R600a | MinimizeLCOE_Brownfield | IgnoreSilica | 2019 | 0 | 0 | 0 | 0 |  |  |  |  | 15 |  | 33.1069 | [19 empty] | 5623.4133 | 0
1 | 2000 | 707 | 0.02 | 15 | 15 | 7 | 7.4989e-12 | 5spot_SharedNeighbor | Water | Porous | Wet | R600a | MinimizeLCOE_Brownfield | IgnoreSilica | 2019 | 0 | 0 | 0 | 0 |  |  |  |  | 15 |  | 32.4616 | [19 empty] | 7498.9421 | 0
1 | 2000 | 707 | 0.02 | 15 | 15 | 7 | 1e-11 | 5spot_SharedNeighbor | Water | Porous | Wet | R600a | MinimizeLCOE_Brownfield | IgnoreSilica | 2019 | 0 | 0 | 0 | 0 |  |  |  |  | 15 |  | 31.4791 | [19 empty] | 10000 | 0
1 | 2000 | 707 | 0.02 | 15 | 15 | 7 | 1.3335e-11 | 5spot_SharedNeighbor | Water | Porous | Wet | R600a | MinimizeLCOE_Brownfield | IgnoreSilica | 2019 | 0 | 0 | 0 | 0 |  |  |  |  | 15 |  | 28.6999 | [19 empty] | 13335.2143 | 0
1 | 2000 | 707 | 0.02 | 15 | 15 | 7 | 1.7783e-11 | 5spot_SharedNeighbor | Water | Porous | Wet | R600a | MinimizeLCOE_Brownfield | IgnoreSilica | 2019 | 0 | 0 | 0 | 0 |  |  |  |  | 15 |  | 29.5549 | [19 empty] | 17782.7941 | 0
1 | 2000 | 707 | 0.02 | 15 | 15 | 7 | 2.3714e-11 | 5spot_SharedNeighbor | Water | Porous | Wet | R600a | MinimizeLCOE_Brownfield | IgnoreSilica | 2019 | 1.6 | 0.062197 | 0.00016715 | 4 | 11024000.2414 | 27127220.1699 | 224739.156 | 553025.0754 | 49.3424 | 0 | 30.2544 | 26561.318 | 1210.1742 | 39174.521 | 48771.9534 | 0 | 14975.0579 | 0 | 50970.2796 | 132614.2121 | 90511.9247 | 404789.441 | 961560.8286 | 6004137.4768 | 6004137.4768 | 1478867.319 | 3283376.0606 | 0 | 7370487.7464 | 18136868.6027 | 23713.7371 | 0.00066859 | 11024000.2414 | 27127220.1699 | 224739.156 | 553025.0754
1 | 2000 | 707 | 0.02 | 15 | 15 | 7 | 3.1623e-11 | 5spot_SharedNeighbor | Water | Porous | Wet | R600a | MinimizeLCOE_Brownfield | IgnoreSilica | 2019 | 1.6 | 0.062197 | 0.00030416 | 4 | 6052286.452 | 14901581.8898 | 123384.0456 | 303788.9027 | 49.3425 | 0 | 30.0903 | 26561.4591 | 1210.1814 | 39174.6529 | 48772.0231 | 0 | 12697.9485 | 0 | 50082.3433 | 130303.9841 | 88935.1466 | 397737.7391 | 961560.8286 | 6004137.4768 | 6004137.4768 | 1478867.319 | 3283376.0606 | 0 | 7363436.0444 | 18129816.9008 | 31622.7766 | 0.0012166 | 6052286.452 | 14901581.8898 | 123384.0456 | 303788.9027
1 | 2000 | 707 | 0.02 | 15 | 15 | 7 | 4.217e-11 | 5spot_SharedNeighbor | Water | Porous | Wet | R600a | MinimizeLCOE_Brownfield | IgnoreSilica | 2019 | 3.4003 | 0.14909 | 0.0007799 | 4 | 2466540.8192 | 5917747.7886 | 50283.7708 | 120641.293 | 51.8293 | 0 | 60.5819 | 51474.3914 | 2417.8296 | 78650.1964 | 80814.4804 | 0 | 21986.8551 | 0 | 91784.0636 | 238803.306 | 162988.1633 | 728919.2857 | 961560.8286 | 6004137.4768 | 6004137.4768 | 1478867.319 | 3283376.0606 | 0 | 7694617.5911 | 18460998.4475 | 42169.6503 | 0.0031196 | 2466540.8192 | 5917747.7886 | 50283.7708 | 120641.293
1 | 2000 | 707 | 0.02 | 15 | 15 | 7 | 5.6234e-11 | 5spot_SharedNeighbor | Water | Porous | Wet | R600a | MinimizeLCOE_Brownfield | IgnoreSilica | 2019 | 4.5575 | 0.20523 | 0.001264 | 4 | 1559019.1431 | 3688431.6522 | 31782.714 | 75193.6682 | 52.4241 | 0 | 78.2548 | 65034.3866 | 3079.992 | 101505.0266 | 101432.0119 | 0 | 24938.1066 | 0 | 115435.9142 | 300340.5696 | 204988.6102 | 916754.6176 | 961560.8286 | 6004137.4768 | 6004137.4768 | 1478867.319 | 3283376.0606 | 0 | 7882452.923 | 18648833.7794 | 56234.1325 | 0.005056 | 1559019.1431 | 3688431.6522 | 31782.714 | 75193.6682
1 | 2000 | 707 | 0.02 | 15 | 15 | 7 | 7.4989e-11 | 5spot_SharedNeighbor | Water | Porous | Wet | R600a | MinimizeLCOE_Brownfield | IgnoreSilica | 2019 | 5.9944 | 0.27494 | 0.0019109 | 4 | 1060157.0915 | 2468718.3883 | 21612.7363 | 50328.1635 | 52.8478 | 0 | 80.4758 | 80336.219 | 3829.012 | 128208.0996 | 127018.7126 | 0 | 27915.4562 | 0 | 143249.9247 | 372706.9195 | 254380.1309 | 1137644.4745 | 961560.8286 | 6004137.4768 | 6004137.4768 | 1478867.319 | 3283376.0606 | 0 | 8103342.7799 | 18869723.6362 | 74989.4209 | 0.0076435 | 1060157.0915 | 2468718.3883 | 21612.7363 | 50328.1635
1 | 2000 | 707 | 0.02 | 15 | 15 | 7 | 1e-10 | 5spot_SharedNeighbor | Water | Porous | Wet | R600a | MinimizeLCOE_Brownfield | IgnoreSilica | 2019 | 7.6922 | 0.35721 | 0.0027433 | 4 | 761063.4713 | 1742222.684 | 15515.3083 | 35517.5659 | 53.1316 | 0 | 82.5478 | 96851.3875 | 4638.1752 | 158031.0437 | 157218.9284 | 0 | 30606.746 | 0 | 174465.0495 | 453922.2711 | 309811.2772 | 1385544.8785 | 961560.8286 | 6004137.4768 | 6004137.4768 | 1478867.319 | 3283376.0606 | 0 | 8351243.1839 | 19117624.0403 | 100000 | 0.010973 | 761063.4713 | 1742222.684 | 15515.3083 | 35517.5659
1 | 2000 | 707 | 0.02 | 15 | 15 | 7 | 1.3335e-10 | 5spot_SharedNeighbor | Water | Porous | Wet | R600a | MinimizeLCOE_Brownfield | IgnoreSilica | 2019 | 10.1555 | 0.47753 | 0.0038844 | 4 | 559978.4609 | 1252901.1511 | 11415.9184 | 25542.0846 | 53.4164 | 0 | 70.0364 | 119103.4987 | 5730.7991 | 199290.6654 | 201254.0271 | 0 | 34808.7342 | 0 | 218473.2126 | 568422.4841 | 387960.0253 | 1735043.4466 | 961560.8286 | 6004137.4768 | 6004137.4768 | 1478867.319 | 3283376.0606 | 0 | 8700741.752 | 19467122.6084 | 133352.1432 | 0.015538 | 559978.4609 | 1252901.1511 | 11415.9184 | 25542.0846
1 | 2000 | 707 | 0.02 | 15 | 15 | 7 | 1.7783e-10 | 5spot_SharedNeighbor | Water | Porous | Wet | R600a | MinimizeLCOE_Brownfield | IgnoreSilica | 2019 | 12.9787 | 0.61509 | 0.0053036 | 4 | 428130.5305 | 935638.5357 | 8728.02 | 19074.2571 | 53.5961 | 0 | 65.9274 | 142449.9315 | 6877.504 | 243982.792 | 251636.1473 | 0 | 38482.3946 | 0 | 266537.22 | 693475.1723 | 473311.0546 | 2116752.2162 | 961560.8286 | 6004137.4768 | 6004137.4768 | 1478867.319 | 3283376.0606 | 0 | 9082450.5216 | 19848831.378 | 177827.941 | 0.021214 | 428130.5305 | 935638.5357 | 8728.02 | 19074.2571
1 | 2000 | 707 | 0.02 | 15 | 15 | 7 | 2.3714e-10 | 5spot_SharedNeighbor | Water | Porous | Wet | R600a | MinimizeLCOE_Brownfield | IgnoreSilica | 2019 | 16.287 | 0.77631 | 0.0070582 | 4 | 336960.5611 | 718302.7058 | 6869.3968 | 14643.5722 | 53.7284 | 0 | 96.2045 | 167848.947 | 8125.6348 | 293889.091 | 310678.5099 | 0 | 42013.4333 | 0 | 320796.6902 | 834647.1834 | 569663.853 | 2547663.3425 | 961560.8286 | 6004137.4768 | 6004137.4768 | 1478867.319 | 3283376.0606 | 0 | 9513361.6479 | 20279742.5042 | 237137.3706 | 0.028233 | 336960.5611 | 718302.7058 | 6869.3968 | 14643.5722
1 | 2000 | 707 | 0.02 | 15 | 15 | 7 | 3.1623e-10 | 5spot_SharedNeighbor | Water | Porous | Wet | R600a | MinimizeLCOE_Brownfield | IgnoreSilica | 2019 | 20 | 0.9573 | 0.0091455 | 4 | 272841.6443 | 567150.7052 | 5562.246 | 11562.1343 | 53.8256 | 0 | 82.3378 | 194502.423 | 9435.7576 | 347497.3446 | 376950.3818 | 0 | 45174.6502 | 0 | 379688.6173 | 987871.8973 | 674242.8687 | 3015363.9404 | 961560.8286 | 6004137.4768 | 6004137.4768 | 1478867.319 | 3283376.0606 | 0 | 9981062.2458 | 20747443.1022 | 316227.766 | 0.036582 | 272841.6443 | 567150.7052 | 5562.246 | 11562.1343
1 | 2000 | 707 | 0.02 | 15 | 15 | 7 | 4.217e-10 | 5spot_SharedNeighbor | Water | Porous | Wet | R600a | MinimizeLCOE_Brownfield | IgnoreSilica | 2019 | 23.9527 | 1.15 | 0.01151 | 4 | 227287.7242 | 461134.5194 | 4633.5677 | 9400.8509 | 53.8966 | 0 | 98.6322 | 221241.0416 | 10750.1973 | 402386.5538 | 447507.3279 | 0 | 47728.8179 | 0 | 440549.436 | 1146219.2635 | 782318.1998 | 3498700.8379 | 961560.8286 | 6004137.4768 | 6004137.4768 | 1478867.319 | 3283376.0606 | 0 | 10464399.1433 | 21230779.9996 | 421696.5034 | 0.04604 | 227287.7242 | 461134.5194 | 4633.5677 | 9400.8509
1 | 2000 | 707 | 0.02 | 15 | 15 | 7 | 5.6234e-10 | 5spot_SharedNeighbor | Water | Porous | Wet | R600a | MinimizeLCOE_Brownfield | IgnoreSilica | 2019 | 27.9091 | 1.3429 | 0.01404 | 4 | 194729.2721 | 386441.9264 | 3969.8196 | 7878.1414 | 53.9481 | 0 | 96.3526 | 246677.5696 | 12000.6143 | 455517.0524 | 518138.4484 | 0 | 49476.9611 | 0 | 499906.1518 | 1300653.2622 | 887722.5772 | 3970092.6369 | 961560.8286 | 6004137.4768 | 6004137.4768 | 1478867.319 | 3283376.0606 | 0 | 10935790.9423 | 21702171.7986 | 562341.3252 | 0.056159 | 194729.2721 | 386441.9264 | 3969.8196 | 7878.1414
1 | 2000 | 707 | 0.02 | 15 | 15 | 7 | 7.4989e-10 | 5spot_SharedNeighbor | Water | Porous | Wet | R600a | MinimizeLCOE_Brownfield | IgnoreSilica | 2019 | 31.6487 | 1.5253 | 0.01659 | 4 | 171362.0798 | 333604.0453 | 3493.4478 | 6800.9697 | 53.9855 | 0 | 86.5149 | 269724.966 | 13133.4997 | 504351.5976 | 584905.0313 | 0 | 50401.1503 | 0 | 554781.3356 | 1443427.2338 | 985168.7465 | 4405893.5609 | 961560.8286 | 6004137.4768 | 6004137.4768 | 1478867.319 | 3283376.0606 | 0 | 11371591.8663 | 22137972.7227 | 749894.2093 | 0.06636 | 171362.0798 | 333604.0453 | 3493.4478 | 6800.9697
1 | 2000 | 707 | 0.02 | 15 | 15 | 7 | 1e-09 | 5spot_SharedNeighbor | Water | Porous | Wet | R600a | MinimizeLCOE_Brownfield | IgnoreSilica | 2019 | 34.9855 | 1.6881 | 0.019015 | 4 | 154525.5757 | 296076.9044 | 3150.2129 | 6035.9282 | 54.0124 | 0 | 104.6392 | 289600.9083 | 14110.3828 | 546954.5406 | 644488.8713 | 0 | 50570.3773 | 0 | 602832.7813 | 1568447.2389 | 1070497.4689 | 4787502.5694 | 961560.8286 | 6004137.4768 | 6004137.4768 | 1478867.319 | 3283376.0606 | 0 | 11753200.8748 | 22519581.7312 | 1000000 | 0.07606 | 154525.5757 | 296076.9044 | 3150.2129 | 6035.9282
1 | 2000 | 707 | 0.02 | 15 | 15 | 7 | 1.3335e-09 | 5spot_SharedNeighbor | Water | Porous | Wet | R600a | MinimizeLCOE_Brownfield | IgnoreSilica | 2019 | 37.8313 | 1.8269 | 0.021206 | 4 | 142340.0984 | 269269.0142 | 2901.7954 | 5489.4131 | 54.0319 | 0 | 101.9435 | 306103.6963 | 14921.3798 | 582648.913 | 695312.5454 | 0 | 50181.5744 | 0 | 643175.5625 | 1673410.8801 | 1142137.3108 | 5107891.8623 | 961560.8286 | 6004137.4768 | 6004137.4768 | 1478867.319 | 3283376.0606 | 0 | 12073590.1677 | 22839971.0241 | 1333521.4322 | 0.084822 | 142340.0984 | 269269.0142 | 2901.7954 | 5489.4131
1 | 2000 | 707 | 0.02 | 15 | 15 | 7 | 1.7783e-09 | 5spot_SharedNeighbor | Water | Porous | Wet | R600a | MinimizeLCOE_Brownfield | IgnoreSilica | 2019 | 40.1749 | 1.9413 | 0.023101 | 4 | 133476.6737 | 249988.6613 | 2721.1025 | 5096.357 | 54.046 | 0 | 84.1425 | 319413.937 | 15575.4145 | 611639.199 | 737168.2616 | 0 | 49454.0789 | 0 | 675967.8475 | 1758729.679 | 1200369.1442 | 5368317.5616 | 961560.8286 | 6004137.4768 | 6004137.4768 | 1478867.319 | 3283376.0606 | 0 | 12334015.867 | 23100396.7234 | 1778279.41 | 0.092406 | 133476.6737 | 249988.6613 | 2721.1025 | 5096.357
1 | 2000 | 707 | 0.02 | 15 | 15 | 7 | 2.3714e-09 | 5spot_SharedNeighbor | Water | Porous | Wet | R600a | MinimizeLCOE_Brownfield | IgnoreSilica | 2019 | 42.065 | 2.0335 | 0.024689 | 4 | 126997.0793 | 236015.5957 | 2589.0072 | 4811.4972 | 54.0563 | 0 | 117.488 | 329978.4138 | 16094.4781 | 634772.1636 | 770925.4024 | 0 | 48598.0861 | 0 | 702143.7321 | 1826833.9616 | 1246851.7165 | 5576197.9541 | 961560.8286 | 6004137.4768 | 6004137.4768 | 1478867.319 | 3283376.0606 | 0 | 12541896.2595 | 23308277.1159 | 2371373.7057 | 0.098757 | 126997.0793 | 236015.5957 | 2589.0072 | 4811.4972
1 | 2000 | 707 | 0.02 | 15 | 15 | 7 | 3.1623e-09 | 5spot_SharedNeighbor | Water | Porous | Wet | R600a | MinimizeLCOE_Brownfield | IgnoreSilica | 2019 | 43.5434 | 2.1057 | 0.02598 | 4 | 122237.6306 | 225839.5452 | 2491.9794 | 4604.0446 | 54.0638 | 0 | 112.9612 | 338142.3751 | 16495.5639 | 652721.2849 | 797330.9879 | 0 | 47698.8608 | 0 | 722431.7383 | 1879619.1919 | 1282878.7208 | 5737318.7235 | 961560.8286 | 6004137.4768 | 6004137.4768 | 1478867.319 | 3283376.0606 | 0 | 12703017.0289 | 23469397.8853 | 3162277.6602 | 0.10392 | 122237.6306 | 225839.5452 | 2491.9794 | 4604.0446
1 | 2000 | 707 | 0.02 | 15 | 15 | 7 | 4.217e-09 | 5spot_SharedNeighbor | Water | Porous | Wet | R600a | MinimizeLCOE_Brownfield | IgnoreSilica | 2019 | 44.7102 | 2.1626 | 0.027015 | 4 | 118726.9326 | 218361.5086 | 2420.4091 | 4451.5947 | 54.0693 | 0 | 95.4354 | 344527.0064 | 16809.2118 | 666801.5922 | 818172.6396 | 0 | 46907.9273 | 0 | 738355.1671 | 1921048.6874 | 1311155.2028 | 5863777.4347 | 961560.8286 | 6004137.4768 | 6004137.4768 | 1478867.319 | 3283376.0606 | 0 | 12829475.7401 | 23595856.5964 | 4216965.0343 | 0.10806 | 118726.9326 | 218361.5086 | 2420.4091 | 4451.5947
1 | 2000 | 707 | 0.02 | 15 | 15 | 7 | 5.6234e-09 | 5spot_SharedNeighbor | Water | Porous | Wet | R600a | MinimizeLCOE_Brownfield | IgnoreSilica | 2019 | 45.5922 | 2.2056 | 0.027824 | 4 | 116128.1241 | 212866.1334 | 2367.4289 | 4339.5641 | 54.0733 | 0 | 98.1582 | 349319.4283 | 17044.6285 | 677395.0678 | 833925.9093 | 0 | 46177.4999 | 0 | 750306.3882 | 1952143.313 | 1332377.9237 | 5958690.1587 | 961560.8286 | 6004137.4768 | 6004137.4768 | 1478867.319 | 3283376.0606 | 0 | 12924388.4641 | 23690769.3204 | 5623413.2519 | 0.11129 | 116128.1241 | 212866.1334 | 2367.4289 | 4339.5641
1 | 2000 | 707 | 0.02 | 15 | 15 | 7 | 7.4989e-09 | 5spot_SharedNeighbor | Water | Porous | Wet | R600a | MinimizeLCOE_Brownfield | IgnoreSilica | 2019 | 46.287 | 2.2396 | 0.028457 | 4 | 114198.7373 | 208783.2558 | 2328.0957 | 4256.3291 | 54.0764 | 0 | 111.0966 | 353074.6484 | 17229.0869 | 685710.3913 | 846334.6961 | 0 | 45613.3375 | 0 | 759705.2425 | 1976597.2041 | 1349068.2068 | 6033332.8137 | 961560.8286 | 6004137.4768 | 6004137.4768 | 1478867.319 | 3283376.0606 | 0 | 12999031.119 | 23765411.9754 | 7498942.0933 | 0.11383 | 114198.7373 | 208783.2558 | 2328.0957 | 4256.3291
1 | 2000 | 707 | 0.02 | 15 | 15 | 7 | 1e-08 | 5spot_SharedNeighbor | Water | Porous | Wet | R600a | MinimizeLCOE_Brownfield | IgnoreSilica | 2019 | 46.7908 | 2.2641 | 0.028938 | 4 | 112763.0053 | 205774.0899 | 2298.8264 | 4194.9832 | 54.0785 | 0 | 84.2127 | 355787.0569 | 17362.3173 | 691724.4654 | 855332.8999 | 0 | 45096.0783 | 0 | 766468.0989 | 1994192.7692 | 1361077.5416 | 6087041.2275 | 961560.8286 | 6004137.4768 | 6004137.4768 | 1478867.319 | 3283376.0606 | 0 | 13052739.5329 | 23819120.3893 | 10000000 | 0.11575 | 112763.0053 | 205774.0899 | 2298.8264 | 4194.9832
1 | 2100 | 707 | 0.02 | 15 | 15 | 7 | 1e-13 | 5spot_SharedNeighbor | Water | Porous | Wet | R600a | MinimizeLCOE_Brownfield | IgnoreSilica | 2019 | 0 | 0 | 0 | 0 |  |  |  |  | 15 |  | 15.4578 | [19 empty] | 100 | 0
1 | 2100 | 707 | 0.02 | 15 | 15 | 7 | 1.3335e-13 | 5spot_SharedNeighbor | Water | Porous | Wet | R600a | MinimizeLCOE_Brownfield | IgnoreSilica | 2019 | 0 | 0 | 0 | 0 |  |  |  |  | 15 |  | 15.2974 | [19 empty] | 133.3521 | 0
1 | 2100 | 707 | 0.02 | 15 | 15 | 7 | 1.7783e-13 | 5spot_SharedNeighbor | Water | Porous | Wet | R600a | MinimizeLCOE_Brownfield | IgnoreSilica | 2019 | 0 | 0 | 0 | 0 |  |  |  |  | 15 |  | 18.8818 | [19 empty] | 177.8279 | 0
1 | 2100 | 707 | 0.02 | 15 | 15 | 7 | 2.3714e-13 | 5spot_SharedNeighbor | Water | Porous | Wet | R600a | MinimizeLCOE_Brownfield | IgnoreSilica | 2019 | 0 | 0 | 0 | 0 |  |  |  |  | 15 |  | 21.1749 | [19 empty] | 237.1374 | 0
1 | 2100 | 707 | 0.02 | 15 | 15 | 7 | 3.1623e-13 | 5spot_SharedNeighbor | Water | Porous | Wet | R600a | MinimizeLCOE_Brownfield | IgnoreSilica | 2019 | 0 | 0 | 0 | 0 |  |  |  |  | 15 |  | 20.4645 | [19 empty] | 316.2278 | 0
1 | 2100 | 707 | 0.02 | 15 | 15 | 7 | 4.217e-13 | 5spot_SharedNeighbor | Water | Porous | Wet | R600a | MinimizeLCOE_Brownfield | IgnoreSilica | 2019 | 0 | 0 | 0 | 0 |  |  |  |  | 15 |  | 20.9871 | [19 empty] | 421.6965 | 0
1 | 2100 | 707 | 0.02 | 15 | 15 | 7 | 5.6234e-13 | 5spot_SharedNeighbor | Water | Porous | Wet | R600a | MinimizeLCOE_Brownfield | IgnoreSilica | 2019 | 0 | 0 | 0 | 0 |  |  |  |  | 15 |  | 22.1072 | [19 empty] | 562.3413 | 0
1 | 2100 | 707 | 0.02 | 15 | 15 | 7 | 7.4989e-13 | 5spot_SharedNeighbor | Water | Porous | Wet | R600a | MinimizeLCOE_Brownfield | IgnoreSilica | 2019 | 0 | 0 | 0 | 0 |  |  |  |  | 15 |  | 22.0813 | [19 empty] | 749.8942 | 0
1 | 2100 | 707 | 0.02 | 15 | 15 | 7 | 1e-12 | 5spot_SharedNeighbor | Water | Porous | Wet | R600a | MinimizeLCOE_Brownfield | IgnoreSilica | 2019 | 0 | 0 | 0 | 0 |  |  |  |  | 15 |  | 21.9812 | [19 empty] | 1000 | 0
1 | 2100 | 707 | 0.02 | 15 | 15 | 7 | 1.3335e-12 | 5spot_SharedNeighbor | Water | Porous | Wet | R600a | MinimizeLCOE_Brownfield | IgnoreSilica | 2019 | 0 | 0 | 0 | 0 |  |  |  |  | 15 |  | 24.8146 | [19 empty] | 1333.5214 | 0
1 | 2100 | 707 | 0.02 | 15 | 15 | 7 | 1.7783e-12 | 5spot_SharedNeighbor | Water | Porous | Wet | R600a | MinimizeLCOE_Brownfield | IgnoreSilica | 2019 | 0 | 0 | 0 | 0 |  |  |  |  | 15 |  | 28.0127 | [19 empty] | 1778.2794 | 0
1 | 2100 | 707 | 0.02 | 15 | 15 | 7 | 2.3714e-12 | 5spot_SharedNeighbor | Water | Porous | Wet | R600a | MinimizeLCOE_Brownfield | IgnoreSilica | 2019 | 0 | 0 | 0 | 0 |  |  |  |  | 15 |  | 30.5991 | [19 empty] | 2371.3737 | 0
1 | 2100 | 707 | 0.02 | 15 | 15 | 7 | 3.1623e-12 | 5spot_SharedNeighbor | Water | Porous | Wet | R600a | MinimizeLCOE_Brownfield | IgnoreSilica | 2019 | 0 | 0 | 0 | 0 |  |  |  |  | 15 |  | 31.2993 | [19 empty] | 3162.2777 | 0
1 | 2100 | 707 | 0.02 | 15 | 15 | 7 | 4.217e-12 | 5spot_SharedNeighbor | Water | Porous | Wet | R600a | MinimizeLCOE_Brownfield | IgnoreSilica | 2019 | 0 | 0 | 0 | 0 |  |  |  |  | 15 |  | 31.8985 | [19 empty] | 4216.965 | 0
1 | 2100 | 707 | 0.02 | 15 | 15 | 7 | 5.6234e-12 | 5spot_SharedNeighbor | Water | Porous | Wet | R600a | MinimizeLCOE_Brownfield | IgnoreSilica | 2019 | 0 | 0 | 0 | 0 |  |  |  |  | 15 |  | 32.6579 | [19 empty] | 5623.4133 | 0
1 | 2100 | 707 | 0.02 | 15 | 15 | 7 | 7.4989e-12 | 5spot_SharedNeighbor | Water | Porous | Wet | R600a | MinimizeLCOE_Brownfield | IgnoreSilica | 2019 | 0 | 0 | 0 | 0 |  |  |  |  | 15 |  | 32.7986 | [19 empty] | 7498.9421 | 0
1 | 2100 | 707 | 0.02 | 15 | 15 | 7 | 1e-11 | 5spot_SharedNeighbor | Water | Porous | Wet | R600a | MinimizeLCOE_Brownfield | IgnoreSilica | 2019 | 0 | 0 | 0 | 0 |  |  |  |  | 15 |  | 34.4022 | [19 empty] | 10000 | 0
1 | 2100 | 707 | 0.02 | 15 | 15 | 7 | 1.3335e-11 | 5spot_SharedNeighbor | Water | Porous | Wet | R600a | MinimizeLCOE_Brownfield | IgnoreSilica | 2019 | 0 | 0 | 0 | 0 |  |  |  |  | 15 |  | 30.1131 | [19 empty] | 13335.2143 | 0
1 | 2100 | 707 | 0.02 | 15 | 15 | 7 | 1.7783e-11 | 5spot_SharedNeighbor | Water | Porous | Wet | R600a | MinimizeLCOE_Brownfield | IgnoreSilica | 2019 | 1.6 | 0.06681 | 0.00020995 | 4 | 9190256.9398 | 22549530.2167 | 187355.8185 | 459702.674 | 50.8047 | 0 | 31.5584 | 28991.0269 | 1335.3601 | 41423.477 | 49948.2951 | 0 | 16778.7555 | 0 | 54005.9967 | 140512.5253 | 95902.6857 | 428898.1224 | 961560.8286 | 6327463.8043 | 6327463.8043 | 1478867.319 | 3412706.5916 | 0 | 7717922.7553 | 18936960.4702 | 17782.7941 | 0.00083979 | 9190256.9398 | 22549530.2167 | 187355.8185 | 459702.674
1 | 2100 | 707 | 0.02 | 15 | 15 | 7 | 2.3714e-11 | 5spot_SharedNeighbor | Water | Porous | Wet | R600a | MinimizeLCOE_Brownfield | IgnoreSilica | 2019 | 1.6 | 0.066811 | 0.00038786 | 4 | 4969669.9315 | 12200990.5893 | 101313.4435 | 248733.6962 | 50.8048 | 0 | 32.4455 | 28991.2206 | 1335.3701 | 41423.6545 | 49948.387 | 0 | 14284.2305 | 0 | 53033.3165 | 137981.8109 | 94175.4212 | 421173.4113 | 961560.8286 | 6327463.8043 | 6327463.8043 | 1478867.319 | 3412706.5916 | 0 | 7710198.0443 | 18929235.7592 | 23713.7371 | 0.0015515 | 4969669.9315 | 12200990.5893 | 101313.4435 | 248733.6962
1 | 2100 | 707 | 0.02 | 15 | 15 | 7 | 3.1623e-11 | 5spot_SharedNeighbor | Water | Porous | Wet | R600a | MinimizeLCOE_Brownfield | IgnoreSilica | 2019 | 3.3077 | 0.1558 | 0.00094908 | 4 | 2120065.3841 | 5075302.0359 | 43220.4005 | 103466.8969 | 53.4557 | 0 | 62.5669 | 55157.3151 | 2619.4504 | 81344.226 | 81847.3076 | 0 | 24226.9346 | 0 | 95626.1412 | 248799.6037 | 169810.8418 | 759431.8205 | 961560.8286 | 6327463.8043 | 6327463.8043 | 1478867.319 | 3412706.5916 | 0 | 8048456.4534 | 19267494.1684 | 31622.7766 | 0.0037963 | 2120065.3841 | 5075302.0359 | 43220.4005 | 103466.8969
1 | 2100 | 707 | 0.02 | 15 | 15 | 7 | 4.217e-11 | 5spot_SharedNeighbor | Water | Porous | Wet | R600a | MinimizeLCOE_Brownfield | IgnoreSilica | 2019 | 4.4092 | 0.21368 | 0.0015373 | 4 | 1340175.2502 | 3164596.2803 | 27321.2852 | 64514.5756 | 54.1145 | 0 | 69.5068 | 69538.333 | 3330.1068 | 104668.1546 | 102484.3265 | 0 | 27415.0617 | 0 | 119900.0332 | 311955.2915 | 212915.8965 | 952207.2038 | 961560.8286 | 6327463.8043 | 6327463.8043 | 1478867.319 | 3412706.5916 | 0 | 8241231.8368 | 19460269.5517 | 42169.6503 | 0.0061494 | 1340175.2502 | 3164596.2803 | 27321.2852 | 64514.5756
1 | 2100 | 707 | 0.02 | 15 | 15 | 7 | 5.6234e-11 | 5spot_SharedNeighbor | Water | Porous | Wet | R600a | MinimizeLCOE_Brownfield | IgnoreSilica | 2019 | 5.8091 | 0.28741 | 0.0023261 | 4 | 910739.2934 | 2116537.6598 | 18566.6524 | 43148.483 | 54.5984 | 0 | 93.5764 | 86172.435 | 4153.878 | 132618.0636 | 128733.884 | 0 | 30825.9599 | 0 | 149176.646 | 388127.0325 | 264904.6749 | 1184712.5739 | 961560.8286 | 6327463.8043 | 6327463.8043 | 1478867.319 | 3412706.5916 | 0 | 8473737.2069 | 19692774.9218 | 56234.1325 | 0.0093042 | 910739.2934 | 2116537.6598 | 18566.6524 | 43148.483
1 | 2100 | 707 | 0.02 | 15 | 15 | 7 | 7.4989e-11 | 5spot_SharedNeighbor | Water | Porous | Wet | R600a | MinimizeLCOE_Brownfield | IgnoreSilica | 2019 | 7.505 | 0.37657 | 0.0033515 | 4 | 652019.3128 | 1488883.6349 | 13292.2956 | 30352.9068 | 54.9319 | 0 | 87.563 | 104555.2347 | 5065.2099 | 164566.6039 | 160486.0408 | 0 | 34120.6971 | 0 | 182829.5767 | 475685.0551 | 324664.8245 | 1451973.2428 | 961560.8286 | 6327463.8043 | 6327463.8043 | 1478867.319 | 3412706.5916 | 0 | 8740997.8757 | 19960035.5907 | 74989.4209 | 0.013406 | 652019.3128 | 1488883.6349 | 13292.2956 | 30352.9068
1 | 2100 | 707 | 0.02 | 15 | 15 | 7 | 1e-10 | 5spot_SharedNeighbor | Water | Porous | Wet | R600a | MinimizeLCOE_Brownfield | IgnoreSilica | 2019 | 9.9313 | 0.50479 | 0.0047544 | 4 | 479069.5291 | 1068996.1361 | 9766.4803 | 21792.9322 | 55.2499 | 0 | 95.6012 | 128882.0163 | 6273.9403 | 207979.899 | 206052.3269 | 0 | 39000.0824 | 0 | 229393.4233 | 596834.6324 | 407351.9003 | 1821768.2208 | 961560.8286 | 6327463.8043 | 6327463.8043 | 1478867.319 | 3412706.5916 | 0 | 9110792.8538 | 20329830.5687 | 100000 | 0.019018 | 479069.5291 | 1068996.1361 | 9766.4803 | 21792.9322
1 | 2100 | 707 | 0.02 | 15 | 15 | 7 | 1.3335e-10 | 5spot_SharedNeighbor | Water | Porous | Wet | R600a | MinimizeLCOE_Brownfield | IgnoreSilica | 2019 | 12.7398 | 0.65286 | 0.0065204 | 4 | 364937.08 | 795088.0453 | 7439.736 | 16208.9452 | 55.4547 | 0 | 82.4922 | 154650.7361 | 7554.6468 | 255448.6639 | 258710.2613 | 0 | 43347.0994 | 0 | 280687.4489 | 730291.1652 | 498438.7262 | 2229128.7479 | 961560.8286 | 6327463.8043 | 6327463.8043 | 1478867.319 | 3412706.5916 | 0 | 9518153.3809 | 20737191.0958 | 133352.1432 | 0.026082 | 364937.08 | 795088.0453 | 7439.736 | 16208.9452
1 | 2100 | 707 | 0.02 | 15 | 15 | 7 | 1.7783e-10 | 5spot_SharedNeighbor | Water | Porous | Wet | R600a | MinimizeLCOE_Brownfield | IgnoreSilica | 2019 | 16.0844 | 0.82925 | 0.0087319 | 4 | 285874.5957 | 607083.5239 | 5827.9403 | 12376.2188 | 55.6065 | 0 | 113.0275 | 183097.8821 | 8968.9798 | 309264.0891 | 321426.2549 | 0 | 47649.9723 | 0 | 339458.7994 | 883202.1635 | 602803.6246 | 2695871.7656 | 961560.8286 | 6327463.8043 | 6327463.8043 | 1478867.319 | 3412706.5916 | 0 | 9984896.3986 | 21203934.1135 | 177827.941 | 0.034928 | 285874.5957 | 607083.5239 | 5827.9403 | 12376.2188
1 | 2100 | 707 | 0.02 | 15 | 15 | 7 | 2.3714e-10 | 5spot_SharedNeighbor | Water | Porous | Wet | R600a | MinimizeLCOE_Brownfield | IgnoreSilica | 2019 | 19.936 | 1.0324 | 0.011412 | 4 | 230108.4996 | 475881.5128 | 4691.073 | 9701.4883 | 55.7191 | 0 | 96.2974 | 213655.5054 | 10488.4569 | 368484.167 | 393657.3673 | 0 | 51717.9542 | 0 | 404821.3458 | 1053262.1016 | 718873.0267 | 3214959.9251 | 961560.8286 | 6327463.8043 | 6327463.8043 | 1478867.319 | 3412706.5916 | 0 | 10503984.558 | 21723022.2729 | 237137.3706 | 0.045648 | 230108.4996 | 475881.5128 | 4691.073 | 9701.4883
1 | 2100 | 707 | 0.02 | 15 | 15 | 7 | 3.1623e-10 | 5spot_SharedNeighbor | Water | Porous | Wet | R600a | MinimizeLCOE_Brownfield | IgnoreSilica | 2019 | 24.1307 | 1.2537 | 0.014516 | 4 | 190341.1572 | 383564.1947 | 3880.3619 | 7819.4749 | 55.8017 | 0 | 105.9961 | 244922.515 | 12043.181 | 430390.5254 | 472330.7168 | 0 | 55158.2187 | 0 | 473789.6112 | 1232703.3808 | 841345.3869 | 3762683.5361 | 961560.8286 | 6327463.8043 | 6327463.8043 | 1478867.319 | 3412706.5916 | 0 | 11051708.169 | 22270745.884 | 316227.766 | 0.058063 | 190341.1572 | 383564.1947 | 3880.3619 | 7819.4749
1 | 2100 | 707 | 0.02 | 15 | 15 | 7 | 4.217e-10 | 5spot_SharedNeighbor | Water | Porous | Wet | R600a | MinimizeLCOE_Brownfield | IgnoreSilica | 2019 | 28.4692 | 1.4827 | 0.017927 | 4 | 161806.8444 | 318261.9943 | 3298.6514 | 6488.2012 | 55.8622 | 0 | 78.9748 | 275551.8131 | 13566.0086 | 492165.4531 | 553710.9829 | 0 | 57778.5963 | 0 | 543181.4131 | 1413246.6151 | 964569.8541 | 4313770.7365 | 961560.8286 | 6327463.8043 | 6327463.8043 | 1478867.319 | 3412706.5916 | 0 | 11602795.3694 | 22821833.0843 | 421696.5034 | 0.071708 | 161806.8444 | 318261.9943 | 3298.6514 | 6488.2012
1 | 2100 | 707 | 0.02 | 15 | 15 | 7 | 5.6234e-10 | 5spot_SharedNeighbor | Water | Porous | Wet | R600a | MinimizeLCOE_Brownfield | IgnoreSilica | 2019 | 32.6498 | 1.7033 | 0.021452 | 4 | 141257.8076 | 272004.4792 | 2879.7315 | 5545.1792 | 55.9059 | 0 | 69.4382 | 303745.4689 | 14967.4894 | 549913.5226 | 632136.4915 | 0 | 59311.6666 | 0 | 608429.1093 | 1583007.7363 | 1080435.3076 | 4831946.7923 | 961560.8286 | 6327463.8043 | 6327463.8043 | 1478867.319 | 3412706.5916 | 0 | 12120971.4253 | 23340009.1402 | 562341.3252 | 0.085807 | 141257.8076 | 272004.4792 | 2879.7315 | 5545.1792
1 | 2100 | 707 | 0.02 | 15 | 15 | 7 | 7.4989e-10 | 5spot_SharedNeighbor | Water | Porous | Wet | R600a | MinimizeLCOE_Brownfield | IgnoreSilica | 2019 | 36.4935 | 1.9062 | 0.024894 | 4 | 126415.425 | 239084.4798 | 2577.1494 | 4874.0605 | 55.9378 | 0 | 93.7099 | 328716.0543 | 16208.5061 | 601705.9758 | 704251.0836 | 0 | 59927.5675 | 0 | 667215.5831 | 1735958.0824 | 1184827.0616 | 5298809.9143 | 961560.8286 | 6327463.8043 | 6327463.8043 | 1478867.319 | 3412706.5916 | 0 | 12587834.5473 | 23806872.2622 | 749894.2093 | 0.099575 | 126415.425 | 239084.4798 | 2577.1494 | 4874.0605
1 | 2100 | 707 | 0.02 | 15 | 15 | 7 | 1e-09 | 5spot_SharedNeighbor | Water | Porous | Wet | R600a | MinimizeLCOE_Brownfield | IgnoreSilica | 2019 | 39.8265 | 2.0822 | 0.028069 | 4 | 115658.7941 | 215583.4336 | 2357.861 | 4394.9599 | 55.9608 | 0 | 83.0995 | 349732.0434 | 17252.776 | 645733.0366 | 766788.8069 | 0 | 59724.4236 | 0 | 717300.1238 | 1866267.7835 | 1273766.1102 | 5696565.1041 | 961560.8286 | 6327463.8043 | 6327463.8043 | 1478867.319 | 3412706.5916 | 0 | 12985589.737 | 24204627.452 | 1000000 | 0.11227 | 115658.7941 | 215583.4336 | 2357.861 | 4394.9599
1 | 2100 | 707 | 0.02 | 15 | 15 | 7 | 1.3335e-09 | 5spot_SharedNeighbor | Water | Porous | Wet | R600a | MinimizeLCOE_Brownfield | IgnoreSilica | 2019 | 42.6102 | 2.2292 | 0.030865 | 4 | 107831.7334 | 198703.0111 | 2198.2957 | 4050.8296 | 55.9773 | 0 | 98.8082 | 366880.8343 | 18104.7316 | 681938.4242 | 819023.2462 | 0 | 58990.0381 | 0 | 758525.5371 | 1973527.8525 | 1346973.3112 | 6023963.9753 | 961560.8286 | 6327463.8043 | 6327463.8043 | 1478867.319 | 3412706.5916 | 0 | 13312988.6082 | 24532026.3232 | 1333521.4322 | 0.12346 | 107831.7334 | 198703.0111 | 2198.2957 | 4050.8296
1 | 2100 | 707 | 0.02 | 15 | 15 | 7 | 1.7783e-09 | 5spot_SharedNeighbor | Water | Porous | Wet | R600a | MinimizeLCOE_Brownfield | IgnoreSilica | 2019 | 44.8734 | 2.3487 | 0.033238 | 4 | 102111.0093 | 186494.063 | 2081.671 | 3801.9337 | 55.9893 | 0 | 107.9165 | 380574.5794 | 18784.9299 | 711022.7028 | 861490.4227 | 0 | 57993.4619 | 0 | 791647.7777 | 2059705.1282 | 1405791.0727 | 6287010.0751 | 961560.8286 | 6327463.8043 | 6327463.8043 | 1478867.319 | 3412706.5916 | 0 | 13576034.708 | 24795072.4229 | 1778279.41 | 0.13295 | 102111.0093 | 186494.063 | 2081.671 | 3801.9337
1 | 2100 | 707 | 0.02 | 15 | 15 | 7 | 2.3714e-09 | 5spot_SharedNeighbor | Water | Porous | Wet | R600a | MinimizeLCOE_Brownfield | IgnoreSilica | 2019 | 46.6787 | 2.444 | 0.035195 | 4 | 97911.162 | 177603.3102 | 1996.0515 | 3620.6837 | 55.998 | 0 | 91.6644 | 391348.628 | 19320.0265 | 734010.884 | 895366.1032 | 0 | 56934.9287 | 0 | 817822.4224 | 2127806.1847 | 1452271.4431 | 6494880.6206 | 961560.8286 | 6327463.8043 | 6327463.8043 | 1478867.319 | 3412706.5916 | 0 | 13783905.2535 | 25002942.9684 | 2371373.7057 | 0.14078 | 97911.162 | 177603.3102 | 1996.0515 | 3620.6837
1 | 2100 | 707 | 0.02 | 15 | 15 | 7 | 3.1623e-09 | 5spot_SharedNeighbor | Water | Porous | Wet | R600a | MinimizeLCOE_Brownfield | IgnoreSilica | 2019 | 48.0749 | 2.5177 | 0.036764 | 4 | 94815.3727 | 171105.7445 | 1932.9396 | 3488.222 | 56.0043 | 0 | 90.2245 | 399594.6402 | 19729.5134 | 751667.5146 | 921565.4978 | 0 | 55876.9343 | 0 | 837889.2991 | 2180016.0814 | 1487905.7704 | 6654245.2511 | 961560.8286 | 6327463.8043 | 6327463.8043 | 1478867.319 | 3412706.5916 | 0 | 13943269.8841 | 25162307.599 | 3162277.6602 | 0.14706 | 94815.3727 | 171105.7445 | 1932.9396 | 3488.222
1 | 2100 | 707 | 0.02 | 15 | 15 | 7 | 4.217e-09 | 5spot_SharedNeighbor | Water | Porous | Wet | R600a | MinimizeLCOE_Brownfield | IgnoreSilica | 2019 | 49.164 | 2.5753 | 0.038008 | 4 | 92525.1789 | 166318.4465 | 1886.2509 | 3390.6265 | 56.0089 | 0 | 97.7404 | 405976.6503 | 20046.4045 | 765369.2008 | 942002.827 | 0 | 54959.243 | 0 | 853458.187 | 2220523.1342 | 1515552.6663 | 6777888.3132 | 961560.8286 | 6327463.8043 | 6327463.8043 | 1478867.319 | 3412706.5916 | 0 | 14066912.9461 | 25285950.6611 | 4216965.0343 | 0.15203 | 92525.1789 | 166318.4465 | 1886.2509 | 3390.6265
1 | 2100 | 707 | 0.02 | 15 | 15 | 7 | 5.6234e-09 | 5spot_SharedNeighbor | Water | Porous | Wet | R600a | MinimizeLCOE_Brownfield | IgnoreSilica | 2019 | 49.9897 | 2.6189 | 0.038976 | 4 | 90825.8224 | 162787.1106 | 1851.6072 | 3318.6354 | 56.0122 | 0 | 96.3608 | 410786.3591 | 20285.2076 | 775715.7528 | 957496.7079 | 0 | 54154.1038 | 0 | 865190.8712 | 2251049.1717 | 1536387.3142 | 6871065.4883 | 961560.8286 | 6327463.8043 | 6327463.8043 | 1478867.319 | 3412706.5916 | 0 | 14160090.1212 | 25379127.8362 | 5623413.2519 | 0.1559 | 90825.8224 | 162787.1106 | 1851.6072 | 3318.6354
1 | 2100 | 707 | 0.02 | 15 | 15 | 7 | 7.4989e-09 | 5spot_SharedNeighbor | Water | Porous | Wet | R600a | MinimizeLCOE_Brownfield | IgnoreSilica | 2019 | 50.6345 | 2.6529 | 0.039729 | 4 | 89561.8379 | 160159.4354 | 1825.8392 | 3265.0667 | 56.0148 | 0 | 112.9143 | 414525.7307 | 20470.8575 | 783771.8827 | 969596.7245 | 0 | 53530.9395 | 0 | 874339.4926 | 2274852.0081 | 1552633.239 | 6943720.8746 | 961560.8286 | 6327463.8043 | 6327463.8043 | 1478867.319 | 3412706.5916 | 0 | 14232745.5076 | 25451783.2225 | 7498942.0933 | 0.15892 | 89561.8379 | 160159.4354 | 1825.8392 | 3265.0667
1 | 2100 | 707 | 0.02 | 15 | 15 | 7 | 1e-08 | 5spot_SharedNeighbor | Water | Porous | Wet | R600a | MinimizeLCOE_Brownfield | IgnoreSilica | 2019 | 51.1144 | 2.6782 | 0.040303 | 4 | 88619.8856 | 158211.896 | 1806.6362 | 3225.3635 | 56.0166 | 0 | 124.2692 | 417299.1476 | 20608.5443 | 789753.7322 | 978601.5061 | 0 | 53005.3598 | 0 | 881114.6331 | 2292479.5338 | 1564664.3875 | 6997526.8443 | 961560.8286 | 6327463.8043 | 6327463.8043 | 1478867.319 | 3412706.5916 | 0 | 14286551.4772 | 25505589.1921 | 10000000 | 0.16121 | 88619.8856 | 158211.896 | 1806.6362 | 3225.3635
1 | 2200 | 707 | 0.02 | 15 | 15 | 7 | 1e-13 | 5spot_SharedNeighbor | Water | Porous | Wet | R600a | MinimizeLCOE_Brownfield | IgnoreSilica | 2019 | 0 | 0 | 0 | 0 |  |  |  |  | 15 |  | 16.0191 | [19 empty] | 100 | 0
1 | 2200 | 707 | 0.02 | 15 | 15 | 7 | 1.3335e-13 | 5spot_SharedNeighbor | Water | Porous | Wet | R600a | MinimizeLCOE_Brownfield | IgnoreSilica | 2019 | 0 | 0 | 0 | 0 |  |  |  |  | 15 |  | 17.3664 | [19 empty] | 133.3521 | 0
1 | 2200 | 707 | 0.02 | 15 | 15 | 7 | 1.7783e-13 | 5spot_SharedNeighbor | Water | Porous | Wet | R600a | MinimizeLCOE_Brownfield | IgnoreSilica | 2019 | 0 | 0 | 0 | 0 |  |  |  |  | 15 |  | 22.0703 | [19 empty] | 177.8279 | 0
1 | 2200 | 707 | 0.02 | 15 | 15 | 7 | 2.3714e-13 | 5spot_SharedNeighbor | Water | Porous | Wet | R600a | MinimizeLCOE_Brownfield | IgnoreSilica | 2019 | 0 | 0 | 0 | 0 |  |  |  |  | 15 |  | 22.7379 | [19 empty] | 237.1374 | 0
1 | 2200 | 707 | 0.02 | 15 | 15 | 7 | 3.1623e-13 | 5spot_SharedNeighbor | Water | Porous | Wet | R600a | MinimizeLCOE_Brownfield | IgnoreSilica | 2019 | 0 | 0 | 0 | 0 |  |  |  |  | 15 |  | 22.723 | [19 empty] | 316.2278 | 0
1 | 2200 | 707 | 0.02 | 15 | 15 | 7 | 4.217e-13 | 5spot_SharedNeighbor | Water | Porous | Wet | R600a | MinimizeLCOE_Brownfield | IgnoreSilica | 2019 | 0 | 0 | 0 | 0 |  |  |  |  | 15 |  | 22.048 | [19 empty] | 421.6965 | 0
1 | 2200 | 707 | 0.02 | 15 | 15 | 7 | 5.6234e-13 | 5spot_SharedNeighbor | Water | Porous | Wet | R600a | MinimizeLCOE_Brownfield | IgnoreSilica | 2019 | 0 | 0 | 0 | 0 |  |  |  |  | 15 |  | 21.0826 | [19 empty] | 562.3413 | 0
1 | 2200 | 707 | 0.02 | 15 | 15 | 7 | 7.4989e-13 | 5spot_SharedNeighbor | Water | Porous | Wet | R600a | MinimizeLCOE_Brownfield | IgnoreSilica | 2019 | 0 | 0 | 0 | 0 |  |  |  |  | 15 |  | 24.8776 | [19 empty] | 749.8942 | 0
1 | 2200 | 707 | 0.02 | 15 | 15 | 7 | 1e-12 | 5spot_SharedNeighbor | Water | Porous | Wet | R600a | MinimizeLCOE_Brownfield | IgnoreSilica | 2019 | 0 | 0 | 0 | 0 |  |  |  |  | 15 |  | 25.8613 | [19 empty] | 1000 | 0
1 | 2200 | 707 | 0.02 | 15 | 15 | 7 | 1.3335e-12 | 5spot_SharedNeighbor | Water | Porous | Wet | R600a | MinimizeLCOE_Brownfield | IgnoreSilica | 2019 | 0 | 0 | 0 | 0 |  |  |  |  | 15 |  | 26.954 | [19 empty] | 1333.5214 | 0
1 | 2200 | 707 | 0.02 | 15 | 15 | 7 | 1.7783e-12 | 5spot_SharedNeighbor | Water | Porous | Wet | R600a | MinimizeLCOE_Brownfield | IgnoreSilica | 2019 | 0 | 0 | 0 | 0 |  |  |  |  | 15 |  | 28.812 | [19 empty] | 1778.2794 | 0
1 | 2200 | 707 | 0.02 | 15 | 15 | 7 | 2.3714e-12 | 5spot_SharedNeighbor | Water | Porous | Wet | R600a | MinimizeLCOE_Brownfield | IgnoreSilica | 2019 | 0 | 0 | 0 | 0 |  |  |  |  | 15 |  | 31.0333 | [19 empty] | 2371.3737 | 0
1 | 2200 | 707 | 0.02 | 15 | 15 | 7 | 3.1623e-12 | 5spot_SharedNeighbor | Water | Porous | Wet | R600a | MinimizeLCOE_Brownfield | IgnoreSilica | 2019 | 0 | 0 | 0 | 0 |  |  |  |  | 15 |  | 33.1288 | [19 empty] | 3162.2777 | 0
1 | 2200 | 707 | 0.02 | 15 | 15 | 7 | 4.217e-12 | 5spot_SharedNeighbor | Water | Porous | Wet | R600a | MinimizeLCOE_Brownfield | IgnoreSilica | 2019 | 0 | 0 | 0 | 0 |  |  |  |  | 15 |  | 35.3199 | [19 empty] | 4216.965 | 0
1 | 2200 | 707 | 0.02 | 15 | 15 | 7 | 5.6234e-12 | 5spot_SharedNeighbor | Water | Porous | Wet | R600a | MinimizeLCOE_Brownfield | IgnoreSilica | 2019 | 0 | 0 | 0 | 0 |  |  |  |  | 15 |  | 36.3557 | [19 empty] | 5623.4133 | 0
1 | 2200 | 707 | 0.02 | 15 | 15 | 7 | 7.4989e-12 | 5spot_SharedNeighbor | Water | Porous | Wet | R600a | MinimizeLCOE_Brownfield | IgnoreSilica | 2019 | 0 | 0 | 0 | 0 |  |  |  |  | 15 |  | 32.1858 | [19 empty] | 7498.9421 | 0
1 | 2200 | 707 | 0.02 | 15 | 15 | 7 | 1e-11 | 5spot_SharedNeighbor | Water | Porous | Wet | R600a | MinimizeLCOE_Brownfield | IgnoreSilica | 2019 | 0 | 0 | 0 | 0 |  |  |  |  | 15 |  | 32.6749 | [19 empty] | 10000 | 0
1 | 2200 | 707 | 0.02 | 15 | 15 | 7 | 1.3335e-11 | 5spot_SharedNeighbor | Water | Porous | Wet | R600a | MinimizeLCOE_Brownfield | IgnoreSilica | 2019 | 1.6 | 0.071486 | 0.00022015 | 4 | 9166479.9096 | 22429844.8362 | 186871.0915 | 457262.7256 | 52.2454 | 0 | 33.6565 | 31453.4617 | 1463.9946 | 43666.7845 | 51098.3588 | 0 | 18871.5101 | 0 | 57156.1028 | 148708.4551 | 101496.5763 | 453915.2439 | 961560.8286 | 6656650.2227 | 6656650.2227 | 1478867.319 | 3544381.159 | 0 | 8072126.2953 | 19752024.996 | 13335.2143 | 0.00088061 | 9166479.9096 | 22429844.8362 | 186871.0915 | 457262.7256
1 | 2200 | 707 | 0.02 | 15 | 15 | 7 | 1.7783e-11 | 5spot_SharedNeighbor | Water | Porous | Wet | R600a | MinimizeLCOE_Brownfield | IgnoreSilica | 2019 | 1.6 | 0.071486 | 0.00045134 | 4 | 4466507.4147 | 10936141.0496 | 91055.795 | 222948.0275 | 52.2456 | 0 | 33.2547 | 31453.725 | 1464.0085 | 43667.0142 | 51098.4754 | 0 | 16108.8659 | 0 | 56078.9148 | 145905.8328 | 99583.729 | 445360.5657 | 961560.8286 | 6656650.2227 | 6656650.2227 | 1478867.319 | 3544381.159 | 0 | 8063571.617 | 19743470.3177 | 17782.7941 | 0.0018053 | 4466507.4147 | 10936141.0496 | 91055.795 | 222948.0275
1 | 2200 | 707 | 0.02 | 15 | 15 | 7 | 2.3714e-11 | 5spot_SharedNeighbor | Water | Porous | Wet | R600a | MinimizeLCOE_Brownfield | IgnoreSilica | 2019 | 3.1102 | 0.1562 | 0.0010563 | 4 | 1984746.4066 | 4749185.3272 | 40461.7401 | 96818.5666 | 54.9536 | 0 | 65.1176 | 57107.0603 | 2737.4398 | 81396.295 | 80640.452 | 0 | 25901.5274 | 0 | 96635.282 | 251425.1812 | 171602.8525 | 767446.0901 | 961560.8286 | 6656650.2227 | 6656650.2227 | 1478867.319 | 3544381.159 | 0 | 8385657.1415 | 20065555.8422 | 23713.7371 | 0.0042251 | 1984746.4066 | 4749185.3272 | 40461.7401 | 96818.5666
1 | 2200 | 707 | 0.02 | 15 | 15 | 7 | 3.1623e-11 | 5spot_SharedNeighbor | Water | Porous | Wet | R600a | MinimizeLCOE_Brownfield | IgnoreSilica | 2019 | 4.1749 | 0.2163 | 0.0017356 | 4 | 1236855.1374 | 2919233.9007 | 25214.9649 | 59512.5316 | 55.7312 | 0 | 87.2647 | 72619.7971 | 3513.2114 | 105531.8479 | 101495.2594 | 0 | 29582.7858 | 0 | 121969.7317 | 317340.2223 | 216591.2224 | 968644.0781 | 961560.8286 | 6656650.2227 | 6656650.2227 | 1478867.319 | 3544381.159 | 0 | 8586855.1295 | 20266753.8302 | 31622.7766 | 0.0069425 | 1236855.1374 | 2919233.9007 | 25214.9649 | 59512.5316
1 | 2200 | 707 | 0.02 | 15 | 15 | 7 | 4.217e-11 | 5spot_SharedNeighbor | Water | Porous | Wet | R600a | MinimizeLCOE_Brownfield | IgnoreSilica | 2019 | 5.5191 | 0.29241 | 0.0026511 | 4 | 832415.0807 | 1933829.6009 | 16969.9073 | 39423.7321 | 56.2953 | 0 | 95.475 | 90419.5275 | 4405.3894 | 134241.7173 | 127855.8526 | 0 | 33454.2298 | 0 | 152246.9194 | 396115.2543 | 270356.8004 | 1209095.6906 | 961560.8286 | 6656650.2227 | 6656650.2227 | 1478867.319 | 3544381.159 | 0 | 8827306.742 | 20507205.4427 | 42169.6503 | 0.010604 | 832415.0807 | 1933829.6009 | 16969.9073 | 39423.7321
1 | 2200 | 707 | 0.02 | 15 | 15 | 7 | 5.6234e-11 | 5spot_SharedNeighbor | Water | Porous | Wet | R600a | MinimizeLCOE_Brownfield | IgnoreSilica | 2019 | 7.1586 | 0.38522 | 0.003852 | 4 | 590950.2001 | 1348984.5327 | 12047.3191 | 27500.8743 | 56.6904 | 0 | 82.8827 | 110227.8233 | 5399.2961 | 167302.0767 | 159993.2777 | 0 | 37255.2027 | 0 | 187269.2938 | 487236.2883 | 332548.7785 | 1487232.037 | 961560.8286 | 6656650.2227 | 6656650.2227 | 1478867.319 | 3544381.159 | 0 | 9105443.0883 | 20785341.789 | 56234.1325 | 0.015408 | 590950.2001 | 1348984.5327 | 12047.3191 | 27500.8743
1 | 2200 | 707 | 0.02 | 15 | 15 | 7 | 7.4989e-11 | 5spot_SharedNeighbor | Water | Porous | Wet | R600a | MinimizeLCOE_Brownfield | IgnoreSilica | 2019 | 9.5144 | 0.51924 | 0.0054859 | 4 | 432528.3236 | 964801.6182 | 8817.6749 | 19668.786 | 57.051 | 0 | 93.0537 | 136451.0726 | 6717.3362 | 212366.1296 | 206304.8148 | 0 | 42871.0388 | 0 | 235837.0529 | 613599.6349 | 418794.359 | 1872941.439 | 961560.8286 | 6656650.2227 | 6656650.2227 | 1478867.319 | 3544381.159 | 0 | 9491152.4903 | 21171051.191 | 74989.4209 | 0.021943 | 432528.3236 | 964801.6182 | 8817.6749 | 19668.786
1 | 2200 | 707 | 0.02 | 15 | 15 | 7 | 1e-10 | 5spot_SharedNeighbor | Water | Porous | Wet | R600a | MinimizeLCOE_Brownfield | IgnoreSilica | 2019 | 12.1823 | 0.67096 | 0.0075607 | 4 | 327552.1317 | 713754.1183 | 6677.5933 | 14550.8431 | 57.2838 | 0 | 79.1888 | 163668.9015 | 8085.6072 | 260647.1156 | 258731.1715 | 0 | 47567.2247 | 0 | 288093.008 | 749558.9108 | 511589.3585 | 2287941.2977 | 961560.8286 | 6656650.2227 | 6656650.2227 | 1478867.319 | 3544381.159 | 0 | 9906152.349 | 21586051.0498 | 100000 | 0.030243 | 327552.1317 | 713754.1183 | 6677.5933 | 14550.8431
1 | 2200 | 707 | 0.02 | 15 | 15 | 7 | 1.3335e-10 | 5spot_SharedNeighbor | Water | Porous | Wet | R600a | MinimizeLCOE_Brownfield | IgnoreSilica | 2019 | 15.4802 | 0.85855 | 0.010197 | 4 | 254973.2568 | 541329.7868 | 5197.9747 | 11035.7399 | 57.4617 | 0 | 93.6707 | 194823.4978 | 9652.1815 | 317421.5741 | 323542.0991 | 0 | 52655.6433 | 0 | 350257.0484 | 911296.9922 | 621978.9225 | 2781627.9588 | 961560.8286 | 6656650.2227 | 6656650.2227 | 1478867.319 | 3544381.159 | 0 | 10399839.0102 | 22079737.7109 | 133352.1432 | 0.040788 | 254973.2568 | 541329.7868 | 5197.9747 | 11035.7399
1 | 2200 | 707 | 0.02 | 15 | 15 | 7 | 1.7783e-10 | 5spot_SharedNeighbor | Water | Porous | Wet | R600a | MinimizeLCOE_Brownfield | IgnoreSilica | 2019 | 19.3512 | 1.0788 | 0.013446 | 4 | 203745.2224 | 420903.8398 | 4153.6219 | 8580.6941 | 57.5942 | 0 | 85.1347 | 228851.0404 | 11363.3063 | 380997.5723 | 399624.8287 | 0 | 57617.666 | 0 | 420597.2213 | 1094307.6936 | 746887.4866 | 3340246.8152 | 961560.8286 | 6656650.2227 | 6656650.2227 | 1478867.319 | 3544381.159 | 0 | 10958457.8666 | 22638356.5673 | 177827.941 | 0.053785 | 203745.2224 | 420903.8398 | 4153.6219 | 8580.6941
1 | 2200 | 707 | 0.02 | 15 | 15 | 7 | 2.3714e-10 | 5spot_SharedNeighbor | Water | Porous | Wet | R600a | MinimizeLCOE_Brownfield | IgnoreSilica | 2019 | 23.7 | 1.3263 | 0.0173 | 4 | 167133.7203 | 335921.2082 | 3407.247 | 6848.2082 | 57.6924 | 0 | 89.4858 | 264651.2343 | 13163.367 | 449405.1326 | 485105.3158 | 0 | 62110.0984 | 0 | 497029.7078 | 1293169.3448 | 882614.6498 | 3947248.8505 | 961560.8286 | 6656650.2227 | 6656650.2227 | 1478867.319 | 3544381.159 | 0 | 11565459.9019 | 23245358.6026 | 237137.3706 | 0.069199 | 167133.7203 | 335921.2082 | 3407.247 | 6848.2082
1 | 2200 | 707 | 0.02 | 15 | 15 | 7 | 3.1623e-10 | 5spot_SharedNeighbor | Water | Porous | Wet | R600a | MinimizeLCOE_Brownfield | IgnoreSilica | 2019 | 28.3159 | 1.589 | 0.021648 | 4 | 140782.5893 | 275665.4556 | 2870.0435 | 5619.8132 | 57.7646 | 0 | 114.4284 | 300507.3294 | 14965.838 | 519282.7741 | 575847.0063 | 0 | 65724.9127 | 0 | 575767.8656 | 1498029.8799 | 1022436.1745 | 4572561.7804 | 961560.8286 | 6656650.2227 | 6656650.2227 | 1478867.319 | 3544381.159 | 0 | 12190772.8318 | 23870671.5325 | 316227.766 | 0.086593 | 140782.5893 | 275665.4556 | 2870.0435 | 5619.8132
1 | 2200 | 707 | 0.02 | 15 | 15 | 7 | 4.217e-10 | 5spot_SharedNeighbor | Water | Porous | Wet | R600a | MinimizeLCOE_Brownfield | IgnoreSilica | 2019 | 32.9197 | 1.8511 | 0.026281 | 4 | 121745.588 | 232852.6422 | 2481.9485 | 4747.0161 | 57.8171 | 0 | 94.7398 | 334535.9489 | 16675.9653 | 586718.3847 | 666364.5916 | 0 | 68167.9162 | 0 | 652260.4946 | 1697048.0099 | 1158270.1376 | 5180041.4488 | 961560.8286 | 6656650.2227 | 6656650.2227 | 1478867.319 | 3544381.159 | 0 | 12798252.5001 | 24478151.2008 | 421696.5034 | 0.10512 | 121745.588 | 232852.6422 | 2481.9485 | 4747.0161
1 | 2200 | 707 | 0.02 | 15 | 15 | 7 | 5.6234e-10 | 5spot_SharedNeighbor | Water | Porous | Wet | R600a | MinimizeLCOE_Brownfield | IgnoreSilica | 2019 | 37.2318 | 2.0967 | 0.030924 | 4 | 107960.7883 | 202384.778 | 2200.9267 | 4125.8874 | 57.8552 | 0 | 88.171 | 365122.0598 | 18212.6339 | 648172.6797 | 751155.0381 | 0 | 69345.97 | 0 | 722283.2687 | 1879232.9045 | 1282615.0717 | 5736139.6263 | 961560.8286 | 6656650.2227 | 6656650.2227 | 1478867.319 | 3544381.159 | 0 | 13354350.6777 | 25034249.3784 | 562341.3252 | 0.1237 | 107960.7883 | 202384.778 | 2200.9267 | 4125.8874
1 | 2200 | 707 | 0.02 | 15 | 15 | 7 | 7.4989e-10 | 5spot_SharedNeighbor | Water | Porous | Wet | R600a | MinimizeLCOE_Brownfield | IgnoreSilica | 2019 | 41.1003 | 2.317 | 0.035332 | 4 | 97955.8645 | 180599.5881 | 1996.9628 | 3681.7669 | 57.8829 | 0 | 99.7495 | 391662.9056 | 19545.682 | 702093.8669 | 827229.5217 | 0 | 69547.7967 | 0 | 783931.1114 | 2039627.9456 | 1392087.983 | 6225726.8129 | 961560.8286 | 6656650.2227 | 6656650.2227 | 1478867.319 | 3544381.159 | 0 | 13843937.8642 | 25523836.565 | 749894.2093 | 0.14133 | 97955.8645 | 180599.5881 | 1996.9628 | 3681.7669
1 | 2200 | 707 | 0.02 | 15 | 15 | 7 | 1e-09 | 5spot_SharedNeighbor | Water | Porous | Wet | R600a | MinimizeLCOE_Brownfield | IgnoreSilica | 2019 | 44.3741 | 2.5035 | 0.039294 | 4 | 90672.3135 | 164983.9131 | 1848.4778 | 3363.4202 | 57.9027 | 0 | 97.84 | 413539.8968 | 20644.1899 | 746930.4787 | 891612.8341 | 0 | 68904.442 | 0 | 835236.4182 | 2173113.8296 | 1483194.8417 | 6633176.931 | 961560.8286 | 6656650.2227 | 6656650.2227 | 1478867.319 | 3544381.159 | 0 | 14251387.9824 | 25931286.6831 | 1000000 | 0.15717 | 90672.3135 | 164983.9131 | 1848.4778 | 3363.4202
1 | 2200 | 707 | 0.02 | 15 | 15 | 7 | 1.3335e-09 | 5spot_SharedNeighbor | Water | Porous | Wet | R600a | MinimizeLCOE_Brownfield | IgnoreSilica | 2019 | 47.066 | 2.6568 | 0.042712 | 4 | 85350.1493 | 153714.4416 | 1739.9782 | 3133.6768 | 57.9169 | 0 | 101.6408 | 431164.8901 | 21528.9839 | 783298.2154 | 944552.7253 | 0 | 67797.5182 | 0 | 876853.5098 | 2281392.9651 | 1557097.5766 | 6963686.3844 | 961560.8286 | 6656650.2227 | 6656650.2227 | 1478867.319 | 3544381.159 | 0 | 14581897.4358 | 26261796.1365 | 1333521.4322 | 0.17085 | 85350.1493 | 153714.4416 | 1739.9782 | 3133.6768
1 | 2200 | 707 | 0.02 | 15 | 15 | 7 | 1.7783e-09 | 5spot_SharedNeighbor | Water | Porous | Wet | R600a | MinimizeLCOE_Brownfield | IgnoreSilica | 2019 | 49.2392 | 2.7805 | 0.04557 | 4 | 81445.4254 | 145522.0291 | 1660.3752 | 2966.6634 | 57.9272 | 0 | 95.0474 | 445170.6909 | 22231.9478 | 812349.4367 | 987288.2533 | 0 | 66536.9531 | 0 | 910095.1399 | 2367880.8679 | 1616127.3474 | 7227680.6372 | 961560.8286 | 6656650.2227 | 6656650.2227 | 1478867.319 | 3544381.159 | 0 | 14845891.6885 | 26525790.3893 | 1778279.41 | 0.18228 | 81445.4254 | 145522.0291 | 1660.3752 | 2966.6634
1 | 2200 | 707 | 0.02 | 15 | 15 | 7 | 2.3714e-09 | 5spot_SharedNeighbor | Water | Porous | Wet | R600a | MinimizeLCOE_Brownfield | IgnoreSilica | 2019 | 50.9512 | 2.878 | 0.047894 | 4 | 78569.2973 | 139536.6997 | 1601.7414 | 2844.6444 | 57.9346 | 0 | 109.2021 | 456072.197 | 22779.0114 | 835052.4114 | 1020954.0803 | 0 | 65265.5735 | 0 | 936048.0767 | 2435405.0857 | 1662214.0136 | 7433790.4495 | 961560.8286 | 6656650.2227 | 6656650.2227 | 1478867.319 | 3544381.159 | 0 | 15052001.5009 | 26731900.2016 | 2371373.7057 | 0.19158 | 78569.2973 | 139536.6997 | 1601.7414 | 2844.6444
1 | 2200 | 707 | 0.02 | 15 | 15 | 7 | 3.1623e-09 | 5spot_SharedNeighbor | Water | Porous | Wet | R600a | MinimizeLCOE_Brownfield | IgnoreSilica | 2019 | 52.2741 | 2.9534 | 0.049743 | 4 | 76443.2197 | 135144.6156 | 1558.3984 | 2755.1058 | 57.9399 | 0 | 98.4553 | 464418.4743 | 23197.7898 | 852486.8651 | 1046964.3701 | 0 | 64072.7894 | 0 | 955944.7126 | 2487172.0509 | 1697546.031 | 7591803.0832 | 961560.8286 | 6656650.2227 | 6656650.2227 | 1478867.319 | 3544381.159 | 0 | 15210014.1346 | 26889912.8353 | 3162277.6602 | 0.19897 | 76443.2197 | 135144.6156 | 1558.3984 | 2755.1058
1 | 2200 | 707 | 0.02 | 15 | 15 | 7 | 4.217e-09 | 5spot_SharedNeighbor | Water | Porous | Wet | R600a | MinimizeLCOE_Brownfield | IgnoreSilica | 2019 | 53.2876 | 3.0111 | 0.051192 | 4 | 74866.7746 | 131906.4174 | 1526.2605 | 2689.0907 | 57.9437 | 0 | 105.6203 | 470769.1697 | 23516.4041 | 865783.1614 | 1066891.3908 | 0 | 63024.9894 | 0 | 971094.195 | 2526587.8965 | 1724448.1556 | 7712115.3624 | 961560.8286 | 6656650.2227 | 6656650.2227 | 1478867.319 | 3544381.159 | 0 | 15330326.4137 | 27010225.1144 | 4216965.0343 | 0.20477 | 74866.7746 | 131906.4174 | 1526.2605 | 2689.0907
1 | 2200 | 707 | 0.02 | 15 | 15 | 7 | 5.6234e-09 | 5spot_SharedNeighbor | Water | Porous | Wet | R600a | MinimizeLCOE_Brownfield | IgnoreSilica | 2019 | 54.0723 | 3.0558 | 0.052321 | 4 | 73694.9214 | 129503.7289 | 1502.3707 | 2640.1087 | 57.9466 | 0 | 119.7291 | 475660.9088 | 23761.8014 | 876042.6474 | 1082320.0818 | 0 | 62178.6239 | 0 | 982785.9847 | 2557007.5351 | 1745210.184 | 7804967.7672 | 961560.8286 | 6656650.2227 | 6656650.2227 | 1478867.319 | 3544381.159 | 0 | 15423178.8185 | 27103077.5193 | 5623413.2519 | 0.20928 | 73694.9214 | 129503.7289 | 1502.3707 | 2640.1087
1 | 2200 | 707 | 0.02 | 15 | 15 | 7 | 7.4989e-09 | 5spot_SharedNeighbor | Water | Porous | Wet | R600a | MinimizeLCOE_Brownfield | IgnoreSilica | 2019 | 54.6519 | 3.0887 | 0.053182 | 4 | 72822.0604 | 127727.3314 | 1484.5762 | 2603.8944 | 57.9486 | 0 | 87.3766 | 479259.4626 | 23942.3133 | 883599.7438 | 1093714.0381 | 0 | 61444.1114 | 0 | 991364.271 | 2579326.4763 | 1760443.32 | 7873093.7365 | 961560.8286 | 6656650.2227 | 6656650.2227 | 1478867.319 | 3544381.159 | 0 | 15491304.7879 | 27171203.4886 | 7498942.0933 | 0.21273 | 72822.0604 | 127727.3314 | 1484.5762 | 2603.8944
1 | 2200 | 707 | 0.02 | 15 | 15 | 7 | 1e-08 | 5spot_SharedNeighbor | Water | Porous | Wet | R600a | MinimizeLCOE_Brownfield | IgnoreSilica | 2019 | 55.1124 | 3.115 | 0.05385 | 4 | 72170.8684 | 126395.3089 | 1471.3008 | 2576.7393 | 57.9501 | 0 | 92.927 | 482109.9726 | 24085.2941 | 889591.8049 | 1102765.8948 | 0 | 60918.7677 | 0 | 998193.9763 | 2597095.9686 | 1772571.3636 | 7927333.0426 | 961560.8286 | 6656650.2227 | 6656650.2227 | 1478867.319 | 3544381.159 | 0 | 15545544.0939 | 27225442.7946 | 10000000 | 0.2154 | 72170.8684 | 126395.3089 | 1471.3008 | 2576.7393
1 | 2300 | 707 | 0.02 | 15 | 15 | 7 | 1e-13 | 5spot_SharedNeighbor | Water | Porous | Wet | R600a | MinimizeLCOE_Brownfield | IgnoreSilica | 2019 | 0 | 0 | 0 | 0 |  |  |  |  | 15 |  | 15.0449 | [19 empty] | 100 | 0
1 | 2300 | 707 | 0.02 | 15 | 15 | 7 | 1.3335e-13 | 5spot_SharedNeighbor | Water | Porous | Wet | R600a | MinimizeLCOE_Brownfield | IgnoreSilica | 2019 | 0 | 0 | 0 | 0 |  |  |  |  | 15 |  | 16.7022 | [19 empty] | 133.3521 | 0
1 | 2300 | 707 | 0.02 | 15 | 15 | 7 | 1.7783e-13 | 5spot_SharedNeighbor | Water | Porous | Wet | R600a | MinimizeLCOE_Brownfield | IgnoreSilica | 2019 | 0 | 0 | 0 | 0 |  |  |  |  | 15 |  | 20.5901 | [19 empty] | 177.8279 | 0
1 | 2300 | 707 | 0.02 | 15 | 15 | 7 | 2.3714e-13 | 5spot_SharedNeighbor | Water | Porous | Wet | R600a | MinimizeLCOE_Brownfield | IgnoreSilica | 2019 | 0 | 0 | 0 | 0 |  |  |  |  | 15 |  | 21.1051 | [19 empty] | 237.1374 | 0
1 | 2300 | 707 | 0.02 | 15 | 15 | 7 | 3.1623e-13 | 5spot_SharedNeighbor | Water | Porous | Wet | R600a | MinimizeLCOE_Brownfield | IgnoreSilica | 2019 | 0 | 0 | 0 | 0 |  |  |  |  | 15 |  | 22.1055 | [19 empty] | 316.2278 | 0
1 | 2300 | 707 | 0.02 | 15 | 15 | 7 | 4.217e-13 | 5spot_SharedNeighbor | Water | Porous | Wet | R600a | MinimizeLCOE_Brownfield | IgnoreSilica | 2019 | 0 | 0 | 0 | 0 |  |  |  |  | 15 |  | 23.1389 | [19 empty] | 421.6965 | 0
1 | 2300 | 707 | 0.02 | 15 | 15 | 7 | 5.6234e-13 | 5spot_SharedNeighbor | Water | Porous | Wet | R600a | MinimizeLCOE_Brownfield | IgnoreSilica | 2019 | 0 | 0 | 0 | 0 |  |  |  |  | 15 |  | 20.0852 | [19 empty] | 562.3413 | 0
1 | 2300 | 707 | 0.02 | 15 | 15 | 7 | 7.4989e-13 | 5spot_SharedNeighbor | Water | Porous | Wet | R600a | MinimizeLCOE_Brownfield | IgnoreSilica | 2019 | 0 | 0 | 0 | 0 |  |  |  |  | 15 |  | 24.5764 | [19 empty] | 749.8942 | 0
1 | 2300 | 707 | 0.02 | 15 | 15 | 7 | 1e-12 | 5spot_SharedNeighbor | Water | Porous | Wet | R600a | MinimizeLCOE_Brownfield | IgnoreSilica | 2019 | 0 | 0 | 0 | 0 |  |  |  |  | 15 |  | 24.5621 | [19 empty] | 1000 | 0
1 | 2300 | 707 | 0.02 | 15 | 15 | 7 | 1.3335e-12 | 5spot_SharedNeighbor | Water | Porous | Wet | R600a | MinimizeLCOE_Brownfield | IgnoreSilica | 2019 | 0 | 0 | 0 | 0 |  |  |  |  | 15 |  | 23.9475 | [19 empty] | 1333.5214 | 0
1 | 2300 | 707 | 0.02 | 15 | 15 | 7 | 1.7783e-12 | 5spot_SharedNeighbor | Water | Porous | Wet | R600a | MinimizeLCOE_Brownfield | IgnoreSilica | 2019 | 0 | 0 | 0 | 0 |  |  |  |  | 15 |  | 26.5491 | [19 empty] | 1778.2794 | 0
1 | 2300 | 707 | 0.02 | 15 | 15 | 7 | 2.3714e-12 | 5spot_SharedNeighbor | Water | Porous | Wet | R600a | MinimizeLCOE_Brownfield | IgnoreSilica | 2019 | 0 | 0 | 0 | 0 |  |  |  |  | 15 |  | 30.7376 | [19 empty] | 2371.3737 | 0
1 | 2300 | 707 | 0.02 | 15 | 15 | 7 | 3.1623e-12 | 5spot_SharedNeighbor | Water | Porous | Wet | R600a | MinimizeLCOE_Brownfield | IgnoreSilica | 2019 | 0 | 0 | 0 | 0 |  |  |  |  | 15 |  | 30.1289 | [19 empty] | 3162.2777 | 0
1 | 2300 | 707 | 0.02 | 15 | 15 | 7 | 4.217e-12 | 5spot_SharedNeighbor | Water | Porous | Wet | R600a | MinimizeLCOE_Brownfield | IgnoreSilica | 2019 | 0 | 0 | 0 | 0 |  |  |  |  | 15 |  | 33.5708 | [19 empty] | 4216.965 | 0
1 | 2300 | 707 | 0.02 | 15 | 15 | 7 | 5.6234e-12 | 5spot_SharedNeighbor | Water | Porous | Wet | R600a | MinimizeLCOE_Brownfield | IgnoreSilica | 2019 | 0 | 0 | 0 | 0 |  |  |  |  | 15 |  | 31.557 | [19 empty] | 5623.4133 | 0
1 | 2300 | 707 | 0.02 | 15 | 15 | 7 | 7.4989e-12 | 5spot_SharedNeighbor | Water | Porous | Wet | R600a | MinimizeLCOE_Brownfield | IgnoreSilica | 2019 | 0 | 0 | 0 | 0 |  |  |  |  | 15 |  | 30.7512 | [19 empty] | 7498.9421 | 0
1 | 2300 | 707 | 0.02 | 15 | 15 | 7 | 1e-11 | 5spot_SharedNeighbor | Water | Porous | Wet | R600a | MinimizeLCOE_Brownfield | IgnoreSilica | 2019 | 1.6 | 0.076054 | 0.00018374 | 4 | 11473567.2864 | 28003288.6988 | 233904.1883 | 570884.9174 | 53.665 | 0 | 33.8945 | 33924.1435 | 1595.2319 | 45822.487 | 52183.2891 | 0 | 21305.4511 | 0 | 60383.935 | 157106.6125 | 107228.4913 | 479549.6415 | 961560.8286 | 6991696.732 | 6991696.732 | 1478867.319 | 3678399.7627 | 0 | 8432807.2021 | 20581771.0158 | 10000 | 0.00073498 | 11473567.2864 | 28003288.6988 | 233904.1883 | 570884.9174
1 | 2300 | 707 | 0.02 | 15 | 15 | 7 | 1.3335e-11 | 5spot_SharedNeighbor | Water | Porous | Wet | R600a | MinimizeLCOE_Brownfield | IgnoreSilica | 2019 | 1.6 | 0.076055 | 0.00048428 | 4 | 4348346.7127 | 10620031.8426 | 88646.9293 | 216503.7138 | 53.6652 | 0 | 31.6712 | 33924.5058 | 1595.2513 | 45822.8037 | 52183.4471 | 0 | 18215.5512 | 0 | 59179.208 | 153972.16 | 105089.163 | 469982.0901 | 961560.8286 | 6991696.732 | 6991696.732 | 1478867.319 | 3678399.7627 | 0 | 8423239.6507 | 20572203.4644 | 13335.2143 | 0.0019371 | 4348346.7127 | 10620031.8426 | 88646.9293 | 216503.7138
1 | 2300 | 707 | 0.02 | 15 | 15 | 7 | 1.7783e-11 | 5spot_SharedNeighbor | Water | Porous | Wet | R600a | MinimizeLCOE_Brownfield | IgnoreSilica | 2019 | 2.8667 | 0.15207 | 0.0010956 | 4 | 1988160.5969 | 4760334.5786 | 40531.343 | 97045.8592 | 56.3264 | 0 | 62.1667 | 57722.189 | 2789.8293 | 79563.2916 | 78022.4064 | 0 | 27214.0234 | 0 | 95671.5784 | 248917.8222 | 169891.5284 | 759792.6686 | 961560.8286 | 6991696.732 | 6991696.732 | 1478867.319 | 3678399.7627 | 0 | 8713050.2292 | 20862014.0429 | 17782.7941 | 0.0043825 | 1988160.5969 | 4760334.5786 | 40531.343 | 97045.8592
1 | 2300 | 707 | 0.02 | 15 | 15 | 7 | 2.3714e-11 | 5spot_SharedNeighbor | Water | Porous | Wet | R600a | MinimizeLCOE_Brownfield | IgnoreSilica | 2019 | 3.8413 | 0.21114 | 0.0018421 | 4 | 1209516.2753 | 2858291.455 | 24657.6253 | 58270.1374 | 57.2322 | 0 | 64.3045 | 73641.2398 | 3594.5863 | 103363.8603 | 97974.8798 | 0 | 31066.4116 | 0 | 120759.9813 | 314192.7001 | 214442.9738 | 959036.6329 | 961560.8286 | 6991696.732 | 6991696.732 | 1478867.319 | 3678399.7627 | 0 | 8912294.1936 | 21061258.0073 | 23713.7371 | 0.0073685 | 1209516.2753 | 2858291.455 | 24657.6253 | 58270.1374
1 | 2300 | 707 | 0.02 | 15 | 15 | 7 | 3.1623e-11 | 5spot_SharedNeighbor | Water | Porous | Wet | R600a | MinimizeLCOE_Brownfield | IgnoreSilica | 2019 | 5.0982 | 0.28765 | 0.0028552 | 4 | 801653.5166 | 1865399.2996 | 16342.7913 | 38028.6879 | 57.9052 | 0 | 64.8421 | 92296.5854 | 4539.9817 | 132294.4079 | 123755.0967 | 0 | 35318.9479 | 0 | 151399.9576 | 393911.6334 | 268852.7839 | 1202369.3945 | 961560.8286 | 6991696.732 | 6991696.732 | 1478867.319 | 3678399.7627 | 0 | 9155626.9552 | 21304590.7689 | 31622.7766 | 0.011421 | 801653.5166 | 1865399.2996 | 16342.7913 | 38028.6879
1 | 2300 | 707 | 0.02 | 15 | 15 | 7 | 4.217e-11 | 5spot_SharedNeighbor | Water | Porous | Wet | R600a | MinimizeLCOE_Brownfield | IgnoreSilica | 2019 | 6.6787 | 0.38389 | 0.004201 | 4 | 562107.3762 | 1285091.4838 | 11459.3192 | 26198.3281 | 58.3926 | 0 | 83.7175 | 113663.7594 | 5624.4011 | 166576.9192 | 156159.731 | 0 | 39804.4009 | 0 | 187913.3925 | 488912.101 | 333692.5551 | 1492347.2603 | 961560.8286 | 6991696.732 | 6991696.732 | 1478867.319 | 3678399.7627 | 0 | 9445604.8209 | 21594568.6346 | 42169.6503 | 0.016804 | 562107.3762 | 1285091.4838 | 11459.3192 | 26198.3281
1 | 2300 | 707 | 0.02 | 15 | 15 | 7 | 5.6234e-11 | 5spot_SharedNeighbor | Water | Porous | Wet | R600a | MinimizeLCOE_Brownfield | IgnoreSilica | 2019 | 9.2586 | 0.54135 | 0.0060362 | 4 | 410093.3289 | 913260.3785 | 8360.3072 | 18618.0481 | 58.848 | 0 | 90.5838 | 145359.3829 | 7235.1406 | 219204.7455 | 209115.4338 | 0 | 48172.3431 | 0 | 245343.9479 | 638334.6254 | 435676.4983 | 1948442.1173 | 961560.8286 | 6991696.732 | 6991696.732 | 1478867.319 | 3678399.7627 | 0 | 9901699.6779 | 22050663.4916 | 56234.1325 | 0.024145 | 410093.3289 | 913260.3785 | 8360.3072 | 18618.0481
1 | 2300 | 707 | 0.02 | 15 | 15 | 7 | 7.4989e-11 | 5spot_SharedNeighbor | Water | Porous | Wet | R600a | MinimizeLCOE_Brownfield | IgnoreSilica | 2019 | 11.4124 | 0.67297 | 0.0083587 | 4 | 306747.6045 | 670108.8032 | 6253.4648 | 13661.0743 | 59.0797 | 0 | 75.4805 | 169719.202 | 8474.1587 | 260837.6454 | 253350.549 | 0 | 51126.6667 | 0 | 289968.2065 | 754437.7926 | 514919.2956 | 2302833.5164 | 961560.8286 | 6991696.732 | 6991696.732 | 1478867.319 | 3678399.7627 | 0 | 10256091.077 | 22405054.8907 | 74989.4209 | 0.033435 | 306747.6045 | 670108.8032 | 6253.4648 | 13661.0743
1 | 2300 | 707 | 0.02 | 15 | 15 | 7 | 1e-10 | 5spot_SharedNeighbor | Water | Porous | Wet | R600a | MinimizeLCOE_Brownfield | IgnoreSilica | 2019 | 14.5982 | 0.86732 | 0.011367 | 4 | 236815.992 | 504023.8635 | 4827.8143 | 10275.2082 | 59.2914 | 0 | 97.3175 | 203155.9276 | 10174.9904 | 319472.683 | 318706.5072 | 0 | 57004.0483 | 0 | 354320.521 | 921869.3146 | 629194.7497 | 2813898.7418 | 961560.8286 | 6991696.732 | 6991696.732 | 1478867.319 | 3678399.7627 | 0 | 10767156.3024 | 22916120.1161 | 100000 | 0.045466 | 236815.992 | 504023.8635 | 4827.8143 | 10275.2082
1 | 2300 | 707 | 0.02 | 15 | 15 | 7 | 1.3335e-10 | 5spot_SharedNeighbor | Water | Porous | Wet | R600a | MinimizeLCOE_Brownfield | IgnoreSilica | 2019 | 18.4085 | 1.0998 | 0.015133 | 4 | 187593.2546 | 388298.4726 | 3824.3422 | 7915.9896 | 59.4498 | 0 | 116.9732 | 240272.6189 | 12062.9386 | 386266.598 | 396881.429 | 0 | 62915.6581 | 0 | 428375.7046 | 1114545.7114 | 760700.3497 | 3402021.0082 | 961560.8286 | 6991696.732 | 6991696.732 | 1478867.319 | 3678399.7627 | 0 | 11355278.5688 | 23504242.3825 | 133352.1432 | 0.060531 | 187593.2546 | 388298.4726 | 3824.3422 | 7915.9896
1 | 2300 | 707 | 0.02 | 15 | 15 | 7 | 1.7783e-10 | 5spot_SharedNeighbor | Water | Porous | Wet | R600a | MinimizeLCOE_Brownfield | IgnoreSilica | 2019 | 22.7935 | 1.3675 | 0.019696 | 4 | 152426.9076 | 306635.2125 | 3107.4287 | 6251.1736 | 59.5675 | 0 | 90.3438 | 280151.6574 | 14090.9668 | 459742.2526 | 486858.1271 | 0 | 68498.5258 | 0 | 510643.1967 | 1328588.8504 | 906789.1902 | 4055362.7671 | 961560.8286 | 6991696.732 | 6991696.732 | 1478867.319 | 3678399.7627 | 0 | 12008620.3277 | 24157584.1414 | 177827.941 | 0.078783 | 152426.9076 | 306635.2125 | 3107.4287 | 6251.1736
1 | 2300 | 707 | 0.02 | 15 | 15 | 7 | 2.3714e-10 | 5spot_SharedNeighbor | Water | Porous | Wet | R600a | MinimizeLCOE_Brownfield | IgnoreSilica | 2019 | 27.5756 | 1.6594 | 0.024982 | 4 | 127079.3887 | 248658.6498 | 2590.6852 | 5069.2429 | 59.6543 | 0 | 106.9743 | 321039.5647 | 16169.6274 | 536670.3736 | 584991.9919 | 0 | 73232.0986 | 0 | 597520.4259 | 1554625.58 | 1061063.9027 | 4745313.5648 | 961560.8286 | 6991696.732 | 6991696.732 | 1478867.319 | 3678399.7627 | 0 | 12698571.1255 | 24847534.9392 | 237137.3706 | 0.099926 | 127079.3887 | 248658.6498 | 2590.6852 | 5069.2429
1 | 2300 | 707 | 0.02 | 15 | 15 | 7 | 3.1623e-10 | 5spot_SharedNeighbor | Water | Porous | Wet | R600a | MinimizeLCOE_Brownfield | IgnoreSilica | 2019 | 32.4964 | 1.9599 | 0.030786 | 4 | 108724.5384 | 207382.5638 | 2216.4968 | 4227.7741 | 59.7179 | 0 | 119.0822 | 360915.9613 | 18196.0907 | 613062.1907 | 685987.5035 | 0 | 76721.5349 | 0 | 684404.4796 | 1780680.0653 | 1215350.7339 | 5435318.5599 | 961560.8286 | 6991696.732 | 6991696.732 | 1478867.319 | 3678399.7627 | 0 | 13388576.1205 | 25537539.9342 | 316227.766 | 0.12314 | 108724.5384 | 207382.5638 | 2216.4968 | 4227.7741
1 | 2300 | 707 | 0.02 | 15 | 15 | 7 | 4.217e-10 | 5spot_SharedNeighbor | Water | Porous | Wet | R600a | MinimizeLCOE_Brownfield | IgnoreSilica | 2019 | 37.2977 | 2.2532 | 0.036806 | 4 | 95403.1096 | 177923.9869 | 1944.9214 | 3627.2211 | 59.7645 | 0 | 123.3299 | 398096.4096 | 20084.7979 | 685377.7977 | 784541.7837 | 0 | 78888.9345 | 0 | 767125.9921 | 1995904.4724 | 1362245.8141 | 6092266.0022 | 961560.8286 | 6991696.732 | 6991696.732 | 1478867.319 | 3678399.7627 | 0 | 14045523.5628 | 26194487.3765 | 421696.5034 | 0.14722 | 95403.1096 | 177923.9869 | 1944.9214 | 3627.2211
1 | 2300 | 707 | 0.02 | 15 | 15 | 7 | 5.6234e-10 | 5spot_SharedNeighbor | Water | Porous | Wet | R600a | MinimizeLCOE_Brownfield | IgnoreSilica | 2019 | 41.6823 | 2.521 | 0.042676 | 4 | 85719.3643 | 156889.2874 | 1747.5052 | 3198.4003 | 59.7982 | 0 | 124.0335 | 430806.232 | 21745.7617 | 749791.6604 | 874549.9592 | 0 | 79645.5198 | 0 | 841050.2619 | 2188240.2583 | 1493518.9402 | 6679348.5935 | 961560.8286 | 6991696.732 | 6991696.732 | 1478867.319 | 3678399.7627 | 0 | 14632606.1541 | 26781569.9678 | 562341.3252 | 0.1707 | 85719.3643 | 156889.2874 | 1747.5052 | 3198.4003
1 | 2300 | 707 | 0.02 | 15 | 15 | 7 | 7.4989e-10 | 5spot_SharedNeighbor | Water | Porous | Wet | R600a | MinimizeLCOE_Brownfield | IgnoreSilica | 2019 | 45.5191 | 2.7554 | 0.048106 | 4 | 78665.4823 | 141801.5577 | 1603.7023 | 2890.8166 | 59.8225 | 0 | 126.0332 | 458586.525 | 23155.9005 | 805042.52 | 953315.6981 | 0 | 79358.5925 | 0 | 904589.1021 | 2353555.2869 | 1606349.844 | 7183953.469 | 961560.8286 | 6991696.732 | 6991696.732 | 1478867.319 | 3678399.7627 | 0 | 15137211.0296 | 27286174.8433 | 749894.2093 | 0.19243 | 78665.4823 | 141801.5577 | 1603.7023 | 2890.8166
1 | 2300 | 707 | 0.02 | 15 | 15 | 7 | 1e-09 | 5spot_SharedNeighbor | Water | Porous | Wet | R600a | MinimizeLCOE_Brownfield | IgnoreSilica | 2019 | 48.7056 | 2.9501 | 0.052881 | 4 | 73512.3619 | 130947.6978 | 1498.6489 | 2669.5459 | 59.8396 | 0 | 103.5845 | 481122.8253 | 24299.4792 | 850213.5765 | 1018729.2686 | 0 | 78254.9411 | 0 | 956521.8353 | 2488673.6059 | 1698570.8732 | 7596386.405 | 961560.8286 | 6991696.732 | 6991696.732 | 1478867.319 | 3678399.7627 | 0 | 15549643.9657 | 27698607.7794 | 1000000 | 0.21152 | 73512.3619 | 130947.6978 | 1498.6489 | 2669.5459
1 | 2300 | 707 | 0.02 | 15 | 15 | 7 | 1.3335e-09 | 5spot_SharedNeighbor | Water | Porous | Wet | R600a | MinimizeLCOE_Brownfield | IgnoreSilica | 2019 | 51.2996 | 3.1085 | 0.056934 | 4 | 69734.5154 | 123080.7529 | 1421.6324 | 2509.1676 | 59.8518 | 0 | 134.2132 | 499138.9593 | 25213.4275 | 886542.3328 | 1071976.8487 | 0 | 76795.9314 | 0 | 998270.3249 | 2597294.612 | 1772706.9417 | 7927939.3783 | 961560.8286 | 6991696.732 | 6991696.732 | 1478867.319 | 3678399.7627 | 0 | 15881196.9389 | 28030160.7526 | 1333521.4322 | 0.22774 | 69734.5154 | 123080.7529 | 1421.6324 | 2509.1676
1 | 2300 | 707 | 0.02 | 15 | 15 | 7 | 1.7783e-09 | 5spot_SharedNeighbor | Water | Porous | Wet | R600a | MinimizeLCOE_Brownfield | IgnoreSilica | 2019 | 53.3756 | 3.2353 | 0.060279 | 4 | 66954.5501 | 117340.6091 | 1364.9591 | 2392.147 | 59.8606 | 0 | 122.1738 | 513355.859 | 25934.4688 | 915343.5828 | 1114584.3313 | 0 | 75273.1461 | 0 | 1031351.6413 | 2683365.4113 | 1831452.0309 | 8190660.4715 | 961560.8286 | 6991696.732 | 6991696.732 | 1478867.319 | 3678399.7627 | 0 | 16143918.0321 | 28292881.8458 | 1778279.41 | 0.24112 | 66954.5501 | 117340.6091 | 1364.9591 | 2392.147
1 | 2300 | 707 | 0.02 | 15 | 15 | 7 | 2.3714e-09 | 5spot_SharedNeighbor | Water | Porous | Wet | R600a | MinimizeLCOE_Brownfield | IgnoreSilica | 2019 | 54.9855 | 3.3336 | 0.062964 | 4 | 64901.6014 | 113139.5793 | 1323.1069 | 2306.5034 | 59.8667 | 0 | 127.1397 | 524263.9921 | 26487.5888 | 937520.3771 | 1147623.6407 | 0 | 73769.1679 | 0 | 1056769.2589 | 2749496.8385 | 1876588.0888 | 8392518.9527 | 961560.8286 | 6991696.732 | 6991696.732 | 1478867.319 | 3678399.7627 | 0 | 16345776.5133 | 28494740.327 | 2371373.7057 | 0.25185 | 64901.6014 | 113139.5793 | 1323.1069 | 2306.5034
1 | 2300 | 707 | 0.02 | 15 | 15 | 7 | 3.1623e-09 | 5spot_SharedNeighbor | Water | Porous | Wet | R600a | MinimizeLCOE_Brownfield | IgnoreSilica | 2019 | 56.2307 | 3.4096 | 0.065086 | 4 | 63380.7587 | 110045.6642 | 1292.1025 | 2243.4297 | 59.8711 | 0 | 125.9124 | 532633.0475 | 26911.8919 | 954580.871 | 1173175.656 | 0 | 72430.9303 | 0 | 1076295.6347 | 2800300.4628 | 1911262.6063 | 8547591.1003 | 961560.8286 | 6991696.732 | 6991696.732 | 1478867.319 | 3678399.7627 | 0 | 16500848.661 | 28649812.4747 | 3162277.6602 | 0.26034 | 63380.7587 | 110045.6642 | 1292.1025 | 2243.4297
1 | 2300 | 707 | 0.02 | 15 | 15 | 7 | 4.217e-09 | 5spot_SharedNeighbor | Water | Porous | Wet | R600a | MinimizeLCOE_Brownfield | IgnoreSilica | 2019 | 57.1735 | 3.4671 | 0.066736 | 4 | 62251.1118 | 107762.6429 | 1269.0731 | 2196.8872 | 59.8743 | 0 | 99.6827 | 538930.9727 | 27231.1508 | 967445.34 | 1192519.8967 | 0 | 71258.1904 | 0 | 1090980.3647 | 2838507.1181 | 1937339.4336 | 8664212.467 | 961560.8286 | 6991696.732 | 6991696.732 | 1478867.319 | 3678399.7627 | 0 | 16617470.0276 | 28766433.8413 | 4216965.0343 | 0.26694 | 62251.1118 | 107762.6429 | 1269.0731 | 2196.8872
1 | 2300 | 707 | 0.02 | 15 | 15 | 7 | 5.6234e-09 | 5spot_SharedNeighbor | Water | Porous | Wet | R600a | MinimizeLCOE_Brownfield | IgnoreSilica | 2019 | 57.9091 | 3.512 | 0.068019 | 4 | 61410.2176 | 106062.8827 | 1251.9303 | 2162.2353 | 59.8766 | 0 | 120.9839 | 543822.8581 | 27479.1094 | 977453.0972 | 1207613.735 | 0 | 70345.511 | 0 | 1102418.5812 | 2868267.0111 | 1957651.1721 | 8755051.0751 | 961560.8286 | 6991696.732 | 6991696.732 | 1478867.319 | 3678399.7627 | 0 | 16708308.6357 | 28857272.4494 | 5623413.2519 | 0.27208 | 61410.2176 | 106062.8827 | 1251.9303 | 2162.2353
1 | 2300 | 707 | 0.02 | 15 | 15 | 7 | 7.4989e-09 | 5spot_SharedNeighbor | Water | Porous | Wet | R600a | MinimizeLCOE_Brownfield | IgnoreSilica | 2019 | 58.4692 | 3.5462 | 0.069005 | 4 | 60783.1935 | 104798.2847 | 1239.1476 | 2136.4548 | 59.8783 | 0 | 103.2135 | 547534.2583 | 27667.2175 | 985054.7468 | 1219104.9182 | 0 | 69616.6536 | 0 | 1111101.3398 | 2890857.768 | 1973069.8279 | 8824006.7302 | 961560.8286 | 6991696.732 | 6991696.732 | 1478867.319 | 3678399.7627 | 0 | 16777264.2908 | 28926228.1045 | 7498942.0933 | 0.27602 | 60783.1935 | 104798.2847 | 1239.1476 | 2136.4548
1 | 2300 | 707 | 0.02 | 15 | 15 | 7 | 1e-08 | 5spot_SharedNeighbor | Water | Porous | Wet | R600a | MinimizeLCOE_Brownfield | IgnoreSilica | 2019 | 58.8855 | 3.5716 | 0.069752 | 4 | 60315.0136 | 103858.6724 | 1229.6031 | 2117.2995 | 59.8796 | 0 | 120.966 | 550285.2287 | 27806.6391 | 990694.2046 | 1227644.4967 | 0 | 69018.7655 | 0 | 1117525.2405 | 2907571.4398 | 1984477.2523 | 8875023.2673 | 961560.8286 | 6991696.732 | 6991696.732 | 1478867.319 | 3678399.7627 | 0 | 16828280.8279 | 28977244.6416 | 10000000 | 0.27901 | 60315.0136 | 103858.6724 | 1229.6031 | 2117.2995
1 | 2400 | 707 | 0.02 | 15 | 15 | 7 | 1e-13 | 5spot_SharedNeighbor | Water | Porous | Wet | R600a | MinimizeLCOE_Brownfield | IgnoreSilica | 2019 | 0 | 0 | 0 | 0 |  |  |  |  | 15 |  | 17.4047 | [19 empty] | 100 | 0
1 | 2400 | 707 | 0.02 | 15 | 15 | 7 | 1.3335e-13 | 5spot_SharedNeighbor | Water | Porous | Wet | R600a | MinimizeLCOE_Brownfield | IgnoreSilica | 2019 | 0 | 0 | 0 | 0 |  |  |  |  | 15 |  | 16.1114 | [19 empty] | 133.3521 | 0
1 | 2400 | 707 | 0.02 | 15 | 15 | 7 | 1.7783e-13 | 5spot_SharedNeighbor | Water | Porous | Wet | R600a | MinimizeLCOE_Brownfield | IgnoreSilica | 2019 | 0 | 0 | 0 | 0 |  |  |  |  | 15 |  | 20.2847 | [19 empty] | 177.8279 | 0
1 | 2400 | 707 | 0.02 | 15 | 15 | 7 | 2.3714e-13 | 5spot_SharedNeighbor | Water | Porous | Wet | R600a | MinimizeLCOE_Brownfield | IgnoreSilica | 2019 | 0 | 0 | 0 | 0 |  |  |  |  | 15 |  | 21.5862 | [19 empty] | 237.1374 | 0
1 | 2400 | 707 | 0.02 | 15 | 15 | 7 | 3.1623e-13 | 5spot_SharedNeighbor | Water | Porous | Wet | R600a | MinimizeLCOE_Brownfield | IgnoreSilica | 2019 | 0 | 0 | 0 | 0 |  |  |  |  | 15 |  | 21.035 | [19 empty] | 316.2278 | 0
1 | 2400 | 707 | 0.02 | 15 | 15 | 7 | 4.217e-13 | 5spot_SharedNeighbor | Water | Porous | Wet | R600a | MinimizeLCOE_Brownfield | IgnoreSilica | 2019 | 0 | 0 | 0 | 0 |  |  |  |  | 15 |  | 21.795 | [19 empty] | 421.6965 | 0
1 | 2400 | 707 | 0.02 | 15 | 15 | 7 | 5.6234e-13 | 5spot_SharedNeighbor | Water | Porous | Wet | R600a | MinimizeLCOE_Brownfield | IgnoreSilica | 2019 | 0 | 0 | 0 | 0 |  |  |  |  | 15 |  | 22.4067 | [19 empty] | 562.3413 | 0
1 | 2400 | 707 | 0.02 | 15 | 15 | 7 | 7.4989e-13 | 5spot_SharedNeighbor | Water | Porous | Wet | R600a | MinimizeLCOE_Brownfield | IgnoreSilica | 2019 | 0 | 0 | 0 | 0 |  |  |  |  | 15 |  | 24.915 | [19 empty] | 749.8942 | 0
1 | 2400 | 707 | 0.02 | 15 | 15 | 7 | 1e-12 | 5spot_SharedNeighbor | Water | Porous | Wet | R600a | MinimizeLCOE_Brownfield | IgnoreSilica | 2019 | 0 | 0 | 0 | 0 |  |  |  |  | 15 |  | 25.3749 | [19 empty] | 1000 | 0
1 | 2400 | 707 | 0.02 | 15 | 15 | 7 | 1.3335e-12 | 5spot_SharedNeighbor | Water | Porous | Wet | R600a | MinimizeLCOE_Brownfield | IgnoreSilica | 2019 | 0 | 0 | 0 | 0 |  |  |  |  | 15 |  | 27.8503 | [19 empty] | 1333.5214 | 0
1 | 2400 | 707 | 0.02 | 15 | 15 | 7 | 1.7783e-12 | 5spot_SharedNeighbor | Water | Porous | Wet | R600a | MinimizeLCOE_Brownfield | IgnoreSilica | 2019 | 0 | 0 | 0 | 0 |  |  |  |  | 15 |  | 29.5921 | [19 empty] | 1778.2794 | 0
1 | 2400 | 707 | 0.02 | 15 | 15 | 7 | 2.3714e-12 | 5spot_SharedNeighbor | Water | Porous | Wet | R600a | MinimizeLCOE_Brownfield | IgnoreSilica | 2019 | 0 | 0 | 0 | 0 |  |  |  |  | 15 |  | 32.4306 | [19 empty] | 2371.3737 | 0
1 | 2400 | 707 | 0.02 | 15 | 15 | 7 | 3.1623e-12 | 5spot_SharedNeighbor | Water | Porous | Wet | R600a | MinimizeLCOE_Brownfield | IgnoreSilica | 2019 | 0 | 0 | 0 | 0 |  |  |  |  | 15 |  | 32.9936 | [19 empty] | 3162.2777 | 0
1 | 2400 | 707 | 0.02 | 15 | 15 | 7 | 4.217e-12 | 5spot_SharedNeighbor | Water | Porous | Wet | R600a | MinimizeLCOE_Brownfield | IgnoreSilica | 2019 | 0 | 0 | 0 | 0 |  |  |  |  | 15 |  | 36.3024 | [19 empty] | 4216.965 | 0
1 | 2400 | 707 | 0.02 | 15 | 15 | 7 | 5.6234e-12 | 5spot_SharedNeighbor | Water | Porous | Wet | R600a | MinimizeLCOE_Brownfield | IgnoreSilica | 2019 | 0 | 0 | 0 | 0 |  |  |  |  | 15 |  | 33.8113 | [19 empty] | 5623.4133 | 0
1 | 2400 | 707 | 0.02 | 15 | 15 | 7 | 7.4989e-12 | 5spot_SharedNeighbor | Water | Porous | Wet | R600a | MinimizeLCOE_Brownfield | IgnoreSilica | 2019 | 1.6 | 0.080718 | 7.8566e-05 | 4 | 28004099.9482 | 68181120.8965 | 570901.4558 | 1389964.3713 | 55.0636 | 0 | 36.8699 | 36425.3905 | 1729.7057 | 47993.8013 | 53257.1988 | 0 | 24140.5376 | 0 | 63783.1872 | 165950.7694 | 113264.8101 | 506545.4007 | 961560.8286 | 7332603.3321 | 7332603.3321 | 1478867.319 | 3814762.4027 | 0 | 8800709.5614 | 21426942.6153 | 7498.9421 | 0.00031427 | 28004099.9482 | 68181120.8965 | 570901.4558 | 1389964.3713
1 | 2400 | 707 | 0.02 | 15 | 15 | 7 | 1e-11 | 5spot_SharedNeighbor | Water | Porous | Wet | R600a | MinimizeLCOE_Brownfield | IgnoreSilica | 2019 | 1.6 | 0.080719 | 0.00046951 | 4 | 4680326.0567 | 11403363.9723 | 95414.7773 | 232472.9988 | 55.0639 | 0 | 35.9417 | 36425.8816 | 1729.7324 | 47994.2125 | 53257.4005 | 0 | 20652.0772 | 0 | 62423.1286 | 162412.1759 | 110849.6473 | 495744.2558 | 961560.8286 | 7332603.3321 | 7332603.3321 | 1478867.319 | 3814762.4027 | 0 | 8789908.4166 | 21416141.4705 | 10000 | 0.0018781 | 4680326.0567 | 11403363.9723 | 95414.7773 | 232472.9988
1 | 2400 | 707 | 0.02 | 15 | 15 | 7 | 1.3335e-11 | 5spot_SharedNeighbor | Water | Porous | Wet | R600a | MinimizeLCOE_Brownfield | IgnoreSilica | 2019 | 1.6 | 0.08072 | 0.00076271 | 4 | 2877965.0452 | 7016590.6009 | 58671.2102 | 143042.69 | 55.0641 | 0 | 33.7226 | 36426.2501 | 1729.7524 | 47994.521 | 53257.5518 | 0 | 17508.6908 | 0 | 61197.5388 | 159223.4426 | 108673.2713 | 486011.0188 | 961560.8286 | 7332603.3321 | 7332603.3321 | 1478867.319 | 3814762.4027 | 0 | 8780175.1795 | 21406408.2334 | 13335.2143 | 0.0030508 | 2877965.0452 | 7016590.6009 | 58671.2102 | 143042.69
1 | 2400 | 707 | 0.02 | 15 | 15 | 7 | 1.7783e-11 | 5spot_SharedNeighbor | Water | Porous | Wet | R600a | MinimizeLCOE_Brownfield | IgnoreSilica | 2019 | 3.4735 | 0.20131 | 0.0018502 | 4 | 1246824.3379 | 2952880.5014 | 25418.2006 | 60198.4631 | 58.612 | 0 | 61.1783 | 73165.8428 | 3599.0958 | 99368.8503 | 93120.1966 | 0 | 32100.6853 | 0 | 117528.3216 | 305784.5845 | 208704.2622 | 933371.8393 | 961560.8286 | 7332603.3321 | 7332603.3321 | 1478867.319 | 3814762.4027 | 0 | 9227536 | 21853769.0539 | 17782.7941 | 0.0074008 | 1246824.3379 | 2952880.5014 | 25418.2006 | 60198.4631
1 | 2400 | 707 | 0.02 | 15 | 15 | 7 | 2.3714e-11 | 5spot_SharedNeighbor | Water | Porous | Wet | R600a | MinimizeLCOE_Brownfield | IgnoreSilica | 2019 | 4.6501 | 0.27768 | 0.0029351 | 4 | 806917.7744 | 1882356.0601 | 16450.1103 | 38374.3744 | 59.4345 | 0 | 90.8117 | 92709.0371 | 4600.8441 | 128429.3575 | 118219.4894 | 0 | 36859.743 | 0 | 148519.2037 | 386416.5026 | 263737.2031 | 1179491.3804 | 961560.8286 | 7332603.3321 | 7332603.3321 | 1478867.319 | 3814762.4027 | 0 | 9473655.5412 | 22099888.5951 | 23713.7371 | 0.011741 | 806917.7744 | 1882356.0601 | 16450.1103 | 38374.3744
1 | 2400 | 707 | 0.02 | 15 | 15 | 7 | 3.1623e-11 | 5spot_SharedNeighbor | Water | Porous | Wet | R600a | MinimizeLCOE_Brownfield | IgnoreSilica | 2019 | 6.1381 | 0.37428 | 0.0043906 | 4 | 556169.0308 | 1275099.3498 | 11338.258 | 25994.6249 | 60.0313 | 0 | 112.0748 | 115166.1569 | 5754.2654 | 162983.0166 | 149941.2671 | 0 | 41921.758 | 0 | 185548.921 | 482760.231 | 329493.7774 | 1473569.3934 | 961560.8286 | 7332603.3321 | 7332603.3321 | 1478867.319 | 3814762.4027 | 0 | 9767733.5541 | 22393966.608 | 31622.7766 | 0.017563 | 556169.0308 | 1275099.3498 | 11338.258 | 25994.6249
1 | 2400 | 707 | 0.02 | 15 | 15 | 7 | 4.217e-11 | 5spot_SharedNeighbor | Water | Porous | Wet | R600a | MinimizeLCOE_Brownfield | IgnoreSilica | 2019 | 7.8897 | 0.4879 | 0.0062729 | 4 | 402326.9808 | 905532.1697 | 8201.9797 | 18460.4981 | 60.4261 | 0 | 101.935 | 139286.5147 | 6993.0493 | 201414.7879 | 187253.4119 | 0 | 46493.5801 | 0 | 226762.1241 | 589988.5316 | 402679.2959 | 1800871.2953 | 961560.8286 | 7332603.3321 | 7332603.3321 | 1478867.319 | 3814762.4027 | 0 | 10095035.4561 | 22721268.51 | 42169.6503 | 0.025092 | 402326.9808 | 905532.1697 | 8201.9797 | 18460.4981
1 | 2400 | 707 | 0.02 | 15 | 15 | 7 | 5.6234e-11 | 5spot_SharedNeighbor | Water | Porous | Wet | R600a | MinimizeLCOE_Brownfield | IgnoreSilica | 2019 | 10.489 | 0.65803 | 0.0088885 | 4 | 297212.525 | 652342.7589 | 6059.0793 | 13298.8895 | 60.8338 | 0 | 115.0678 | 172551.0489 | 8705.2319 | 255776.5779 | 242921.4763 | 0 | 53880.8418 | 0 | 286195.7189 | 744622.5538 | 508220.1934 | 2272873.6428 | 961560.8286 | 7332603.3321 | 7332603.3321 | 1478867.319 | 3814762.4027 | 0 | 10567037.8035 | 23193270.8574 | 56234.1325 | 0.035554 | 297212.525 | 652342.7589 | 6059.0793 | 13298.8895
1 | 2400 | 707 | 0.02 | 15 | 15 | 7 | 7.4989e-11 | 5spot_SharedNeighbor | Water | Porous | Wet | R600a | MinimizeLCOE_Brownfield | IgnoreSilica | 2019 | 13.5124 | 0.85535 | 0.012192 | 4 | 227348.2425 | 486247.1755 | 4634.8014 | 9912.8064 | 61.0897 | 0 | 79.1907 | 207867.2748 | 10521.9453 | 315411.852 | 307547.0929 | 0 | 60539.3529 | 0 | 351736.1319 | 915145.2643 | 624605.4472 | 2793374.3613 | 961560.8286 | 7332603.3321 | 7332603.3321 | 1478867.319 | 3814762.4027 | 0 | 11087538.5221 | 23713771.576 | 74989.4209 | 0.048769 | 227348.2425 | 486247.1755 | 4634.8014 | 9912.8064
1 | 2400 | 707 | 0.02 | 15 | 15 | 7 | 1e-10 | 5spot_SharedNeighbor | Water | Porous | Wet | R600a | MinimizeLCOE_Brownfield | IgnoreSilica | 2019 | 17.1586 | 1.0935 | 0.01638 | 4 | 178419.2731 | 371125.021 | 3637.3182 | 7565.8855 | 61.2801 | 0 | 105.8498 | 247306.4889 | 12550.4643 | 383826.5006 | 385513.3046 | 0 | 67261.0066 | 0 | 427618.5283 | 1112575.6941 | 759355.7724 | 3396007.7598 | 961560.8286 | 7332603.3321 | 7332603.3321 | 1478867.319 | 3814762.4027 | 0 | 11690171.9205 | 24316404.9744 | 100000 | 0.065521 | 178419.2731 | 371125.021 | 3637.3182 | 7565.8855
1 | 2400 | 707 | 0.02 | 15 | 15 | 7 | 1.3335e-10 | 5spot_SharedNeighbor | Water | Porous | Wet | R600a | MinimizeLCOE_Brownfield | IgnoreSilica | 2019 | 21.4707 | 1.3752 | 0.021558 | 4 | 143533.3963 | 289957.9434 | 2926.1224 | 5911.1849 | 61.423 | 0 | 95.2626 | 290721.7203 | 14782.8689 | 461011.7322 | 477725.8071 | 0 | 73946.3711 | 0 | 514093.5148 | 1337565.8704 | 912916.1908 | 4082764.0755 | 961560.8286 | 7332603.3321 | 7332603.3321 | 1478867.319 | 3814762.4027 | 0 | 12376928.2363 | 25003161.2902 | 133352.1432 | 0.08623 | 143533.3963 | 289957.9434 | 2926.1224 | 5911.1849
1 | 2400 | 707 | 0.02 | 15 | 15 | 7 | 1.7783e-10 | 5spot_SharedNeighbor | Water | Porous | Wet | R600a | MinimizeLCOE_Brownfield | IgnoreSilica | 2019 | 26.3085 | 1.6912 | 0.02771 | 4 | 118381.6243 | 232296.0906 | 2413.3695 | 4735.67 | 61.5288 | 0 | 128.0329 | 336346.4875 | 17127.9373 | 543945.1693 | 581193.1569 | 0 | 79931.5228 | 0 | 607832.2668 | 1581454.8746 | 1079375.4476 | 4827206.8628 | 961560.8286 | 7332603.3321 | 7332603.3321 | 1478867.319 | 3814762.4027 | 0 | 13121371.0236 | 25747604.0775 | 177827.941 | 0.11084 | 118381.6243 | 232296.0906 | 2413.3695 | 4735.67
1 | 2400 | 707 | 0.02 | 15 | 15 | 7 | 2.3714e-10 | 5spot_SharedNeighbor | Water | Porous | Wet | R600a | MinimizeLCOE_Brownfield | IgnoreSilica | 2019 | 31.4707 | 2.0286 | 0.034682 | 4 | 100136.0238 | 191149.8275 | 2041.4083 | 3896.8478 | 61.6069 | 0 | 101.0447 | 382289.402 | 19488.2357 | 629100.0333 | 691614.2586 | 0 | 84781.2224 | 0 | 704836.5293 | 1833840.0674 | 1251633.5277 | 5597583.2764 | 961560.8286 | 7332603.3321 | 7332603.3321 | 1478867.319 | 3814762.4027 | 0 | 13891747.4372 | 26517980.4911 | 237137.3706 | 0.13873 | 100136.0238 | 191149.8275 | 2041.4083 | 3896.8478
1 | 2400 | 707 | 0.02 | 15 | 15 | 7 | 3.1623e-10 | 5spot_SharedNeighbor | Water | Porous | Wet | R600a | MinimizeLCOE_Brownfield | IgnoreSilica | 2019 | 36.6593 | 2.3678 | 0.042151 | 4 | 86862.7446 | 161750.029 | 1770.8145 | 3297.4931 | 61.6642 | 0 | 93.628 | 426218.9189 | 21743.9743 | 711889.9268 | 802615.0313 | 0 | 88113.136 | 0 | 799726.585 | 2080724.5278 | 1420137.2448 | 6351169.3448 | 961560.8286 | 7332603.3321 | 7332603.3321 | 1478867.319 | 3814762.4027 | 0 | 14645333.5056 | 27271566.5595 | 316227.766 | 0.1686 | 86862.7446 | 161750.029 | 1770.8145 | 3297.4931
1 | 2400 | 707 | 0.02 | 15 | 15 | 7 | 4.217e-10 | 5spot_SharedNeighbor | Water | Porous | Wet | R600a | MinimizeLCOE_Brownfield | IgnoreSilica | 2019 | 41.5554 | 2.6879 | 0.049679 | 4 | 77194.6218 | 140734.1548 | 1573.7168 | 2869.0561 | 61.7057 | 0 | 138.7374 | 465981.4687 | 23784.7496 | 787868.6192 | 907370.1192 | 0 | 89763.3858 | 0 | 887159.6536 | 2308207.4373 | 1575399.0049 | 7045534.4384 | 961560.8286 | 7332603.3321 | 7332603.3321 | 1478867.319 | 3814762.4027 | 0 | 15339698.5991 | 27965931.653 | 421696.5034 | 0.19871 | 77194.6218 | 140734.1548 | 1573.7168 | 2869.0561
1 | 2400 | 707 | 0.02 | 15 | 15 | 7 | 5.6234e-10 | 5spot_SharedNeighbor | Water | Porous | Wet | R600a | MinimizeLCOE_Brownfield | IgnoreSilica | 2019 | 45.9601 | 2.9759 | 0.056854 | 4 | 70144.28 | 125664.5825 | 1429.986 | 2561.8425 | 61.7357 | 0 | 128.0628 | 500560.1401 | 25558.6502 | 854686.2743 | 1001613.4188 | 0 | 90030.8774 | 0 | 964255.2507 | 2508794.3664 | 1712303.7056 | 7657802.6835 | 961560.8286 | 7332603.3321 | 7332603.3321 | 1478867.319 | 3814762.4027 | 0 | 15951966.8443 | 28578199.8982 | 562341.3252 | 0.22742 | 70144.28 | 125664.5825 | 1429.986 | 2561.8425
1 | 2400 | 707 | 0.02 | 15 | 15 | 7 | 7.4989e-10 | 5spot_SharedNeighbor | Water | Porous | Wet | R600a | MinimizeLCOE_Brownfield | IgnoreSilica | 2019 | 49.6996 | 3.2204 | 0.063324 | 4 | 64992.9739 | 114840.4935 | 1324.9697 | 2341.1788 | 61.7568 | 0 | 112.9921 | 529135.3777 | 27023.9519 | 910397.2423 | 1081621.3009 | 0 | 89116.2925 | 0 | 1028544.7245 | 2676062.3897 | 1826467.5685 | 8168368.8481 | 961560.8286 | 7332603.3321 | 7332603.3321 | 1478867.319 | 3814762.4027 | 0 | 16462533.0089 | 29088766.0628 | 749894.2093 | 0.2533 | 64992.9739 | 114840.4935 | 1324.9697 | 2341.1788
1 | 2400 | 707 | 0.02 | 15 | 15 | 7 | 1e-09 | 5spot_SharedNeighbor | Water | Porous | Wet | R600a | MinimizeLCOE_Brownfield | IgnoreSilica | 2019 | 52.8077 | 3.4236 | 0.068937 | 4 | 61218.562 | 107007.42 | 1248.0232 | 2181.491 | 61.7717 | 0 | 116.86 | 552388.071 | 28215.8717 | 956048.647 | 1148109.6454 | 0 | 87627.7215 | 0 | 1081232.0831 | 2813144.0889 | 1920028.645 | 8586794.7735 | 961560.8286 | 7332603.3321 | 7332603.3321 | 1478867.319 | 3814762.4027 | 0 | 16880958.9343 | 29507191.9882 | 1000000 | 0.27575 | 61218.562 | 107007.42 | 1248.0232 | 2181.491
1 | 2400 | 707 | 0.02 | 15 | 15 | 7 | 1.3335e-09 | 5spot_SharedNeighbor | Water | Porous | Wet | R600a | MinimizeLCOE_Brownfield | IgnoreSilica | 2019 | 55.2903 | 3.5858 | 0.073622 | 4 | 58443.7237 | 101318.9543 | 1191.4544 | 2065.5239 | 61.7821 | 0 | 130.1762 | 570659.8487 | 29152.1691 | 992115.9241 | 1201210.6246 | 0 | 85799.2248 | 0 | 1122785.7386 | 2921258.1768 | 1993818.7315 | 8916800.4382 | 961560.8286 | 7332603.3321 | 7332603.3321 | 1478867.319 | 3814762.4027 | 0 | 17210964.5989 | 29837197.6528 | 1333521.4322 | 0.29449 | 58443.7237 | 101318.9543 | 1191.4544 | 2065.5239
1 | 2400 | 707 | 0.02 | 15 | 15 | 7 | 1.7783e-09 | 5spot_SharedNeighbor | Water | Porous | Wet | R600a | MinimizeLCOE_Brownfield | IgnoreSilica | 2019 | 57.2512 | 3.7139 | 0.077438 | 4 | 56396.715 | 97158.9341 | 1149.7233 | 1980.7163 | 61.7893 | 0 | 112.106 | 584911.6752 | 29882.276 | 1020365.0717 | 1243144.7301 | 0 | 83967.753 | 0 | 1155285.8873 | 3005816.8971 | 2051531.7957 | 9174906.0862 | 961560.8286 | 7332603.3321 | 7332603.3321 | 1478867.319 | 3814762.4027 | 0 | 17469070.2469 | 30095303.3008 | 1778279.41 | 0.30975 | 56396.715 | 97158.9341 | 1149.7233 | 1980.7163
1 | 2400 | 707 | 0.02 | 15 | 15 | 7 | 2.3714e-09 | 5spot_SharedNeighbor | Water | Porous | Wet | R600a | MinimizeLCOE_Brownfield | IgnoreSilica | 2019 | 58.7781 | 3.8137 | 0.080484 | 4 | 54881.7972 | 94101.4501 | 1118.8397 | 1918.3853 | 61.7944 | 0 | 137.2895 | 595902.8288 | 30445.2185 | 1042220.3404 | 1275790.8331 | 0 | 82284.4214 | 0 | 1180391.0204 | 3071135.3037 | 2096112.9503 | 9374282.9166 | 961560.8286 | 7332603.3321 | 7332603.3321 | 1478867.319 | 3814762.4027 | 0 | 17668447.0774 | 30294680.1313 | 2371373.7057 | 0.32194 | 54881.7972 | 94101.4501 | 1118.8397 | 1918.3853
1 | 2400 | 707 | 0.02 | 15 | 15 | 7 | 3.1623e-09 | 5spot_SharedNeighbor | Water | Porous | Wet | R600a | MinimizeLCOE_Brownfield | IgnoreSilica | 2019 | 59.9501 | 3.8902 | 0.082874 | 4 | 53757.5421 | 91846.0814 | 1095.9202 | 1872.4066 | 61.7981 | 0 | 138.618 | 604278.8464 | 30874.1446 | 1058915.7378 | 1300847.3129 | 0 | 80807.2154 | 0 | 1199532.0703 | 3120936.3891 | 2130103.2144 | 9526294.9309 | 961560.8286 | 7332603.3321 | 7332603.3321 | 1478867.319 | 3814762.4027 | 0 | 17820459.0917 | 30446692.1456 | 3162277.6602 | 0.3315 | 53757.5421 | 91846.0814 | 1095.9202 | 1872.4066
1 | 2400 | 707 | 0.02 | 15 | 15 | 7 | 4.217e-09 | 5spot_SharedNeighbor | Water | Porous | Wet | R600a | MinimizeLCOE_Brownfield | IgnoreSilica | 2019 | 60.8392 | 3.9482 | 0.084725 | 4 | 52921.2782 | 90177.667 | 1078.8718 | 1838.3937 | 61.8006 | 0 | 125.1536 | 610597.8312 | 31197.6885 | 1071533.8555 | 1319851.6748 | 0 | 79550.1591 | 0 | 1213965.1715 | 3158488.3578 | 2155733.2047 | 9640917.9431 | 961560.8286 | 7332603.3321 | 7332603.3321 | 1478867.319 | 3814762.4027 | 0 | 17935082.1038 | 30561315.1577 | 4216965.0343 | 0.3389 | 52921.2782 | 90177.667 | 1078.8718 | 1838.3937
1 | 2400 | 707 | 0.02 | 15 | 15 | 7 | 5.6234e-09 | 5spot_SharedNeighbor | Water | Porous | Wet | R600a | MinimizeLCOE_Brownfield | IgnoreSilica | 2019 | 61.5165 | 3.9925 | 0.086151 | 4 | 52298.0752 | 88938.0149 | 1066.167 | 1813.1217 | 61.8025 | 0 | 137.9062 | 615392.2131 | 31443.1441 | 1081120.6357 | 1334328.8008 | 0 | 78533.0445 | 0 | 1224918.9569 | 3186987.8604 | 2175184.7008 | 9727909.3562 | 961560.8286 | 7332603.3321 | 7332603.3321 | 1478867.319 | 3814762.4027 | 0 | 18022073.5169 | 30648306.5708 | 5623413.2519 | 0.3446 | 52298.0752 | 88938.0149 | 1066.167 | 1813.1217
1 | 2400 | 707 | 0.02 | 15 | 15 | 7 | 7.4989e-09 | 5spot_SharedNeighbor | Water | Porous | Wet | R600a | MinimizeLCOE_Brownfield | IgnoreSilica | 2019 | 62.0307 | 4.026 | 0.087241 | 4 | 51832.9668 | 88014.8645 | 1056.6851 | 1794.3021 | 61.8038 | 0 | 132.9858 | 619020.3467 | 31628.8768 | 1088382.8832 | 1345317.5195 | 0 | 77726.497 | 0 | 1233209.688 | 3208558.6421 | 2189907.2025 | 9793751.6558 | 961560.8286 | 7332603.3321 | 7332603.3321 | 1478867.319 | 3814762.4027 | 0 | 18087915.8166 | 30714148.8705 | 7498942.0933 | 0.34897 | 51832.9668 | 88014.8645 | 1056.6851 | 1794.3021
1 | 2400 | 707 | 0.02 | 15 | 15 | 7 | 1e-08 | 5spot_SharedNeighbor | Water | Porous | Wet | R600a | MinimizeLCOE_Brownfield | IgnoreSilica | 2019 | 62.425 | 4.0518 | 0.088075 | 4 | 51485.45 | 87324.7782 | 1049.6005 | 1780.2337 | 61.8048 | 0 | 122.8413 | 621796.4621 | 31770.9838 | 1093944.0343 | 1353744.9705 | 0 | 77112.3125 | 0 | 1239563.8177 | 3225090.784 | 2201190.7291 | 9844214.094 | 961560.8286 | 7332603.3321 | 7332603.3321 | 1478867.319 | 3814762.4027 | 0 | 18138378.2548 | 30764611.3087 | 10000000 | 0.3523 | 51485.45 | 87324.7782 | 1049.6005 | 1780.2337
1 | 2500 | 707 | 0.02 | 15 | 15 | 7 | 1e-13 | 5spot_SharedNeighbor | Water | Porous | Wet | R600a | MinimizeLCOE_Brownfield | IgnoreSilica | 2019 | 0 | 0 | 0 | 0 |  |  |  |  | 15 |  | 17.0544 | [19 empty] | 100 | 0
1 | 2500 | 707 | 0.02 | 15 | 15 | 7 | 1.3335e-13 | 5spot_SharedNeighbor | Water | Porous | Wet | R600a | MinimizeLCOE_Brownfield | IgnoreSilica | 2019 | 0 | 0 | 0 | 0 |  |  |  |  | 15 |  | 18.264 | [19 empty] | 133.3521 | 0
1 | 2500 | 707 | 0.02 | 15 | 15 | 7 | 1.7783e-13 | 5spot_SharedNeighbor | Water | Porous | Wet | R600a | MinimizeLCOE_Brownfield | IgnoreSilica | 2019 | 0 | 0 | 0 | 0 |  |  |  |  | 15 |  | 20.9286 | [19 empty] | 177.8279 | 0
1 | 2500 | 707 | 0.02 | 15 | 15 | 7 | 2.3714e-13 | 5spot_SharedNeighbor | Water | Porous | Wet | R600a | MinimizeLCOE_Brownfield | IgnoreSilica | 2019 | 0 | 0 | 0 | 0 |  |  |  |  | 15 |  | 20.9338 | [19 empty] | 237.1374 | 0
1 | 2500 | 707 | 0.02 | 15 | 15 | 7 | 3.1623e-13 | 5spot_SharedNeighbor | Water | Porous | Wet | R600a | MinimizeLCOE_Brownfield | IgnoreSilica | 2019 | 0 | 0 | 0 | 0 |  |  |  |  | 15 |  | 20.7298 | [19 empty] | 316.2278 | 0
1 | 2500 | 707 | 0.02 | 15 | 15 | 7 | 4.217e-13 | 5spot_SharedNeighbor | Water | Porous | Wet | R600a | MinimizeLCOE_Brownfield | IgnoreSilica | 2019 | 0 | 0 | 0 | 0 |  |  |  |  | 15 |  | 20.5234 | [19 empty] | 421.6965 | 0
1 | 2500 | 707 | 0.02 | 15 | 15 | 7 | 5.6234e-13 | 5spot_SharedNeighbor | Water | Porous | Wet | R600a | MinimizeLCOE_Brownfield | IgnoreSilica | 2019 | 0 | 0 | 0 | 0 |  |  |  |  | 15 |  | 23.8346 | [19 empty] | 562.3413 | 0
1 | 2500 | 707 | 0.02 | 15 | 15 | 7 | 7.4989e-13 | 5spot_SharedNeighbor | Water | Porous | Wet | R600a | MinimizeLCOE_Brownfield | IgnoreSilica | 2019 | 0 | 0 | 0 | 0 |  |  |  |  | 15 |  | 25.186 | [19 empty] | 749.8942 | 0
1 | 2500 | 707 | 0.02 | 15 | 15 | 7 | 1e-12 | 5spot_SharedNeighbor | Water | Porous | Wet | R600a | MinimizeLCOE_Brownfield | IgnoreSilica | 2019 | 0 | 0 | 0 | 0 |  |  |  |  | 15 |  | 25.4764 | [19 empty] | 1000 | 0
1 | 2500 | 707 | 0.02 | 15 | 15 | 7 | 1.3335e-12 | 5spot_SharedNeighbor | Water | Porous | Wet | R600a | MinimizeLCOE_Brownfield | IgnoreSilica | 2019 | 0 | 0 | 0 | 0 |  |  |  |  | 15 |  | 26.9451 | [19 empty] | 1333.5214 | 0
1 | 2500 | 707 | 0.02 | 15 | 15 | 7 | 1.7783e-12 | 5spot_SharedNeighbor | Water | Porous | Wet | R600a | MinimizeLCOE_Brownfield | IgnoreSilica | 2019 | 0 | 0 | 0 | 0 |  |  |  |  | 15 |  | 30.6486 | [19 empty] | 1778.2794 | 0
1 | 2500 | 707 | 0.02 | 15 | 15 | 7 | 2.3714e-12 | 5spot_SharedNeighbor | Water | Porous | Wet | R600a | MinimizeLCOE_Brownfield | IgnoreSilica | 2019 | 0 | 0 | 0 | 0 |  |  |  |  | 15 |  | 32.6361 | [19 empty] | 2371.3737 | 0
1 | 2500 | 707 | 0.02 | 15 | 15 | 7 | 3.1623e-12 | 5spot_SharedNeighbor | Water | Porous | Wet | R600a | MinimizeLCOE_Brownfield | IgnoreSilica | 2019 | 0 | 0 | 0 | 0 |  |  |  |  | 15 |  | 33.5104 | [19 empty] | 3162.2777 | 0
1 | 2500 | 707 | 0.02 | 15 | 15 | 7 | 4.217e-12 | 5spot_SharedNeighbor | Water | Porous | Wet | R600a | MinimizeLCOE_Brownfield | IgnoreSilica | 2019 | 0 | 0 | 0 | 0 |  |  |  |  | 15 |  | 34.3912 | [19 empty] | 4216.965 | 0
1 | 2500 | 707 | 0.02 | 15 | 15 | 7 | 5.6234e-12 | 5spot_SharedNeighbor | Water | Porous | Wet | R600a | MinimizeLCOE_Brownfield | IgnoreSilica | 2019 | 0 | 0 | 0 | 0 |  |  |  |  | 15 |  | 34.6233 | [19 empty] | 5623.4133 | 0
1 | 2500 | 707 | 0.02 | 15 | 15 | 7 | 7.4989e-12 | 5spot_SharedNeighbor | Water | Porous | Wet | R600a | MinimizeLCOE_Brownfield | IgnoreSilica | 2019 | 1.6 | 0.085262 | 0.000389 | 4 | 5888969.7953 | 14315544.1185 | 120054.6147 | 291841.7301 | 56.442 | 0 | 35.7854 | 38927.6564 | 1866.4595 | 50077.6191 | 54271.5118 | 0 | 23482.2545 | 0 | 65763.9455 | 171104.2963 | 116782.198 | 522275.9412 | 961560.8286 | 7679370.0231 | 7679370.0231 | 1478867.319 | 3953469.0791 | 0 | 9163206.793 | 22274913.2143 | 7498.9421 | 0.001556 | 5888969.7953 | 14315544.1185 | 120054.6147 | 291841.7301
1 | 2500 | 707 | 0.02 | 15 | 15 | 7 | 1e-11 | 5spot_SharedNeighbor | Water | Porous | Wet | R600a | MinimizeLCOE_Brownfield | IgnoreSilica | 2019 | 1.6 | 0.085263 | 0.00077055 | 4 | 2969409.2594 | 7223421.7829 | 60535.4242 | 147259.2234 | 56.4423 | 0 | 32.9518 | 38928.1606 | 1866.4872 | 50078.0392 | 54271.7147 | 0 | 19961.4534 | 0 | 64391.2835 | 167532.9112 | 114344.6543 | 511374.7041 | 961560.8286 | 7679370.0231 | 7679370.0231 | 1478867.319 | 3953469.0791 | 0 | 9152305.5558 | 22264011.9771 | 10000 | 0.0030822 | 2969409.2594 | 7223421.7829 | 60535.4242 | 147259.2234
1 | 2500 | 707 | 0.02 | 15 | 15 | 7 | 1.3335e-11 | 5spot_SharedNeighbor | Water | Porous | Wet | R600a | MinimizeLCOE_Brownfield | IgnoreSilica | 2019 | 3.1102 | 0.18853 | 0.0017649 | 4 | 1351185.6095 | 3208516.0135 | 27545.7463 | 65409.9388 | 59.8622 | 0 | 76.7591 | 71591.1034 | 3545.9193 | 94181.4369 | 87624.2244 | 0 | 32887.7746 | 0 | 113033.8789 | 294090.9664 | 200723.1275 | 897678.4313 | 961560.8286 | 7679370.0231 | 7679370.0231 | 1478867.319 | 3953469.0791 | 0 | 9538609.2831 | 22650315.7044 | 13335.2143 | 0.0070594 | 1351185.6095 | 3208516.0135 | 27545.7463 | 65409.9388
1 | 2500 | 707 | 0.02 | 15 | 15 | 7 | 1.7783e-11 | 5spot_SharedNeighbor | Water | Porous | Wet | R600a | MinimizeLCOE_Brownfield | IgnoreSilica | 2019 | 4.246 | 0.267 | 0.0028913 | 4 | 847026.0456 | 1980739.1839 | 17267.7716 | 40380.0474 | 60.9013 | 0 | 56.8942 | 92653.823 | 4637.205 | 124294.1102 | 112793.6632 | 0 | 38583.8603 | 0 | 145455.4381 | 378445.2129 | 258296.634 | 1155159.9467 | 961560.8286 | 7679370.0231 | 7679370.0231 | 1478867.319 | 3953469.0791 | 0 | 9796090.7985 | 22907797.2198 | 17782.7941 | 0.011565 | 847026.0456 | 1980739.1839 | 17267.7716 | 40380.0474
1 | 2500 | 707 | 0.02 | 15 | 15 | 7 | 2.3714e-11 | 5spot_SharedNeighbor | Water | Porous | Wet | R600a | MinimizeLCOE_Brownfield | IgnoreSilica | 2019 | 5.5339 | 0.35637 | 0.0044065 | 4 | 571296.6208 | 1315177.4959 | 11646.6543 | 26811.6722 | 61.5786 | 0 | 85.4085 | 114375.1003 | 5764.7656 | 156490.7584 | 141388.5934 | 0 | 43289.8242 | 0 | 179910.5264 | 468090.2849 | 319481.2377 | 1428791.0908 | 961560.8286 | 7679370.0231 | 7679370.0231 | 1478867.319 | 3953469.0791 | 0 | 10069721.9426 | 23181428.3639 | 23713.7371 | 0.017626 | 571296.6208 | 1315177.4959 | 11646.6543 | 26811.6722
1 | 2500 | 707 | 0.02 | 15 | 15 | 7 | 3.1623e-11 | 5spot_SharedNeighbor | Water | Porous | Wet | R600a | MinimizeLCOE_Brownfield | IgnoreSilica | 2019 | 7.1929 | 0.47141 | 0.0064075 | 4 | 405965.0376 | 917541.806 | 8276.1464 | 18705.3308 | 62.0872 | 0 | 79.2306 | 139946.0087 | 7093.1723 | 195655.1389 | 178192.0121 | 0 | 48633.7673 | 0 | 222112.8387 | 577892.0448 | 394423.1951 | 1763948.178 | 961560.8286 | 7679370.0231 | 7679370.0231 | 1478867.319 | 3953469.0791 | 0 | 10404879.0298 | 23516585.4511 | 31622.7766 | 0.02563 | 405965.0376 | 917541.806 | 8276.1464 | 18705.3308
1 | 2500 | 707 | 0.02 | 15 | 15 | 7 | 4.217e-11 | 5spot_SharedNeighbor | Water | Porous | Wet | R600a | MinimizeLCOE_Brownfield | IgnoreSilica | 2019 | 9.5487 | 0.63551 | 0.0091376 | 4 | 297207.6604 | 655936.6785 | 6058.9802 | 13372.1564 | 62.5453 | 0 | 83.9466 | 173401.0665 | 8834.076 | 248363.1408 | 230581.7292 | 0 | 56275.7249 | 0 | 279807.7376 | 728002.3367 | 496876.5537 | 2222142.3653 | 961560.8286 | 7679370.0231 | 7679370.0231 | 1478867.319 | 3953469.0791 | 0 | 10863073.2171 | 23974779.6384 | 42169.6503 | 0.03655 | 297207.6604 | 655936.6785 | 6058.9802 | 13372.1564
1 | 2500 | 707 | 0.02 | 15 | 15 | 7 | 5.6234e-11 | 5spot_SharedNeighbor | Water | Porous | Wet | R600a | MinimizeLCOE_Brownfield | IgnoreSilica | 2019 | 12.3092 | 0.82759 | 0.012643 | 4 | 224864.705 | 484125.0655 | 4584.1712 | 9869.5443 | 62.8499 | 0 | 86.4962 | 209282.5989 | 10700.8597 | 306702.7403 | 291918.4721 | 0 | 63230.3027 | 0 | 343915.6397 | 894797.9477 | 610717.9855 | 2731266.5464 | 961560.8286 | 7679370.0231 | 7679370.0231 | 1478867.319 | 3953469.0791 | 0 | 11372197.3982 | 24483903.8195 | 56234.1325 | 0.050574 | 224864.705 | 484125.0655 | 4584.1712 | 9869.5443
1 | 2500 | 707 | 0.02 | 15 | 15 | 7 | 7.4989e-11 | 5spot_SharedNeighbor | Water | Porous | Wet | R600a | MinimizeLCOE_Brownfield | IgnoreSilica | 2019 | 15.7554 | 1.0675 | 0.017153 | 4 | 174641.8436 | 365745.9759 | 3560.3102 | 7456.2264 | 63.0821 | 0 | 108.2619 | 250684.712 | 12854.4083 | 375908.5477 | 368518.0677 | 0 | 70826.6089 | 0 | 420729.0144 | 1094650.592 | 747121.5219 | 3341293.4729 | 961560.8286 | 7679370.0231 | 7679370.0231 | 1478867.319 | 3953469.0791 | 0 | 11982224.3246 | 25093930.7459 | 74989.4209 | 0.06861 | 174641.8436 | 365745.9759 | 3560.3102 | 7456.2264
1 | 2500 | 707 | 0.02 | 15 | 15 | 7 | 1e-10 | 5spot_SharedNeighbor | Water | Porous | Wet | R600a | MinimizeLCOE_Brownfield | IgnoreSilica | 2019 | 19.8823 | 1.3551 | 0.022812 | 4 | 139010.3738 | 282700.9266 | 2833.9145 | 5763.2408 | 63.2557 | 0 | 107.8268 | 296714.518 | 15247.6305 | 454868.4331 | 460285.3902 | 0 | 78463.6139 | 0 | 509176.0384 | 1324771.6055 | 904183.8421 | 4043711.0717 | 961560.8286 | 7679370.0231 | 7679370.0231 | 1478867.319 | 3953469.0791 | 0 | 12684641.9235 | 25796348.3448 | 100000 | 0.09125 | 139010.3738 | 282700.9266 | 2833.9145 | 5763.2408
1 | 2500 | 707 | 0.02 | 15 | 15 | 7 | 1.3335e-10 | 5spot_SharedNeighbor | Water | Porous | Wet | R600a | MinimizeLCOE_Brownfield | IgnoreSilica | 2019 | 24.6519 | 1.6875 | 0.029699 | 4 | 113367.2094 | 223738.9875 | 2311.1439 | 4561.2219 | 63.3853 | 0 | 80.4634 | 346380.0766 | 17828.6502 | 542078.0027 | 566359.5582 | 0 | 85708.6056 | 0 | 607758.4084 | 1581262.7102 | 1079244.2914 | 4826620.3031 | 961560.8286 | 7679370.0231 | 7679370.0231 | 1478867.319 | 3953469.0791 | 0 | 13467551.1549 | 26579257.5762 | 133352.1432 | 0.1188 | 113367.2094 | 223738.9875 | 2311.1439 | 4561.2219
1 | 2500 | 707 | 0.02 | 15 | 15 | 7 | 1.7783e-10 | 5spot_SharedNeighbor | Water | Porous | Wet | R600a | MinimizeLCOE_Brownfield | IgnoreSilica | 2019 | 29.8971 | 2.0532 | 0.037729 | 4 | 94757.0622 | 181636.9601 | 1931.7509 | 3702.9151 | 63.4814 | 0 | 93.202 | 397714.105 | 20494.872 | 634116.5948 | 683024.7191 | 0 | 91939.0126 | 0 | 712642.8284 | 1854150.4563 | 1265495.7854 | 5659578.3736 | 961560.8286 | 7679370.0231 | 7679370.0231 | 1478867.319 | 3953469.0791 | 0 | 14300509.2254 | 27412215.6467 | 177827.941 | 0.15092 | 94757.0622 | 181636.9601 | 1931.7509 | 3702.9151
1 | 2500 | 707 | 0.02 | 15 | 15 | 7 | 2.3714e-10 | 5spot_SharedNeighbor | Water | Porous | Wet | R600a | MinimizeLCOE_Brownfield | IgnoreSilica | 2019 | 35.383 | 2.4358 | 0.046637 | 4 | 81194.523 | 151480.8515 | 1655.2602 | 3088.1421 | 63.5525 | 0 | 107.8489 | 448558.6513 | 23134.0944 | 726948.052 | 805061.5715 | 0 | 96760.7447 | 0 | 819180.6144 | 2131339.9217 | 1454683.2912 | 6505666.9414 | 961560.8286 | 7679370.0231 | 7679370.0231 | 1478867.319 | 3953469.0791 | 0 | 15146597.7932 | 28258304.2145 | 237137.3706 | 0.18655 | 81194.523 | 151480.8515 | 1655.2602 | 3088.1421
1 | 2500 | 707 | 0.02 | 15 | 15 | 7 | 3.1623e-10 | 5spot_SharedNeighbor | Water | Porous | Wet | R600a | MinimizeLCOE_Brownfield | IgnoreSilica | 2019 | 40.7519 | 2.8103 | 0.055941 | 4 | 71295.0797 | 129891.2391 | 1453.4466 | 2648.0086 | 63.6044 | 0 | 101.3842 | 496062.9403 | 25598.4729 | 815024.3139 | 924511.5175 | 0 | 99712.3693 | 0 | 920754.7494 | 2395614.9851 | 1635056.4523 | 7312335.8006 | 961560.8286 | 7679370.0231 | 7679370.0231 | 1478867.319 | 3953469.0791 | 0 | 15953266.6523 | 29064973.0736 | 316227.766 | 0.22376 | 71295.0797 | 129891.2391 | 1453.4466 | 2648.0086
1 | 2500 | 707 | 0.02 | 15 | 15 | 7 | 4.217e-10 | 5spot_SharedNeighbor | Water | Porous | Wet | R600a | MinimizeLCOE_Brownfield | IgnoreSilica | 2019 | 45.7165 | 3.1566 | 0.0651 | 4 | 64064.9928 | 114417.2721 | 1306.0515 | 2332.5509 | 63.6419 | 0 | 112.0258 | 538336.2808 | 27790.2436 | 894400.3195 | 1034972.5811 | 0 | 100852.0029 | 0 | 1012577.0569 | 2634517.7939 | 1798112.5282 | 8041558.8068 | 961560.8286 | 7679370.0231 | 7679370.0231 | 1478867.319 | 3953469.0791 | 0 | 16682489.6586 | 29794196.0799 | 421696.5034 | 0.2604 | 64064.9928 | 114417.2721 | 1306.0515 | 2332.5509
1 | 2500 | 707 | 0.02 | 15 | 15 | 7 | 5.6234e-10 | 5spot_SharedNeighbor | Water | Porous | Wet | R600a | MinimizeLCOE_Brownfield | IgnoreSilica | 2019 | 50.0498 | 3.4588 | 0.073607 | 4 | 58779.3056 | 103311.8329 | 1198.2956 | 2106.1515 | 63.6682 | 0 | 106.7899 | 574108.3025 | 29643.9544 | 962257.014 | 1131379.6438 | 0 | 100397.0679 | 0 | 1091136.5332 | 2838913.4365 | 1937616.7542 | 8665452.7065 | 961560.8286 | 7679370.0231 | 7679370.0231 | 1478867.319 | 3953469.0791 | 0 | 17306383.5582 | 30418089.9795 | 562341.3252 | 0.29443 | 58779.3056 | 103311.8329 | 1198.2956 | 2106.1515
1 | 2500 | 707 | 0.02 | 15 | 15 | 7 | 7.4989e-10 | 5spot_SharedNeighbor | Water | Porous | Wet | R600a | MinimizeLCOE_Brownfield | IgnoreSilica | 2019 | 53.7091 | 3.714 | 0.081158 | 4 | 54907.5734 | 95297.2101 | 1119.3652 | 1942.7625 | 63.6866 | 0 | 120.2133 | 603584.2896 | 31170.6683 | 1018624.107 | 1212779.2331 | 0 | 98965.4144 | 0 | 1156398.2478 | 3008711.031 | 2053507.1015 | 9183740.0927 | 961560.8286 | 7679370.0231 | 7679370.0231 | 1478867.319 | 3953469.0791 | 0 | 17824670.9444 | 30936377.3657 | 749894.2093 | 0.32463 | 54907.5734 | 95297.2101 | 1119.3652 | 1942.7625
1 | 2500 | 707 | 0.02 | 15 | 15 | 7 | 1e-09 | 5spot_SharedNeighbor | Water | Porous | Wet | R600a | MinimizeLCOE_Brownfield | IgnoreSilica | 2019 | 56.6936 | 3.922 | 0.087592 | 4 | 52063.6174 | 89486.1867 | 1061.3873 | 1824.297 | 63.6992 | 0 | 98.6324 | 627166.0174 | 32391.5702 | 1064006.1762 | 1279150.8328 | 0 | 96981.2886 | 0 | 1208881.3952 | 3145261.4148 | 2146705.5442 | 9600544.2395 | 961560.8286 | 7679370.0231 | 7679370.0231 | 1478867.319 | 3953469.0791 | 0 | 18241475.0912 | 31353181.5125 | 1000000 | 0.35037 | 52063.6174 | 89486.1867 | 1061.3873 | 1824.297
1 | 2500 | 707 | 0.02 | 15 | 15 | 7 | 1.3335e-09 | 5spot_SharedNeighbor | Water | Porous | Wet | R600a | MinimizeLCOE_Brownfield | IgnoreSilica | 2019 | 59.0681 | 4.0875 | 0.092906 | 4 | 49967.9166 | 85250.2085 | 1018.6636 | 1737.9408 | 63.7078 | 0 | 125.3244 | 645652.1678 | 33348.3136 | 1099756.8603 | 1331946.5343 | 0 | 94810.0258 | 0 | 1250150.4217 | 3252634.9561 | 2219990.1925 | 9928289.472 | 961560.8286 | 7679370.0231 | 7679370.0231 | 1478867.319 | 3953469.0791 | 0 | 18569220.3238 | 31680926.7451 | 1333521.4322 | 0.37162 | 49967.9166 | 85250.2085 | 1018.6636 | 1737.9408
1 | 2500 | 707 | 0.02 | 15 | 15 | 7 | 1.7783e-09 | 5spot_SharedNeighbor | Water | Porous | Wet | R600a | MinimizeLCOE_Brownfield | IgnoreSilica | 2019 | 60.9272 | 4.217 | 0.097191 | 4 | 48418.6914 | 82145.5012 | 987.0805 | 1674.6472 | 63.7138 | 0 | 109.0393 | 659961.1099 | 34088.6481 | 1127533.4126 | 1373270.0845 | 0 | 92711.7993 | 0 | 1282150.3712 | 3335892.2607 | 2276815.0137 | 10182422.6999 | 961560.8286 | 7679370.0231 | 7679370.0231 | 1478867.319 | 3953469.0791 | 0 | 18823353.5517 | 31935059.973 | 1778279.41 | 0.38876 | 48418.6914 | 82145.5012 | 987.0805 | 1674.6472
1 | 2500 | 707 | 0.02 | 15 | 15 | 7 | 2.3714e-09 | 5spot_SharedNeighbor | Water | Porous | Wet | R600a | MinimizeLCOE_Brownfield | IgnoreSilica | 2019 | 62.3667 | 4.3172 | 0.10058 | 4 | 47270.1414 | 79858.8272 | 963.6658 | 1628.0302 | 63.7179 | 0 | 102.5247 | 670945.391 | 34656.8319 | 1148917.3584 | 1405261.4903 | 0 | 90832.8177 | 0 | 1306739.4168 | 3399867.9134 | 2320479.7112 | 10377700.9305 | 961560.8286 | 7679370.0231 | 7679370.0231 | 1478867.319 | 3953469.0791 | 0 | 19018631.7823 | 32130338.2036 | 2371373.7057 | 0.40234 | 47270.1414 | 79858.8272 | 963.6658 | 1628.0302
1 | 2500 | 707 | 0.02 | 15 | 15 | 7 | 3.1623e-09 | 5spot_SharedNeighbor | Water | Porous | Wet | R600a | MinimizeLCOE_Brownfield | IgnoreSilica | 2019 | 63.4682 | 4.3938 | 0.10323 | 4 | 46416.5434 | 78168.8905 | 946.264 | 1593.5786 | 63.7207 | 0 | 112.677 | 679295.3255 | 35088.6679 | 1165208.2145 | 1429736.2523 | 0 | 89217.592 | 0 | 1325432.9603 | 3448504.6791 | 2353675.3032 | 10526158.9948 | 961560.8286 | 7679370.0231 | 7679370.0231 | 1478867.319 | 3953469.0791 | 0 | 19167089.8465 | 32278796.2678 | 3162277.6602 | 0.41294 | 46416.5434 | 78168.8905 | 946.264 | 1593.5786
1 | 2500 | 707 | 0.02 | 15 | 15 | 7 | 4.217e-09 | 5spot_SharedNeighbor | Water | Porous | Wet | R600a | MinimizeLCOE_Brownfield | IgnoreSilica | 2019 | 64.3009 | 4.4518 | 0.10528 | 4 | 45780.8709 | 76917.1112 | 933.305 | 1568.0593 | 63.7227 | 0 | 110.5264 | 685576.9316 | 35413.4883 | 1177483.809 | 1448236.9105 | 0 | 87860.811 | 0 | 1339483.0607 | 3485060.1581 | 2378625.1687 | 10637740.3379 | 961560.8286 | 7679370.0231 | 7679370.0231 | 1478867.319 | 3953469.0791 | 0 | 19278671.1896 | 32390377.6109 | 4216965.0343 | 0.42111 | 45780.8709 | 76917.1112 | 933.305 | 1568.0593
1 | 2500 | 707 | 0.02 | 15 | 15 | 7 | 5.6234e-09 | 5spot_SharedNeighbor | Water | Porous | Wet | R600a | MinimizeLCOE_Brownfield | IgnoreSilica | 2019 | 64.9466 | 4.4967 | 0.10686 | 4 | 45306.7215 | 75983.0134 | 923.6388 | 1549.0165 | 63.7242 | 0 | 109.037 | 690429.2067 | 35664.3701 | 1186977.9595 | 1462579.7574 | 0 | 86814.8022 | 0 | 1350361.7774 | 3513364.3475 | 2397943.3596 | 10724135.5803 | 961560.8286 | 7679370.0231 | 7679370.0231 | 1478867.319 | 3953469.0791 | 0 | 19365066.432 | 32476772.8533 | 5623413.2519 | 0.42742 | 45306.7215 | 75983.0134 | 923.6388 | 1549.0165
1 | 2500 | 707 | 0.02 | 15 | 15 | 7 | 7.4989e-09 | 5spot_SharedNeighbor | Water | Porous | Wet | R600a | MinimizeLCOE_Brownfield | IgnoreSilica | 2019 | 65.4218 | 4.5298 | 0.10805 | 4 | 44952.6058 | 75290.1235 | 916.4197 | 1534.891 | 63.7252 | 0 | 100.7935 | 693990.8403 | 35848.5047 | 1193953.3114 | 1473136.3276 | 0 | 85942.2271 | 0 | 1358319.7724 | 3534069.4181 | 2412074.9957 | 10787335.3974 | 961560.8286 | 7679370.0231 | 7679370.0231 | 1478867.319 | 3953469.0791 | 0 | 19428266.2492 | 32539972.6705 | 7498942.0933 | 0.43219 | 44952.6058 | 75290.1235 | 916.4197 | 1534.891
1 | 2500 | 707 | 0.02 | 15 | 15 | 7 | 1e-08 | 5spot_SharedNeighbor | Water | Porous | Wet | R600a | MinimizeLCOE_Brownfield | IgnoreSilica | 2019 | 65.7897 | 4.5554 | 0.10896 | 4 | 44687.876 | 74770.9399 | 911.0228 | 1524.3067 | 63.726 | 0 | 111.1381 | 696741.6102 | 35990.7088 | 1199344.3834 | 1481306.1497 | 0 | 85292.375 | 0 | 1364483.3386 | 3550105.7529 | 2423020.1237 | 10836284.4422 | 961560.8286 | 7679370.0231 | 7679370.0231 | 1478867.319 | 3953469.0791 | 0 | 19477215.294 | 32588921.7153 | 10000000 | 0.43585 | 44687.876 | 74770.9399 | 911.0228 | 1524.3067
1 | 2600 | 707 | 0.02 | 15 | 15 | 7 | 1e-13 | 5spot_SharedNeighbor | Water | Porous | Wet | R600a | MinimizeLCOE_Brownfield | IgnoreSilica | 2019 | 0 | 0 | 0 | 0 |  |  |  |  | 15 |  | 18.0614 | [19 empty] | 100 | 0
1 | 2600 | 707 | 0.02 | 15 | 15 | 7 | 1.3335e-13 | 5spot_SharedNeighbor | Water | Porous | Wet | R600a | MinimizeLCOE_Brownfield | IgnoreSilica | 2019 | 0 | 0 | 0 | 0 |  |  |  |  | 15 |  | 17.9406 | [19 empty] | 133.3521 | 0
1 | 2600 | 707 | 0.02 | 15 | 15 | 7 | 1.7783e-13 | 5spot_SharedNeighbor | Water | Porous | Wet | R600a | MinimizeLCOE_Brownfield | IgnoreSilica | 2019 | 0 | 0 | 0 | 0 |  |  |  |  | 15 |  | 20.4595 | [19 empty] | 177.8279 | 0
1 | 2600 | 707 | 0.02 | 15 | 15 | 7 | 2.3714e-13 | 5spot_SharedNeighbor | Water | Porous | Wet | R600a | MinimizeLCOE_Brownfield | IgnoreSilica | 2019 | 0 | 0 | 0 | 0 |  |  |  |  | 15 |  | 22.4668 | [19 empty] | 237.1374 | 0
1 | 2600 | 707 | 0.02 | 15 | 15 | 7 | 3.1623e-13 | 5spot_SharedNeighbor | Water | Porous | Wet | R600a | MinimizeLCOE_Brownfield | IgnoreSilica | 2019 | 0 | 0 | 0 | 0 |  |  |  |  | 15 |  | 23.3841 | [19 empty] | 316.2278 | 0
1 | 2600 | 707 | 0.02 | 15 | 15 | 7 | 4.217e-13 | 5spot_SharedNeighbor | Water | Porous | Wet | R600a | MinimizeLCOE_Brownfield | IgnoreSilica | 2019 | 0 | 0 | 0 | 0 |  |  |  |  | 15 |  | 24.0926 | [19 empty] | 421.6965 | 0
1 | 2600 | 707 | 0.02 | 15 | 15 | 7 | 5.6234e-13 | 5spot_SharedNeighbor | Water | Porous | Wet | R600a | MinimizeLCOE_Brownfield | IgnoreSilica | 2019 | 0 | 0 | 0 | 0 |  |  |  |  | 15 |  | 23.452 | [19 empty] | 562.3413 | 0
1 | 2600 | 707 | 0.02 | 15 | 15 | 7 | 7.4989e-13 | 5spot_SharedNeighbor | Water | Porous | Wet | R600a | MinimizeLCOE_Brownfield | IgnoreSilica | 2019 | 0 | 0 | 0 | 0 |  |  |  |  | 15 |  | 26.5929 | [19 empty] | 749.8942 | 0
1 | 2600 | 707 | 0.02 | 15 | 15 | 7 | 1e-12 | 5spot_SharedNeighbor | Water | Porous | Wet | R600a | MinimizeLCOE_Brownfield | IgnoreSilica | 2019 | 0 | 0 | 0 | 0 |  |  |  |  | 15 |  | 26.9125 | [19 empty] | 1000 | 0
1 | 2600 | 707 | 0.02 | 15 | 15 | 7 | 1.3335e-12 | 5spot_SharedNeighbor | Water | Porous | Wet | R600a | MinimizeLCOE_Brownfield | IgnoreSilica | 2019 | 0 | 0 | 0 | 0 |  |  |  |  | 15 |  | 31.8343 | [19 empty] | 1333.5214 | 0
1 | 2600 | 707 | 0.02 | 15 | 15 | 7 | 1.7783e-12 | 5spot_SharedNeighbor | Water | Porous | Wet | R600a | MinimizeLCOE_Brownfield | IgnoreSilica | 2019 | 0 | 0 | 0 | 0 |  |  |  |  | 15 |  | 31.3301 | [19 empty] | 1778.2794 | 0
1 | 2600 | 707 | 0.02 | 15 | 15 | 7 | 2.3714e-12 | 5spot_SharedNeighbor | Water | Porous | Wet | R600a | MinimizeLCOE_Brownfield | IgnoreSilica | 2019 | 0 | 0 | 0 | 0 |  |  |  |  | 15 |  | 32.6607 | [19 empty] | 2371.3737 | 0
1 | 2600 | 707 | 0.02 | 15 | 15 | 7 | 3.1623e-12 | 5spot_SharedNeighbor | Water | Porous | Wet | R600a | MinimizeLCOE_Brownfield | IgnoreSilica | 2019 | 0 | 0 | 0 | 0 |  |  |  |  | 15 |  | 34.3458 | [19 empty] | 3162.2777 | 0
1 | 2600 | 707 | 0.02 | 15 | 15 | 7 | 4.217e-12 | 5spot_SharedNeighbor | Water | Porous | Wet | R600a | MinimizeLCOE_Brownfield | IgnoreSilica | 2019 | 0 | 0 | 0 | 0 |  |  |  |  | 15 |  | 34.4914 | [19 empty] | 4216.965 | 0
1 | 2600 | 707 | 0.02 | 15 | 15 | 7 | 5.6234e-12 | 5spot_SharedNeighbor | Water | Porous | Wet | R600a | MinimizeLCOE_Brownfield | IgnoreSilica | 2019 | 1.6 | 0.08991 | 0.00021521 | 4 | 11086737.9284 | 26891427.7961 | 226018.1486 | 548218.129 | 57.7998 | 0 | 36.7418 | 41456.077 | 2006.1507 | 52183.7583 | 55281.3016 | 0 | 26779.2582 | 0 | 69305.5528 | 180318.832 | 123071.308 | 550402.2385 | 961560.8286 | 8031996.805 | 8031996.805 | 1478867.319 | 4094519.7919 | 0 | 9543959.8722 | 23149343.7881 | 5623.4133 | 0.00086084 | 11086737.9284 | 26891427.7961 | 226018.1486 | 548218.129
1 | 2600 | 707 | 0.02 | 15 | 15 | 7 | 7.4989e-12 | 5spot_SharedNeighbor | Water | Porous | Wet | R600a | MinimizeLCOE_Brownfield | IgnoreSilica | 2019 | 1.6 | 0.089911 | 0.00071205 | 4 | 3346535.0048 | 8123360.4921 | 68223.6426 | 165605.6913 | 57.8002 | 0 | 37.1372 | 41456.766 | 2006.1889 | 52184.3305 | 55281.5739 | 0 | 22794.1054 | 0 | 67751.9563 | 176276.6923 | 120312.4646 | 538064.078 | 961560.8286 | 8031996.805 | 8031996.805 | 1478867.319 | 4094519.7919 | 0 | 9531621.7116 | 23137005.6275 | 7498.9421 | 0.0028482 | 3346535.0048 | 8123360.4921 | 68223.6426 | 165605.6913
1 | 2600 | 707 | 0.02 | 15 | 15 | 7 | 1e-11 | 5spot_SharedNeighbor | Water | Porous | Wet | R600a | MinimizeLCOE_Brownfield | IgnoreSilica | 2019 | 2.7204 | 0.17098 | 0.0015884 | 4 | 1548308.948 | 3689691.9596 | 31564.3721 | 75219.3613 | 60.8873 | 0 | 83.1681 | 68168.9191 | 3393.2656 | 87016.8291 | 80899.7691 | 0 | 32924.0317 | 0 | 106237.0977 | 276407.136 | 188653.5499 | 843700.5983 | 961560.8286 | 8031996.805 | 8031996.805 | 1478867.319 | 4094519.7919 | 0 | 9837258.2319 | 23442642.1478 | 10000 | 0.0063535 | 1548308.948 | 3689691.9596 | 31564.3721 | 75219.3613
1 | 2600 | 707 | 0.02 | 15 | 15 | 7 | 1.3335e-11 | 5spot_SharedNeighbor | Water | Porous | Wet | R600a | MinimizeLCOE_Brownfield | IgnoreSilica | 2019 | 3.6903 | 0.24217 | 0.0027174 | 4 | 926920.9312 | 2178606.8791 | 18896.5369 | 44413.848 | 62.125 | 0 | 82.4786 | 88438.9184 | 4453.6481 | 114828.3229 | 103207.2837 | 0 | 38331.3516 | 0 | 136211.2146 | 354393.6396 | 241880.9411 | 1081745.3199 | 961560.8286 | 8031996.805 | 8031996.805 | 1478867.319 | 4094519.7919 | 0 | 10075302.9535 | 23680686.8694 | 13335.2143 | 0.01087 | 926920.9312 | 2178606.8791 | 18896.5369 | 44413.848
1 | 2600 | 707 | 0.02 | 15 | 15 | 7 | 1.7783e-11 | 5spot_SharedNeighbor | Water | Porous | Wet | R600a | MinimizeLCOE_Brownfield | IgnoreSilica | 2019 | 4.582 | 0.30775 | 0.0042386 | 4 | 606106.4751 | 1408575.6089 | 12356.3003 | 28715.719 | 62.8195 | 0 | 47.6594 | 105531.7678 | 5350.4967 | 139008.091 | 123718.2932 | 0 | 40504.9772 | 0 | 161504.3141 | 420201.0963 | 286795.8825 | 1282614.9188 | 961560.8286 | 8031996.805 | 8031996.805 | 1478867.319 | 4094519.7919 | 0 | 10276172.5524 | 23881556.4683 | 17782.7941 | 0.016954 | 606106.4751 | 1408575.6089 | 12356.3003 | 28715.719
1 | 2600 | 707 | 0.02 | 15 | 15 | 7 | 2.3714e-11 | 5spot_SharedNeighbor | Water | Porous | Wet | R600a | MinimizeLCOE_Brownfield | IgnoreSilica | 2019 | 6.4593 | 0.44634 | 0.0063228 | 4 | 422882.1754 | 960831.0006 | 8621.0251 | 19587.8396 | 63.6649 | 0 | 94.3647 | 138267.1405 | 7069.9909 | 187015.9715 | 166972.3619 | 0 | 50080.6083 | 0 | 214268.3685 | 557482.3424 | 380493.1538 | 1701649.9378 | 961560.8286 | 8031996.805 | 8031996.805 | 1478867.319 | 4094519.7919 | 0 | 10695207.5714 | 24300591.4873 | 23713.7371 | 0.025291 | 422882.1754 | 960831.0006 | 8621.0251 | 19587.8396
1 | 2600 | 707 | 0.02 | 15 | 15 | 7 | 3.1623e-11 | 5spot_SharedNeighbor | Water | Porous | Wet | R600a | MinimizeLCOE_Brownfield | IgnoreSilica | 2019 | 8.282 | 0.58038 | 0.0089777 | 4 | 308278.0872 | 687142.2323 | 6284.6658 | 14008.3238 | 64.0889 | 0 | 59.0914 | 166916.0373 | 8574.4229 | 230650.2223 | 208853.8186 | 0 | 55603.3315 | 0 | 261533.1547 | 680455.6208 | 464424.9431 | 2077011.5513 | 961560.8286 | 8031996.805 | 8031996.805 | 1478867.319 | 4094519.7919 | 0 | 11070569.1849 | 24675953.1008 | 31622.7766 | 0.035911 | 308278.0872 | 687142.2323 | 6284.6658 | 14008.3238
1 | 2600 | 707 | 0.02 | 15 | 15 | 7 | 4.217e-11 | 5spot_SharedNeighbor | Water | Porous | Wet | R600a | MinimizeLCOE_Brownfield | IgnoreSilica | 2019 | 10.823 | 0.76943 | 0.012705 | 4 | 227838.0997 | 495553.9506 | 4644.7878 | 10102.5376 | 64.5356 | 0 | 60.0205 | 204359.8471 | 10546.5414 | 288897.14 | 267642.906 | 0 | 63238.0024 | 0 | 325526.9304 | 846954.2981 | 578063.7116 | 2585229.377 | 961560.8286 | 8031996.805 | 8031996.805 | 1478867.319 | 4094519.7919 | 0 | 11578787.0107 | 25184170.9266 | 42169.6503 | 0.05082 | 227838.0997 | 495553.9506 | 4644.7878 | 10102.5376
1 | 2600 | 707 | 0.02 | 15 | 15 | 7 | 5.6234e-11 | 5spot_SharedNeighbor | Water | Porous | Wet | R600a | MinimizeLCOE_Brownfield | IgnoreSilica | 2019 | 14.246 | 1.0229 | 0.017439 | 4 | 175362.1674 | 370399.6482 | 3574.995 | 7551.0978 | 64.8474 | 0 | 51.0181 | 250225.9862 | 12959.0703 | 362705.5882 | 346598.785 | 0 | 73379.0376 | 0 | 407888.7022 | 1061242.7337 | 724319.9721 | 3239319.8752 | 961560.8286 | 8031996.805 | 8031996.805 | 1478867.319 | 4094519.7919 | 0 | 12232877.5088 | 25838261.4247 | 56234.1325 | 0.069758 | 175362.1674 | 370399.6482 | 3574.995 | 7551.0978
1 | 2600 | 707 | 0.02 | 15 | 15 | 7 | 7.4989e-11 | 5spot_SharedNeighbor | Water | Porous | Wet | R600a | MinimizeLCOE_Brownfield | IgnoreSilica | 2019 | 18.1332 | 1.311 | 0.023439 | 4 | 138023.35 | 283138.2315 | 2813.7927 | 5772.1558 | 65.0608 | 0 | 88.4693 | 298302.671 | 15486.6776 | 442266.2694 | 436307.4789 | 0 | 81976.5263 | 0 | 496992.453 | 1293072.4157 | 882548.4937 | 3946952.9856 | 961560.8286 | 8031996.805 | 8031996.805 | 1478867.319 | 4094519.7919 | 0 | 12940510.6192 | 26545894.5351 | 74989.4209 | 0.093756 | 138023.35 | 283138.2315 | 2813.7927 | 5772.1558
1 | 2600 | 707 | 0.02 | 15 | 15 | 7 | 1e-10 | 5spot_SharedNeighbor | Water | Porous | Wet | R600a | MinimizeLCOE_Brownfield | IgnoreSilica | 2019 | 22.7157 | 1.651 | 0.03088 | 4 | 111266.7644 | 221414.3967 | 2268.3235 | 4513.832 | 65.22 | 0 | 81.1715 | 351064.9851 | 18258.6497 | 531792.3093 | 542146.5853 | 0 | 90373.8998 | 0 | 598118.2074 | 1556180.8848 | 1062125.4302 | 4750060.9517 | 961560.8286 | 8031996.805 | 8031996.805 | 1478867.319 | 4094519.7919 | 0 | 13743618.5853 | 27349002.5012 | 100000 | 0.12352 | 111266.7644 | 221414.3967 | 2268.3235 | 4513.832
1 | 2600 | 707 | 0.02 | 15 | 15 | 7 | 1.3335e-10 | 5spot_SharedNeighbor | Water | Porous | Wet | R600a | MinimizeLCOE_Brownfield | IgnoreSilica | 2019 | 27.9286 | 2.0379 | 0.039799 | 4 | 91873.0248 | 177336.8126 | 1872.9559 | 3615.2508 | 65.339 | 0 | 99.2667 | 407258.4042 | 21208.9892 | 629279.377 | 662561.4888 | 0 | 98123.0709 | 0 | 709188.2187 | 1845162.2706 | 1259361.164 | 5632142.9834 | 961560.8286 | 8031996.805 | 8031996.805 | 1478867.319 | 4094519.7919 | 0 | 14625700.617 | 28231084.5329 | 133352.1432 | 0.15919 | 91873.0248 | 177336.8126 | 1872.9559 | 3615.2508
1 | 2600 | 707 | 0.02 | 15 | 15 | 7 | 1.7783e-10 | 5spot_SharedNeighbor | Water | Porous | Wet | R600a | MinimizeLCOE_Brownfield | IgnoreSilica | 2019 | 33.5628 | 2.4562 | 0.050012 | 4 | 77728.0518 | 145739.0591 | 1584.5915 | 2971.0878 | 65.4275 | 0 | 115.236 | 464516.1963 | 24213.134 | 730586.9269 | 792729.994 | 0 | 104567.5971 | 0 | 825479.4009 | 2147728.0719 | 1465868.5405 | 6555689.8616 | 961560.8286 | 8031996.805 | 8031996.805 | 1478867.319 | 4094519.7919 | 0 | 15549247.4952 | 29154631.4111 | 177827.941 | 0.20005 | 77728.0518 | 145739.0591 | 1584.5915 | 2971.0878
1 | 2600 | 707 | 0.02 | 15 | 15 | 7 | 2.3714e-10 | 5spot_SharedNeighbor | Water | Porous | Wet | R600a | MinimizeLCOE_Brownfield | IgnoreSilica | 2019 | 39.2735 | 2.8802 | 0.061064 | 4 | 67383.9927 | 123085.7138 | 1373.7138 | 2509.2688 | 65.4923 | 0 | 78.0382 | 519658.5579 | 27104.2832 | 829817.1805 | 924683.3619 | 0 | 109023.9578 | 0 | 940012.0631 | 2445718.5653 | 1669253.1753 | 7465271.1451 | 961560.8286 | 8031996.805 | 8031996.805 | 1478867.319 | 4094519.7919 | 0 | 16458828.7787 | 30064212.6946 | 237137.3706 | 0.24425 | 67383.9927 | 123085.7138 | 1373.7138 | 2509.2688
1 | 2600 | 707 | 0.02 | 15 | 15 | 7 | 3.1623e-10 | 5spot_SharedNeighbor | Water | Porous | Wet | R600a | MinimizeLCOE_Brownfield | IgnoreSilica | 2019 | 44.7614 | 3.2878 | 0.072355 | 4 | 59814.7884 | 106824.1321 | 1219.4054 | 2177.7544 | 65.5395 | 0 | 110.137 | 570415.1876 | 29763.6989 | 922460.4879 | 1051499.7078 | 0 | 111453.6273 | 0 | 1047381.1567 | 2725070.9223 | 1859916.8991 | 8317961.6875 | 961560.8286 | 8031996.805 | 8031996.805 | 1478867.319 | 4094519.7919 | 0 | 17311519.3211 | 30916903.237 | 316227.766 | 0.28942 | 59814.7884 | 106824.1321 | 1219.4054 | 2177.7544
1 | 2600 | 707 | 0.02 | 15 | 15 | 7 | 4.217e-10 | 5spot_SharedNeighbor | Water | Porous | Wet | R600a | MinimizeLCOE_Brownfield | IgnoreSilica | 2019 | 49.7332 | 3.657 | 0.083222 | 4 | 54274.8157 | 95145.7327 | 1106.4655 | 1939.6745 | 65.573 | 0 | 118.6518 | 614794.7222 | 32087.4925 | 1004414.1048 | 1166385.5624 | 0 | 111947.6591 | 0 | 1142555.521 | 2972695.0952 | 2028925.4853 | 9073805.6424 | 961560.8286 | 8031996.805 | 8031996.805 | 1478867.319 | 4094519.7919 | 0 | 18067363.2761 | 31672747.192 | 421696.5034 | 0.33289 | 54274.8157 | 95145.7327 | 1106.4655 | 1939.6745
1 | 2600 | 707 | 0.02 | 15 | 15 | 7 | 5.6234e-10 | 5spot_SharedNeighbor | Water | Porous | Wet | R600a | MinimizeLCOE_Brownfield | IgnoreSilica | 2019 | 54.0038 | 3.974 | 0.093119 | 4 | 50216.1021 | 86743.1291 | 1023.7232 | 1768.376 | 65.5961 | 0 | 123.1981 | 651840.7759 | 34026.1337 | 1073469.3395 | 1265046.4204 | 0 | 110864.8966 | 0 | 1222746.5508 | 3181335.7054 | 2171326.9888 | 9710656.8111 | 961560.8286 | 8031996.805 | 8031996.805 | 1478867.319 | 4094519.7919 | 0 | 18704214.4447 | 32309598.3606 | 562341.3252 | 0.37247 | 50216.1021 | 86743.1291 | 1023.7232 | 1768.376
1 | 2600 | 707 | 0.02 | 15 | 15 | 7 | 7.4989e-10 | 5spot_SharedNeighbor | Water | Porous | Wet | R600a | MinimizeLCOE_Brownfield | IgnoreSilica | 2019 | 57.5413 | 4.2365 | 0.10174 | 4 | 47236.5553 | 80668.6383 | 962.9811 | 1644.5393 | 65.6117 | 0 | 90.8285 | 681844.0484 | 35595.3812 | 1129811.6786 | 1346747.1707 | 0 | 108810.9986 | 0 | 1288095.6182 | 3351360.5738 | 2287372.4552 | 10229637.9245 | 961560.8286 | 8031996.805 | 8031996.805 | 1478867.319 | 4094519.7919 | 0 | 19223195.5581 | 32828579.474 | 749894.2093 | 0.40696 | 47236.5553 | 80668.6383 | 962.9811 | 1644.5393
1 | 2600 | 707 | 0.02 | 15 | 15 | 7 | 1e-09 | 5spot_SharedNeighbor | Water | Porous | Wet | R600a | MinimizeLCOE_Brownfield | IgnoreSilica | 2019 | 60.3982 | 4.4484 | 0.10899 | 4 | 45043.1628 | 76251.5401 | 918.2658 | 1554.4908 | 65.6222 | 0 | 105.007 | 705653.1806 | 36840.0821 | 1174780.9915 | 1412706.8154 | 0 | 106334.8023 | 0 | 1340163.1901 | 3486829.7153 | 2379832.9279 | 10643141.7051 | 961560.8286 | 8031996.805 | 8031996.805 | 1478867.319 | 4094519.7919 | 0 | 19636699.3388 | 33242083.2547 | 1000000 | 0.43595 | 45043.1628 | 76251.5401 | 918.2658 | 1554.4908
1 | 2600 | 707 | 0.02 | 15 | 15 | 7 | 1.3335e-09 | 5spot_SharedNeighbor | Water | Porous | Wet | R600a | MinimizeLCOE_Brownfield | IgnoreSilica | 2019 | 62.6614 | 4.6161 | 0.11492 | 4 | 43423.5836 | 73021.5286 | 885.2485 | 1488.6426 | 65.6292 | 0 | 110.7147 | 724260.1402 | 37812.4445 | 1210082.0292 | 1464940.9899 | 0 | 103816.463 | 0 | 1380955.706 | 3592963.4741 | 2452271.3991 | 10967102.646 | 961560.8286 | 8031996.805 | 8031996.805 | 1478867.319 | 4094519.7919 | 0 | 19960660.2797 | 33566044.1956 | 1333521.4322 | 0.45967 | 43423.5836 | 73021.5286 | 885.2485 | 1488.6426
1 | 2600 | 707 | 0.02 | 15 | 15 | 7 | 1.7783e-09 | 5spot_SharedNeighbor | Water | Porous | Wet | R600a | MinimizeLCOE_Brownfield | IgnoreSilica | 2019 | 64.413 | 4.7459 | 0.11965 | 4 | 42224.2023 | 70651.0761 | 860.7975 | 1440.3177 | 65.6338 | 0 | 103.3644 | 738512.7568 | 38557.0227 | 1237214.5767 | 1505355.9941 | 0 | 101427.243 | 0 | 1412216.3614 | 3674297.287 | 2507783.3977 | 11215364.6395 | 961560.8286 | 8031996.805 | 8031996.805 | 1478867.319 | 4094519.7919 | 0 | 20208922.2731 | 33814306.189 | 1778279.41 | 0.47861 | 42224.2023 | 70651.0761 | 860.7975 | 1440.3177
1 | 2600 | 707 | 0.02 | 15 | 15 | 7 | 2.3714e-09 | 5spot_SharedNeighbor | Water | Porous | Wet | R600a | MinimizeLCOE_Brownfield | IgnoreSilica | 2019 | 65.7702 | 4.8464 | 0.12339 | 4 | 41333.6927 | 68900.4284 | 842.6432 | 1404.6284 | 65.637 | 0 | 98.9425 | 749470.02 | 39129.3031 | 1258128.0851 | 1536664.1167 | 0 | 99361.0885 | 0 | 1436273.5193 | 3736889.0769 | 2550503.5804 | 11406418.79 | 961560.8286 | 8031996.805 | 8031996.805 | 1478867.319 | 4094519.7919 | 0 | 20399976.4236 | 34005360.3395 | 2371373.7057 | 0.49354 | 41333.6927 | 68900.4284 | 842.6432 | 1404.6284
1 | 2600 | 707 | 0.02 | 15 | 15 | 7 | 3.1623e-09 | 5spot_SharedNeighbor | Water | Porous | Wet | R600a | MinimizeLCOE_Brownfield | IgnoreSilica | 2019 | 66.8218 | 4.9242 | 0.1263 | 4 | 40671.0686 | 67601.3464 | 829.1347 | 1378.1449 | 65.6392 | 0 | 131.1021 | 757908.4808 | 39569.9431 | 1274266.1479 | 1560915.5523 | 0 | 97670.405 | 0 | 1454828.9063 | 3785166.3877 | 2583453.837 | 11553779.66 | 961560.8286 | 8031996.805 | 8031996.805 | 1478867.319 | 4094519.7919 | 0 | 20547337.2937 | 34152721.2096 | 3162277.6602 | 0.50521 | 40671.0686 | 67601.3464 | 829.1347 | 1378.1449
1 | 2600 | 707 | 0.02 | 15 | 15 | 7 | 4.217e-09 | 5spot_SharedNeighbor | Water | Porous | Wet | R600a | MinimizeLCOE_Brownfield | IgnoreSilica | 2019 | 67.6092 | 4.9825 | 0.12854 | 4 | 40177.1397 | 66639.195 | 819.0653 | 1358.5301 | 65.6407 | 0 | 122.1175 | 764198.0873 | 39898.3235 | 1286312.7507 | 1579070.5835 | 0 | 96241.7488 | 0 | 1468631.3826 | 3821077.5997 | 2607963.9771 | 11663394.453 | 961560.8286 | 8031996.805 | 8031996.805 | 1478867.319 | 4094519.7919 | 0 | 20656952.0866 | 34262336.0025 | 4216965.0343 | 0.51415 | 40177.1397 | 66639.195 | 819.0653 | 1358.5301
1 | 2600 | 707 | 0.02 | 15 | 15 | 7 | 5.6234e-09 | 5spot_SharedNeighbor | Water | Porous | Wet | R600a | MinimizeLCOE_Brownfield | IgnoreSilica | 2019 | 68.2056 | 5.0266 | 0.13025 | 4 | 39808.4409 | 65923.0807 | 811.5489 | 1343.9312 | 65.6417 | 0 | 111.9641 | 768946.1897 | 40146.193 | 1295417.1029 | 1592820.7949 | 0 | 95099.4299 | 0 | 1479047.5871 | 3848178.4272 | 2626460.8487 | 11746116.5734 | 961560.8286 | 8031996.805 | 8031996.805 | 1478867.319 | 4094519.7919 | 0 | 20739674.2071 | 34345058.123 | 5623413.2519 | 0.52099 | 39808.4409 | 65923.0807 | 811.5489 | 1343.9312
1 | 2600 | 707 | 0.02 | 15 | 15 | 7 | 7.4989e-09 | 5spot_SharedNeighbor | Water | Porous | Wet | R600a | MinimizeLCOE_Brownfield | IgnoreSilica | 2019 | 68.664 | 5.0606 | 0.13156 | 4 | 39532.9199 | 65387.612 | 805.932 | 1333.0149 | 65.6425 | 0 | 121.2616 | 772586.3483 | 40336.2065 | 1302402.9518 | 1603388.5133 | 0 | 94228.8057 | 0 | 1487047.702 | 3868993.0851 | 2640667.2804 | 11809650.893 | 961560.8286 | 8031996.805 | 8031996.805 | 1478867.319 | 4094519.7919 | 0 | 20803208.5266 | 34408592.4425 | 7498942.0933 | 0.52622 | 39532.9199 | 65387.612 | 805.932 | 1333.0149
1 | 2600 | 707 | 0.02 | 15 | 15 | 7 | 1e-08 | 5spot_SharedNeighbor | Water | Porous | Wet | R600a | MinimizeLCOE_Brownfield | IgnoreSilica | 2019 | 69 | 5.0854 | 0.13254 | 4 | 39326.8546 | 64989.6631 | 801.7311 | 1324.9022 | 65.643 | 0 | 126.2932 | 775249.2677 | 40475.1993 | 1307516.6436 | 1611133.524 | 0 | 93517.055 | 0 | 1492877.759 | 3884161.6975 | 2651020.1701 | 11855951.3162 | 961560.8286 | 8031996.805 | 8031996.805 | 1478867.319 | 4094519.7919 | 0 | 20849508.9499 | 34454892.8658 | 10000000 | 0.53016 | 39326.8546 | 64989.6631 | 801.7311 | 1324.9022
1 | 2700 | 707 | 0.02 | 15 | 15 | 7 | 1e-13 | 5spot_SharedNeighbor | Water | Porous | Wet | R600a | MinimizeLCOE_Brownfield | IgnoreSilica | 2019 | 0 | 0 | 0 | 0 |  |  |  |  | 15 |  | 16.7195 | [19 empty] | 100 | 0
1 | 2700 | 707 | 0.02 | 15 | 15 | 7 | 1.3335e-13 | 5spot_SharedNeighbor | Water | Porous | Wet | R600a | MinimizeLCOE_Brownfield | IgnoreSilica | 2019 | 0 | 0 | 0 | 0 |  |  |  |  | 15 |  | 18.7638 | [19 empty] | 133.3521 | 0
1 | 2700 | 707 | 0.02 | 15 | 15 | 7 | 1.7783e-13 | 5spot_SharedNeighbor | Water | Porous | Wet | R600a | MinimizeLCOE_Brownfield | IgnoreSilica | 2019 | 0 | 0 | 0 | 0 |  |  |  |  | 15 |  | 21.5116 | [19 empty] | 177.8279 | 0
1 | 2700 | 707 | 0.02 | 15 | 15 | 7 | 2.3714e-13 | 5spot_SharedNeighbor | Water | Porous | Wet | R600a | MinimizeLCOE_Brownfield | IgnoreSilica | 2019 | 0 | 0 | 0 | 0 |  |  |  |  | 15 |  | 23.4457 | [19 empty] | 237.1374 | 0
1 | 2700 | 707 | 0.02 | 15 | 15 | 7 | 3.1623e-13 | 5spot_SharedNeighbor | Water | Porous | Wet | R600a | MinimizeLCOE_Brownfield | IgnoreSilica | 2019 | 0 | 0 | 0 | 0 |  |  |  |  | 15 |  | 20.9835 | [19 empty] | 316.2278 | 0
1 | 2700 | 707 | 0.02 | 15 | 15 | 7 | 4.217e-13 | 5spot_SharedNeighbor | Water | Porous | Wet | R600a | MinimizeLCOE_Brownfield | IgnoreSilica | 2019 | 0 | 0 | 0 | 0 |  |  |  |  | 15 |  | 23.3009 | [19 empty] | 421.6965 | 0
1 | 2700 | 707 | 0.02 | 15 | 15 | 7 | 5.6234e-13 | 5spot_SharedNeighbor | Water | Porous | Wet | R600a | MinimizeLCOE_Brownfield | IgnoreSilica | 2019 | 0 | 0 | 0 | 0 |  |  |  |  | 15 |  | 26.5456 | [19 empty] | 562.3413 | 0
1 | 2700 | 707 | 0.02 | 15 | 15 | 7 | 7.4989e-13 | 5spot_SharedNeighbor | Water | Porous | Wet | R600a | MinimizeLCOE_Brownfield | IgnoreSilica | 2019 | 0 | 0 | 0 | 0 |  |  |  |  | 15 |  | 25.3997 | [19 empty] | 749.8942 | 0
1 | 2700 | 707 | 0.02 | 15 | 15 | 7 | 1e-12 | 5spot_SharedNeighbor | Water | Porous | Wet | R600a | MinimizeLCOE_Brownfield | IgnoreSilica | 2019 | 0 | 0 | 0 | 0 |  |  |  |  | 15 |  | 26.0139 | [19 empty] | 1000 | 0
1 | 2700 | 707 | 0.02 | 15 | 15 | 7 | 1.3335e-12 | 5spot_SharedNeighbor | Water | Porous | Wet | R600a | MinimizeLCOE_Brownfield | IgnoreSilica | 2019 | 0 | 0 | 0 | 0 |  |  |  |  | 15 |  | 30.3635 | [19 empty] | 1333.5214 | 0
1 | 2700 | 707 | 0.02 | 15 | 15 | 7 | 1.7783e-12 | 5spot_SharedNeighbor | Water | Porous | Wet | R600a | MinimizeLCOE_Brownfield | IgnoreSilica | 2019 | 0 | 0 | 0 | 0 |  |  |  |  | 15 |  | 30.0573 | [19 empty] | 1778.2794 | 0
1 | 2700 | 707 | 0.02 | 15 | 15 | 7 | 2.3714e-12 | 5spot_SharedNeighbor | Water | Porous | Wet | R600a | MinimizeLCOE_Brownfield | IgnoreSilica | 2019 | 0 | 0 | 0 | 0 |  |  |  |  | 15 |  | 30.0816 | [19 empty] | 2371.3737 | 0
1 | 2700 | 707 | 0.02 | 15 | 15 | 7 | 3.1623e-12 | 5spot_SharedNeighbor | Water | Porous | Wet | R600a | MinimizeLCOE_Brownfield | IgnoreSilica | 2019 | 0 | 0 | 0 | 0 |  |  |  |  | 15 |  | 33.0014 | [19 empty] | 3162.2777 | 0
1 | 2700 | 707 | 0.02 | 15 | 15 | 7 | 4.217e-12 | 5spot_SharedNeighbor | Water | Porous | Wet | R600a | MinimizeLCOE_Brownfield | IgnoreSilica | 2019 | 0 | 0 | 0 | 0 |  |  |  |  | 15 |  | 32.4308 | [19 empty] | 4216.965 | 0
1 | 2700 | 707 | 0.02 | 15 | 15 | 7 | 5.6234e-12 | 5spot_SharedNeighbor | Water | Porous | Wet | R600a | MinimizeLCOE_Brownfield | IgnoreSilica | 2019 | 1.6 | 0.094546 | 0.00056285 | 4 | 4405302.7089 | 10671325.902 | 89808.0543 | 217549.4125 | 59.1382 | 0 | 34.2147 | 43994.7635 | 2148.2668 | 54258.1041 | 56261.9198 | 0 | 26083.5175 | 0 | 71271.163 | 185432.9463 | 126561.7961 | 566012.477 | 961560.8286 | 8390483.6777 | 8390483.6777 | 1478867.319 | 4237914.541 | 0 | 9918056.9834 | 24025322.5211 | 5623.4133 | 0.0022514 | 4405302.7089 | 10671325.902 | 89808.0543 | 217549.4125
1 | 2700 | 707 | 0.02 | 15 | 15 | 7 | 7.4989e-12 | 5spot_SharedNeighbor | Water | Porous | Wet | R600a | MinimizeLCOE_Brownfield | IgnoreSilica | 2019 | 1.6 | 0.094547 | 0.0010483 | 4 | 2362380.7683 | 5726801.7331 | 48160.3273 | 116748.5994 | 59.1385 | 0 | 34.5263 | 43995.459 | 2148.3061 | 54258.6506 | 56262.1765 | 0 | 22071.9813 | 0 | 69707.2637 | 181364.0012 | 123784.6575 | 553592.4959 | 961560.8286 | 8390483.6777 | 8390483.6777 | 1478867.319 | 4237914.541 | 0 | 9905637.0022 | 24012902.5399 | 7498.9421 | 0.0041931 | 2362380.7683 | 5726801.7331 | 48160.3273 | 116748.5994
1 | 2700 | 707 | 0.02 | 15 | 15 | 7 | 1e-11 | 5spot_SharedNeighbor | Water | Porous | Wet | R600a | MinimizeLCOE_Brownfield | IgnoreSilica | 2019 | 3.2151 | 0.21881 | 0.0024401 | 4 | 1061855.2684 | 2507209.1407 | 21647.3559 | 51112.8496 | 63.213 | 0 | 66.4269 | 83961.2567 | 4250.7763 | 105774.4331 | 94552.8578 | 0 | 38238.0321 | 0 | 127443.1688 | 331580.9831 | 226310.8343 | 1012112.3421 | 961560.8286 | 8390483.6777 | 8390483.6777 | 1478867.319 | 4237914.541 | 0 | 10364156.8485 | 24471422.3862 | 10000 | 0.0097604 | 1061855.2684 | 2507209.1407 | 21647.3559 | 51112.8496
1 | 2700 | 707 | 0.02 | 15 | 15 | 7 | 1.3335e-11 | 5spot_SharedNeighbor | Water | Porous | Wet | R600a | MinimizeLCOE_Brownfield | IgnoreSilica | 2019 | 4.3017 | 0.30364 | 0.0039664 | 4 | 670357.9062 | 1559526.7904 | 13666.1526 | 31793.063 | 64.3127 | 0 | 68.8508 | 107054.6908 | 5474.6927 | 137335.3953 | 120469.7834 | 0 | 44109.0347 | 0 | 161633.0028 | 420535.9177 | 287024.405 | 1283636.9224 | 961560.8286 | 8390483.6777 | 8390483.6777 | 1478867.319 | 4237914.541 | 0 | 10635681.4287 | 24742946.9664 | 13335.2143 | 0.015866 | 670357.9062 | 1559526.7904 | 13666.1526 | 31793.063
1 | 2700 | 707 | 0.02 | 15 | 15 | 7 | 1.7783e-11 | 5spot_SharedNeighbor | Water | Porous | Wet | R600a | MinimizeLCOE_Brownfield | IgnoreSilica | 2019 | 5.6971 | 0.41281 | 0.0060328 | 4 | 454386.2055 | 1038993.2662 | 9263.2774 | 21181.2831 | 65.1281 | 0 | 89.0156 | 134011.7633 | 6906.4942 | 175459.6294 | 153767.4081 | 0 | 50585.8785 | 0 | 203085.1577 | 528385.9218 | 360634.2489 | 1612836.502 | 961560.8286 | 8390483.6777 | 8390483.6777 | 1478867.319 | 4237914.541 | 0 | 10964881.0084 | 25072146.5461 | 17782.7941 | 0.024131 | 454386.2055 | 1038993.2662 | 9263.2774 | 21181.2831
1 | 2700 | 707 | 0.02 | 15 | 15 | 7 | 2.3714e-11 | 5spot_SharedNeighbor | Water | Porous | Wet | R600a | MinimizeLCOE_Brownfield | IgnoreSilica | 2019 | 7.4144 | 0.54748 | 0.0087529 | 4 | 324129.8778 | 727058.8296 | 6607.826 | 14822.0777 | 65.7003 | 0 | 98.517 | 164277.3438 | 8513.7356 | 219816.7354 | 194809.441 | 0 | 57129.2765 | 0 | 251373.1476 | 654021.3662 | 446383.0212 | 1996324.0672 | 961560.8286 | 8390483.6777 | 8390483.6777 | 1478867.319 | 4237914.541 | 0 | 11348368.5735 | 25455634.1113 | 23713.7371 | 0.035012 | 324129.8778 | 727058.8296 | 6607.826 | 14822.0777
1 | 2700 | 707 | 0.02 | 15 | 15 | 7 | 3.1623e-11 | 5spot_SharedNeighbor | Water | Porous | Wet | R600a | MinimizeLCOE_Brownfield | IgnoreSilica | 2019 | 9.8387 | 0.73855 | 0.012482 | 4 | 237732.8754 | 520292.7822 | 4846.5062 | 10606.8721 | 66.2216 | 0 | 95.6068 | 203700.1377 | 10611.2787 | 279169.5163 | 252884.9013 | 0 | 66340.675 | 0 | 316955.5385 | 824653.2948 | 562842.8186 | 2517158.161 | 961560.8286 | 8390483.6777 | 8390483.6777 | 1478867.319 | 4237914.541 | 0 | 11869202.6674 | 25976468.2051 | 31622.7766 | 0.049927 | 237732.8754 | 520292.7822 | 4846.5062 | 10606.8721
1 | 2700 | 707 | 0.02 | 15 | 15 | 7 | 4.217e-11 | 5spot_SharedNeighbor | Water | Porous | Wet | R600a | MinimizeLCOE_Brownfield | IgnoreSilica | 2019 | 12.7204 | 0.96482 | 0.017275 | 4 | 180243.5881 | 384403.0719 | 3674.5093 | 7836.5766 | 66.5683 | 0 | 76.7031 | 246496.3474 | 12887.6996 | 345609.0392 | 321718.8068 | 0 | 75030.6728 | 0 | 390679.6007 | 1016468.1815 | 693760.4202 | 3102650.7682 | 961560.8286 | 8390483.6777 | 8390483.6777 | 1478867.319 | 4237914.541 | 0 | 12454695.2746 | 26561960.8123 | 42169.6503 | 0.069099 | 180243.5881 | 384403.0719 | 3674.5093 | 7836.5766
1 | 2700 | 707 | 0.02 | 15 | 15 | 7 | 5.6234e-11 | 5spot_SharedNeighbor | Water | Porous | Wet | R600a | MinimizeLCOE_Brownfield | IgnoreSilica | 2019 | 16.3085 | 1.2467 | 0.023457 | 4 | 140183.1207 | 290535.2428 | 2857.8225 | 5922.9539 | 66.8312 | 0 | 104.9204 | 295722.5201 | 15505.0919 | 424160.6644 | 407442.9112 | 0 | 84411.6111 | 0 | 478624.6915 | 1245283.2678 | 849931.4183 | 3801082.1763 | 961560.8286 | 8390483.6777 | 8390483.6777 | 1478867.319 | 4237914.541 | 0 | 13153126.6826 | 27260392.2203 | 56234.1325 | 0.093828 | 140183.1207 | 290535.2428 | 2857.8225 | 5922.9539
1 | 2700 | 707 | 0.02 | 15 | 15 | 7 | 7.4989e-11 | 5spot_SharedNeighbor | Water | Porous | Wet | R600a | MinimizeLCOE_Brownfield | IgnoreSilica | 2019 | 20.6204 | 1.5856 | 0.031253 | 4 | 111661.3803 | 224509.0653 | 2276.3683 | 4576.921 | 67.0279 | 0 | 86.0294 | 350616.9033 | 18422.0666 | 514033.3065 | 510481.9107 | 0 | 93866.5511 | 0 | 580094.0879 | 1509285.8231 | 1030118.587 | 4606919.2362 | 961560.8286 | 8390483.6777 | 8390483.6777 | 1478867.319 | 4237914.541 | 0 | 13958963.7425 | 28066229.2802 | 74989.4209 | 0.12501 | 111661.3803 | 224509.0653 | 2276.3683 | 4576.921
1 | 2700 | 707 | 0.02 | 15 | 15 | 7 | 1e-10 | 5spot_SharedNeighbor | Water | Porous | Wet | R600a | MinimizeLCOE_Brownfield | IgnoreSilica | 2019 | 25.3 | 1.9536 | 0.04073 | 4 | 90827.6436 | 177417.9391 | 1851.6444 | 3616.9047 | 67.167 | 0 | 92.2225 | 406339.0059 | 21380.6864 | 607380.6393 | 622372.9945 | 0 | 100719.3331 | 0 | 685695.1371 | 1784038.0912 | 1217642.6556 | 5445568.5431 | 961560.8286 | 8390483.6777 | 8390483.6777 | 1478867.319 | 4237914.541 | 0 | 14797613.0494 | 28904878.5871 | 100000 | 0.16292 | 90827.6436 | 177417.9391 | 1851.6444 | 3616.9047
1 | 2700 | 707 | 0.02 | 15 | 15 | 7 | 1.3335e-10 | 5spot_SharedNeighbor | Water | Porous | Wet | R600a | MinimizeLCOE_Brownfield | IgnoreSilica | 2019 | 31.3003 | 2.4256 | 0.052105 | 4 | 76042.423 | 143729.6834 | 1550.2276 | 2930.124 | 67.286 | 0 | 74.0878 | 473389.3723 | 24937.9898 | 722116.8606 | 765861.7342 | 0 | 111226.5266 | 0 | 818037.6685 | 2128366.2109 | 1452653.6725 | 6496590.0353 | 961560.8286 | 8390483.6777 | 8390483.6777 | 1478867.319 | 4237914.541 | 0 | 15848634.5417 | 29955900.0794 | 133352.1432 | 0.20842 | 76042.423 | 143729.6834 | 1550.2276 | 2930.124
1 | 2700 | 707 | 0.02 | 15 | 15 | 7 | 1.7783e-10 | 5spot_SharedNeighbor | Water | Porous | Wet | R600a | MinimizeLCOE_Brownfield | IgnoreSilica | 2019 | 37.2318 | 2.8924 | 0.064757 | 4 | 65048.8118 | 119511.0809 | 1326.108 | 2436.395 | 67.3674 | 0 | 85.2694 | 535940.3843 | 28253.8404 | 831230.4962 | 907727.4587 | 0 | 117519.6501 | 0 | 944062.0136 | 2456255.7056 | 1676444.9901 | 7497434.539 | 961560.8286 | 8390483.6777 | 8390483.6777 | 1478867.319 | 4237914.541 | 0 | 16849479.0453 | 30956744.583 | 177827.941 | 0.25903 | 65048.8118 | 119511.0809 | 1326.108 | 2436.395
1 | 2700 | 707 | 0.02 | 15 | 15 | 7 | 2.3714e-10 | 5spot_SharedNeighbor | Water | Porous | Wet | R600a | MinimizeLCOE_Brownfield | IgnoreSilica | 2019 | 43.1561 | 3.3587 | 0.078183 | 4 | 56988.8931 | 102098.6903 | 1161.7957 | 2081.4199 | 67.4272 | 0 | 105.1311 | 595484.8026 | 31407.8418 | 936755.7598 | 1049435.2222 | 0 | 121658.9917 | 0 | 1066549.621 | 2774943.3345 | 1893955.8452 | 8470191.4187 | 961560.8286 | 8390483.6777 | 8390483.6777 | 1478867.319 | 4237914.541 | 0 | 17822235.925 | 31929501.4628 | 237137.3706 | 0.31273 | 56988.8931 | 102098.6903 | 1161.7957 | 2081.4199
1 | 2700 | 707 | 0.02 | 15 | 15 | 7 | 3.1623e-10 | 5spot_SharedNeighbor | Water | Porous | Wet | R600a | MinimizeLCOE_Brownfield | IgnoreSilica | 2019 | 48.7056 | 3.7954 | 0.091579 | 4 | 51080.1497 | 89591.1958 | 1041.3379 | 1826.4377 | 67.4699 | 0 | 89.0741 | 649060.0255 | 34243.5124 | 1032965.6405 | 1182176.4198 | 0 | 123425.8356 | 0 | 1178529.8592 | 3066292.944 | 2092807.9403 | 9359502.1773 | 961560.8286 | 8390483.6777 | 8390483.6777 | 1478867.319 | 4237914.541 | 0 | 18711546.6837 | 32818812.2214 | 316227.766 | 0.36632 | 51080.1497 | 89591.1958 | 1041.3379 | 1826.4377
1 | 2700 | 707 | 0.02 | 15 | 15 | 7 | 4.217e-10 | 5spot_SharedNeighbor | Water | Porous | Wet | R600a | MinimizeLCOE_Brownfield | IgnoreSilica | 2019 | 53.6165 | 4.1818 | 0.10418 | 4 | 46748.1283 | 80599.6488 | 953.0238 | 1643.1329 | 67.4994 | 0 | 108.6183 | 694935.9005 | 36669.9119 | 1116242.7099 | 1299622.2821 | 0 | 123086.9793 | 0 | 1275517.5356 | 3318634.9831 | 2265036.5671 | 10129746.8696 | 961560.8286 | 8390483.6777 | 8390483.6777 | 1478867.319 | 4237914.541 | 0 | 19481791.3759 | 33589056.9137 | 421696.5034 | 0.41674 | 46748.1283 | 80599.6488 | 953.0238 | 1643.1329
1 | 2700 | 707 | 0.02 | 15 | 15 | 7 | 5.6234e-10 | 5spot_SharedNeighbor | Water | Porous | Wet | R600a | MinimizeLCOE_Brownfield | IgnoreSilica | 2019 | 57.7964 | 4.5105 | 0.11548 | 4 | 43568.6195 | 74108.561 | 888.2052 | 1510.8033 | 67.5193 | 0 | 133.5622 | 732966.2992 | 38680.0125 | 1185878.6576 | 1399553.1092 | 0 | 121338.1349 | 0 | 1356582.3232 | 3529548.9318 | 2408989.6709 | 10773537.1394 | 961560.8286 | 8390483.6777 | 8390483.6777 | 1478867.319 | 4237914.541 | 0 | 20125581.6457 | 34232847.1835 | 562341.3252 | 0.46193 | 43568.6195 | 74108.561 | 888.2052 | 1510.8033
1 | 2700 | 707 | 0.02 | 15 | 15 | 7 | 7.4989e-10 | 5spot_SharedNeighbor | Water | Porous | Wet | R600a | MinimizeLCOE_Brownfield | IgnoreSilica | 2019 | 61.207 | 4.7786 | 0.12517 | 4 | 41230.0185 | 69407.0359 | 840.5297 | 1414.9563 | 67.5323 | 0 | 116.1693 | 763359.3784 | 40285.4837 | 1241912.2306 | 1481059.9704 | 0 | 118680.4183 | 0 | 1421666.0178 | 3698883.3544 | 2524563.8938 | 11290410.7474 | 961560.8286 | 8390483.6777 | 8390483.6777 | 1478867.319 | 4237914.541 | 0 | 20642455.2538 | 34749720.7915 | 749894.2093 | 0.50067 | 41230.0185 | 69407.0359 | 840.5297 | 1414.9563
1 | 2700 | 707 | 0.02 | 15 | 15 | 7 | 1e-09 | 5spot_SharedNeighbor | Water | Porous | Wet | R600a | MinimizeLCOE_Brownfield | IgnoreSilica | 2019 | 63.9527 | 4.9942 | 0.13323 | 4 | 39505.2015 | 65976.5107 | 805.367 | 1345.0204 | 67.5407 | 0 | 113.1425 | 787434.786 | 41556.5837 | 1286535.8135 | 1546649.1282 | 0 | 115793.0692 | 0 | 1473408.0584 | 3833505.5305 | 2616446.2952 | 11701329.2647 | 961560.8286 | 8390483.6777 | 8390483.6777 | 1478867.319 | 4237914.541 | 0 | 21053373.7711 | 35160639.3088 | 1000000 | 0.53293 | 39505.2015 | 65976.5107 | 805.367 | 1345.0204
1 | 2700 | 707 | 0.02 | 15 | 15 | 7 | 1.3335e-09 | 5spot_SharedNeighbor | Water | Porous | Wet | R600a | MinimizeLCOE_Brownfield | IgnoreSilica | 2019 | 66.101 | 5.1628 | 0.13976 | 4 | 38229.4094 | 63464.8099 | 779.3582 | 1293.816 | 67.5461 | 0 | 116.0468 | 806038.4785 | 42538.3799 | 1321160.1775 | 1597947.4497 | 0 | 112921.3794 | 0 | 1513436.2874 | 3937650.7712 | 2687527.562 | 12019220.4857 | 961560.8286 | 8390483.6777 | 8390483.6777 | 1478867.319 | 4237914.541 | 0 | 21371264.992 | 35478530.5297 | 1333521.4322 | 0.55903 | 38229.4094 | 63464.8099 | 779.3582 | 1293.816
1 | 2700 | 707 | 0.02 | 15 | 15 | 7 | 1.7783e-09 | 5spot_SharedNeighbor | Water | Porous | Wet | R600a | MinimizeLCOE_Brownfield | IgnoreSilica | 2019 | 67.7723 | 5.2939 | 0.14495 | 4 | 37283.2054 | 61614.8123 | 760.0686 | 1256.1013 | 67.5497 | 0 | 130.0555 | 820375.5279 | 43294.749 | 1347928.0244 | 1637845.3981 | 0 | 110339.0035 | 0 | 1544315.2541 | 4017991.5085 | 2742361.766 | 12264451.2314 | 961560.8286 | 8390483.6777 | 8390483.6777 | 1478867.319 | 4237914.541 | 0 | 21616495.7378 | 35723761.2755 | 1778279.41 | 0.57979 | 37283.2054 | 61614.8123 | 760.0686 | 1256.1013
1 | 2700 | 707 | 0.02 | 15 | 15 | 7 | 2.3714e-09 | 5spot_SharedNeighbor | Water | Porous | Wet | R600a | MinimizeLCOE_Brownfield | IgnoreSilica | 2019 | 69.0487 | 5.394 | 0.14901 | 4 | 36579.7999 | 60248.9055 | 745.7287 | 1228.2554 | 67.552 | 0 | 108.2847 | 831245.0926 | 43868.0319 | 1368270.7367 | 1668304.6938 | 0 | 108084.2819 | 0 | 1567711.4064 | 4078863.4975 | 2783908.1493 | 12450255.8901 | 961560.8286 | 8390483.6777 | 8390483.6777 | 1478867.319 | 4237914.541 | 0 | 21802300.3965 | 35909565.9342 | 2371373.7057 | 0.59602 | 36579.7999 | 60248.9055 | 745.7287 | 1228.2554
1 | 2700 | 707 | 0.02 | 15 | 15 | 7 | 3.1623e-09 | 5spot_SharedNeighbor | Water | Porous | Wet | R600a | MinimizeLCOE_Brownfield | IgnoreSilica | 2019 | 70.0233 | 5.4704 | 0.15215 | 4 | 36055.8749 | 59235.9729 | 735.0478 | 1207.6054 | 67.5535 | 0 | 110.1912 | 839499.9099 | 44303.3164 | 1383747.9356 | 1691558.0442 | 0 | 106214.9401 | 0 | 1585476.417 | 4125084.4111 | 2815454.8726 | 12591339.8469 | 961560.8286 | 8390483.6777 | 8390483.6777 | 1478867.319 | 4237914.541 | 0 | 21943384.3533 | 36050649.891 | 3162277.6602 | 0.60859 | 36055.8749 | 59235.9729 | 735.0478 | 1207.6054
1 | 2700 | 707 | 0.02 | 15 | 15 | 7 | 4.217e-09 | 5spot_SharedNeighbor | Water | Porous | Wet | R600a | MinimizeLCOE_Brownfield | IgnoreSilica | 2019 | 70.766 | 5.5286 | 0.15457 | 4 | 35665.0243 | 58482.4996 | 727.0798 | 1192.2449 | 67.5545 | 0 | 114.9161 | 845764.8861 | 44633.621 | 1395510.4742 | 1709275.891 | 0 | 104712.4289 | 0 | 1598959.9475 | 4160165.7916 | 2839398.6356 | 12698421.6759 | 961560.8286 | 8390483.6777 | 8390483.6777 | 1478867.319 | 4237914.541 | 0 | 22050466.1823 | 36157731.72 | 4216965.0343 | 0.61827 | 35665.0243 | 58482.4996 | 727.0798 | 1192.2449
1 | 2700 | 707 | 0.02 | 15 | 15 | 7 | 5.6234e-09 | 5spot_SharedNeighbor | Water | Porous | Wet | R600a | MinimizeLCOE_Brownfield | IgnoreSilica | 2019 | 71.3339 | 5.573 | 0.15642 | 4 | 35373.0891 | 57920.2621 | 721.1283 | 1180.7829 | 67.5552 | 0 | 106.3576 | 850539.9766 | 44885.3439 | 1404485.0939 | 1722820.6146 | 0 | 103541.3322 | 0 | 1609246.2209 | 4186928.5649 | 2857664.7783 | 12780111.9252 | 961560.8286 | 8390483.6777 | 8390483.6777 | 1478867.319 | 4237914.541 | 0 | 22132156.4316 | 36239421.9693 | 5623413.2519 | 0.62568 | 35373.0891 | 57920.2621 | 721.1283 | 1180.7829
1 | 2700 | 707 | 0.02 | 15 | 15 | 7 | 7.4989e-09 | 5spot_SharedNeighbor | Water | Porous | Wet | R600a | MinimizeLCOE_Brownfield | IgnoreSilica | 2019 | 71.7601 | 5.6064 | 0.15783 | 4 | 35154.8282 | 57501.1929 | 716.6787 | 1172.2396 | 67.5557 | 0 | 121.0257 | 854115.1653 | 45073.795 | 1411209.8334 | 1732984.6316 | 0 | 102614.5653 | 0 | 1616939.2163 | 4206944.161 | 2871325.834 | 12841207.2019 | 961560.8286 | 8390483.6777 | 8390483.6777 | 1478867.319 | 4237914.541 | 0 | 22193251.7083 | 36300517.246 | 7498942.0933 | 0.6313 | 35154.8282 | 57501.1929 | 716.6787 | 1172.2396
1 | 2700 | 707 | 0.02 | 15 | 15 | 7 | 1e-08 | 5spot_SharedNeighbor | Water | Porous | Wet | R600a | MinimizeLCOE_Brownfield | IgnoreSilica | 2019 | 72.087 | 5.632 | 0.1589 | 4 | 34991.5292 | 57187.2131 | 713.3497 | 1165.8387 | 67.556 | 0 | 124.5943 | 856852.7191 | 45218.0831 | 1416362.0889 | 1740780.534 | 0 | 101918.5237 | 0 | 1622841.46 | 4222300.5884 | 2881806.9112 | 12888080.9083 | 961560.8286 | 8390483.6777 | 8390483.6777 | 1478867.319 | 4237914.541 | 0 | 22240125.4147 | 36347390.9524 | 10000000 | 0.63559 | 34991.5292 | 57187.2131 | 713.3497 | 1165.8387
1 | 2800 | 707 | 0.02 | 15 | 15 | 7 | 1e-13 | 5spot_SharedNeighbor | Water | Porous | Wet | R600a | MinimizeLCOE_Brownfield | IgnoreSilica | 2019 | 0 | 0 | 0 | 0 |  |  |  |  | 15 |  | 17.5049 | [19 empty] | 100 | 0
1 | 2800 | 707 | 0.02 | 15 | 15 | 7 | 1.3335e-13 | 5spot_SharedNeighbor | Water | Porous | Wet | R600a | MinimizeLCOE_Brownfield | IgnoreSilica | 2019 | 0 | 0 | 0 | 0 |  |  |  |  | 15 |  | 20.0363 | [19 empty] | 133.3521 | 0
1 | 2800 | 707 | 0.02 | 15 | 15 | 7 | 1.7783e-13 | 5spot_SharedNeighbor | Water | Porous | Wet | R600a | MinimizeLCOE_Brownfield | IgnoreSilica | 2019 | 0 | 0 | 0 | 0 |  |  |  |  | 15 |  | 20.6371 | [19 empty] | 177.8279 | 0
1 | 2800 | 707 | 0.02 | 15 | 15 | 7 | 2.3714e-13 | 5spot_SharedNeighbor | Water | Porous | Wet | R600a | MinimizeLCOE_Brownfield | IgnoreSilica | 2019 | 0 | 0 | 0 | 0 |  |  |  |  | 15 |  | 23.6472 | [19 empty] | 237.1374 | 0
1 | 2800 | 707 | 0.02 | 15 | 15 | 7 | 3.1623e-13 | 5spot_SharedNeighbor | Water | Porous | Wet | R600a | MinimizeLCOE_Brownfield | IgnoreSilica | 2019 | 0 | 0 | 0 | 0 |  |  |  |  | 15 |  | 22.0552 | [19 empty] | 316.2278 | 0
1 | 2800 | 707 | 0.02 | 15 | 15 | 7 | 4.217e-13 | 5spot_SharedNeighbor | Water | Porous | Wet | R600a | MinimizeLCOE_Brownfield | IgnoreSilica | 2019 | 0 | 0 | 0 | 0 |  |  |  |  | 15 |  | 22.8371 | [19 empty] | 421.6965 | 0
1 | 2800 | 707 | 0.02 | 15 | 15 | 7 | 5.6234e-13 | 5spot_SharedNeighbor | Water | Porous | Wet | R600a | MinimizeLCOE_Brownfield | IgnoreSilica | 2019 | 0 | 0 | 0 | 0 |  |  |  |  | 15 |  | 23.1322 | [19 empty] | 562.3413 | 0
1 | 2800 | 707 | 0.02 | 15 | 15 | 7 | 7.4989e-13 | 5spot_SharedNeighbor | Water | Porous | Wet | R600a | MinimizeLCOE_Brownfield | IgnoreSilica | 2019 | 0 | 0 | 0 | 0 |  |  |  |  | 15 |  | 25.8889 | [19 empty] | 749.8942 | 0
1 | 2800 | 707 | 0.02 | 15 | 15 | 7 | 1e-12 | 5spot_SharedNeighbor | Water | Porous | Wet | R600a | MinimizeLCOE_Brownfield | IgnoreSilica | 2019 | 0 | 0 | 0 | 0 |  |  |  |  | 15 |  | 26.7439 | [19 empty] | 1000 | 0
1 | 2800 | 707 | 0.02 | 15 | 15 | 7 | 1.3335e-12 | 5spot_SharedNeighbor | Water | Porous | Wet | R600a | MinimizeLCOE_Brownfield | IgnoreSilica | 2019 | 0 | 0 | 0 | 0 |  |  |  |  | 15 |  | 31.8411 | [19 empty] | 1333.5214 | 0
1 | 2800 | 707 | 0.02 | 15 | 15 | 7 | 1.7783e-12 | 5spot_SharedNeighbor | Water | Porous | Wet | R600a | MinimizeLCOE_Brownfield | IgnoreSilica | 2019 | 0 | 0 | 0 | 0 |  |  |  |  | 15 |  | 31.1933 | [19 empty] | 1778.2794 | 0
1 | 2800 | 707 | 0.02 | 15 | 15 | 7 | 2.3714e-12 | 5spot_SharedNeighbor | Water | Porous | Wet | R600a | MinimizeLCOE_Brownfield | IgnoreSilica | 2019 | 0 | 0 | 0 | 0 |  |  |  |  | 15 |  | 33.7531 | [19 empty] | 2371.3737 | 0
1 | 2800 | 707 | 0.02 | 15 | 15 | 7 | 3.1623e-12 | 5spot_SharedNeighbor | Water | Porous | Wet | R600a | MinimizeLCOE_Brownfield | IgnoreSilica | 2019 | 0 | 0 | 0 | 0 |  |  |  |  | 15 |  | 31.5829 | [19 empty] | 3162.2777 | 0
1 | 2800 | 707 | 0.02 | 15 | 15 | 7 | 4.217e-12 | 5spot_SharedNeighbor | Water | Porous | Wet | R600a | MinimizeLCOE_Brownfield | IgnoreSilica | 2019 | 1.6 | 0.099051 | 0.00029077 | 4 | 8865735.9367 | 21433477.6478 | 180740.0189 | 436950.4328 | 60.4564 | 0 | 36.3573 | 46524.7959 | 2292.1752 | 56247.2077 | 57190.336 | 0 | 29919.8044 | 0 | 74947.9845 | 194999.2817 | 133091.0166 | 595212.6019 | 961560.8286 | 8754830.6413 | 8754830.6413 | 1478867.319 | 4383653.3264 | 0 | 10311604.0719 | 24928955.3586 | 4216.965 | 0.0011631 | 8865735.9367 | 21433477.6478 | 180740.0189 | 436950.4328
1 | 2800 | 707 | 0.02 | 15 | 15 | 7 | 5.6234e-12 | 5spot_SharedNeighbor | Water | Porous | Wet | R600a | MinimizeLCOE_Brownfield | IgnoreSilica | 2019 | 1.6 | 0.099052 | 0.00092337 | 4 | 2788011.4096 | 6745608.6088 | 56837.3836 | 137518.3556 | 60.4569 | 0 | 35.7655 | 46525.7467 | 2292.2295 | 56247.9612 | 57190.6855 | 0 | 25362.7383 | 0 | 73171.5509 | 190377.3658 | 129936.464 | 581104.7418 | 961560.8286 | 8754830.6413 | 8754830.6413 | 1478867.319 | 4383653.3264 | 0 | 10297496.2117 | 24914847.4985 | 5623.4133 | 0.0036935 | 2788011.4096 | 6745608.6088 | 56837.3836 | 137518.3556
1 | 2800 | 707 | 0.02 | 15 | 15 | 7 | 7.4989e-12 | 5spot_SharedNeighbor | Water | Porous | Wet | R600a | MinimizeLCOE_Brownfield | IgnoreSilica | 2019 | 2.7593 | 0.19316 | 0.0020732 | 4 | 1284064.595 | 3046745.6297 | 26177.3936 | 62112.0307 | 64.057 | 0 | 78.243 | 78082.5907 | 3966.8846 | 95660.5426 | 85599.5493 | 0 | 37584.8853 | 0 | 117348.8365 | 305317.6009 | 208385.5363 | 931946.4262 | 961560.8286 | 8754830.6413 | 8754830.6413 | 1478867.319 | 4383653.3264 | 0 | 10648337.8961 | 25265689.1828 | 7498.9421 | 0.0082927 | 1284064.595 | 3046745.6297 | 26177.3936 | 62112.0307
1 | 2800 | 707 | 0.02 | 15 | 15 | 7 | 1e-11 | 5spot_SharedNeighbor | Water | Porous | Wet | R600a | MinimizeLCOE_Brownfield | IgnoreSilica | 2019 | 3.7339 | 0.27345 | 0.0035498 | 4 | 768536.239 | 1797995.0177 | 15667.6508 | 36654.5604 | 65.4499 | 0 | 82.6141 | 101326.9768 | 5210.5546 | 126171.513 | 109628.3051 | 0 | 43844.7591 | 0 | 150611.0223 | 391858.9855 | 267451.8095 | 1196103.9259 | 961560.8286 | 8754830.6413 | 8754830.6413 | 1478867.319 | 4383653.3264 | 0 | 10912495.3958 | 25529846.6826 | 10000 | 0.014199 | 768536.239 | 1797995.0177 | 15667.6508 | 36654.5604
1 | 2800 | 707 | 0.02 | 15 | 15 | 7 | 1.3335e-11 | 5spot_SharedNeighbor | Water | Porous | Wet | R600a | MinimizeLCOE_Brownfield | IgnoreSilica | 2019 | 4.9861 | 0.37711 | 0.0055719 | 4 | 503962.7368 | 1159817.6389 | 10273.9621 | 23644.4513 | 66.4725 | 0 | 62.935 | 128408.8773 | 6663.754 | 163019.6823 | 140549.7521 | 0 | 50716.1905 | 0 | 190849.7199 | 496551.8226 | 338906.822 | 1515666.6207 | 961560.8286 | 8754830.6413 | 8754830.6413 | 1478867.319 | 4383653.3264 | 0 | 11232058.0906 | 25849409.3774 | 13335.2143 | 0.022287 | 503962.7368 | 1159817.6389 | 10273.9621 | 23644.4513
1 | 2800 | 707 | 0.02 | 15 | 15 | 7 | 1.7783e-11 | 5spot_SharedNeighbor | Water | Porous | Wet | R600a | MinimizeLCOE_Brownfield | IgnoreSilica | 2019 | 6.5519 | 0.50656 | 0.0082768 | 4 | 350627.5978 | 792144.6833 | 7148.0178 | 16148.9408 | 67.2087 | 0 | 96.6891 | 159192.731 | 8318.4671 | 206290.3151 | 179132.8728 | 0 | 57888.136 | 0 | 238220.7835 | 619801.613 | 423027.3365 | 1891872.2549 | 961560.8286 | 8754830.6413 | 8754830.6413 | 1478867.319 | 4383653.3264 | 0 | 11608263.7248 | 26225615.0116 | 17782.7941 | 0.033107 | 350627.5978 | 792144.6833 | 7148.0178 | 16148.9408
1 | 2800 | 707 | 0.02 | 15 | 15 | 7 | 2.3714e-11 | 5spot_SharedNeighbor | Water | Porous | Wet | R600a | MinimizeLCOE_Brownfield | IgnoreSilica | 2019 | 8.4109 | 0.65978 | 0.011761 | 4 | 255697.7123 | 566408.3403 | 5212.7437 | 11547.0001 | 67.6906 | 0 | 67.5456 | 192491.6092 | 10106.5193 | 254749.0976 | 224860.2097 | 0 | 64545.2831 | 0 | 291233.5604 | 757729.9839 | 517166.2838 | 2312882.5471 | 961560.8286 | 8754830.6413 | 8754830.6413 | 1478867.319 | 4383653.3264 | 0 | 12029274.0171 | 26646625.3038 | 23713.7371 | 0.047045 | 255697.7123 | 566408.3403 | 5212.7437 | 11547.0001
1 | 2800 | 707 | 0.02 | 15 | 15 | 7 | 3.1623e-11 | 5spot_SharedNeighbor | Water | Porous | Wet | R600a | MinimizeLCOE_Brownfield | IgnoreSilica | 2019 | 11.2466 | 0.89661 | 0.016709 | 4 | 189362.8979 | 408067.7685 | 3860.4188 | 8319.0134 | 68.2358 | 0 | 82.7446 | 239982.0634 | 12664.1726 | 325433.5504 | 295155.6254 | 0 | 75947.6719 | 0 | 370181.4026 | 963136.0749 | 657360.1616 | 2939860.7227 | 961560.8286 | 8754830.6413 | 8754830.6413 | 1478867.319 | 4383653.3264 | 0 | 12656252.1927 | 27273603.4794 | 31622.7766 | 0.066836 | 189362.8979 | 408067.7685 | 3860.4188 | 8319.0134
1 | 2800 | 707 | 0.02 | 15 | 15 | 7 | 4.217e-11 | 5spot_SharedNeighbor | Water | Porous | Wet | R600a | MinimizeLCOE_Brownfield | IgnoreSilica | 2019 | 14.5038 | 1.1673 | 0.02293 | 4 | 145388.475 | 304759.395 | 2963.9407 | 6212.9325 | 68.5601 | 0 | 90.7873 | 289592.919 | 15331.628 | 401793.0363 | 375647.8622 | 0 | 85928.6444 | 0 | 455634.6951 | 1185468.0131 | 809106.2779 | 3618503.0762 | 961560.8286 | 8754830.6413 | 8754830.6413 | 1478867.319 | 4383653.3264 | 0 | 13334894.5461 | 27952245.8328 | 42169.6503 | 0.091719 | 145388.475 | 304759.395 | 2963.9407 | 6212.9325
1 | 2800 | 707 | 0.02 | 15 | 15 | 7 | 5.6234e-11 | 5spot_SharedNeighbor | Water | Porous | Wet | R600a | MinimizeLCOE_Brownfield | IgnoreSilica | 2019 | 18.4887 | 1.4986 | 0.030885 | 4 | 114379.0822 | 232699.8091 | 2331.7723 | 4743.9004 | 68.8038 | 0 | 77.9507 | 345763.8098 | 18349.9349 | 490580.5248 | 474137.8246 | 0 | 96304.2711 | 0 | 555803.1824 | 1446085.8697 | 986983.3202 | 4414008.7374 | 961560.8286 | 8754830.6413 | 8754830.6413 | 1478867.319 | 4383653.3264 | 0 | 14130400.2073 | 28747751.494 | 56234.1325 | 0.12354 | 114379.0822 | 232699.8091 | 2331.7723 | 4743.9004
1 | 2800 | 707 | 0.02 | 15 | 15 | 7 | 7.4989e-11 | 5spot_SharedNeighbor | Water | Porous | Wet | R600a | MinimizeLCOE_Brownfield | IgnoreSilica | 2019 | 23.2493 | 1.8945 | 0.040832 | 4 | 92108.0745 | 181604.1903 | 1877.7477 | 3702.2471 | 68.9872 | 0 | 75.2811 | 408168.6681 | 21700.6224 | 591682.559 | 591817.397 | 0 | 106725.4779 | 0 | 670836.9425 | 1745380.1169 | 1191257.7937 | 5327569.5775 | 961560.8286 | 8754830.6413 | 8754830.6413 | 1478867.319 | 4383653.3264 | 0 | 15043961.0475 | 29661312.3342 | 74989.4209 | 0.16333 | 92108.0745 | 181604.1903 | 1877.7477 | 3702.2471
1 | 2800 | 707 | 0.02 | 15 | 15 | 7 | 1e-10 | 5spot_SharedNeighbor | Water | Porous | Wet | R600a | MinimizeLCOE_Brownfield | IgnoreSilica | 2019 | 28.7056 | 2.3485 | 0.052864 | 4 | 75918.8351 | 145046.5436 | 1547.7081 | 2956.97 | 69.1242 | 0 | 81.2394 | 475062.8727 | 25289.1471 | 702528.1822 | 726721.0073 | 0 | 116396.1655 | 0 | 797938.9762 | 2076073.5362 | 1416962.8475 | 6336972.7346 | 961560.8286 | 8754830.6413 | 8754830.6413 | 1478867.319 | 4383653.3264 | 0 | 16053364.2045 | 30670715.4913 | 100000 | 0.21145 | 75918.8351 | 145046.5436 | 1547.7081 | 2956.97
1 | 2800 | 707 | 0.02 | 15 | 15 | 7 | 1.3335e-10 | 5spot_SharedNeighbor | Water | Porous | Wet | R600a | MinimizeLCOE_Brownfield | IgnoreSilica | 2019 | 33.1172 | 2.7156 | 0.065921 | 4 | 63802.4353 | 119237.7222 | 1300.6989 | 2430.8222 | 69.203 | 0 | 85.864 | 526357.5037 | 28038.6841 | 789037.5834 | 835811.3889 | 0 | 115444.5239 | 0 | 894928.9768 | 2328421.6223 | 1589195.6015 | 7107235.8846 | 961560.8286 | 8754830.6413 | 8754830.6413 | 1478867.319 | 4383653.3264 | 0 | 16823627.3545 | 31440978.6412 | 133352.1432 | 0.26368 | 63802.4353 | 119237.7222 | 1300.6989 | 2430.8222
1 | 2800 | 707 | 0.02 | 15 | 15 | 7 | 1.7783e-10 | 5spot_SharedNeighbor | Water | Porous | Wet | R600a | MinimizeLCOE_Brownfield | IgnoreSilica | 2019 | 40.9371 | 3.3665 | 0.082226 | 4 | 55365.4193 | 99807.9657 | 1128.699 | 2034.7204 | 69.3026 | 0 | 82.1906 | 612514.0048 | 32652.8055 | 936941.5166 | 1029210.0944 | 0 | 130963.1143 | 0 | 1069489.7989 | 2782593.0742 | 1899176.9497 | 8493541.3584 | 961560.8286 | 8754830.6413 | 8754830.6413 | 1478867.319 | 4383653.3264 | 0 | 18209932.8284 | 32827284.1151 | 177827.941 | 0.3289 | 55365.4193 | 99807.9657 | 1128.699 | 2034.7204
1 | 2800 | 707 | 0.02 | 15 | 15 | 7 | 2.3714e-10 | 5spot_SharedNeighbor | Water | Porous | Wet | R600a | MinimizeLCOE_Brownfield | IgnoreSilica | 2019 | 46.9929 | 3.8706 | 0.098186 | 4 | 48973.4535 | 86191.9651 | 998.3901 | 1757.1398 | 69.3574 | 0 | 102.6206 | 675853.3734 | 36041.6176 | 1047547.1965 | 1178986.7898 | 0 | 134501.2003 | 0 | 1198442.7693 | 3118102.2513 | 2128168.8571 | 9517644.0553 | 961560.8286 | 8754830.6413 | 8754830.6413 | 1478867.319 | 4383653.3264 | 0 | 19234035.5252 | 33851386.8119 | 237137.3706 | 0.39274 | 48973.4535 | 86191.9651 | 998.3901 | 1757.1398
1 | 2800 | 707 | 0.02 | 15 | 15 | 7 | 3.1623e-10 | 5spot_SharedNeighbor | Water | Porous | Wet | R600a | MinimizeLCOE_Brownfield | IgnoreSilica | 2019 | 52.5325 | 4.3317 | 0.11376 | 4 | 44280.6251 | 76405.1128 | 902.7204 | 1557.6216 | 69.3955 | 0 | 85.7194 | 731653.3876 | 39024.5458 | 1146194.936 | 1315976.799 | 0 | 135383.011 | 0 | 1313610.745 | 3417745.6999 | 2332681.6678 | 10432270.7922 | 961560.8286 | 8754830.6413 | 8754830.6413 | 1478867.319 | 4383653.3264 | 0 | 20148662.2621 | 34766013.5488 | 316227.766 | 0.45502 | 44280.6251 | 76405.1128 | 902.7204 | 1557.6216
1 | 2800 | 707 | 0.02 | 15 | 15 | 7 | 4.217e-10 | 5spot_SharedNeighbor | Water | Porous | Wet | R600a | MinimizeLCOE_Brownfield | IgnoreSilica | 2019 | 57.3755 | 4.7345 | 0.12815 | 4 | 40834.9171 | 69350.9565 | 832.475 | 1413.8131 | 69.4212 | 0 | 97.8389 | 778965.5344 | 41551.7074 | 1230680.8125 | 1435702.6169 | 0 | 134252.3679 | 0 | 1412249.6852 | 3674383.9887 | 2507842.5733 | 11215629.2861 | 961560.8286 | 8754830.6413 | 8754830.6413 | 1478867.319 | 4383653.3264 | 0 | 20932020.7561 | 35549372.0428 | 421696.5034 | 0.5126 | 40834.9171 | 69350.9565 | 832.475 | 1413.8131
1 | 2800 | 707 | 0.02 | 15 | 15 | 7 | 5.6234e-10 | 5spot_SharedNeighbor | Water | Porous | Wet | R600a | MinimizeLCOE_Brownfield | IgnoreSilica | 2019 | 61.4387 | 5.0723 | 0.14084 | 4 | 38301.6947 | 64248.4181 | 780.8319 | 1309.7909 | 69.4378 | 0 | 117.0935 | 817697.5002 | 43619.0363 | 1300404.5313 | 1536103.4064 | 0 | 131780.8809 | 0 | 1493546.0885 | 3885900.5538 | 2652206.9753 | 11861258.9727 | 961560.8286 | 8754830.6413 | 8754830.6413 | 1478867.319 | 4383653.3264 | 0 | 21577650.4426 | 36195001.7293 | 562341.3252 | 0.56336 | 38301.6947 | 64248.4181 | 780.8319 | 1309.7909
1 | 2800 | 707 | 0.02 | 15 | 15 | 7 | 7.4989e-10 | 5spot_SharedNeighbor | Water | Porous | Wet | R600a | MinimizeLCOE_Brownfield | IgnoreSilica | 2019 | 64.7297 | 5.3456 | 0.15159 | 4 | 36435.1677 | 60542.2372 | 742.7802 | 1234.2354 | 69.4483 | 0 | 99.7553 | 848469.3236 | 45260.4266 | 1356151.8117 | 1617381.1646 | 0 | 128573.2359 | 0 | 1558376.0253 | 4054574.751 | 2767330.5807 | 12376117.3194 | 961560.8286 | 8754830.6413 | 8754830.6413 | 1478867.319 | 4383653.3264 | 0 | 22092508.7893 | 36709860.0761 | 749894.2093 | 0.60635 | 36435.1677 | 60542.2372 | 742.7802 | 1234.2354
1 | 2800 | 707 | 0.02 | 15 | 15 | 7 | 1e-09 | 5spot_SharedNeighbor | Water | Porous | Wet | R600a | MinimizeLCOE_Brownfield | IgnoreSilica | 2019 | 67.336 | 5.5618 | 0.16042 | 4 | 35056.1806 | 57835.8928 | 714.6677 | 1179.0629 | 69.4547 | 0 | 125.6184 | 872478.1963 | 46540.3775 | 1399862.1893 | 1681717.4062 | 0 | 125172.9142 | 0 | 1609050.7226 | 4186419.9184 | 2857317.6167 | 12778559.3412 | 961560.8286 | 8754830.6413 | 8754830.6413 | 1478867.319 | 4383653.3264 | 0 | 22494950.8111 | 37112302.0978 | 1000000 | 0.64168 | 35056.1806 | 57835.8928 | 714.6677 | 1179.0629
1 | 2800 | 707 | 0.02 | 15 | 15 | 7 | 1.3335e-09 | 5spot_SharedNeighbor | Water | Porous | Wet | R600a | MinimizeLCOE_Brownfield | IgnoreSilica | 2019 | 69.3776 | 5.7311 | 0.16753 | 4 | 34034.6262 | 55847.9481 | 693.8419 | 1138.536 | 69.4587 | 0 | 115.9486 | 891071.5686 | 47531.1769 | 1433842.0115 | 1732093.9351 | 0 | 121977.5348 | 0 | 1648341.3285 | 4288646.0155 | 2927089.0284 | 13090592.5993 | 961560.8286 | 8754830.6413 | 8754830.6413 | 1478867.319 | 4383653.3264 | 0 | 22806984.0692 | 37424335.356 | 1333521.4322 | 0.67011 | 34034.6262 | 55847.9481 | 693.8419 | 1138.536
1 | 2800 | 707 | 0.02 | 15 | 15 | 7 | 1.7783e-09 | 5spot_SharedNeighbor | Water | Porous | Wet | R600a | MinimizeLCOE_Brownfield | IgnoreSilica | 2019 | 70.9707 | 5.8631 | 0.17316 | 4 | 33275.9894 | 54379.465 | 678.3761 | 1108.5989 | 69.4611 | 0 | 112.8113 | 905452.6586 | 48297.2377 | 1460200.7102 | 1771387.2614 | 0 | 119207.3596 | 0 | 1678772.6387 | 4367822.0423 | 2981128.2936 | 13332268.202 | 961560.8286 | 8754830.6413 | 8754830.6413 | 1478867.319 | 4383653.3264 | 0 | 23048659.6719 | 37666010.9587 | 1778279.41 | 0.69265 | 33275.9894 | 54379.465 | 678.3761 | 1108.5989
1 | 2800 | 707 | 0.02 | 15 | 15 | 7 | 2.3714e-09 | 5spot_SharedNeighbor | Water | Porous | Wet | R600a | MinimizeLCOE_Brownfield | IgnoreSilica | 2019 | 72.1887 | 5.964 | 0.17755 | 4 | 32711.4162 | 53293.0169 | 666.8665 | 1086.4502 | 69.4626 | 0 | 101.6913 | 916374.3781 | 48878.8576 | 1480263.5827 | 1801420.2042 | 0 | 116842.1441 | 0 | 1701873.875 | 4427926.7204 | 3022150.9715 | 13515730.7335 | 961560.8286 | 8754830.6413 | 8754830.6413 | 1478867.319 | 4383653.3264 | 0 | 23232122.2034 | 37849473.4902 | 2371373.7057 | 0.71021 | 32711.4162 | 53293.0169 | 666.8665 | 1086.4502
1 | 2800 | 707 | 0.02 | 15 | 15 | 7 | 3.1623e-09 | 5spot_SharedNeighbor | Water | Porous | Wet | R600a | MinimizeLCOE_Brownfield | IgnoreSilica | 2019 | 73.1024 | 6.0397 | 0.18093 | 4 | 32290.537 | 52488.5579 | 658.2863 | 1070.0502 | 69.4635 | 0 | 116.8774 | 924525.9868 | 49312.8643 | 1495263.0062 | 1823943.4734 | 0 | 114840.3414 | 0 | 1719075.4121 | 4472681.5915 | 3052697.0906 | 13652339.7665 | 961560.8286 | 8754830.6413 | 8754830.6413 | 1478867.319 | 4383653.3264 | 0 | 23368731.2364 | 37986082.5231 | 3162277.6602 | 0.7237 | 32290.537 | 52488.5579 | 658.2863 | 1070.0502
1 | 2800 | 707 | 0.02 | 15 | 15 | 7 | 4.217e-09 | 5spot_SharedNeighbor | Water | Porous | Wet | R600a | MinimizeLCOE_Brownfield | IgnoreSilica | 2019 | 73.8017 | 6.0975 | 0.18352 | 4 | 31976.3473 | 51889.0112 | 651.8811 | 1057.8277 | 69.4641 | 0 | 106.8074 | 930742.2467 | 49643.7742 | 1506715.7221 | 1841181.0824 | 0 | 113260.3126 | 0 | 1732201.8238 | 4506833.8221 | 3076006.6897 | 13756585.4736 | 961560.8286 | 8754830.6413 | 8754830.6413 | 1478867.319 | 4383653.3264 | 0 | 23472976.9435 | 38090328.2302 | 4216965.0343 | 0.73407 | 31976.3473 | 51889.0112 | 651.8811 | 1057.8277
1 | 2800 | 707 | 0.02 | 15 | 15 | 7 | 5.6234e-09 | 5spot_SharedNeighbor | Water | Porous | Wet | R600a | MinimizeLCOE_Brownfield | IgnoreSilica | 2019 | 74.3345 | 6.1416 | 0.1855 | 4 | 31741.549 | 51441.5058 | 647.0944 | 1048.7047 | 69.4645 | 0 | 122.7193 | 935464.1302 | 49895.1016 | 1515423.5789 | 1854310.5213 | 0 | 112029.1109 | 0 | 1742177.7527 | 4532789.1428 | 3093721.7294 | 13835811.0677 | 961560.8286 | 8754830.6413 | 8754830.6413 | 1478867.319 | 4383653.3264 | 0 | 23552202.5377 | 38169553.8244 | 5623413.2519 | 0.742 | 31741.549 | 51441.5058 | 647.0944 | 1048.7047
1 | 2800 | 707 | 0.02 | 15 | 15 | 7 | 7.4989e-09 | 5spot_SharedNeighbor | Water | Porous | Wet | R600a | MinimizeLCOE_Brownfield | IgnoreSilica | 2019 | 74.7413 | 6.1753 | 0.18701 | 4 | 31565.9351 | 51106.7694 | 643.5143 | 1041.8806 | 69.4647 | 0 | 134.8863 | 939061.0525 | 50086.5327 | 1522061.6763 | 1864332.6308 | 0 | 111088.4449 | 0 | 1749785.8315 | 4552583.8032 | 3107231.9919 | 13896231.9639 | 961560.8286 | 8754830.6413 | 8754830.6413 | 1478867.319 | 4383653.3264 | 0 | 23612623.4339 | 38229974.7206 | 7498942.0933 | 0.74804 | 31565.9351 | 51106.7694 | 643.5143 | 1041.8806
1 | 2800 | 707 | 0.02 | 15 | 15 | 7 | 1e-08 | 5spot_SharedNeighbor | Water | Porous | Wet | R600a | MinimizeLCOE_Brownfield | IgnoreSilica | 2019 | 75.0339 | 6.1995 | 0.18814 | 4 | 31434.5031 | 50858.5059 | 640.8349 | 1036.8194 | 69.4649 | 0 | 114.6306 | 941644.8688 | 50224.0353 | 1526832.6775 | 1871542.9655 | 0 | 110306.9187 | 0 | 1755215.0717 | 4566709.5724 | 3116873.1197 | 13939349.2296 | 961560.8286 | 8754830.6413 | 8754830.6413 | 1478867.319 | 4383653.3264 | 0 | 23655740.6996 | 38273091.9863 | 10000000 | 0.75254 | 31434.5031 | 50858.5059 | 640.8349 | 1036.8194
1 | 2900 | 707 | 0.02 | 15 | 15 | 7 | 1e-13 | 5spot_SharedNeighbor | Water | Porous | Wet | R600a | MinimizeLCOE_Brownfield | IgnoreSilica | 2019 | 0 | 0 | 0 | 0 |  |  |  |  | 15 |  | 18.2316 | [19 empty] | 100 | 0
1 | 2900 | 707 | 0.02 | 15 | 15 | 7 | 1.3335e-13 | 5spot_SharedNeighbor | Water | Porous | Wet | R600a | MinimizeLCOE_Brownfield | IgnoreSilica | 2019 | 0 | 0 | 0 | 0 |  |  |  |  | 15 |  | 19.7541 | [19 empty] | 133.3521 | 0
1 | 2900 | 707 | 0.02 | 15 | 15 | 7 | 1.7783e-13 | 5spot_SharedNeighbor | Water | Porous | Wet | R600a | MinimizeLCOE_Brownfield | IgnoreSilica | 2019 | 0 | 0 | 0 | 0 |  |  |  |  | 15 |  | 19.6493 | [19 empty] | 177.8279 | 0
1 | 2900 | 707 | 0.02 | 15 | 15 | 7 | 2.3714e-13 | 5spot_SharedNeighbor | Water | Porous | Wet | R600a | MinimizeLCOE_Brownfield | IgnoreSilica | 2019 | 0 | 0 | 0 | 0 |  |  |  |  | 15 |  | 21.9183 | [19 empty] | 237.1374 | 0
1 | 2900 | 707 | 0.02 | 15 | 15 | 7 | 3.1623e-13 | 5spot_SharedNeighbor | Water | Porous | Wet | R600a | MinimizeLCOE_Brownfield | IgnoreSilica | 2019 | 0 | 0 | 0 | 0 |  |  |  |  | 15 |  | 23.4761 | [19 empty] | 316.2278 | 0
1 | 2900 | 707 | 0.02 | 15 | 15 | 7 | 4.217e-13 | 5spot_SharedNeighbor | Water | Porous | Wet | R600a | MinimizeLCOE_Brownfield | IgnoreSilica | 2019 | 0 | 0 | 0 | 0 |  |  |  |  | 15 |  | 22.3225 | [19 empty] | 421.6965 | 0
1 | 2900 | 707 | 0.02 | 15 | 15 | 7 | 5.6234e-13 | 5spot_SharedNeighbor | Water | Porous | Wet | R600a | MinimizeLCOE_Brownfield | IgnoreSilica | 2019 | 0 | 0 | 0 | 0 |  |  |  |  | 15 |  | 26.5629 | [19 empty] | 562.3413 | 0
1 | 2900 | 707 | 0.02 | 15 | 15 | 7 | 7.4989e-13 | 5spot_SharedNeighbor | Water | Porous | Wet | R600a | MinimizeLCOE_Brownfield | IgnoreSilica | 2019 | 0 | 0 | 0 | 0 |  |  |  |  | 15 |  | 26.8284 | [19 empty] | 749.8942 | 0
1 | 2900 | 707 | 0.02 | 15 | 15 | 7 | 1e-12 | 5spot_SharedNeighbor | Water | Porous | Wet | R600a | MinimizeLCOE_Brownfield | IgnoreSilica | 2019 | 0 | 0 | 0 | 0 |  |  |  |  | 15 |  | 26.0369 | [19 empty] | 1000 | 0
1 | 2900 | 707 | 0.02 | 15 | 15 | 7 | 1.3335e-12 | 5spot_SharedNeighbor | Water | Porous | Wet | R600a | MinimizeLCOE_Brownfield | IgnoreSilica | 2019 | 0 | 0 | 0 | 0 |  |  |  |  | 15 |  | 30.6827 | [19 empty] | 1333.5214 | 0
1 | 2900 | 707 | 0.02 | 15 | 15 | 7 | 1.7783e-12 | 5spot_SharedNeighbor | Water | Porous | Wet | R600a | MinimizeLCOE_Brownfield | IgnoreSilica | 2019 | 0 | 0 | 0 | 0 |  |  |  |  | 15 |  | 29.3417 | [19 empty] | 1778.2794 | 0
1 | 2900 | 707 | 0.02 | 15 | 15 | 7 | 2.3714e-12 | 5spot_SharedNeighbor | Water | Porous | Wet | R600a | MinimizeLCOE_Brownfield | IgnoreSilica | 2019 | 0 | 0 | 0 | 0 |  |  |  |  | 15 |  | 30.4283 | [19 empty] | 2371.3737 | 0
1 | 2900 | 707 | 0.02 | 15 | 15 | 7 | 3.1623e-12 | 5spot_SharedNeighbor | Water | Porous | Wet | R600a | MinimizeLCOE_Brownfield | IgnoreSilica | 2019 | 0 | 0 | 0 | 0 |  |  |  |  | 15 |  | 32.5728 | [19 empty] | 3162.2777 | 0
1 | 2900 | 707 | 0.02 | 15 | 15 | 7 | 4.217e-12 | 5spot_SharedNeighbor | Water | Porous | Wet | R600a | MinimizeLCOE_Brownfield | IgnoreSilica | 2019 | 1.6 | 0.10367 | 0.00067635 | 4 | 3953934.5501 | 9548498.2363 | 80606.3039 | 194659.0518 | 61.756 | 0 | 36.9439 | 49078.3559 | 2438.7528 | 58268.5409 | 58122.3574 | 0 | 29186.8438 | 0 | 76866.9918 | 199992.1451 | 136498.7485 | 610452.7362 | 961560.8286 | 9125037.6958 | 9125037.6958 | 1478867.319 | 4531736.1482 | 0 | 10697051.2606 | 25832692.4235 | 4216.965 | 0.0027054 | 3953934.5501 | 9548498.2363 | 80606.3039 | 194659.0518
1 | 2900 | 707 | 0.02 | 15 | 15 | 7 | 5.6234e-12 | 5spot_SharedNeighbor | Water | Porous | Wet | R600a | MinimizeLCOE_Brownfield | IgnoreSilica | 2019 | 1.6 | 0.10368 | 0.001295 | 4 | 2062401.1667 | 4984434.996 | 42044.8374 | 101614.4493 | 61.7564 | 0 | 34.6091 | 49079.3278 | 2438.8089 | 58269.3079 | 58122.709 | 0 | 24612.2791 | 0 | 75083.7487 | 195352.5124 | 133332.1038 | 596290.7975 | 961560.8286 | 9125037.6958 | 9125037.6958 | 1478867.319 | 4531736.1482 | 0 | 10682889.3219 | 25818530.4849 | 5623.4133 | 0.0051798 | 2062401.1667 | 4984434.996 | 42044.8374 | 101614.4493
1 | 2900 | 707 | 0.02 | 15 | 15 | 7 | 7.4989e-12 | 5spot_SharedNeighbor | Water | Porous | Wet | R600a | MinimizeLCOE_Brownfield | IgnoreSilica | 2019 | 3.2003 | 0.24127 | 0.0030326 | 4 | 922107.0548 | 2169836.5742 | 18798.3996 | 44235.0535 | 66.3658 | 0 | 82.9164 | 94207.785 | 4863.7597 | 114053.9768 | 98692.1337 | 0 | 43033.5376 | 0 | 138391.9652 | 360067.5054 | 245753.4711 | 1099064.1346 | 961560.8286 | 9125037.6958 | 9125037.6958 | 1478867.319 | 4531736.1482 | 0 | 11185662.659 | 26321303.822 | 7498.9421 | 0.012131 | 922107.0548 | 2169836.5742 | 18798.3996 | 44235.0535
1 | 2900 | 707 | 0.02 | 15 | 15 | 7 | 1e-11 | 5spot_SharedNeighbor | Water | Porous | Wet | R600a | MinimizeLCOE_Brownfield | IgnoreSilica | 2019 | 4.3017 | 0.33699 | 0.0049665 | 4 | 578320.8599 | 1340206.4177 | 11789.853 | 27321.9206 | 67.6455 | 0 | 71.2198 | 120859.7064 | 6308.9802 | 148833.9321 | 126684.4278 | 0 | 50082.106 | 0 | 176579.9695 | 459424.859 | 313566.9065 | 1402340.8874 | 961560.8286 | 9125037.6958 | 9125037.6958 | 1478867.319 | 4531736.1482 | 0 | 11488939.4118 | 26624580.5748 | 10000 | 0.019866 | 578320.8599 | 1340206.4177 | 11789.853 | 27321.9206
1 | 2900 | 707 | 0.02 | 15 | 15 | 7 | 1.3335e-11 | 5spot_SharedNeighbor | Water | Porous | Wet | R600a | MinimizeLCOE_Brownfield | IgnoreSilica | 2019 | 5.6971 | 0.45877 | 0.0075888 | 4 | 390417.7578 | 889036.5057 | 7959.1941 | 18124.2117 | 68.5794 | 0 | 91.8926 | 151563.0656 | 7977.0766 | 190338.1713 | 162219.7493 | 0 | 57628.1601 | 0 | 222193.2269 | 578101.1984 | 394565.9467 | 1764586.595 | 961560.8286 | 9125037.6958 | 9125037.6958 | 1478867.319 | 4531736.1482 | 0 | 11851185.1193 | 26986826.2823 | 13335.2143 | 0.030355 | 390417.7578 | 889036.5057 | 7959.1941 | 18124.2117
1 | 2900 | 707 | 0.02 | 15 | 15 | 7 | 1.7783e-11 | 5spot_SharedNeighbor | Water | Porous | Wet | R600a | MinimizeLCOE_Brownfield | IgnoreSilica | 2019 | 7.4144 | 0.60857 | 0.011048 | 4 | 277700.2993 | 620209.5777 | 5661.2962 | 12643.8111 | 69.2368 | 0 | 94.7685 | 185994.1751 | 9848.1976 | 238475.3299 | 205917.536 | 0 | 65262.1417 | 0 | 275143.9783 | 715868.1918 | 488594.7505 | 2185104.3011 | 961560.8286 | 9125037.6958 | 9125037.6958 | 1478867.319 | 4531736.1482 | 0 | 12271702.8254 | 27407343.9884 | 17782.7941 | 0.04419 | 277700.2993 | 620209.5777 | 5661.2962 | 12643.8111
1 | 2900 | 707 | 0.02 | 15 | 15 | 7 | 2.3714e-11 | 5spot_SharedNeighbor | Water | Porous | Wet | R600a | MinimizeLCOE_Brownfield | IgnoreSilica | 2019 | 9.8387 | 0.82156 | 0.015794 | 4 | 203293.875 | 442871.3248 | 4144.4206 | 9028.531 | 69.8338 | 0 | 93.8219 | 230890.0794 | 12291.5094 | 303025.665 | 267857.6499 | 0 | 76006.5291 | 0 | 347127.8588 | 903155.4829 | 616422.1751 | 2756776.9496 | 961560.8286 | 9125037.6958 | 9125037.6958 | 1478867.319 | 4531736.1482 | 0 | 12843375.474 | 27979016.637 | 23713.7371 | 0.063176 | 203293.875 | 442871.3248 | 4144.4206 | 9028.531
1 | 2900 | 707 | 0.02 | 15 | 15 | 7 | 3.1623e-11 | 5spot_SharedNeighbor | Water | Porous | Wet | R600a | MinimizeLCOE_Brownfield | IgnoreSilica | 2019 | 12.7398 | 1.076 | 0.021917 | 4 | 153881.8836 | 326528.5171 | 3137.0903 | 6656.7255 | 70.2341 | 0 | 84.6107 | 279987.6935 | 14961.1137 | 375892.5365 | 341886.4262 | 0 | 86300.2387 | 0 | 428620.9234 | 1115183.7204 | 761135.8039 | 3403968.4563 | 961560.8286 | 9125037.6958 | 9125037.6958 | 1478867.319 | 4531736.1482 | 0 | 13490566.9806 | 28626208.1436 | 31622.7766 | 0.087668 | 153881.8836 | 326528.5171 | 3137.0903 | 6656.7255
1 | 2900 | 707 | 0.02 | 15 | 15 | 7 | 4.217e-11 | 5spot_SharedNeighbor | Water | Porous | Wet | R600a | MinimizeLCOE_Brownfield | IgnoreSilica | 2019 | 16.3692 | 1.3945 | 0.029847 | 4 | 119484.6475 | 246259.4462 | 2435.8562 | 5020.3319 | 70.5382 | 0 | 83.7199 | 336695.8113 | 18042.6908 | 462404.1065 | 434516.2367 | 0 | 97494.9957 | 0 | 526169.9979 | 1368986.4023 | 934361.3495 | 4178671.5906 | 961560.8286 | 9125037.6958 | 9125037.6958 | 1478867.319 | 4531736.1482 | 0 | 14265270.115 | 29400911.278 | 42169.6503 | 0.11939 | 119484.6475 | 246259.4462 | 2435.8562 | 5020.3319
1 | 2900 | 707 | 0.02 | 15 | 15 | 7 | 5.6234e-11 | 5spot_SharedNeighbor | Water | Porous | Wet | R600a | MinimizeLCOE_Brownfield | IgnoreSilica | 2019 | 20.7667 | 1.7804 | 0.039913 | 4 | 94990.3797 | 189795.3548 | 1936.5074 | 3869.235 | 70.7664 | 0 | 77.8201 | 400398.0904 | 21501.5399 | 562123.4878 | 546764.1564 | 0 | 108937.1974 | 0 | 639492.544 | 1663828.4216 | 1135597.086 | 5078642.5236 | 961560.8286 | 9125037.6958 | 9125037.6958 | 1478867.319 | 4531736.1482 | 0 | 15165241.048 | 30300882.2109 | 56234.1325 | 0.15965 | 94990.3797 | 189795.3548 | 1936.5074 | 3869.235
1 | 2900 | 707 | 0.02 | 15 | 15 | 7 | 7.4989e-11 | 5spot_SharedNeighbor | Water | Porous | Wet | R600a | MinimizeLCOE_Brownfield | IgnoreSilica | 2019 | 25.9601 | 2.2364 | 0.052373 | 4 | 77271.6313 | 149520.9162 | 1575.2867 | 3048.1861 | 70.9382 | 0 | 109.5989 | 470505.331 | 25304.6259 | 674507.9733 | 679348.6587 | 0 | 120202.3386 | 0 | 768248.8817 | 1998826.0007 | 1364239.8173 | 6101183.6272 | 961560.8286 | 9125037.6958 | 9125037.6958 | 1478867.319 | 4531736.1482 | 0 | 16187782.1516 | 31323423.3145 | 74989.4209 | 0.20949 | 77271.6313 | 149520.9162 | 1575.2867 | 3048.1861
1 | 2900 | 707 | 0.02 | 15 | 15 | 7 | 1e-10 | 5spot_SharedNeighbor | Water | Porous | Wet | R600a | MinimizeLCOE_Brownfield | IgnoreSilica | 2019 | 31.8339 | 2.7523 | 0.067251 | 4 | 64324.9629 | 120590.306 | 1311.3514 | 2458.3965 | 71.0666 | 0 | 79.537 | 544835.2017 | 29332.7241 | 796262.1198 | 829334.1442 | 0 | 130402.824 | 0 | 908765.1353 | 2364420.4688 | 1613765.5539 | 7217118.1718 | 961560.8286 | 9125037.6958 | 9125037.6958 | 1478867.319 | 4531736.1482 | 0 | 17303716.6962 | 32439357.8592 | 100000 | 0.269 | 64324.9629 | 120590.306 | 1311.3514 | 2458.3965
1 | 2900 | 707 | 0.02 | 15 | 15 | 7 | 1.3335e-10 | 5spot_SharedNeighbor | Water | Porous | Wet | R600a | MinimizeLCOE_Brownfield | IgnoreSilica | 2019 | 38.1797 | 3.3099 | 0.084244 | 4 | 54814.332 | 99730.2383 | 1117.4643 | 2033.1358 | 71.1626 | 0 | 117.0606 | 620623.8946 | 33435.749 | 922805.3143 | 991403.6864 | 0 | 138835.299 | 0 | 1055770.5379 | 2746898.3713 | 1874814.5815 | 8384587.434 | 961560.8286 | 9125037.6958 | 9125037.6958 | 1478867.319 | 4531736.1482 | 0 | 18471185.9583 | 33606827.1213 | 133352.1432 | 0.33698 | 54814.332 | 99730.2383 | 1117.4643 | 2033.1358
1 | 2900 | 707 | 0.02 | 15 | 15 | 7 | 1.7783e-10 | 5spot_SharedNeighbor | Water | Porous | Wet | R600a | MinimizeLCOE_Brownfield | IgnoreSilica | 2019 | 43.2 | 3.7511 | 0.10121 | 4 | 47798.3411 | 85184.5703 | 974.4338 | 1736.6027 | 71.2192 | 0 | 119.9434 | 677919.4997 | 36534.9093 | 1019906.9936 | 1119630.7171 | 0 | 137153.9049 | 0 | 1166546.9496 | 3035115.8711 | 2071528.9474 | 9264337.7926 | 961560.8286 | 9125037.6958 | 9125037.6958 | 1478867.319 | 4531736.1482 | 0 | 19350936.317 | 34486577.4799 | 177827.941 | 0.40485 | 47798.3411 | 85184.5703 | 974.4338 | 1736.6027
1 | 2900 | 707 | 0.02 | 15 | 15 | 7 | 2.3714e-10 | 5spot_SharedNeighbor | Water | Porous | Wet | R600a | MinimizeLCOE_Brownfield | IgnoreSilica | 2019 | 50.742 | 4.4138 | 0.12121 | 4 | 42667.8036 | 73885.469 | 869.8409 | 1506.2552 | 71.2827 | 0 | 108.2692 | 760365.3513 | 40990.2424 | 1161610.3785 | 1312254.5528 | 0 | 147344.7804 | 0 | 1334800.4692 | 3472877.0155 | 2370309.9236 | 10600552.7137 | 961560.8286 | 9125037.6958 | 9125037.6958 | 1478867.319 | 4531736.1482 | 0 | 20687151.2381 | 35822792.4011 | 237137.3706 | 0.48484 | 42667.8036 | 73885.469 | 869.8409 | 1506.2552
1 | 2900 | 707 | 0.02 | 15 | 15 | 7 | 3.1623e-10 | 5spot_SharedNeighbor | Water | Porous | Wet | R600a | MinimizeLCOE_Brownfield | IgnoreSilica | 2019 | 56.265 | 4.8988 | 0.13904 | 4 | 38883.7674 | 66097.4675 | 792.6982 | 1347.4863 | 71.3164 | 0 | 119.5213 | 818370.061 | 44121.5292 | 1262619.6493 | 1453268.4065 | 0 | 147394.896 | 0 | 1453052.0713 | 3780543.4277 | 2580298.5718 | 11539668.6127 | 961560.8286 | 9125037.6958 | 9125037.6958 | 1478867.319 | 4531736.1482 | 0 | 21626267.1371 | 36761908.3001 | 316227.766 | 0.55618 | 38883.7674 | 66097.4675 | 792.6982 | 1347.4863
1 | 2900 | 707 | 0.02 | 15 | 15 | 7 | 4.217e-10 | 5spot_SharedNeighbor | Water | Porous | Wet | R600a | MinimizeLCOE_Brownfield | IgnoreSilica | 2019 | 61.0024 | 5.3145 | 0.15523 | 4 | 36101.5653 | 60478.4907 | 735.9792 | 1232.9358 | 71.3382 | 0 | 126.0789 | 866716.6595 | 46729.14 | 1347605.3803 | 1574164.5599 | 0 | 145367.448 | 0 | 1552427.4432 | 4039097.7606 | 2756767.2168 | 12328875.6084 | 961560.8286 | 9125037.6958 | 9125037.6958 | 1478867.319 | 4531736.1482 | 0 | 22415474.1328 | 37551115.2958 | 421696.5034 | 0.6209 | 36101.5653 | 60478.4907 | 735.9792 | 1232.9358
1 | 2900 | 707 | 0.02 | 15 | 15 | 7 | 5.6234e-10 | 5spot_SharedNeighbor | Water | Porous | Wet | R600a | MinimizeLCOE_Brownfield | IgnoreSilica | 2019 | 64.9271 | 5.6585 | 0.16928 | 4 | 34052.9659 | 56405.9023 | 694.2158 | 1149.9106 | 71.3517 | 0 | 106.0786 | 905865.5565 | 48838.9817 | 1416941.6022 | 1674262.9447 | 0 | 142116.5565 | 0 | 1633330.0002 | 4249589.6186 | 2900432.235 | 12971377.4954 | 961560.8286 | 9125037.6958 | 9125037.6958 | 1478867.319 | 4531736.1482 | 0 | 23057976.0198 | 38193617.1828 | 562341.3252 | 0.67712 | 34052.9659 | 56405.9023 | 694.2158 | 1149.9106
1 | 2900 | 707 | 0.02 | 15 | 15 | 7 | 7.4989e-10 | 5spot_SharedNeighbor | Water | Porous | Wet | R600a | MinimizeLCOE_Brownfield | IgnoreSilica | 2019 | 68.0935 | 5.9358 | 0.18107 | 4 | 32541.0858 | 53438.674 | 663.394 | 1089.4197 | 71.3597 | 0 | 122.8942 | 936888.5681 | 50509.7406 | 1472212.0374 | 1754970.1378 | 0 | 138359.5912 | 0 | 1697646.6293 | 4416928.2943 | 3014644.3196 | 13482159.3184 | 961560.8286 | 9125037.6958 | 9125037.6958 | 1478867.319 | 4531736.1482 | 0 | 23568757.8428 | 38704399.0057 | 749894.2093 | 0.72428 | 32541.0858 | 53438.674 | 663.394 | 1089.4197
1 | 2900 | 707 | 0.02 | 15 | 15 | 7 | 1e-09 | 5spot_SharedNeighbor | Water | Porous | Wet | R600a | MinimizeLCOE_Brownfield | IgnoreSilica | 2019 | 70.6003 | 6.1551 | 0.19069 | 4 | 31422.4063 | 51265.2447 | 640.5883 | 1045.1114 | 71.3643 | 0 | 131.6662 | 961109.2093 | 51813.3998 | 1515562.5425 | 1818827.4491 | 0 | 134612.725 | 0 | 1747950.877 | 4547809.628 | 3103973.5192 | 13881659.3499 | 961560.8286 | 9125037.6958 | 9125037.6958 | 1478867.319 | 4531736.1482 | 0 | 23968257.8743 | 39103899.0373 | 1000000 | 0.76278 | 31422.4063 | 51265.2447 | 640.5883 | 1045.1114
1 | 2900 | 707 | 0.02 | 15 | 15 | 7 | 1.3335e-09 | 5spot_SharedNeighbor | Water | Porous | Wet | R600a | MinimizeLCOE_Brownfield | IgnoreSilica | 2019 | 72.5371 | 6.3245 | 0.19836 | 4 | 30592.5687 | 49668.4067 | 623.6709 | 1012.5577 | 71.3669 | 0 | 120.1547 | 979624.8693 | 52809.5253 | 1548819.6096 | 1868142.6903 | 0 | 131094.4874 | 0 | 1786391.561 | 4647824.4023 | 3172235.6578 | 14186942.803 | 961560.8286 | 9125037.6958 | 9125037.6958 | 1478867.319 | 4531736.1482 | 0 | 24273541.3274 | 39409182.4904 | 1333521.4322 | 0.79345 | 30592.5687 | 49668.4067 | 623.6709 | 1012.5577
1 | 2900 | 707 | 0.02 | 15 | 15 | 7 | 1.7783e-09 | 5spot_SharedNeighbor | Water | Porous | Wet | R600a | MinimizeLCOE_Brownfield | IgnoreSilica | 2019 | 74.0445 | 6.4561 | 0.20441 | 4 | 29975.6067 | 48486.8151 | 611.0933 | 988.4693 | 71.3683 | 0 | 137.2388 | 993918.5007 | 53578.2232 | 1574562.7411 | 1906507.9868 | 0 | 128099.2763 | 0 | 1816100.024 | 4725119.729 | 3224991.3065 | 14422877.7876 | 961560.8286 | 9125037.6958 | 9125037.6958 | 1478867.319 | 4531736.1482 | 0 | 24509476.312 | 39645117.4749 | 1778279.41 | 0.81765 | 29975.6067 | 48486.8151 | 611.0933 | 988.4693
1 | 2900 | 707 | 0.02 | 15 | 15 | 7 | 2.3714e-09 | 5spot_SharedNeighbor | Water | Porous | Wet | R600a | MinimizeLCOE_Brownfield | IgnoreSilica | 2019 | 75.1776 | 6.5551 | 0.20908 | 4 | 29516.0414 | 47613.633 | 601.7244 | 970.6683 | 71.369 | 0 | 132.2814 | 1004597.4532 | 54152.36 | 1593835.2666 | 1935338.8488 | 0 | 125505.6453 | 0 | 1838237.5338 | 4782716.9886 | 3264302.6197 | 14598686.7161 | 961560.8286 | 9125037.6958 | 9125037.6958 | 1478867.319 | 4531736.1482 | 0 | 24685285.2405 | 39820926.4034 | 2371373.7057 | 0.83633 | 29516.0414 | 47613.633 | 601.7244 | 970.6683
1 | 2900 | 707 | 0.02 | 15 | 15 | 7 | 3.1623e-09 | 5spot_SharedNeighbor | Water | Porous | Wet | R600a | MinimizeLCOE_Brownfield | IgnoreSilica | 2019 | 76.0667 | 6.6327 | 0.21272 | 4 | 29173.1918 | 46961.2881 | 594.735 | 957.3694 | 71.3693 | 0 | 118.8454 | 1012936.9768 | 54600.62 | 1608909.2593 | 1957953.3847 | 0 | 123511.8639 | 0 | 1855585.7208 | 4827853.4126 | 3295109.1566 | 14736460.3947 | 961560.8286 | 9125037.6958 | 9125037.6958 | 1478867.319 | 4531736.1482 | 0 | 24823058.9191 | 39958700.0821 | 3162277.6602 | 0.85089 | 29173.1918 | 46961.2881 | 594.735 | 957.3694
1 | 2900 | 707 | 0.02 | 15 | 15 | 7 | 4.217e-09 | 5spot_SharedNeighbor | Water | Porous | Wet | R600a | MinimizeLCOE_Brownfield | IgnoreSilica | 2019 | 76.7124 | 6.689 | 0.21546 | 4 | 28917.1041 | 46478.9545 | 589.5143 | 947.5364 | 71.3695 | 0 | 119.6804 | 1018972.1305 | 54924.9609 | 1619830.8758 | 1974373.5894 | 0 | 121800.8573 | 0 | 1868061.9414 | 4860313.9794 | 3317264.1604 | 14835542.4952 | 961560.8286 | 9125037.6958 | 9125037.6958 | 1478867.319 | 4531736.1482 | 0 | 24922141.0196 | 40057782.1826 | 4216965.0343 | 0.86185 | 28917.1041 | 46478.9545 | 589.5143 | 947.5364
1 | 2900 | 707 | 0.02 | 15 | 15 | 7 | 5.6234e-09 | 5spot_SharedNeighbor | Water | Porous | Wet | R600a | MinimizeLCOE_Brownfield | IgnoreSilica | 2019 | 77.2265 | 6.7338 | 0.21759 | 4 | 28725.6413 | 46115.9384 | 585.6111 | 940.1358 | 71.3696 | 0 | 120.177 | 1023765.3587 | 55182.5245 | 1628512.7016 | 1987447.3825 | 0 | 120570.1246 | 0 | 1878036.4559 | 4886265.6199 | 3334976.6883 | 14914756.856 | 961560.8286 | 9125037.6958 | 9125037.6958 | 1478867.319 | 4531736.1482 | 0 | 25001355.3804 | 40136996.5434 | 5623413.2519 | 0.87035 | 28725.6413 | 46115.9384 | 585.6111 | 940.1358
1 | 2900 | 707 | 0.02 | 15 | 15 | 7 | 7.4989e-09 | 5spot_SharedNeighbor | Water | Porous | Wet | R600a | MinimizeLCOE_Brownfield | IgnoreSilica | 2019 | 77.5944 | 6.7659 | 0.21917 | 4 | 28582.3902 | 45847.2083 | 582.6907 | 934.6574 | 71.3696 | 0 | 127.8307 | 1027187.6055 | 55366.4 | 1634715.4818 | 1996799.4106 | 0 | 119529.3493 | 0 | 1885103.3164 | 4904652.1413 | 3347525.867 | 14970879.5718 | 961560.8286 | 9125037.6958 | 9125037.6958 | 1478867.319 | 4531736.1482 | 0 | 25057478.0962 | 40193119.2592 | 7498942.0933 | 0.87668 | 28582.3902 | 45847.2083 | 582.6907 | 934.6574
1 | 2900 | 707 | 0.02 | 15 | 15 | 7 | 1e-08 | 5spot_SharedNeighbor | Water | Porous | Wet | R600a | MinimizeLCOE_Brownfield | IgnoreSilica | 2019 | 77.887 | 6.7914 | 0.22039 | 4 | 28475.1517 | 45644.4214 | 580.5045 | 930.5233 | 71.3696 | 0 | 144.9921 | 1029906.2272 | 55512.459 | 1639645.4191 | 2004239.1001 | 0 | 118795.0935 | 0 | 1890758.3366 | 4919365.3439 | 3357567.9301 | 15015789.9096 | 961560.8286 | 9125037.6958 | 9125037.6958 | 1478867.319 | 4531736.1482 | 0 | 25102388.434 | 40238029.5969 | 10000000 | 0.88155 | 28475.1517 | 45644.4214 | 580.5045 | 930.5233
1 | 3000 | 707 | 0.02 | 15 | 15 | 7 | 1e-13 | 5spot_SharedNeighbor | Water | Porous | Wet | R600a | MinimizeLCOE_Brownfield | IgnoreSilica | 2019 | 0 | 0 | 0 | 0 |  |  |  |  | 15 |  | 16.118 | [19 empty] | 100 | 0
1 | 3000 | 707 | 0.02 | 15 | 15 | 7 | 1.3335e-13 | 5spot_SharedNeighbor | Water | Porous | Wet | R600a | MinimizeLCOE_Brownfield | IgnoreSilica | 2019 | 0 | 0 | 0 | 0 |  |  |  |  | 15 |  | 18.8239 | [19 empty] | 133.3521 | 0
1 | 3000 | 707 | 0.02 | 15 | 15 | 7 | 1.7783e-13 | 5spot_SharedNeighbor | Water | Porous | Wet | R600a | MinimizeLCOE_Brownfield | IgnoreSilica | 2019 | 0 | 0 | 0 | 0 |  |  |  |  | 15 |  | 21.2268 | [19 empty] | 177.8279 | 0
1 | 3000 | 707 | 0.02 | 15 | 15 | 7 | 2.3714e-13 | 5spot_SharedNeighbor | Water | Porous | Wet | R600a | MinimizeLCOE_Brownfield | IgnoreSilica | 2019 | 0 | 0 | 0 | 0 |  |  |  |  | 15 |  | 23.6949 | [19 empty] | 237.1374 | 0
1 | 3000 | 707 | 0.02 | 15 | 15 | 7 | 3.1623e-13 | 5spot_SharedNeighbor | Water | Porous | Wet | R600a | MinimizeLCOE_Brownfield | IgnoreSilica | 2019 | 0 | 0 | 0 | 0 |  |  |  |  | 15 |  | 23.6292 | [19 empty] | 316.2278 | 0
1 | 3000 | 707 | 0.02 | 15 | 15 | 7 | 4.217e-13 | 5spot_SharedNeighbor | Water | Porous | Wet | R600a | MinimizeLCOE_Brownfield | IgnoreSilica | 2019 | 0 | 0 | 0 | 0 |  |  |  |  | 15 |  | 24.9157 | [19 empty] | 421.6965 | 0
1 | 3000 | 707 | 0.02 | 15 | 15 | 7 | 5.6234e-13 | 5spot_SharedNeighbor | Water | Porous | Wet | R600a | MinimizeLCOE_Brownfield | IgnoreSilica | 2019 | 0 | 0 | 0 | 0 |  |  |  |  | 15 |  | 24.4444 | [19 empty] | 562.3413 | 0
1 | 3000 | 707 | 0.02 | 15 | 15 | 7 | 7.4989e-13 | 5spot_SharedNeighbor | Water | Porous | Wet | R600a | MinimizeLCOE_Brownfield | IgnoreSilica | 2019 | 0 | 0 | 0 | 0 |  |  |  |  | 15 |  | 27.3926 | [19 empty] | 749.8942 | 0
1 | 3000 | 707 | 0.02 | 15 | 15 | 7 | 1e-12 | 5spot_SharedNeighbor | Water | Porous | Wet | R600a | MinimizeLCOE_Brownfield | IgnoreSilica | 2019 | 0 | 0 | 0 | 0 |  |  |  |  | 15 |  | 27.9052 | [19 empty] | 1000 | 0
1 | 3000 | 707 | 0.02 | 15 | 15 | 7 | 1.3335e-12 | 5spot_SharedNeighbor | Water | Porous | Wet | R600a | MinimizeLCOE_Brownfield | IgnoreSilica | 2019 | 0 | 0 | 0 | 0 |  |  |  |  | 15 |  | 32.1888 | [19 empty] | 1333.5214 | 0
1 | 3000 | 707 | 0.02 | 15 | 15 | 7 | 1.7783e-12 | 5spot_SharedNeighbor | Water | Porous | Wet | R600a | MinimizeLCOE_Brownfield | IgnoreSilica | 2019 | 0 | 0 | 0 | 0 |  |  |  |  | 15 |  | 31.6008 | [19 empty] | 1778.2794 | 0
1 | 3000 | 707 | 0.02 | 15 | 15 | 7 | 2.3714e-12 | 5spot_SharedNeighbor | Water | Porous | Wet | R600a | MinimizeLCOE_Brownfield | IgnoreSilica | 2019 | 0 | 0 | 0 | 0 |  |  |  |  | 15 |  | 34.1589 | [19 empty] | 2371.3737 | 0
1 | 3000 | 707 | 0.02 | 15 | 15 | 7 | 3.1623e-12 | 5spot_SharedNeighbor | Water | Porous | Wet | R600a | MinimizeLCOE_Brownfield | IgnoreSilica | 2019 | 1.6 | 0.10824 | 0.00024797 | 4 | 11195262.8423 | 26985332.1757 | 228230.5758 | 550132.4968 | 63.0359 | 0 | 38.0172 | 51629.3835 | 2587.1496 | 60243.1089 | 59022.6927 | 0 | 33762.8867 | 0 | 80825.6363 | 210291.7262 | 143528.4242 | 641891.0081 | 961560.8286 | 9501104.8411 | 9501104.8411 | 1478867.319 | 4682163.0063 | 0 | 11104556.6778 | 26766691.8442 | 3162.2777 | 0.0009919 | 11195262.8423 | 26985332.1757 | 228230.5758 | 550132.4968
1 | 3000 | 707 | 0.02 | 15 | 15 | 7 | 4.217e-12 | 5spot_SharedNeighbor | Water | Porous | Wet | R600a | MinimizeLCOE_Brownfield | IgnoreSilica | 2019 | 1.6 | 0.10824 | 0.001073 | 4 | 2583305.6471 | 6232284.6714 | 52664.1798 | 127053.5528 | 63.0365 | 0 | 37.4486 | 51630.6556 | 2587.2238 | 60244.1055 | 59023.1446 | 0 | 28432.4361 | 0 | 78747.8506 | 204885.7539 | 139838.737 | 625389.9073 | 961560.8286 | 9501104.8411 | 9501104.8411 | 1478867.319 | 4682163.0063 | 0 | 11088055.577 | 26750190.7434 | 4216.965 | 0.0042922 | 2583305.6471 | 6232284.6714 | 52664.1798 | 127053.5528
1 | 3000 | 707 | 0.02 | 15 | 15 | 7 | 5.6234e-12 | 5spot_SharedNeighbor | Water | Porous | Wet | R600a | MinimizeLCOE_Brownfield | IgnoreSilica | 2019 | 2.7035 | 0.2076 | 0.0024434 | 4 | 1172119.4728 | 2774608.981 | 23895.2409 | 56564.157 | 66.9839 | 0 | 53.9726 | 85727.8783 | 4434.9273 | 101077.3823 | 87798.8296 | 0 | 41629.9715 | 0 | 125060.9057 | 325382.8232 | 222080.4628 | 993193.1807 | 961560.8286 | 9501104.8411 | 9501104.8411 | 1478867.319 | 4682163.0063 | 0 | 11455858.8504 | 27117994.0168 | 5623.4133 | 0.0097736 | 1172119.4728 | 2774608.981 | 23895.2409 | 56564.157
1 | 3000 | 707 | 0.02 | 15 | 15 | 7 | 7.4989e-12 | 5spot_SharedNeighbor | Water | Porous | Wet | R600a | MinimizeLCOE_Brownfield | IgnoreSilica | 2019 | 3.6633 | 0.29518 | 0.0042522 | 4 | 690361.4829 | 1611183.1979 | 14073.9526 | 32846.1488 | 68.6006 | 0 | 73.379 | 111792.5168 | 5860.9559 | 133754.7118 | 112937.5852 | 0 | 48795.0172 | 0 | 161124.9068 | 419213.9563 | 286122.1392 | 1279601.7891 | 961560.8286 | 9501104.8411 | 9501104.8411 | 1478867.319 | 4682163.0063 | 0 | 11742267.4588 | 27404402.6252 | 7498.9421 | 0.017009 | 690361.4829 | 1611183.1979 | 14073.9526 | 32846.1488
1 | 3000 | 707 | 0.02 | 15 | 15 | 7 | 1e-11 | 5spot_SharedNeighbor | Water | Porous | Wet | R600a | MinimizeLCOE_Brownfield | IgnoreSilica | 2019 | 4.8961 | 0.40831 | 0.0067397 | 4 | 448396.5655 | 1029359.8284 | 9141.1705 | 20984.8924 | 69.7882 | 0 | 48.1758 | 142159.8115 | 7527.7628 | 173210.1827 | 145297.156 | 0 | 56662.3647 | 0 | 204694.3383 | 532572.6796 | 363491.7971 | 1625616.0927 | 961560.8286 | 9501104.8411 | 9501104.8411 | 1478867.319 | 4682163.0063 | 0 | 12088281.7624 | 27750416.9287 | 10000 | 0.026959 | 448396.5655 | 1029359.8284 | 9141.1705 | 20984.8924
1 | 3000 | 707 | 0.02 | 15 | 15 | 7 | 1.3335e-11 | 5spot_SharedNeighbor | Water | Porous | Wet | R600a | MinimizeLCOE_Brownfield | IgnoreSilica | 2019 | 6.4619 | 0.5523 | 0.010083 | 4 | 309990.566 | 698312.8424 | 6319.577 | 14236.0518 | 70.656 | 0 | 83.8468 | 177247.4616 | 9456.0881 | 220389.1913 | 186419.7045 | 0 | 65177.621 | 0 | 256889.1259 | 668372.8104 | 456178.1768 | 2040130.1796 | 961560.8286 | 9501104.8411 | 9501104.8411 | 1478867.319 | 4682163.0063 | 0 | 12502795.8493 | 28164931.0157 | 13335.2143 | 0.040333 | 309990.566 | 698312.8424 | 6319.577 | 14236.0518
1 | 3000 | 707 | 0.02 | 15 | 15 | 7 | 1.7783e-11 | 5spot_SharedNeighbor | Water | Porous | Wet | R600a | MinimizeLCOE_Brownfield | IgnoreSilica | 2019 | 8.2964 | 0.72041 | 0.014401 | 4 | 224960.2436 | 496847.3499 | 4586.1188 | 10128.9053 | 71.2209 | 0 | 116.5229 | 214676.8194 | 11511.2003 | 272459.346 | 234480.3911 | 0 | 72823.0491 | 0 | 314320.8143 | 817798.2828 | 558164.1321 | 2496234.0353 | 961560.8286 | 9501104.8411 | 9501104.8411 | 1478867.319 | 4682163.0063 | 0 | 12958899.705 | 28621034.8714 | 17782.7941 | 0.057605 | 224960.2436 | 496847.3499 | 4586.1188 | 10128.9053
1 | 3000 | 707 | 0.02 | 15 | 15 | 7 | 2.3714e-11 | 5spot_SharedNeighbor | Water | Porous | Wet | R600a | MinimizeLCOE_Brownfield | IgnoreSilica | 2019 | 11.1003 | 0.98075 | 0.02052 | 4 | 166165.8414 | 356978.9871 | 3387.5154 | 7277.4995 | 71.8438 | 0 | 107.6296 | 268093.1628 | 14451.9337 | 348537.0998 | 308506.2541 | 0 | 85963.329 | 0 | 399965.1939 | 1040627.3905 | 710249.5767 | 3176393.9404 | 961560.8286 | 9501104.8411 | 9501104.8411 | 1478867.319 | 4682163.0063 | 0 | 13639059.6101 | 29301194.7765 | 23713.7371 | 0.082081 | 166165.8414 | 356978.9871 | 3387.5154 | 7277.4995
1 | 3000 | 707 | 0.02 | 15 | 15 | 7 | 3.1623e-11 | 5spot_SharedNeighbor | Water | Porous | Wet | R600a | MinimizeLCOE_Brownfield | IgnoreSilica | 2019 | 14.3406 | 1.2802 | 0.028259 | 4 | 127207.005 | 265766.6225 | 2593.2869 | 5418.0121 | 72.2217 | 0 | 107.086 | 324247.2042 | 17537.8334 | 431215.4398 | 393805.1766 | 0 | 97612.2649 | 0 | 493122.9884 | 1283004.8624 | 875677.1817 | 3916222.9515 | 961560.8286 | 9501104.8411 | 9501104.8411 | 1478867.319 | 4682163.0063 | 0 | 14378888.6212 | 30041023.7876 | 31622.7766 | 0.11304 | 127207.005 | 265766.6225 | 2593.2869 | 5418.0121
1 | 3000 | 707 | 0.02 | 15 | 15 | 7 | 4.217e-11 | 5spot_SharedNeighbor | Water | Porous | Wet | R600a | MinimizeLCOE_Brownfield | IgnoreSilica | 2019 | 18.3307 | 1.6491 | 0.038208 | 4 | 99786.7371 | 202266.644 | 2034.2876 | 4123.4791 | 72.5062 | 0 | 115.5894 | 388189.356 | 21049.0053 | 527906.6636 | 498847.3379 | 0 | 109850.9932 | 0 | 602878.9089 | 1568567.2534 | 1070579.3813 | 4787868.8997 | 961560.8286 | 9501104.8411 | 9501104.8411 | 1478867.319 | 4682163.0063 | 0 | 15250534.5694 | 30912669.7358 | 42169.6503 | 0.15283 | 99786.7371 | 202266.644 | 2034.2876 | 4123.4791
1 | 3000 | 707 | 0.02 | 15 | 15 | 7 | 5.6234e-11 | 5spot_SharedNeighbor | Water | Porous | Wet | R600a | MinimizeLCOE_Brownfield | IgnoreSilica | 2019 | 23.1567 | 2.0955 | 0.050757 | 4 | 80101.2729 | 157244.2412 | 1632.9728 | 3205.6365 | 72.7215 | 0 | 102.2637 | 460029.3109 | 24990.0164 | 639285.88 | 625917.7208 | 0 | 122431.7208 | 0 | 730335.313 | 1900182.6722 | 1296913.7186 | 5800086.3526 | 961560.8286 | 9501104.8411 | 9501104.8411 | 1478867.319 | 4682163.0063 | 0 | 16262752.0223 | 31924887.1887 | 56234.1325 | 0.20303 | 80101.2729 | 157244.2412 | 1632.9728 | 3205.6365
1 | 3000 | 707 | 0.02 | 15 | 15 | 7 | 7.4989e-11 | 5spot_SharedNeighbor | Water | Porous | Wet | R600a | MinimizeLCOE_Brownfield | IgnoreSilica | 2019 | 28.7593 | 2.6138 | 0.066109 | 4 | 65776.0821 | 125004.1121 | 1340.9344 | 2548.3779 | 72.8827 | 0 | 93.0107 | 537905.1028 | 29257.6114 | 762821.8016 | 773456.2109 | 0 | 134355.5448 | 0 | 872740.5459 | 2270691.8766 | 1549793.8638 | 6931022.5577 | 961560.8286 | 9501104.8411 | 9501104.8411 | 1478867.319 | 4682163.0063 | 0 | 17393688.2274 | 33055823.3938 | 74989.4209 | 0.26444 | 65776.0821 | 125004.1121 | 1340.9344 | 2548.3779
1 | 3000 | 707 | 0.02 | 15 | 15 | 7 | 1e-10 | 5spot_SharedNeighbor | Water | Porous | Wet | R600a | MinimizeLCOE_Brownfield | IgnoreSilica | 2019 | 35.0197 | 3.1931 | 0.084205 | 4 | 55265.0617 | 101765.2868 | 1126.653 | 2074.623 | 73.0036 | 0 | 112.4381 | 619668.4062 | 33733.3645 | 895228.2776 | 938340.5612 | 0 | 144918.6499 | 0 | 1026436.8111 | 2670578.0314 | 1822724.3813 | 8151628.4832 | 961560.8286 | 9501104.8411 | 9501104.8411 | 1478867.319 | 4682163.0063 | 0 | 18614294.1529 | 34276429.3193 | 100000 | 0.33682 | 55265.0617 | 101765.2868 | 1126.653 | 2074.623
1 | 3000 | 707 | 0.02 | 15 | 15 | 7 | 1.3335e-10 | 5spot_SharedNeighbor | Water | Porous | Wet | R600a | MinimizeLCOE_Brownfield | IgnoreSilica | 2019 | 41.648 | 3.8065 | 0.1045 | 4 | 47525.9425 | 84995.1752 | 968.8806 | 1732.7416 | 73.0934 | 0 | 141.202 | 701546.0475 | 38210.2068 | 1030277.941 | 1112779.5344 | 0 | 153157.5878 | 0 | 1184028.8138 | 3080600.0959 | 2102572.8654 | 9403173.0927 | 961560.8286 | 9501104.8411 | 9501104.8411 | 1478867.319 | 4682163.0063 | 0 | 19865838.7624 | 35527973.9288 | 133352.1432 | 0.418 | 47525.9425 | 84995.1752 | 968.8806 | 1732.7416
1 | 3000 | 707 | 0.02 | 15 | 15 | 7 | 1.7783e-10 | 5spot_SharedNeighbor | Water | Porous | Wet | R600a | MinimizeLCOE_Brownfield | IgnoreSilica | 2019 | 48.2381 | 4.4165 | 0.12598 | 4 | 41820.6881 | 72900.1803 | 852.5713 | 1486.1688 | 73.1584 | 0 | 126.7076 | 779143.7799 | 42448.5609 | 1160285.4316 | 1286213.2247 | 0 | 158288.2973 | 0 | 1336287.9248 | 3476747.0701 | 2372951.3153 | 10612365.6047 | 961560.8286 | 9501104.8411 | 9501104.8411 | 1478867.319 | 4682163.0063 | 0 | 21075031.2744 | 36737166.4408 | 177827.941 | 0.50394 | 41820.6881 | 72900.1803 | 852.5713 | 1486.1688
1 | 3000 | 707 | 0.02 | 15 | 15 | 7 | 2.3714e-10 | 5spot_SharedNeighbor | Water | Porous | Wet | R600a | MinimizeLCOE_Brownfield | IgnoreSilica | 2019 | 54.1694 | 4.9652 | 0.14766 | 4 | 37464.8088 | 63981.4072 | 763.7708 | 1304.3475 | 73.2018 | 0 | 120.9817 | 846264.4875 | 46110.9067 | 1274205.7341 | 1442280.3903 | 0 | 157725.0642 | 0 | 1468968.7674 | 3821955.4057 | 2608563.0977 | 11666073.8538 | 961560.8286 | 9501104.8411 | 9501104.8411 | 1478867.319 | 4682163.0063 | 0 | 22128739.5235 | 37790874.6899 | 237137.3706 | 0.59065 | 37464.8088 | 63981.4072 | 763.7708 | 1304.3475
1 | 3000 | 707 | 0.02 | 15 | 15 | 7 | 3.1623e-10 | 5spot_SharedNeighbor | Water | Porous | Wet | R600a | MinimizeLCOE_Brownfield | IgnoreSilica | 2019 | 59.8575 | 5.491 | 0.16748 | 4 | 34527.0573 | 57905.602 | 703.8808 | 1180.484 | 73.2324 | 0 | 154.6783 | 908520.1175 | 49504.334 | 1381026.6045 | 1591883.8445 | 0 | 159224.9897 | 0 | 1595162.3572 | 4150285.2405 | 2832654.9565 | 12668262.4444 | 961560.8286 | 9501104.8411 | 9501104.8411 | 1478867.319 | 4682163.0063 | 0 | 23130928.1141 | 38793063.2805 | 316227.766 | 0.66994 | 34527.0573 | 57905.602 | 703.8808 | 1180.484
1 | 3000 | 707 | 0.02 | 15 | 15 | 7 | 4.217e-10 | 5spot_SharedNeighbor | Water | Porous | Wet | R600a | MinimizeLCOE_Brownfield | IgnoreSilica | 2019 | 64.4861 | 5.9185 | 0.18545 | 4 | 32250.6044 | 53363.8028 | 657.4722 | 1087.8933 | 73.2504 | 0 | 120.7534 | 957801.1773 | 52187.9223 | 1466353.2346 | 1713548.986 | 0 | 156342.9402 | 0 | 1695031.3615 | 4410123.904 | 3010000.1835 | 13461389.7094 | 961560.8286 | 9501104.8411 | 9501104.8411 | 1478867.319 | 4682163.0063 | 0 | 23924055.3791 | 39586190.5455 | 421696.5034 | 0.74182 | 32250.6044 | 53363.8028 | 657.4722 | 1087.8933
1 | 3000 | 707 | 0.02 | 15 | 15 | 7 | 5.6234e-10 | 5spot_SharedNeighbor | Water | Porous | Wet | R600a | MinimizeLCOE_Brownfield | IgnoreSilica | 2019 | 68.2936 | 6.2696 | 0.20088 | 4 | 30571.8818 | 50063.3983 | 623.2492 | 1020.6101 | 73.2608 | 0 | 131.3724 | 997480.1478 | 54346.785 | 1535540.5228 | 1813564.723 | 0 | 152437.9038 | 0 | 1775814.3321 | 4620304.6226 | 3153452.8427 | 14102941.8799 | 961560.8286 | 9501104.8411 | 9501104.8411 | 1478867.319 | 4682163.0063 | 0 | 24565607.5496 | 40227742.716 | 562341.3252 | 0.80354 | 30571.8818 | 50063.3983 | 623.2492 | 1020.6101
1 | 3000 | 707 | 0.02 | 15 | 15 | 7 | 7.4989e-10 | 5spot_SharedNeighbor | Water | Porous | Wet | R600a | MinimizeLCOE_Brownfield | IgnoreSilica | 2019 | 71.3145 | 6.5479 | 0.21365 | 4 | 29331.1053 | 47657.5847 | 597.9543 | 971.5643 | 73.2664 | 0 | 119.6193 | 1028440.508 | 56030.0555 | 1589824.338 | 1892870.1679 | 0 | 148050.5027 | 0 | 1838934.0731 | 4784529.241 | 3265539.5192 | 14604218.4054 | 961560.8286 | 9501104.8411 | 9501104.8411 | 1478867.319 | 4682163.0063 | 0 | 25066884.0751 | 40729019.2415 | 749894.2093 | 0.85462 | 29331.1053 | 47657.5847 | 597.9543 | 971.5643
1 | 3000 | 707 | 0.02 | 15 | 15 | 7 | 1e-09 | 5spot_SharedNeighbor | Water | Porous | Wet | R600a | MinimizeLCOE_Brownfield | IgnoreSilica | 2019 | 73.7091 | 6.7683 | 0.22403 | 4 | 28411.7457 | 45889.7573 | 579.2119 | 935.5248 | 73.2693 | 0 | 138.3483 | 1052668.1229 | 57346.4841 | 1632485.5862 | 1955701.0838 | 0 | 143909.2586 | 0 | 1888423.1089 | 4913289.5605 | 3353421.083 | 14997244.2879 | 961560.8286 | 9501104.8411 | 9501104.8411 | 1478867.319 | 4682163.0063 | 0 | 25459909.9576 | 41122045.124 | 1000000 | 0.89611 | 28411.7457 | 45889.7573 | 579.2119 | 935.5248
1 | 3000 | 707 | 0.02 | 15 | 15 | 7 | 1.3335e-09 | 5spot_SharedNeighbor | Water | Porous | Wet | R600a | MinimizeLCOE_Brownfield | IgnoreSilica | 2019 | 75.5675 | 6.9392 | 0.23227 | 4 | 27728.9425 | 44586.9194 | 565.292 | 908.9647 | 73.2706 | 0 | 146.9263 | 1071283.8377 | 58357.493 | 1665373.6451 | 2004437.8217 | 0 | 140178.1111 | 0 | 1926456.0544 | 5012243.483 | 3420959.1684 | 15299289.6144 | 961560.8286 | 9501104.8411 | 9501104.8411 | 1478867.319 | 4682163.0063 | 0 | 25761955.2841 | 41424090.4505 | 1333521.4322 | 0.92906 | 27728.9425 | 44586.9194 | 565.292 | 908.9647
1 | 3000 | 707 | 0.02 | 15 | 15 | 7 | 1.7783e-09 | 5spot_SharedNeighbor | Water | Porous | Wet | R600a | MinimizeLCOE_Brownfield | IgnoreSilica | 2019 | 76.9876 | 7.0697 | 0.2387 | 4 | 27220.7882 | 43624.135 | 554.9326 | 889.337 | 73.271 | 0 | 153.938 | 1085401.7535 | 59123.9351 | 1690378.3978 | 2041665.2089 | 0 | 136939.206 | 0 | 1955268.3155 | 5087207.0762 | 3472123.3612 | 15528107.2542 | 961560.8286 | 9501104.8411 | 9501104.8411 | 1478867.319 | 4682163.0063 | 0 | 25990772.9239 | 41652908.0903 | 1778279.41 | 0.95481 | 27220.7882 | 43624.135 | 554.9326 | 889.337
1 | 3000 | 707 | 0.02 | 15 | 15 | 7 | 2.3714e-09 | 5spot_SharedNeighbor | Water | Porous | Wet | R600a | MinimizeLCOE_Brownfield | IgnoreSilica | 2019 | 78.0741 | 7.1695 | 0.24369 | 4 | 26841.9666 | 42909.4574 | 547.2098 | 874.7673 | 73.271 | 0 | 141.4631 | 1096141.7837 | 59706.8228 | 1709436.7837 | 2070139.1639 | 0 | 134267.9871 | 0 | 1977180.091 | 5144217.0215 | 3511033.8203 | 15702123.474 | 961560.8286 | 9501104.8411 | 9501104.8411 | 1478867.319 | 4682163.0063 | 0 | 26164789.1437 | 41826924.3101 | 2371373.7057 | 0.97477 | 26841.9666 | 42909.4574 | 547.2098 | 874.7673
1 | 3000 | 707 | 0.02 | 15 | 15 | 7 | 3.1623e-09 | 5spot_SharedNeighbor | Water | Porous | Wet | R600a | MinimizeLCOE_Brownfield | IgnoreSilica | 2019 | 78.8977 | 7.2451 | 0.24752 | 4 | 26559.1742 | 42378.0502 | 541.4447 | 863.9339 | 73.2709 | 0 | 167.5182 | 1104248.5117 | 60146.6937 | 1723843.1237 | 2091719.663 | 0 | 132102.4952 | 0 | 1993703.5901 | 5187207.7765 | 3540375.8939 | 15833347.7479 | 961560.8286 | 9501104.8411 | 9501104.8411 | 1478867.319 | 4682163.0063 | 0 | 26296013.4176 | 41958148.584 | 3162277.6602 | 0.99009 | 26559.1742 | 42378.0502 | 541.4447 | 863.9339
1 | 3000 | 707 | 0.02 | 15 | 15 | 7 | 4.217e-09 | 5spot_SharedNeighbor | Water | Porous | Wet | R600a | MinimizeLCOE_Brownfield | IgnoreSilica | 2019 | 79.524 | 7.3025 | 0.25045 | 4 | 26347.8409 | 41981.7249 | 537.1364 | 855.8542 | 73.2706 | 0 | 154.8727 | 1110391.919 | 60479.9762 | 1734772.3978 | 2108124.1059 | 0 | 130397.7234 | 0 | 2006224.7877 | 5219785.3643 | 3562610.767 | 15932787.0413 | 961560.8286 | 9501104.8411 | 9501104.8411 | 1478867.319 | 4682163.0063 | 0 | 26395452.711 | 42057587.8774 | 4216965.0343 | 1.0018 | 26347.8409 | 41981.7249 | 537.1364 | 855.8542
1 | 3000 | 707 | 0.02 | 15 | 15 | 7 | 5.6234e-09 | 5spot_SharedNeighbor | Water | Porous | Wet | R600a | MinimizeLCOE_Brownfield | IgnoreSilica | 2019 | 80 | 7.3462 | 0.25268 | 4 | 26189.7781 | 41685.5874 | 533.9141 | 849.8171 | 73.2704 | 0 | 159.2681 | 1115050.5888 | 60732.6771 | 1743067.141 | 2120592.8984 | 0 | 129078.633 | 0 | 2015723.5559 | 5244499.2108 | 3579478.4751 | 16008223.1801 | 961560.8286 | 9501104.8411 | 9501104.8411 | 1478867.319 | 4682163.0063 | 0 | 26470888.8498 | 42133024.0162 | 5623413.2519 | 1.0107 | 26189.7781 | 41685.5874 | 533.9141 | 849.8171
1 | 3000 | 707 | 0.02 | 15 | 15 | 7 | 7.4989e-09 | 5spot_SharedNeighbor | Water | Porous | Wet | R600a | MinimizeLCOE_Brownfield | IgnoreSilica | 2019 | 80.3593 | 7.3791 | 0.25437 | 4 | 26071.4825 | 41464.2624 | 531.5024 | 845.3051 | 73.2702 | 0 | 126.1868 | 1118560.1193 | 60923.0255 | 1749319.7522 | 2130002.5607 | 0 | 128059.6053 | 0 | 2022877.3746 | 5263111.9795 | 3592182.0721 | 16065036.4892 | 961560.8286 | 9501104.8411 | 9501104.8411 | 1478867.319 | 4682163.0063 | 0 | 26527702.1589 | 42189837.3253 | 7498942.0933 | 1.0175 | 26071.4825 | 41464.2624 | 531.5024 | 845.3051
1 | 3000 | 707 | 0.02 | 15 | 15 | 7 | 1e-08 | 5spot_SharedNeighbor | Water | Porous | Wet | R600a | MinimizeLCOE_Brownfield | IgnoreSilica | 2019 | 80.6151 | 7.4026 | 0.25563 | 4 | 25982.9055 | 41300.2693 | 529.6967 | 841.9619 | 73.27 | 0 | 135.6298 | 1121055.1078 | 61058.3373 | 1753766.8932 | 2136700.6996 | 0 | 127211.7641 | 0 | 2027919.1928 | 5276229.7563 | 3601135.2243 | 16105076.9755 | 961560.8286 | 9501104.8411 | 9501104.8411 | 1478867.319 | 4682163.0063 | 0 | 26567742.6452 | 42229877.8116 | 10000000 | 1.0225 | 25982.9055 | 41300.2693 | 529.6967 | 841.9619
1 | 3100 | 707 | 0.02 | 15 | 15 | 7 | 1e-13 | 5spot_SharedNeighbor | Water | Porous | Wet | R600a | MinimizeLCOE_Brownfield | IgnoreSilica | 2019 | 0 | 0 | 0 | 0 |  |  |  |  | 15 |  | 16.3575 | [19 empty] | 100 | 0
1 | 3100 | 707 | 0.02 | 15 | 15 | 7 | 1.3335e-13 | 5spot_SharedNeighbor | Water | Porous | Wet | R600a | MinimizeLCOE_Brownfield | IgnoreSilica | 2019 | 0 | 0 | 0 | 0 |  |  |  |  | 15 |  | 19.1442 | [19 empty] | 133.3521 | 0
1 | 3100 | 707 | 0.02 | 15 | 15 | 7 | 1.7783e-13 | 5spot_SharedNeighbor | Water | Porous | Wet | R600a | MinimizeLCOE_Brownfield | IgnoreSilica | 2019 | 0 | 0 | 0 | 0 |  |  |  |  | 15 |  | 22.5949 | [19 empty] | 177.8279 | 0
1 | 3100 | 707 | 0.02 | 15 | 15 | 7 | 2.3714e-13 | 5spot_SharedNeighbor | Water | Porous | Wet | R600a | MinimizeLCOE_Brownfield | IgnoreSilica | 2019 | 0 | 0 | 0 | 0 |  |  |  |  | 15 |  | 22.7997 | [19 empty] | 237.1374 | 0
1 | 3100 | 707 | 0.02 | 15 | 15 | 7 | 3.1623e-13 | 5spot_SharedNeighbor | Water | Porous | Wet | R600a | MinimizeLCOE_Brownfield | IgnoreSilica | 2019 | 0 | 0 | 0 | 0 |  |  |  |  | 15 |  | 22.7598 | [19 empty] | 316.2278 | 0
1 | 3100 | 707 | 0.02 | 15 | 15 | 7 | 4.217e-13 | 5spot_SharedNeighbor | Water | Porous | Wet | R600a | MinimizeLCOE_Brownfield | IgnoreSilica | 2019 | 0 | 0 | 0 | 0 |  |  |  |  | 15 |  | 24.0928 | [19 empty] | 421.6965 | 0
1 | 3100 | 707 | 0.02 | 15 | 15 | 7 | 5.6234e-13 | 5spot_SharedNeighbor | Water | Porous | Wet | R600a | MinimizeLCOE_Brownfield | IgnoreSilica | 2019 | 0 | 0 | 0 | 0 |  |  |  |  | 15 |  | 26.4223 | [19 empty] | 562.3413 | 0
1 | 3100 | 707 | 0.02 | 15 | 15 | 7 | 7.4989e-13 | 5spot_SharedNeighbor | Water | Porous | Wet | R600a | MinimizeLCOE_Brownfield | IgnoreSilica | 2019 | 0 | 0 | 0 | 0 |  |  |  |  | 15 |  | 24.6129 | [19 empty] | 749.8942 | 0
1 | 3100 | 707 | 0.02 | 15 | 15 | 7 | 1e-12 | 5spot_SharedNeighbor | Water | Porous | Wet | R600a | MinimizeLCOE_Brownfield | IgnoreSilica | 2019 | 0 | 0 | 0 | 0 |  |  |  |  | 15 |  | 27.552 | [19 empty] | 1000 | 0
1 | 3100 | 707 | 0.02 | 15 | 15 | 7 | 1.3335e-12 | 5spot_SharedNeighbor | Water | Porous | Wet | R600a | MinimizeLCOE_Brownfield | IgnoreSilica | 2019 | 0 | 0 | 0 | 0 |  |  |  |  | 15 |  | 29.6255 | [19 empty] | 1333.5214 | 0
1 | 3100 | 707 | 0.02 | 15 | 15 | 7 | 1.7783e-12 | 5spot_SharedNeighbor | Water | Porous | Wet | R600a | MinimizeLCOE_Brownfield | IgnoreSilica | 2019 | 0 | 0 | 0 | 0 |  |  |  |  | 15 |  | 29.7434 | [19 empty] | 1778.2794 | 0
1 | 3100 | 707 | 0.02 | 15 | 15 | 7 | 2.3714e-12 | 5spot_SharedNeighbor | Water | Porous | Wet | R600a | MinimizeLCOE_Brownfield | IgnoreSilica | 2019 | 0 | 0 | 0 | 0 |  |  |  |  | 15 |  | 30.4034 | [19 empty] | 2371.3737 | 0
1 | 3100 | 707 | 0.02 | 15 | 15 | 7 | 3.1623e-12 | 5spot_SharedNeighbor | Water | Porous | Wet | R600a | MinimizeLCOE_Brownfield | IgnoreSilica | 2019 | 1.6 | 0.11288 | 0.0006723 | 4 | 4276898.2997 | 10299814.6864 | 87190.3568 | 209975.6539 | 64.2977 | 0 | 38.1967 | 54195.2181 | 2737.8235 | 62230.1969 | 59919.1751 | 0 | 32991.4872 | 0 | 82708.8213 | 215191.3871 | 146872.5435 | 656846.6527 | 961560.8286 | 9883032.0773 | 9883032.0773 | 1478867.319 | 4834933.9008 | 0 | 11501439.5586 | 27698272.8556 | 3162.2777 | 0.0026892 | 4276898.2997 | 10299814.6864 | 87190.3568 | 209975.6539
1 | 3100 | 707 | 0.02 | 15 | 15 | 7 | 4.217e-12 | 5spot_SharedNeighbor | Water | Porous | Wet | R600a | MinimizeLCOE_Brownfield | IgnoreSilica | 2019 | 1.6 | 0.11288 | 0.00148 | 4 | 1940068.0112 | 4676088.2286 | 39550.9105 | 95328.3834 | 64.2984 | 0 | 36.3727 | 54196.5034 | 2737.8996 | 62231.1712 | 59919.6125 | 0 | 27653.3108 | 0 | 80628.014 | 209777.5534 | 143177.4907 | 640321.5557 | 961560.8286 | 9883032.0773 | 9883032.0773 | 1478867.319 | 4834933.9008 | 0 | 11484914.4616 | 27681747.7586 | 4216.965 | 0.0059199 | 1940068.0112 | 4676088.2286 | 39550.9105 | 95328.3834
1 | 3100 | 707 | 0.02 | 15 | 15 | 7 | 5.6234e-12 | 5spot_SharedNeighbor | Water | Porous | Wet | R600a | MinimizeLCOE_Brownfield | IgnoreSilica | 2019 | 3.0519 | 0.25037 | 0.0034207 | 4 | 876020.6995 | 2059757.0676 | 17858.8669 | 41990.9339 | 69.2196 | 0 | 62.0451 | 100647.936 | 5286.9654 | 117185.1263 | 98903.6291 | 0 | 46634.2592 | 0 | 143776.5872 | 374077.1873 | 255315.3669 | 1141827.0573 | 961560.8286 | 9883032.0773 | 9883032.0773 | 1478867.319 | 4834933.9008 | 0 | 11986419.9632 | 28183253.2602 | 5623.4133 | 0.013683 | 876020.6995 | 2059757.0676 | 17858.8669 | 41990.9339
1 | 3100 | 707 | 0.02 | 15 | 15 | 7 | 7.4989e-12 | 5spot_SharedNeighbor | Water | Porous | Wet | R600a | MinimizeLCOE_Brownfield | IgnoreSilica | 2019 | 4.1313 | 0.35415 | 0.0057152 | 4 | 538697.2222 | 1247189.1214 | 10982.0715 | 25425.6372 | 70.7613 | 0 | 92.0291 | 130521.3093 | 6942.0948 | 154441.1124 | 128051.9616 | 0 | 54839.7356 | 0 | 185170.5233 | 481775.718 | 328821.8271 | 1470564.2821 | 961560.8286 | 9883032.0773 | 9883032.0773 | 1478867.319 | 4834933.9008 | 0 | 12315157.188 | 28511990.485 | 7498.9421 | 0.022861 | 538697.2222 | 1247189.1214 | 10982.0715 | 25425.6372
1 | 3100 | 707 | 0.02 | 15 | 15 | 7 | 1e-11 | 5spot_SharedNeighbor | Water | Porous | Wet | R600a | MinimizeLCOE_Brownfield | IgnoreSilica | 2019 | 5.4802 | 0.48451 | 0.0088403 | 4 | 359184.8081 | 817226.3154 | 7322.4681 | 16660.2638 | 71.8671 | 0 | 105.1149 | 164433.9248 | 8825.3498 | 198259.5507 | 164553.3414 | 0 | 63350.077 | 0 | 233774.675 | 608233.7507 | 415132.0328 | 1856562.7022 | 961560.8286 | 9883032.0773 | 9883032.0773 | 1478867.319 | 4834933.9008 | 0 | 12701155.6081 | 28897988.9051 | 10000 | 0.035361 | 359184.8081 | 817226.3154 | 7322.4681 | 16660.2638
1 | 3100 | 707 | 0.02 | 15 | 15 | 7 | 1.3335e-11 | 5spot_SharedNeighbor | Water | Porous | Wet | R600a | MinimizeLCOE_Brownfield | IgnoreSilica | 2019 | 7.1781 | 0.64858 | 0.012996 | 4 | 253137.1342 | 564703.7603 | 5160.5429 | 11512.25 | 72.6661 | 0 | 109.1277 | 203301.8134 | 10985.0606 | 250185.314 | 210469.1672 | 0 | 72422.4826 | 0 | 291471.8967 | 758350.0862 | 517589.5164 | 2314775.3371 | 961560.8286 | 9883032.0773 | 9883032.0773 | 1478867.319 | 4834933.9008 | 0 | 13159368.243 | 29356201.5401 | 13335.2143 | 0.051985 | 253137.1342 | 564703.7603 | 5160.5429 | 11512.25
1 | 3100 | 707 | 0.02 | 15 | 15 | 7 | 1.7783e-11 | 5spot_SharedNeighbor | Water | Porous | Wet | R600a | MinimizeLCOE_Brownfield | IgnoreSilica | 2019 | 9.5339 | 0.8775 | 0.018665 | 4 | 184416.0619 | 401361.8193 | 3759.5709 | 8182.3036 | 73.3579 | 0 | 115.5064 | 252910.4 | 13744.4735 | 318441.0788 | 274236.5393 | 0 | 84608.2463 | 0 | 368136.8878 | 957816.6668 | 653729.5562 | 2923623.8487 | 961560.8286 | 9883032.0773 | 9883032.0773 | 1478867.319 | 4834933.9008 | 0 | 13768216.7545 | 29965050.0516 | 17782.7941 | 0.074658 | 184416.0619 | 401361.8193 | 3759.5709 | 8182.3036
1 | 3100 | 707 | 0.02 | 15 | 15 | 7 | 2.3714e-11 | 5spot_SharedNeighbor | Water | Porous | Wet | R600a | MinimizeLCOE_Brownfield | IgnoreSilica | 2019 | 11.6 | 1.078 | 0.025703 | 4 | 138702.5752 | 296243.7244 | 2827.6396 | 6039.329 | 73.7255 | 0 | 100.4349 | 293109.9021 | 15978.3805 | 375324.8624 | 330035.9533 | 0 | 88283.7482 | 0 | 430065.8101 | 1118943.0193 | 763701.6027 | 3415443.2785 | 961560.8286 | 9883032.0773 | 9883032.0773 | 1478867.319 | 4834933.9008 | 0 | 14260036.1844 | 30456869.4815 | 23713.7371 | 0.10281 | 138702.5752 | 296243.7244 | 2827.6396 | 6039.329
1 | 3100 | 707 | 0.02 | 15 | 15 | 7 | 3.1623e-11 | 5spot_SharedNeighbor | Water | Porous | Wet | R600a | MinimizeLCOE_Brownfield | IgnoreSilica | 2019 | 15.405 | 1.4476 | 0.035433 | 4 | 106965.6091 | 221243.2532 | 2180.6386 | 4510.343 | 74.1477 | 0 | 102.398 | 361707.7956 | 19787.9884 | 474971.427 | 432933.6337 | 0 | 104055.8753 | 0 | 543448.1208 | 1413940.5338 | 965043.4679 | 4315888.8425 | 961560.8286 | 9883032.0773 | 9883032.0773 | 1478867.319 | 4834933.9008 | 0 | 15160481.7483 | 31357315.0454 | 31622.7766 | 0.14173 | 106965.6091 | 221243.2532 | 2180.6386 | 4510.343
1 | 3100 | 707 | 0.02 | 15 | 15 | 7 | 4.217e-11 | 5spot_SharedNeighbor | Water | Porous | Wet | R600a | MinimizeLCOE_Brownfield | IgnoreSilica | 2019 | 20.3964 | 1.9328 | 0.048149 | 4 | 84581.4255 | 168678.4689 | 1724.3068 | 3438.7387 | 74.4662 | 0 | 117.9421 | 444188.4637 | 24364.1923 | 598377.8351 | 568168.2118 | 0 | 123081.8091 | 0 | 685690.3997 | 1784025.7655 | 1217634.243 | 5445530.9202 | 961560.8286 | 9883032.0773 | 9883032.0773 | 1478867.319 | 4834933.9008 | 0 | 16290123.826 | 32486957.1231 | 42169.6503 | 0.1926 | 84581.4255 | 168678.4689 | 1724.3068 | 3438.7387
1 | 3100 | 707 | 0.02 | 15 | 15 | 7 | 5.6234e-11 | 5spot_SharedNeighbor | Water | Porous | Wet | R600a | MinimizeLCOE_Brownfield | IgnoreSilica | 2019 | 25.6239 | 2.4412 | 0.063546 | 4 | 68501.7145 | 132222.2871 | 1396.5001 | 2695.5302 | 74.6691 | 0 | 120.354 | 524126.8463 | 28794.0475 | 721141.4137 | 709823.7563 | 0 | 136552.6312 | 0 | 826971.091 | 2151609.1438 | 1468517.4518 | 6567536.3816 | 961560.8286 | 9883032.0773 | 9883032.0773 | 1478867.319 | 4834933.9008 | 0 | 17412129.2874 | 33608962.5845 | 56234.1325 | 0.25419 | 68501.7145 | 132222.2871 | 1396.5001 | 2695.5302
1 | 3100 | 707 | 0.02 | 15 | 15 | 7 | 7.4989e-11 | 5spot_SharedNeighbor | Water | Porous | Wet | R600a | MinimizeLCOE_Brownfield | IgnoreSilica | 2019 | 31.6487 | 3.0272 | 0.082203 | 4 | 56743.7717 | 106002.3568 | 1156.7985 | 2161.0014 | 74.8218 | 0 | 91.0262 | 610328.1402 | 33565.3674 | 856482.0895 | 873111.2404 | 0 | 149219.8941 | 0 | 983855.6254 | 2559790.5206 | 1747109.6288 | 7813462.5065 | 961560.8286 | 9883032.0773 | 9883032.0773 | 1478867.319 | 4834933.9008 | 0 | 18658055.4123 | 34854888.7094 | 74989.4209 | 0.32881 | 56743.7717 | 106002.3568 | 1156.7985 | 2161.0014
1 | 3100 | 707 | 0.02 | 15 | 15 | 7 | 1e-10 | 5spot_SharedNeighbor | Water | Porous | Wet | R600a | MinimizeLCOE_Brownfield | IgnoreSilica | 2019 | 38.2723 | 3.6717 | 0.10388 | 4 | 48087.8953 | 87066.7376 | 980.3368 | 1774.9732 | 74.936 | 0 | 115.1914 | 699563.2047 | 38498.807 | 999388.6216 | 1052660.136 | 0 | 160023.7097 | 0 | 1150552.4468 | 2993501.4559 | 2043126.2539 | 9137314.6356 | 961560.8286 | 9883032.0773 | 9883032.0773 | 1478867.319 | 4834933.9008 | 0 | 19981907.5415 | 36178740.8385 | 100000 | 0.41553 | 48087.8953 | 87066.7376 | 980.3368 | 1774.9732
1 | 3100 | 707 | 0.02 | 15 | 15 | 7 | 1.3335e-10 | 5spot_SharedNeighbor | Water | Porous | Wet | R600a | MinimizeLCOE_Brownfield | IgnoreSilica | 2019 | 45.0929 | 4.3353 | 0.1277 | 4 | 41701.9633 | 73409.7332 | 850.1509 | 1496.5567 | 75.0195 | 0 | 97.6703 | 786689.3149 | 43309.7785 | 1141370.9632 | 1237387.8448 | 0 | 167598.9344 | 0 | 1316779.166 | 3425989.2814 | 2338308.0816 | 10457433.3648 | 961560.8286 | 9883032.0773 | 9883032.0773 | 1478867.319 | 4834933.9008 | 0 | 21302026.2707 | 37498859.5677 | 133352.1432 | 0.51082 | 41701.9633 | 73409.7332 | 850.1509 | 1496.5567
1 | 3100 | 707 | 0.02 | 15 | 15 | 7 | 1.7783e-10 | 5spot_SharedNeighbor | Water | Porous | Wet | R600a | MinimizeLCOE_Brownfield | IgnoreSilica | 2019 | 51.7944 | 4.9868 | 0.15247 | 4 | 36994.2155 | 63551.6205 | 754.1771 | 1295.5857 | 75.0791 | 0 | 118.1192 | 868412.3783 | 47816.3973 | 1276591.1289 | 1418395.9433 | 0 | 171956.3154 | 0 | 1475437.1436 | 3838784.794 | 2620049.501 | 11717443.6018 | 961560.8286 | 9883032.0773 | 9883032.0773 | 1478867.319 | 4834933.9008 | 0 | 22562036.5077 | 38758869.8047 | 177827.941 | 0.60988 | 36994.2155 | 63551.6205 | 754.1771 | 1295.5857
1 | 3100 | 707 | 0.02 | 15 | 15 | 7 | 2.3714e-10 | 5spot_SharedNeighbor | Water | Porous | Wet | R600a | MinimizeLCOE_Brownfield | IgnoreSilica | 2019 | 57.9498 | 5.5849 | 0.17667 | 4 | 33522.9194 | 56441.9985 | 683.4101 | 1150.6465 | 75.1188 | 0 | 109.5866 | 940656.9656 | 51795.8157 | 1397626.5098 | 1584619.3584 | 0 | 172826.5258 | 0 | 1617534.8184 | 4208493.7954 | 2872383.4912 | 12845937.2802 | 961560.8286 | 9883032.0773 | 9883032.0773 | 1478867.319 | 4834933.9008 | 0 | 23690530.1861 | 39887363.4831 | 237137.3706 | 0.7067 | 33522.9194 | 56441.9985 | 683.4101 | 1150.6465
1 | 3100 | 707 | 0.02 | 15 | 15 | 7 | 3.1623e-10 | 5spot_SharedNeighbor | Water | Porous | Wet | R600a | MinimizeLCOE_Brownfield | IgnoreSilica | 2019 | 63.3265 | 6.1068 | 0.19905 | 4 | 30965.1547 | 51307.7466 | 631.2666 | 1045.9778 | 75.1435 | 0 | 118.9243 | 1001807.3802 | 55160.4519 | 1501132.076 | 1729760.094 | 0 | 170915.0352 | 0 | 1738922.2646 | 4524319.0304 | 3087940.7037 | 13809957.0361 | 961560.8286 | 9883032.0773 | 9883032.0773 | 1478867.319 | 4834933.9008 | 0 | 24654549.942 | 40851383.2391 | 316227.766 | 0.7962 | 30965.1547 | 51307.7466 | 631.2666 | 1045.9778
1 | 3100 | 707 | 0.02 | 15 | 15 | 7 | 4.217e-10 | 5spot_SharedNeighbor | Water | Porous | Wet | R600a | MinimizeLCOE_Brownfield | IgnoreSilica | 2019 | 67.8307 | 6.5434 | 0.21877 | 4 | 29079.3464 | 47588.4591 | 592.8218 | 970.1551 | 75.1577 | 0 | 133.7265 | 1051754.9972 | 57905.9126 | 1586379.1879 | 1851295.7083 | 0 | 167154.2597 | 0 | 1838651.1256 | 4783793.0696 | 3265037.0671 | 14601971.328 | 961560.8286 | 9883032.0773 | 9883032.0773 | 1478867.319 | 4834933.9008 | 0 | 25446564.2339 | 41643397.5309 | 421696.5034 | 0.87507 | 29079.3464 | 47588.4591 | 592.8218 | 970.1551
1 | 3100 | 707 | 0.02 | 15 | 15 | 7 | 5.6234e-10 | 5spot_SharedNeighbor | Water | Porous | Wet | R600a | MinimizeLCOE_Brownfield | IgnoreSilica | 2019 | 71.4971 | 6.8983 | 0.2355 | 4 | 27686.6171 | 44880.7498 | 564.4291 | 914.9548 | 75.1652 | 0 | 123.1908 | 1091606.9383 | 60094.5068 | 1654844.7329 | 1950180.1864 | 0 | 162514.4804 | 0 | 1918503.9295 | 4991553.6852 | 3406837.9563 | 15236136.4157 | 961560.8286 | 9883032.0773 | 9883032.0773 | 1478867.319 | 4834933.9008 | 0 | 26080729.3215 | 42277562.6186 | 562341.3252 | 0.942 | 27686.6171 | 44880.7498 | 564.4291 | 914.9548
1 | 3100 | 707 | 0.02 | 15 | 15 | 7 | 7.4989e-10 | 5spot_SharedNeighbor | Water | Porous | Wet | R600a | MinimizeLCOE_Brownfield | IgnoreSilica | 2019 | 74.4271 | 7.1817 | 0.2493 | 4 | 26655.7472 | 42898.2442 | 543.4135 | 874.5387 | 75.1686 | 0 | 131.6764 | 1122961.4571 | 61815.1497 | 1708990.4304 | 2029172.2222 | 0 | 157760.2654 | 0 | 1981472.8147 | 5155385.8079 | 3518656.7465 | 15736214.8939 | 961560.8286 | 9883032.0773 | 9883032.0773 | 1478867.319 | 4834933.9008 | 0 | 26580807.7997 | 42777641.0968 | 749894.2093 | 0.99719 | 26655.7472 | 42898.2442 | 543.4135 | 874.5387
1 | 3100 | 707 | 0.02 | 15 | 15 | 7 | 1e-09 | 5spot_SharedNeighbor | Water | Porous | Wet | R600a | MinimizeLCOE_Brownfield | IgnoreSilica | 2019 | 76.6929 | 7.4005 | 0.26035 | 4 | 25890.9406 | 41444.0454 | 527.8218 | 844.8929 | 75.1698 | 0 | 116.4958 | 1146917.7227 | 63128.9964 | 1750525.2499 | 2090233.3516 | 0 | 153143.5782 | 0 | 2029540.0705 | 5280446.9476 | 3604013.544 | 16117949.4609 | 961560.8286 | 9883032.0773 | 9883032.0773 | 1478867.319 | 4834933.9008 | 0 | 26962542.3667 | 43159375.6638 | 1000000 | 1.0414 | 25890.9406 | 41444.0454 | 527.8218 | 844.8929
1 | 3100 | 707 | 0.02 | 15 | 15 | 7 | 1.3335e-09 | 5spot_SharedNeighbor | Water | Porous | Wet | R600a | MinimizeLCOE_Brownfield | IgnoreSilica | 2019 | 78.4614 | 7.5712 | 0.26911 | 4 | 25322.3053 | 40368.9117 | 516.2294 | 822.9749 | 75.1698 | 0 | 138.0344 | 1165445.0884 | 64144.6095 | 1782745.5481 | 2137877.7004 | 0 | 149145.6755 | 0 | 2066749.8625 | 5377259.1936 | 3670089.8912 | 16413457.5692 | 961560.8286 | 9883032.0773 | 9883032.0773 | 1478867.319 | 4834933.9008 | 0 | 27258050.4751 | 43454883.7721 | 1333521.4322 | 1.0764 | 25322.3053 | 40368.9117 | 516.2294 | 822.9749
1 | 3100 | 707 | 0.02 | 15 | 15 | 7 | 1.7783e-09 | 5spot_SharedNeighbor | Water | Porous | Wet | R600a | MinimizeLCOE_Brownfield | IgnoreSilica | 2019 | 79.8233 | 7.7025 | 0.27596 | 4 | 24898.7405 | 39572.0132 | 507.5945 | 806.729 | 75.1694 | 0 | 154.7944 | 1179613.1836 | 64920.9625 | 1807442.4572 | 2174559.7835 | 0 | 145785.3585 | 0 | 2095205.4807 | 5451294.875 | 3720620.7651 | 16639442.866 | 961560.8286 | 9883032.0773 | 9883032.0773 | 1478867.319 | 4834933.9008 | 0 | 27484035.7719 | 43680869.0689 | 1778279.41 | 1.1038 | 24898.7405 | 39572.0132 | 507.5945 | 806.729
1 | 3100 | 707 | 0.02 | 15 | 15 | 7 | 2.3714e-09 | 5spot_SharedNeighbor | Water | Porous | Wet | R600a | MinimizeLCOE_Brownfield | IgnoreSilica | 2019 | 80.8586 | 7.8023 | 0.28124 | 4 | 24582.7554 | 38980.3817 | 501.1527 | 794.6678 | 75.1687 | 0 | 129.1776 | 1190327.2101 | 65507.8718 | 1826151.657 | 2202441.8923 | 0 | 143011.8662 | 0 | 2116701.794 | 5507223.8727 | 3758793.4552 | 16810159.6192 | 961560.8286 | 9883032.0773 | 9883032.0773 | 1478867.319 | 4834933.9008 | 0 | 27654752.5251 | 43851585.8221 | 2371373.7057 | 1.125 | 24582.7554 | 38980.3817 | 501.1527 | 794.6678
1 | 3100 | 707 | 0.02 | 15 | 15 | 7 | 3.1623e-09 | 5spot_SharedNeighbor | Water | Porous | Wet | R600a | MinimizeLCOE_Brownfield | IgnoreSilica | 2019 | 81.6286 | 7.8764 | 0.28526 | 4 | 24346.7396 | 38541.4693 | 496.3412 | 785.72 | 75.1681 | 0 | 136.9144 | 1198262.7815 | 65942.48 | 1840027.468 | 2223172.753 | 0 | 140711.9482 | 0 | 2132565.7979 | 5548498.7569 | 3786964.4118 | 16936146.3972 | 961560.8286 | 9883032.0773 | 9883032.0773 | 1478867.319 | 4834933.9008 | 0 | 27780739.3031 | 43977572.6001 | 3162277.6602 | 1.141 | 24346.7396 | 38541.4693 | 496.3412 | 785.72
1 | 3100 | 707 | 0.02 | 15 | 15 | 7 | 4.217e-09 | 5spot_SharedNeighbor | Water | Porous | Wet | R600a | MinimizeLCOE_Brownfield | IgnoreSilica | 2019 | 82.2204 | 7.9334 | 0.28834 | 4 | 24170.2871 | 38213.2602 | 492.744 | 779.029 | 75.1675 | 0 | 123.772 | 1204343.8749 | 66275.4664 | 1850671.2354 | 2239104.7189 | 0 | 138942.9117 | 0 | 2144741.9009 | 5580178.479 | 3808586.4731 | 17032845.0604 | 961560.8286 | 9883032.0773 | 9883032.0773 | 1478867.319 | 4834933.9008 | 0 | 27877437.9663 | 44074271.2633 | 4216965.0343 | 1.1534 | 24170.2871 | 38213.2602 | 492.744 | 779.029
1 | 3100 | 707 | 0.02 | 15 | 15 | 7 | 5.6234e-09 | 5spot_SharedNeighbor | Water | Porous | Wet | R600a | MinimizeLCOE_Brownfield | IgnoreSilica | 2019 | 82.6755 | 7.9773 | 0.2907 | 4 | 24038.269 | 37967.3817 | 490.0526 | 774.0164 | 75.167 | 0 | 148.1023 | 1209010.3901 | 66530.9598 | 1858845.3096 | 2251357.5327 | 0 | 137604.5177 | 0 | 2154105.9968 | 5604541.9359 | 3825215.0331 | 17107211.6756 | 961560.8286 | 9883032.0773 | 9883032.0773 | 1478867.319 | 4834933.9008 | 0 | 27951804.5815 | 44148637.8785 | 5623413.2519 | 1.1628 | 24038.269 | 37967.3817 | 490.0526 | 774.0164
1 | 3100 | 707 | 0.02 | 15 | 15 | 7 | 7.4989e-09 | 5spot_SharedNeighbor | Water | Porous | Wet | R600a | MinimizeLCOE_Brownfield | IgnoreSilica | 2019 | 83.0117 | 8.0096 | 0.29247 | 4 | 23939.4406 | 37784.2202 | 488.0379 | 770.2824 | 75.1666 | 0 | 145.7542 | 1212451.0432 | 66719.3177 | 1864875.5911 | 2260406.6116 | 0 | 136539.4072 | 0 | 2160986.8686 | 5622444.5527 | 3837433.9369 | 17161857.3291 | 961560.8286 | 9883032.0773 | 9883032.0773 | 1478867.319 | 4834933.9008 | 0 | 28006450.2349 | 44203283.532 | 7498942.0933 | 1.1699 | 23939.4406 | 37784.2202 | 488.0379 | 770.2824
1 | 3100 | 707 | 0.02 | 15 | 15 | 7 | 1e-08 | 5spot_SharedNeighbor | Water | Porous | Wet | R600a | MinimizeLCOE_Brownfield | IgnoreSilica | 2019 | 83.2675 | 8.0342 | 0.29381 | 4 | 23865.4264 | 37646.9428 | 486.529 | 767.4839 | 75.1663 | 0 | 154.7717 | 1215065.5119 | 66862.4354 | 1869459.8293 | 2267291.2942 | 0 | 135736.3719 | 0 | 2166222.0227 | 5636065.3498 | 3846730.4108 | 17203433.2261 | 961560.8286 | 9883032.0773 | 9883032.0773 | 1478867.319 | 4834933.9008 | 0 | 28048026.1319 | 44244859.429 | 10000000 | 1.1753 | 23865.4264 | 37646.9428 | 486.529 | 767.4839
1 | 3200 | 707 | 0.02 | 15 | 15 | 7 | 1e-13 | 5spot_SharedNeighbor | Water | Porous | Wet | R600a | MinimizeLCOE_Brownfield | IgnoreSilica | 2019 | 0 | 0 | 0 | 0 |  |  |  |  | 15 |  | 16.7861 | [19 empty] | 100 | 0
1 | 3200 | 707 | 0.02 | 15 | 15 | 7 | 1.3335e-13 | 5spot_SharedNeighbor | Water | Porous | Wet | R600a | MinimizeLCOE_Brownfield | IgnoreSilica | 2019 | 0 | 0 | 0 | 0 |  |  |  |  | 15 |  | 17.5556 | [19 empty] | 133.3521 | 0
1 | 3200 | 707 | 0.02 | 15 | 15 | 7 | 1.7783e-13 | 5spot_SharedNeighbor | Water | Porous | Wet | R600a | MinimizeLCOE_Brownfield | IgnoreSilica | 2019 | 0 | 0 | 0 | 0 |  |  |  |  | 15 |  | 20.6228 | [19 empty] | 177.8279 | 0
1 | 3200 | 707 | 0.02 | 15 | 15 | 7 | 2.3714e-13 | 5spot_SharedNeighbor | Water | Porous | Wet | R600a | MinimizeLCOE_Brownfield | IgnoreSilica | 2019 | 0 | 0 | 0 | 0 |  |  |  |  | 15 |  | 21.5388 | [19 empty] | 237.1374 | 0
1 | 3200 | 707 | 0.02 | 15 | 15 | 7 | 3.1623e-13 | 5spot_SharedNeighbor | Water | Porous | Wet | R600a | MinimizeLCOE_Brownfield | IgnoreSilica | 2019 | 0 | 0 | 0 | 0 |  |  |  |  | 15 |  | 21.3523 | [19 empty] | 316.2278 | 0
1 | 3200 | 707 | 0.02 | 15 | 15 | 7 | 4.217e-13 | 5spot_SharedNeighbor | Water | Porous | Wet | R600a | MinimizeLCOE_Brownfield | IgnoreSilica | 2019 | 0 | 0 | 0 | 0 |  |  |  |  | 15 |  | 21.9856 | [19 empty] | 421.6965 | 0
1 | 3200 | 707 | 0.02 | 15 | 15 | 7 | 5.6234e-13 | 5spot_SharedNeighbor | Water | Porous | Wet | R600a | MinimizeLCOE_Brownfield | IgnoreSilica | 2019 | 0 | 0 | 0 | 0 |  |  |  |  | 15 |  | 23.9621 | [19 empty] | 562.3413 | 0
1 | 3200 | 707 | 0.02 | 15 | 15 | 7 | 7.4989e-13 | 5spot_SharedNeighbor | Water | Porous | Wet | R600a | MinimizeLCOE_Brownfield | IgnoreSilica | 2019 | 0 | 0 | 0 | 0 |  |  |  |  | 15 |  | 24.3317 | [19 empty] | 749.8942 | 0
1 | 3200 | 707 | 0.02 | 15 | 15 | 7 | 1e-12 | 5spot_SharedNeighbor | Water | Porous | Wet | R600a | MinimizeLCOE_Brownfield | IgnoreSilica | 2019 | 0 | 0 | 0 | 0 |  |  |  |  | 15 |  | 24.1125 | [19 empty] | 1000 | 0
1 | 3200 | 707 | 0.02 | 15 | 15 | 7 | 1.3335e-12 | 5spot_SharedNeighbor | Water | Porous | Wet | R600a | MinimizeLCOE_Brownfield | IgnoreSilica | 2019 | 0 | 0 | 0 | 0 |  |  |  |  | 15 |  | 29.2119 | [19 empty] | 1333.5214 | 0
1 | 3200 | 707 | 0.02 | 15 | 15 | 7 | 1.7783e-12 | 5spot_SharedNeighbor | Water | Porous | Wet | R600a | MinimizeLCOE_Brownfield | IgnoreSilica | 2019 | 0 | 0 | 0 | 0 |  |  |  |  | 15 |  | 26.7242 | [19 empty] | 1778.2794 | 0
1 | 3200 | 707 | 0.02 | 15 | 15 | 7 | 2.3714e-12 | 5spot_SharedNeighbor | Water | Porous | Wet | R600a | MinimizeLCOE_Brownfield | IgnoreSilica | 2019 | 1.6 | 0.11753 | 6.1646e-05 | 4 | 48351789.7769 | 116238128.2717 | 985716.6352 | 2369671.4685 | 65.5404 | 0 | 33.2963 | 56764.7505 | 2890.3821 | 64199.3974 | 60803.0399 | 0 | 38260.4316 | 0 | 86938.0205 | 226194.896 | 154382.6644 | 690433.5823 | 961560.8286 | 10270819.4043 | 10270819.4043 | 1478867.319 | 4990048.8316 | 0 | 11922813.8152 | 28662549.3701 | 2371.3737 | 0.00024658 | 48351789.7769 | 116238128.2717 | 985716.6352 | 2369671.4685
1 | 3200 | 707 | 0.02 | 15 | 15 | 7 | 3.1623e-12 | 5spot_SharedNeighbor | Water | Porous | Wet | R600a | MinimizeLCOE_Brownfield | IgnoreSilica | 2019 | 1.6 | 0.11753 | 0.0011065 | 4 | 2689535.5334 | 6471615.1091 | 54829.8197 | 131932.6275 | 65.5412 | 0 | 36.9186 | 56766.541 | 2890.4886 | 64200.7909 | 60803.6659 | 0 | 32202.506 | 0 | 84576.957 | 220051.8931 | 150189.9386 | 671682.7812 | 961560.8286 | 10270819.4043 | 10270819.4043 | 1478867.319 | 4990048.8316 | 0 | 11904063.0141 | 28643798.569 | 3162.2777 | 0.0044261 | 2689535.5334 | 6471615.1091 | 54829.8197 | 131932.6275
1 | 3200 | 707 | 0.02 | 15 | 15 | 7 | 4.217e-12 | 5spot_SharedNeighbor | Water | Porous | Wet | R600a | MinimizeLCOE_Brownfield | IgnoreSilica | 2019 | 1.6 | 0.11753 | 0.0018974 | 4 | 1566284.5092 | 3771897.8768 | 31930.8283 | 76895.2401 | 65.5419 | 0 | 35.2954 | 56767.8641 | 2890.5673 | 64201.8205 | 60804.1285 | 0 | 26846.05 | 0 | 82489.0678 | 214619.6337 | 146482.31 | 655101.4419 | 961560.8286 | 10270819.4043 | 10270819.4043 | 1478867.319 | 4990048.8316 | 0 | 11887481.6748 | 28627217.2297 | 4216.965 | 0.0075896 | 1566284.5092 | 3771897.8768 | 31930.8283 | 76895.2401
1 | 3200 | 707 | 0.02 | 15 | 15 | 7 | 5.6234e-12 | 5spot_SharedNeighbor | Water | Porous | Wet | R600a | MinimizeLCOE_Brownfield | IgnoreSilica | 2019 | 3.4586 | 0.30246 | 0.0046768 | 4 | 670823.2097 | 1565660.4957 | 13675.6385 | 31918.1069 | 71.4745 | 0 | 82.3537 | 118132.8702 | 6299.9557 | 136044.3849 | 112161.1406 | 0 | 52486.7914 | 0 | 165798.8057 | 431374.4824 | 294421.9481 | 1316720.3791 | 961560.8286 | 10270819.4043 | 10270819.4043 | 1478867.319 | 4990048.8316 | 0 | 12549100.612 | 29288836.1669 | 5623.4133 | 0.018707 | 670823.2097 | 1565660.4957 | 13675.6385 | 31918.1069
1 | 3200 | 707 | 0.02 | 15 | 15 | 7 | 7.4989e-12 | 5spot_SharedNeighbor | Water | Porous | Wet | R600a | MinimizeLCOE_Brownfield | IgnoreSilica | 2019 | 4.6501 | 0.42294 | 0.0075623 | 4 | 427056.4851 | 980447.4485 | 8706.1241 | 19987.7474 | 72.9104 | 0 | 92.0232 | 151657.8357 | 8180.2461 | 177672.889 | 145298.863 | 0 | 61483.7366 | 0 | 212274.4924 | 552294.6858 | 376952.4716 | 1685815.2203 | 961560.8286 | 10270819.4043 | 10270819.4043 | 1478867.319 | 4990048.8316 | 0 | 12918195.4532 | 29657931.0081 | 7498.9421 | 0.030249 | 427056.4851 | 980447.4485 | 8706.1241 | 19987.7474
1 | 3200 | 707 | 0.02 | 15 | 15 | 7 | 1e-11 | 5spot_SharedNeighbor | Water | Porous | Wet | R600a | MinimizeLCOE_Brownfield | IgnoreSilica | 2019 | 6.1381 | 0.57372 | 0.011442 | 4 | 291694.7333 | 657443.374 | 5946.5917 | 13402.8724 | 73.9438 | 0 | 112.1021 | 189660.8255 | 10314.417 | 226554.6586 | 186471.3193 | 0 | 70838.6034 | 0 | 266697.5313 | 693892.2692 | 473595.7318 | 2118025.356 | 961560.8286 | 10270819.4043 | 10270819.4043 | 1478867.319 | 4990048.8316 | 0 | 13350405.5889 | 30090141.1438 | 10000 | 0.045768 | 291694.7333 | 657443.374 | 5946.5917 | 13402.8724
1 | 3200 | 707 | 0.02 | 15 | 15 | 7 | 1.3335e-11 | 5spot_SharedNeighbor | Water | Porous | Wet | R600a | MinimizeLCOE_Brownfield | IgnoreSilica | 2019 | 7.948 | 0.75691 | 0.016536 | 4 | 209337.6343 | 462421.8171 | 4267.6308 | 9427.0942 | 74.6542 | 0 | 111.6393 | 231835.005 | 12682.3573 | 282606.6281 | 236732.0045 | 0 | 80062.4245 | 0 | 329128.1835 | 856324.0201 | 584458.7394 | 2613829.3624 | 961560.8286 | 10270819.4043 | 10270819.4043 | 1478867.319 | 4990048.8316 | 0 | 13846209.5953 | 30585945.1502 | 13335.2143 | 0.066143 | 209337.6343 | 462421.8171 | 4267.6308 | 9427.0942
1 | 3200 | 707 | 0.02 | 15 | 15 | 7 | 1.7783e-11 | 5spot_SharedNeighbor | Water | Porous | Wet | R600a | MinimizeLCOE_Brownfield | IgnoreSilica | 2019 | 10.5452 | 1.022 | 0.023579 | 4 | 154074.206 | 331563.3613 | 3141.0111 | 6759.3676 | 75.3498 | 0 | 77.5565 | 287919.1306 | 15836.2751 | 359144.0932 | 308596.441 | 0 | 93639.5478 | 0 | 415402.8402 | 1080792.9794 | 737663.4165 | 3298994.7237 | 961560.8286 | 10270819.4043 | 10270819.4043 | 1478867.319 | 4990048.8316 | 0 | 14531374.9566 | 31271110.5115 | 17782.7941 | 0.094314 | 154074.206 | 331563.3613 | 3141.0111 | 6759.3676
1 | 3200 | 707 | 0.02 | 15 | 15 | 7 | 2.3714e-11 | 5spot_SharedNeighbor | Water | Porous | Wet | R600a | MinimizeLCOE_Brownfield | IgnoreSilica | 2019 | 13.6561 | 1.3382 | 0.032571 | 4 | 117459.4071 | 245945.0235 | 2394.5689 | 5013.922 | 75.8032 | 0 | 89.7517 | 349050.7513 | 19266.3865 | 445400.728 | 393919.7376 | 0 | 106690.274 | 0 | 512587.8722 | 1333648.4972 | 910242.5031 | 4070806.7498 | 961560.8286 | 10270819.4043 | 10270819.4043 | 1478867.319 | 4990048.8316 | 0 | 15303186.9827 | 32042922.5376 | 23713.7371 | 0.13028 | 117459.4071 | 245945.0235 | 2394.5689 | 5013.922
1 | 3200 | 707 | 0.02 | 15 | 15 | 7 | 3.1623e-11 | 5spot_SharedNeighbor | Water | Porous | Wet | R600a | MinimizeLCOE_Brownfield | IgnoreSilica | 2019 | 17.507 | 1.7296 | 0.044186 | 4 | 91743.4859 | 186455.3252 | 1870.3151 | 3801.144 | 76.1448 | 0 | 111.3033 | 418943.6859 | 23184.0822 | 546736.2524 | 499405.1733 | 0 | 120484.1596 | 0 | 627413.8078 | 1632402.0277 | 1114147.9264 | 4982717.1154 | 961560.8286 | 10270819.4043 | 10270819.4043 | 1478867.319 | 4990048.8316 | 0 | 16215097.3483 | 32954832.9032 | 31622.7766 | 0.17674 | 91743.4859 | 186455.3252 | 1870.3151 | 3801.144
1 | 3200 | 707 | 0.02 | 15 | 15 | 7 | 4.217e-11 | 5spot_SharedNeighbor | Water | Porous | Wet | R600a | MinimizeLCOE_Brownfield | IgnoreSilica | 2019 | 22.2279 | 2.2094 | 0.058961 | 4 | 73293.0765 | 144270.4757 | 1494.1785 | 2941.1488 | 76.4047 | 0 | 337.1957 | 498393.9062 | 27632.1525 | 664901.4334 | 628536.4987 | 0 | 135009.0065 | 0 | 762244.4689 | 1983203.7503 | 1353577.3103 | 6053498.5268 | 961560.8286 | 10270819.4043 | 10270819.4043 | 1478867.319 | 4990048.8316 | 0 | 17285878.7597 | 34025614.3146 | 42169.6503 | 0.23585 | 73293.0765 | 144270.4757 | 1494.1785 | 2941.1488
1 | 3200 | 707 | 0.02 | 15 | 15 | 7 | 5.6234e-11 | 5spot_SharedNeighbor | Water | Porous | Wet | R600a | MinimizeLCOE_Brownfield | IgnoreSilica | 2019 | 27.064 | 2.7011 | 0.076815 | 4 | 59649.8035 | 114130.524 | 1216.0419 | 2326.7051 | 76.5788 | 0 | 143.4091 | 574583.9667 | 31892.8623 | 780742.7079 | 760828.8654 | 0 | 142886.6276 | 0 | 893464.6616 | 2324611.7748 | 1586595.3023 | 7095606.7686 | 961560.8286 | 10270819.4043 | 10270819.4043 | 1478867.319 | 4990048.8316 | 0 | 18327987.0015 | 35067722.5564 | 56234.1325 | 0.30726 | 59649.8035 | 114130.524 | 1216.0419 | 2326.7051
1 | 3200 | 707 | 0.02 | 15 | 15 | 7 | 7.4989e-11 | 5spot_SharedNeighbor | Water | Porous | Wet | R600a | MinimizeLCOE_Brownfield | IgnoreSilica | 2019 | 34.4324 | 3.4505 | 0.099905 | 4 | 49782.3722 | 91671.4334 | 1014.881 | 1868.8462 | 76.7525 | 0 | 105.1391 | 683203.0855 | 37959.3374 | 949550.3875 | 962407.9505 | 0 | 163448.9962 | 0 | 1090662.2053 | 2837679.3326 | 1936774.453 | 8661685.7481 | 961560.8286 | 10270819.4043 | 10270819.4043 | 1478867.319 | 4990048.8316 | 0 | 19894065.981 | 36633801.5359 | 74989.4209 | 0.39962 | 49782.3722 | 91671.4334 | 1014.881 | 1868.8462
1 | 3200 | 707 | 0.02 | 15 | 15 | 7 | 1e-10 | 5spot_SharedNeighbor | Water | Porous | Wet | R600a | MinimizeLCOE_Brownfield | IgnoreSilica | 2019 | 41.3586 | 4.1551 | 0.12521 | 4 | 42527.0036 | 75950.7424 | 866.9705 | 1548.3586 | 76.8612 | 0 | 94.3668 | 779065.4439 | 43306.1748 | 1101639.5484 | 1151902.5528 | 0 | 174248.727 | 0 | 1267563.3543 | 3297939.8348 | 2250911.7032 | 10066577.3391 | 961560.8286 | 10270819.4043 | 10270819.4043 | 1478867.319 | 4990048.8316 | 0 | 21298957.572 | 38038693.1269 | 100000 | 0.50083 | 42527.0036 | 75950.7424 | 866.9705 | 1548.3586
1 | 3200 | 707 | 0.02 | 15 | 15 | 7 | 1.3335e-10 | 5spot_SharedNeighbor | Water | Porous | Wet | R600a | MinimizeLCOE_Brownfield | IgnoreSilica | 2019 | 48.4233 | 4.8737 | 0.15265 | 4 | 37158.9545 | 64575.0177 | 757.5355 | 1316.4491 | 76.9401 | 0 | 101.3315 | 871990.0678 | 48482.8109 | 1251528.8191 | 1345185.4667 | 0 | 181632.5054 | 0 | 1442539.6712 | 3753192.319 | 2561630.8781 | 11456182.5381 | 961560.8286 | 10270819.4043 | 10270819.4043 | 1478867.319 | 4990048.8316 | 0 | 22688562.771 | 39428298.3259 | 133352.1432 | 0.61058 | 37158.9545 | 64575.0177 | 757.5355 | 1316.4491
1 | 3200 | 707 | 0.02 | 15 | 15 | 7 | 1.7783e-10 | 5spot_SharedNeighbor | Water | Porous | Wet | R600a | MinimizeLCOE_Brownfield | IgnoreSilica | 2019 | 55.2024 | 5.5631 | 0.18065 | 4 | 33192.6251 | 56358.0757 | 676.6766 | 1148.9356 | 76.9945 | 0 | 117.4965 | 957352.9853 | 53232.349 | 1391183.7198 | 1530633.9825 | 0 | 185166.2837 | 0 | 1605852.0349 | 4178097.5894 | 2851637.4561 | 12753156.4007 | 961560.8286 | 10270819.4043 | 10270819.4043 | 1478867.319 | 4990048.8316 | 0 | 23985536.6336 | 40725272.1885 | 177827.941 | 0.72262 | 33192.6251 | 56358.0757 | 676.6766 | 1148.9356
1 | 3200 | 707 | 0.02 | 15 | 15 | 7 | 2.3714e-10 | 5spot_SharedNeighbor | Water | Porous | Wet | R600a | MinimizeLCOE_Brownfield | IgnoreSilica | 2019 | 61.3534 | 6.1883 | 0.20763 | 4 | 30264.4218 | 50420.1871 | 616.9812 | 1027.8837 | 77.0294 | 0 | 110.7161 | 1032085.5202 | 57385.9886 | 1514865.7814 | 1699231.8253 | 0 | 185175.7975 | 0 | 1750610.5161 | 4554729.4632 | 3108696.449 | 13902781.3413 | 961560.8286 | 10270819.4043 | 10270819.4043 | 1478867.319 | 4990048.8316 | 0 | 25135161.5742 | 41874897.1291 | 237137.3706 | 0.83052 | 30264.4218 | 50420.1871 | 616.9812 | 1027.8837
1 | 3200 | 707 | 0.02 | 15 | 15 | 7 | 3.1623e-10 | 5spot_SharedNeighbor | Water | Porous | Wet | R600a | MinimizeLCOE_Brownfield | IgnoreSilica | 2019 | 67.2263 | 6.7843 | 0.2332 | 4 | 28107.4236 | 46053.236 | 573.0078 | 938.8575 | 77.0515 | 0 | 98.4511 | 1101233.1106 | 61224.4214 | 1630485.7553 | 1860136.09 | 0 | 185413.4612 | 0 | 1887012.207 | 4909618.6831 | 3350915.6338 | 14986039.3623 | 961560.8286 | 10270819.4043 | 10270819.4043 | 1478867.319 | 4990048.8316 | 0 | 26218419.5952 | 42958155.1501 | 316227.766 | 0.93279 | 28107.4236 | 46053.236 | 573.0078 | 938.8575
1 | 3200 | 707 | 0.02 | 15 | 15 | 7 | 4.217e-10 | 5spot_SharedNeighbor | Water | Porous | Wet | R600a | MinimizeLCOE_Brownfield | IgnoreSilica | 2019 | 70.9977 | 7.1665 | 0.25348 | 4 | 26513.4877 | 43023.6985 | 540.5133 | 877.0963 | 77.0603 | 0 | 126.6826 | 1144582.8459 | 63628.1336 | 1703545.1958 | 1963371.5738 | 0 | 177638.2676 | 0 | 1970578.7465 | 5127041.6771 | 3499311.2948 | 15649697.735 | 961560.8286 | 10270819.4043 | 10270819.4043 | 1478867.319 | 4990048.8316 | 0 | 26882077.9679 | 43621813.5228 | 421696.5034 | 1.0139 | 26513.4877 | 43023.6985 | 540.5133 | 877.0963
1 | 3200 | 707 | 0.02 | 15 | 15 | 7 | 5.6234e-10 | 5spot_SharedNeighbor | Water | Porous | Wet | R600a | MinimizeLCOE_Brownfield | IgnoreSilica | 2019 | 74.5346 | 7.5244 | 0.2714 | 4 | 25336.3927 | 40755.9219 | 516.5166 | 830.8646 | 77.065 | 0 | 126.0645 | 1184531.4426 | 65841.296 | 1771262.8996 | 2060110.125 | 0 | 172358.016 | 0 | 2049100.4739 | 5331339.1048 | 3638748.4871 | 16273291.845 | 961560.8286 | 10270819.4043 | 10270819.4043 | 1478867.319 | 4990048.8316 | 0 | 27505672.0779 | 44245407.6328 | 562341.3252 | 1.0856 | 25336.3927 | 40755.9219 | 516.5166 | 830.8646
1 | 3200 | 707 | 0.02 | 15 | 15 | 7 | 7.4989e-10 | 5spot_SharedNeighbor | Water | Porous | Wet | R600a | MinimizeLCOE_Brownfield | IgnoreSilica | 2019 | 77.3313 | 7.807 | 0.28605 | 4 | 24464.3237 | 39094.4527 | 498.7383 | 796.9933 | 77.0663 | 0 | 134.6915 | 1215657.6243 | 67564.3147 | 1824284.9655 | 2136548.4445 | 0 | 167061.7871 | 0 | 2110335.6831 | 5490660.558 | 3747488.6526 | 16759602.0298 | 961560.8286 | 10270819.4043 | 10270819.4043 | 1478867.319 | 4990048.8316 | 0 | 27991982.2627 | 44731717.8176 | 749894.2093 | 1.1442 | 24464.3237 | 39094.4527 | 498.7383 | 796.9933
1 | 3200 | 707 | 0.02 | 15 | 15 | 7 | 1e-09 | 5spot_SharedNeighbor | Water | Porous | Wet | R600a | MinimizeLCOE_Brownfield | IgnoreSilica | 2019 | 79.5091 | 8.0268 | 0.29776 | 4 | 23816.7677 | 37871.6948 | 485.537 | 772.0657 | 77.066 | 0 | 126.815 | 1239620.6688 | 68889.9503 | 1865259.8596 | 2196030.4795 | 0 | 162173.5303 | 0 | 2157470.0505 | 5613294.5135 | 3831188.8471 | 17133927.8995 | 961560.8286 | 10270819.4043 | 10270819.4043 | 1478867.319 | 4990048.8316 | 0 | 28366308.1324 | 45106043.6873 | 1000000 | 1.191 | 23816.7677 | 37871.6948 | 485.537 | 772.0657
1 | 3200 | 707 | 0.02 | 15 | 15 | 7 | 1.3335e-09 | 5spot_SharedNeighbor | Water | Porous | Wet | R600a | MinimizeLCOE_Brownfield | IgnoreSilica | 2019 | 81.183 | 8.1956 | 0.30696 | 4 | 23334.9414 | 36968.5964 | 475.7143 | 753.6548 | 77.065 | 0 | 122.4134 | 1257879.0759 | 69899.4857 | 1896570.8698 | 2241722.9894 | 0 | 157888.2015 | 0 | 2193344.6427 | 5706632.8434 | 3894894.1752 | 17418832.2835 | 961560.8286 | 10270819.4043 | 10270819.4043 | 1478867.319 | 4990048.8316 | 0 | 28651212.5164 | 45390948.0713 | 1333521.4322 | 1.2278 | 23334.9414 | 36968.5964 | 475.7143 | 753.6548
1 | 3200 | 707 | 0.02 | 15 | 15 | 7 | 1.7783e-09 | 5spot_SharedNeighbor | Water | Porous | Wet | R600a | MinimizeLCOE_Brownfield | IgnoreSilica | 2019 | 82.4781 | 8.326 | 0.31414 | 4 | 22975.811 | 36297.7491 | 468.393 | 739.9787 | 77.0637 | 0 | 137.5113 | 1271913.5243 | 70675.1587 | 1920691.62 | 2277062.9418 | 0 | 154369.2169 | 0 | 2220937.8601 | 5778424.735 | 3943893.6164 | 17637968.6732 | 961560.8286 | 10270819.4043 | 10270819.4043 | 1478867.319 | 4990048.8316 | 0 | 28870348.9061 | 45610084.461 | 1778279.41 | 1.2566 | 22975.811 | 36297.7491 | 468.393 | 739.9787
1 | 3200 | 707 | 0.02 | 15 | 15 | 7 | 2.3714e-09 | 5spot_SharedNeighbor | Water | Porous | Wet | R600a | MinimizeLCOE_Brownfield | IgnoreSilica | 2019 | 83.4527 | 8.4242 | 0.31965 | 4 | 22707.7571 | 35800.0528 | 462.9283 | 729.8325 | 77.0625 | 0 | 142.3282 | 1282421.7539 | 71255.7588 | 1938782.3213 | 2303647.7885 | 0 | 151445.7252 | 0 | 2241545.8056 | 5832042.382 | 3980488.7622 | 17801630.2975 | 961560.8286 | 10270819.4043 | 10270819.4043 | 1478867.319 | 4990048.8316 | 0 | 29034010.5304 | 45773746.0853 | 2371373.7057 | 1.2786 | 22707.7571 | 35800.0528 | 462.9283 | 729.8325
1 | 3200 | 707 | 0.02 | 15 | 15 | 7 | 3.1623e-09 | 5spot_SharedNeighbor | Water | Porous | Wet | R600a | MinimizeLCOE_Brownfield | IgnoreSilica | 2019 | 84.1908 | 8.4985 | 0.32386 | 4 | 22507.4612 | 35429.3767 | 458.845 | 722.2758 | 77.0615 | 0 | 120.9954 | 1290350.0572 | 71693.7086 | 1952448.7339 | 2323776.1041 | 0 | 149110.325 | 0 | 2257077.7822 | 5872453.3991 | 4008070.1117 | 17924980.2219 | 961560.8286 | 10270819.4043 | 10270819.4043 | 1478867.319 | 4990048.8316 | 0 | 29157360.4548 | 45897096.0097 | 3162277.6602 | 1.2955 | 22507.4612 | 35429.3767 | 458.845 | 722.2758
1 | 3200 | 707 | 0.02 | 15 | 15 | 7 | 4.217e-09 | 5spot_SharedNeighbor | Water | Porous | Wet | R600a | MinimizeLCOE_Brownfield | IgnoreSilica | 2019 | 84.7561 | 8.5553 | 0.32709 | 4 | 22357.6668 | 35152.1993 | 455.7913 | 716.6251 | 77.0605 | 0 | 135.2678 | 1296404.6177 | 72028.0942 | 1962895.2771 | 2339188.189 | 0 | 147311.84 | 0 | 2268952.927 | 5903350.0898 | 4029157.738 | 18019288.7728 | 961560.8286 | 10270819.4043 | 10270819.4043 | 1478867.319 | 4990048.8316 | 0 | 29251669.0057 | 45991404.5606 | 4216965.0343 | 1.3084 | 22357.6668 | 35152.1993 | 455.7913 | 716.6251
1 | 3200 | 707 | 0.02 | 15 | 15 | 7 | 5.6234e-09 | 5spot_SharedNeighbor | Water | Porous | Wet | R600a | MinimizeLCOE_Brownfield | IgnoreSilica | 2019 | 85.1823 | 8.5982 | 0.32953 | 4 | 22245.5668 | 34945.1675 | 453.506 | 712.4045 | 77.0598 | 0 | 147.8587 | 1300959.5248 | 72279.6207 | 1970760.0293 | 2350806.1694 | 0 | 145913.5718 | 0 | 2277880.3773 | 5926577.4841 | 4045010.9119 | 18090187.6893 | 961560.8286 | 10270819.4043 | 10270819.4043 | 1478867.319 | 4990048.8316 | 0 | 29322567.9222 | 46062303.4771 | 5623413.2519 | 1.3181 | 22245.5668 | 34945.1675 | 453.506 | 712.4045
1 | 3200 | 707 | 0.02 | 15 | 15 | 7 | 7.4989e-09 | 5spot_SharedNeighbor | Water | Porous | Wet | R600a | MinimizeLCOE_Brownfield | IgnoreSilica | 2019 | 85.4944 | 8.6296 | 0.33136 | 4 | 22161.6332 | 34791.1008 | 451.7949 | 709.2636 | 77.0593 | 0 | 127.0792 | 1304289.7444 | 72463.4995 | 1976513.2794 | 2359313.0826 | 0 | 144793.4494 | 0 | 2284375.4915 | 5943476.4391 | 4056544.7959 | 18141769.7816 | 961560.8286 | 10270819.4043 | 10270819.4043 | 1478867.319 | 4990048.8316 | 0 | 29374150.0146 | 46113885.5694 | 7498942.0933 | 1.3255 | 22161.6332 | 34791.1008 | 451.7949 | 709.2636
1 | 3200 | 707 | 0.02 | 15 | 15 | 7 | 1e-08 | 5spot_SharedNeighbor | Water | Porous | Wet | R600a | MinimizeLCOE_Brownfield | IgnoreSilica | 2019 | 85.7307 | 8.6533 | 0.33275 | 4 | 22098.7651 | 34675.6918 | 450.5132 | 706.9109 | 77.0588 | 0 | 131.8383 | 1306808.5231 | 72602.5636 | 1980866.4355 | 2365754.3122 | 0 | 143944.5869 | 0 | 2289290.8043 | 5956265.0747 | 4065273.3025 | 18180805.6027 | 961560.8286 | 10270819.4043 | 10270819.4043 | 1478867.319 | 4990048.8316 | 0 | 29413185.8356 | 46152921.3905 | 10000000 | 1.331 | 22098.7651 | 34675.6918 | 450.5132 | 706.9109
1 | 3300 | 707 | 0.02 | 15 | 15 | 7 | 1e-13 | 5spot_SharedNeighbor | Water | Porous | Wet | R600a | MinimizeLCOE_Brownfield | IgnoreSilica | 2019 | 0 | 0 | 0 | 0 |  |  |  |  | 15 |  | 16.2619 | [19 empty] | 100 | 0
1 | 3300 | 707 | 0.02 | 15 | 15 | 7 | 1.3335e-13 | 5spot_SharedNeighbor | Water | Porous | Wet | R600a | MinimizeLCOE_Brownfield | IgnoreSilica | 2019 | 0 | 0 | 0 | 0 |  |  |  |  | 15 |  | 18.5596 | [19 empty] | 133.3521 | 0
1 | 3300 | 707 | 0.02 | 15 | 15 | 7 | 1.7783e-13 | 5spot_SharedNeighbor | Water | Porous | Wet | R600a | MinimizeLCOE_Brownfield | IgnoreSilica | 2019 | 0 | 0 | 0 | 0 |  |  |  |  | 15 |  | 21.7334 | [19 empty] | 177.8279 | 0
1 | 3300 | 707 | 0.02 | 15 | 15 | 7 | 2.3714e-13 | 5spot_SharedNeighbor | Water | Porous | Wet | R600a | MinimizeLCOE_Brownfield | IgnoreSilica | 2019 | 0 | 0 | 0 | 0 |  |  |  |  | 15 |  | 20.8062 | [19 empty] | 237.1374 | 0
1 | 3300 | 707 | 0.02 | 15 | 15 | 7 | 3.1623e-13 | 5spot_SharedNeighbor | Water | Porous | Wet | R600a | MinimizeLCOE_Brownfield | IgnoreSilica | 2019 | 0 | 0 | 0 | 0 |  |  |  |  | 15 |  | 21.9554 | [19 empty] | 316.2278 | 0
1 | 3300 | 707 | 0.02 | 15 | 15 | 7 | 4.217e-13 | 5spot_SharedNeighbor | Water | Porous | Wet | R600a | MinimizeLCOE_Brownfield | IgnoreSilica | 2019 | 0 | 0 | 0 | 0 |  |  |  |  | 15 |  | 23.1484 | [19 empty] | 421.6965 | 0
1 | 3300 | 707 | 0.02 | 15 | 15 | 7 | 5.6234e-13 | 5spot_SharedNeighbor | Water | Porous | Wet | R600a | MinimizeLCOE_Brownfield | IgnoreSilica | 2019 | 0 | 0 | 0 | 0 |  |  |  |  | 15 |  | 23.0349 | [19 empty] | 562.3413 | 0
1 | 3300 | 707 | 0.02 | 15 | 15 | 7 | 7.4989e-13 | 5spot_SharedNeighbor | Water | Porous | Wet | R600a | MinimizeLCOE_Brownfield | IgnoreSilica | 2019 | 0 | 0 | 0 | 0 |  |  |  |  | 15 |  | 25.17 | [19 empty] | 749.8942 | 0
1 | 3300 | 707 | 0.02 | 15 | 15 | 7 | 1e-12 | 5spot_SharedNeighbor | Water | Porous | Wet | R600a | MinimizeLCOE_Brownfield | IgnoreSilica | 2019 | 0 | 0 | 0 | 0 |  |  |  |  | 15 |  | 26.5683 | [19 empty] | 1000 | 0
1 | 3300 | 707 | 0.02 | 15 | 15 | 7 | 1.3335e-12 | 5spot_SharedNeighbor | Water | Porous | Wet | R600a | MinimizeLCOE_Brownfield | IgnoreSilica | 2019 | 0 | 0 | 0 | 0 |  |  |  |  | 15 |  | 29.8659 | [19 empty] | 1333.5214 | 0
1 | 3300 | 707 | 0.02 | 15 | 15 | 7 | 1.7783e-12 | 5spot_SharedNeighbor | Water | Porous | Wet | R600a | MinimizeLCOE_Brownfield | IgnoreSilica | 2019 | 0 | 0 | 0 | 0 |  |  |  |  | 15 |  | 29.4434 | [19 empty] | 1778.2794 | 0
1 | 3300 | 707 | 0.02 | 15 | 15 | 7 | 2.3714e-12 | 5spot_SharedNeighbor | Water | Porous | Wet | R600a | MinimizeLCOE_Brownfield | IgnoreSilica | 2019 | 1.6 | 0.12207 | 0.00052631 | 4 | 5857191.3094 | 14070391.9932 | 119406.7673 | 286843.9724 | 66.7658 | 0 | 34.2443 | 59321.5254 | 3044.2955 | 66106.8274 | 61645.378 | 0 | 37446.5521 | 0 | 88750.1855 | 230909.7776 | 157600.6679 | 704825.2093 | 961560.8286 | 10664466.8222 | 10664466.8222 | 1478867.319 | 5147507.7987 | 0 | 12330852.8601 | 29621694.8001 | 2371.3737 | 0.0021053 | 5857191.3094 | 14070391.9932 | 119406.7673 | 286843.9724
1 | 3300 | 707 | 0.02 | 15 | 15 | 7 | 3.1623e-12 | 5spot_SharedNeighbor | Water | Porous | Wet | R600a | MinimizeLCOE_Brownfield | IgnoreSilica | 2019 | 1.6 | 0.12208 | 0.00155 | 4 | 1985869.8002 | 4774777.8205 | 40484.642 | 97340.3042 | 66.7666 | 0 | 34.5871 | 59323.3049 | 3044.4036 | 66108.1174 | 61645.9404 | 0 | 31393.5089 | 0 | 86390.9573 | 224771.5498 | 153411.2013 | 686088.9837 | 961560.8286 | 10664466.8222 | 10664466.8222 | 1478867.319 | 5147507.7987 | 0 | 12312116.6345 | 29602958.5745 | 3162.2777 | 0.0061999 | 1985869.8002 | 4774777.8205 | 40484.642 | 97340.3042
1 | 3300 | 707 | 0.02 | 15 | 15 | 7 | 4.217e-12 | 5spot_SharedNeighbor | Water | Porous | Wet | R600a | MinimizeLCOE_Brownfield | IgnoreSilica | 2019 | 2.8861 | 0.25533 | 0.0036155 | 4 | 884922.219 | 2080537.0938 | 18040.3364 | 42414.5628 | 71.8902 | 0 | 78.8095 | 105656.7599 | 5638.6517 | 118758.2498 | 98086.7159 | 0 | 50134.6145 | 0 | 147527.2468 | 383835.6342 | 261975.7074 | 1171613.5802 | 961560.8286 | 10664466.8222 | 10664466.8222 | 1478867.319 | 5147507.7987 | 0 | 12797641.231 | 30088483.1709 | 4216.965 | 0.014462 | 884922.219 | 2080537.0938 | 18040.3364 | 42414.5628
1 | 3300 | 707 | 0.02 | 15 | 15 | 7 | 5.6234e-12 | 5spot_SharedNeighbor | Water | Porous | Wet | R600a | MinimizeLCOE_Brownfield | IgnoreSilica | 2019 | 3.8802 | 0.36008 | 0.0062107 | 4 | 528502.9778 | 1224518.2196 | 10774.2481 | 24963.4602 | 73.6696 | 0 | 86.7042 | 136943.8008 | 7408.5555 | 156111.1019 | 126339.3819 | 0 | 58585.5133 | 0 | 189301.4579 | 492523.5623 | 336157.4516 | 1503370.8254 | 961560.8286 | 10664466.8222 | 10664466.8222 | 1478867.319 | 5147507.7987 | 0 | 13129398.4762 | 30420240.4162 | 5623.4133 | 0.024843 | 528502.9778 | 1224518.2196 | 10774.2481 | 24963.4602
1 | 3300 | 707 | 0.02 | 15 | 15 | 7 | 7.4989e-12 | 5spot_SharedNeighbor | Water | Porous | Wet | R600a | MinimizeLCOE_Brownfield | IgnoreSilica | 2019 | 5.1714 | 0.49701 | 0.0097824 | 4 | 345921.0318 | 787808.9904 | 7052.0681 | 16060.5519 | 75.0057 | 0 | 66.1741 | 173917.1744 | 9506.7691 | 201795.5998 | 163206.2425 | 0 | 68146.0169 | 0 | 240463.0031 | 625635.4083 | 427009.0217 | 1909679.2359 | 961560.8286 | 10664466.8222 | 10664466.8222 | 1478867.319 | 5147507.7987 | 0 | 13535706.8867 | 30826548.8267 | 7498.9421 | 0.039129 | 345921.0318 | 787808.9904 | 7052.0681 | 16060.5519
1 | 3300 | 707 | 0.02 | 15 | 15 | 7 | 1e-11 | 5spot_SharedNeighbor | Water | Porous | Wet | R600a | MinimizeLCOE_Brownfield | IgnoreSilica | 2019 | 6.7714 | 0.66613 | 0.014473 | 4 | 241893.7147 | 540566.3254 | 4931.3306 | 11020.1757 | 75.9648 | 0 | 83.3843 | 215309.8491 | 11854.1561 | 254876.8191 | 207708.3323 | 0 | 77948.3506 | 0 | 299402.0278 | 778982.6606 | 531671.6723 | 2377753.8679 | 961560.8286 | 10664466.8222 | 10664466.8222 | 1478867.319 | 5147507.7987 | 0 | 14003781.5187 | 31294623.4587 | 10000 | 0.057892 | 241893.7147 | 540566.3254 | 4931.3306 | 11020.1757
1 | 3300 | 707 | 0.02 | 15 | 15 | 7 | 1.3335e-11 | 5spot_SharedNeighbor | Water | Porous | Wet | R600a | MinimizeLCOE_Brownfield | IgnoreSilica | 2019 | 9.2929 | 0.93327 | 0.020898 | 4 | 175983.8888 | 382830.7927 | 3587.6696 | 7804.5235 | 76.846 | 0 | 83.3732 | 274668.4264 | 15221.1611 | 333572.1176 | 277465.5529 | 0 | 95083.811 | 0 | 388444.3169 | 1010652.4316 | 689791.0514 | 3084898.8687 | 961560.8286 | 10664466.8222 | 10664466.8222 | 1478867.319 | 5147507.7987 | 0 | 14710926.5195 | 32001768.4594 | 13335.2143 | 0.083592 | 175983.8888 | 382830.7927 | 3587.6696 | 7804.5235
1 | 3300 | 707 | 0.02 | 15 | 15 | 7 | 1.7783e-11 | 5spot_SharedNeighbor | Water | Porous | Wet | R600a | MinimizeLCOE_Brownfield | IgnoreSilica | 2019 | 11.707 | 1.1901 | 0.029204 | 4 | 131336.3387 | 279355.8281 | 2677.4689 | 5695.0464 | 77.347 | 0 | 102.4959 | 327071.5015 | 18194.8441 | 405020.3813 | 345103.4055 | 0 | 104375.4315 | 0 | 467908.5699 | 1217402.1177 | 830901.9604 | 3715978.2119 | 961560.8286 | 10664466.8222 | 10664466.8222 | 1478867.319 | 5147507.7987 | 0 | 15342005.8627 | 32632847.8026 | 17782.7941 | 0.11681 | 131336.3387 | 279355.8281 | 2677.4689 | 5695.0464
1 | 3300 | 707 | 0.02 | 15 | 15 | 7 | 2.3714e-11 | 5spot_SharedNeighbor | Water | Porous | Wet | R600a | MinimizeLCOE_Brownfield | IgnoreSilica | 2019 | 15.1318 | 1.5548 | 0.040195 | 4 | 100815.2703 | 208357.9814 | 2055.2556 | 4247.6593 | 77.7796 | 0 | 104.4319 | 395904.1893 | 22097.6413 | 501388.8955 | 441453.5889 | 0 | 118908.123 | 0 | 577103.4508 | 1501504.7988 | 1024807.878 | 4583168.5655 | 961560.8286 | 10664466.8222 | 10664466.8222 | 1478867.319 | 5147507.7987 | 0 | 16209196.2163 | 33500038.1563 | 23713.7371 | 0.16078 | 100815.2703 | 208357.9814 | 2055.2556 | 4247.6593
1 | 3300 | 707 | 0.02 | 15 | 15 | 7 | 3.1623e-11 | 5spot_SharedNeighbor | Water | Porous | Wet | R600a | MinimizeLCOE_Brownfield | IgnoreSilica | 2019 | 19.2929 | 1.9977 | 0.054268 | 4 | 79298.8983 | 158954.4972 | 1616.6153 | 3240.5024 | 78.1018 | 0 | 86.2749 | 473204.4503 | 26474.5523 | 612565.5767 | 558136.1483 | 0 | 133599.8289 | 0 | 703552.417 | 1830499.0706 | 1249353.2287 | 5587385.2728 | 961560.8286 | 10664466.8222 | 10664466.8222 | 1478867.319 | 5147507.7987 | 0 | 17213412.9236 | 34504254.8635 | 31622.7766 | 0.21707 | 79298.8983 | 158954.4972 | 1616.6153 | 3240.5024
1 | 3300 | 707 | 0.02 | 15 | 15 | 7 | 4.217e-11 | 5spot_SharedNeighbor | Water | Porous | Wet | R600a | MinimizeLCOE_Brownfield | IgnoreSilica | 2019 | 24.3935 | 2.5402 | 0.072035 | 4 | 63827.7969 | 123836.1829 | 1301.216 | 2524.5681 | 78.3494 | 0 | 111.5665 | 561086.717 | 31442.2609 | 742226.8665 | 700329.5651 | 0 | 149217.7917 | 0 | 851878.2484 | 2216412.4582 | 1512747.0454 | 6765340.9532 | 961560.8286 | 10664466.8222 | 10664466.8222 | 1478867.319 | 5147507.7987 | 0 | 18391368.6041 | 35682210.544 | 42169.6503 | 0.28814 | 63827.7969 | 123836.1829 | 1301.216 | 2524.5681
1 | 3300 | 707 | 0.02 | 15 | 15 | 7 | 5.6234e-11 | 5spot_SharedNeighbor | Water | Porous | Wet | R600a | MinimizeLCOE_Brownfield | IgnoreSilica | 2019 | 30.3575 | 3.1747 | 0.093878 | 4 | 52502.2741 | 98548.3965 | 1070.3299 | 2009.0424 | 78.5356 | 0 | 117.6464 | 657029.0208 | 36858.4348 | 887038.1111 | 866604.6293 | 0 | 164194.1226 | 0 | 1018572.4843 | 2650116.6661 | 1808759.0791 | 8089172.548 | 961560.8286 | 10664466.8222 | 10664466.8222 | 1478867.319 | 5147507.7987 | 0 | 19715200.1988 | 37006042.1388 | 56234.1325 | 0.37551 | 52502.2741 | 98548.3965 | 1070.3299 | 2009.0424
1 | 3300 | 707 | 0.02 | 15 | 15 | 7 | 7.4989e-11 | 5spot_SharedNeighbor | Water | Porous | Wet | R600a | MinimizeLCOE_Brownfield | IgnoreSilica | 2019 | 35.405 | 3.7118 | 0.11784 | 4 | 44064.7647 | 80747.9006 | 898.3198 | 1646.1552 | 78.6458 | 0 | 336.898 | 733840.8984 | 41189.5934 | 1005110.887 | 1007336.5026 | 0 | 164877.8498 | 0 | 1151418.7351 | 2995755.3604 | 2044664.5901 | 9144194.4167 | 961560.8286 | 10664466.8222 | 10664466.8222 | 1478867.319 | 5147507.7987 | 0 | 20770222.0675 | 38061064.0074 | 74989.4209 | 0.47136 | 44064.7647 | 80747.9006 | 898.3198 | 1646.1552
1 | 3300 | 707 | 0.02 | 15 | 15 | 7 | 1e-10 | 5spot_SharedNeighbor | Water | Porous | Wet | R600a | MinimizeLCOE_Brownfield | IgnoreSilica | 2019 | 44.5936 | 4.6898 | 0.15003 | 4 | 37845.2848 | 66657.2111 | 771.5273 | 1358.8974 | 78.784 | 0 | 106.0689 | 865769.4903 | 48618.6143 | 1211781.103 | 1263542.3562 | 0 | 189583.7107 | 0 | 1395925.1571 | 3631910.9151 | 2478853.8278 | 11085985.1745 | 961560.8286 | 10664466.8222 | 10664466.8222 | 1478867.319 | 5147507.7987 | 0 | 22712012.8253 | 40002854.7652 | 100000 | 0.60013 | 37845.2848 | 66657.2111 | 771.5273 | 1358.8974
1 | 3300 | 707 | 0.02 | 15 | 15 | 7 | 1.3335e-10 | 5spot_SharedNeighbor | Water | Porous | Wet | R600a | MinimizeLCOE_Brownfield | IgnoreSilica | 2019 | 51.8138 | 5.4582 | 0.18137 | 4 | 33302.737 | 57136.0483 | 678.9213 | 1164.7956 | 78.8572 | 0 | 122.4535 | 963733.4951 | 54126.7662 | 1368090.0053 | 1464856.5265 | 0 | 196260.2824 | 0 | 1578356.1594 | 4106558.9615 | 2802810.8726 | 12534793.069 | 961560.8286 | 10664466.8222 | 10664466.8222 | 1478867.319 | 5147507.7987 | 0 | 24160820.7198 | 41451662.6598 | 133352.1432 | 0.72549 | 33302.737 | 57136.0483 | 678.9213 | 1164.7956
1 | 3300 | 707 | 0.02 | 15 | 15 | 7 | 1.7783e-10 | 5spot_SharedNeighbor | Water | Porous | Wet | R600a | MinimizeLCOE_Brownfield | IgnoreSilica | 2019 | 58.6077 | 6.1807 | 0.21278 | 4 | 29945.3811 | 50260.9179 | 610.4771 | 1024.6368 | 78.9058 | 0 | 111.4393 | 1052148.111 | 59091.3556 | 1511081.9611 | 1654246.1193 | 0 | 198659.0514 | 0 | 1745338.3734 | 4541012.4294 | 3099334.2915 | 13860911.6927 | 961560.8286 | 10664466.8222 | 10664466.8222 | 1478867.319 | 5147507.7987 | 0 | 25486939.3435 | 42777781.2834 | 177827.941 | 0.85111 | 29945.3811 | 50260.9179 | 610.4771 | 1024.6368
1 | 3300 | 707 | 0.02 | 15 | 15 | 7 | 2.3714e-10 | 5spot_SharedNeighbor | Water | Porous | Wet | R600a | MinimizeLCOE_Brownfield | IgnoreSilica | 2019 | 64.6714 | 6.8247 | 0.24248 | 4 | 27467.6568 | 45294.4578 | 559.9653 | 923.3888 | 78.9352 | 0 | 93.8801 | 1128363.2056 | 63365.2566 | 1635745.2784 | 1823223.0543 | 0 | 197411.1357 | 0 | 1890762.0929 | 4919375.1172 | 3357574.6006 | 15015819.7414 | 961560.8286 | 10664466.8222 | 10664466.8222 | 1478867.319 | 5147507.7987 | 0 | 26641847.3922 | 43932689.3321 | 237137.3706 | 0.96994 | 27467.6568 | 45294.4578 | 559.9653 | 923.3888
1 | 3300 | 707 | 0.02 | 15 | 15 | 7 | 3.1623e-10 | 5spot_SharedNeighbor | Water | Porous | Wet | R600a | MinimizeLCOE_Brownfield | IgnoreSilica | 2019 | 69.8186 | 7.3705 | 0.26913 | 4 | 25639.3952 | 41701.4852 | 522.6938 | 850.1412 | 78.951 | 0 | 124.038 | 1191253.7407 | 66887.5487 | 1739569.7637 | 1966602.2347 | 0 | 193412.4237 | 0 | 2011513.0275 | 5233544.2795 | 3572001.5093 | 15974784.5279 | 961560.8286 | 10664466.8222 | 10664466.8222 | 1478867.319 | 5147507.7987 | 0 | 27600812.1787 | 44891654.1186 | 316227.766 | 1.0765 | 25639.3952 | 41701.4852 | 522.6938 | 850.1412
1 | 3300 | 707 | 0.02 | 15 | 15 | 7 | 4.217e-10 | 5spot_SharedNeighbor | Water | Porous | Wet | R600a | MinimizeLCOE_Brownfield | IgnoreSilica | 2019 | 74.0787 | 7.8215 | 0.29211 | 4 | 24288.8471 | 39086.993 | 495.161 | 796.8412 | 78.9581 | 0 | 113.6332 | 1242140.2675 | 69734.3438 | 1824203.1738 | 2085216.6187 | 0 | 188075.7436 | 0 | 2109654.3575 | 5488887.8886 | 3746278.7693 | 16754191.1627 | 961560.8286 | 10664466.8222 | 10664466.8222 | 1478867.319 | 5147507.7987 | 0 | 28380218.8135 | 45671060.7535 | 421696.5034 | 1.1684 | 24288.8471 | 39086.993 | 495.161 | 796.8412
1 | 3300 | 707 | 0.02 | 15 | 15 | 7 | 5.6234e-10 | 5spot_SharedNeighbor | Water | Porous | Wet | R600a | MinimizeLCOE_Brownfield | IgnoreSilica | 2019 | 77.4823 | 8.1812 | 0.31122 | 4 | 23289.2915 | 37178.6626 | 474.7837 | 757.9373 | 78.9601 | 0 | 122.3868 | 1282078.1359 | 71966.4842 | 1891017.6484 | 2179941.9255 | 0 | 182141.0515 | 0 | 2186786.6457 | 5689570.2805 | 3883248.6254 | 17366750.7971 | 961560.8286 | 10664466.8222 | 10664466.8222 | 1478867.319 | 5147507.7987 | 0 | 28992778.4479 | 46283620.3879 | 562341.3252 | 1.2449 | 23289.2915 | 37178.6626 | 474.7837 | 757.9373
1 | 3300 | 707 | 0.02 | 15 | 15 | 7 | 7.4989e-10 | 5spot_SharedNeighbor | Water | Porous | Wet | R600a | MinimizeLCOE_Brownfield | IgnoreSilica | 2019 | 80.1741 | 8.4653 | 0.32676 | 4 | 22547.8954 | 35776.8609 | 459.6693 | 729.3597 | 78.9595 | 0 | 111.9236 | 1313231.1717 | 73706.2589 | 1943373.7177 | 2254830.062 | 0 | 176436.4607 | 0 | 2247015.2917 | 5846272.8629 | 3990201.3578 | 17845067.1835 | 961560.8286 | 10664466.8222 | 10664466.8222 | 1478867.319 | 5147507.7987 | 0 | 29471094.8343 | 46761936.7742 | 749894.2093 | 1.307 | 22547.8954 | 35776.8609 | 459.6693 | 729.3597
1 | 3300 | 707 | 0.02 | 15 | 15 | 7 | 1e-09 | 5spot_SharedNeighbor | Water | Porous | Wet | R600a | MinimizeLCOE_Brownfield | IgnoreSilica | 2019 | 82.254 | 8.6846 | 0.3391 | 4 | 21996.8198 | 34744.4559 | 448.4349 | 708.3127 | 78.9578 | 0 | 146.5295 | 1337048.7914 | 75035.5321 | 1983542.7556 | 2312677.0479 | 0 | 171217.5439 | 0 | 2293013.4516 | 5965950.6394 | 4071883.8994 | 18210369.6614 | 961560.8286 | 10664466.8222 | 10664466.8222 | 1478867.319 | 5147507.7987 | 0 | 29836397.3122 | 47127239.2522 | 1000000 | 1.3564 | 21996.8198 | 34744.4559 | 448.4349 | 708.3127
1 | 3300 | 707 | 0.02 | 15 | 15 | 7 | 1.3335e-09 | 5spot_SharedNeighbor | Water | Porous | Wet | R600a | MinimizeLCOE_Brownfield | IgnoreSilica | 2019 | 83.8546 | 8.8532 | 0.34877 | 4 | 21586.4425 | 33980.5036 | 440.0688 | 692.7385 | 78.9557 | 0 | 121.1829 | 1355231.2146 | 76049.7934 | 2014290.1715 | 2357184.0351 | 0 | 166734.0506 | 0 | 2328100.8134 | 6057240.7573 | 4134191.2807 | 18489022.1166 | 961560.8286 | 10664466.8222 | 10664466.8222 | 1478867.319 | 5147507.7987 | 0 | 30115049.7674 | 47405891.7074 | 1333521.4322 | 1.3951 | 21586.4425 | 33980.5036 | 440.0688 | 692.7385
1 | 3300 | 707 | 0.02 | 15 | 15 | 7 | 1.7783e-09 | 5spot_SharedNeighbor | Water | Porous | Wet | R600a | MinimizeLCOE_Brownfield | IgnoreSilica | 2019 | 85.0922 | 8.9834 | 0.35631 | 4 | 21280.3632 | 33412.358 | 433.829 | 681.1561 | 78.9537 | 0 | 132.679 | 1369203.5273 | 76828.8985 | 2037966.5296 | 2391589.8312 | 0 | 163087.6702 | 0 | 2355083.8182 | 6127445.0008 | 4182107.1194 | 18703312.3952 | 961560.8286 | 10664466.8222 | 10664466.8222 | 1478867.319 | 5147507.7987 | 0 | 30329340.046 | 47620181.986 | 1778279.41 | 1.4252 | 21280.3632 | 33412.358 | 433.829 | 681.1561
1 | 3300 | 707 | 0.02 | 15 | 15 | 7 | 2.3714e-09 | 5spot_SharedNeighbor | Water | Porous | Wet | R600a | MinimizeLCOE_Brownfield | IgnoreSilica | 2019 | 86.013 | 9.0802 | 0.36205 | 4 | 21051.7874 | 32991.2658 | 429.1692 | 672.5716 | 78.9519 | 0 | 130.9974 | 1379549.9346 | 77405.6465 | 2055525.9024 | 2417181.8217 | 0 | 160031.1867 | 0 | 2374980.8519 | 6179213.001 | 4217439.8433 | 18861328.1882 | 961560.8286 | 10664466.8222 | 10664466.8222 | 1478867.319 | 5147507.7987 | 0 | 30487355.839 | 47778197.779 | 2371373.7057 | 1.4482 | 21051.7874 | 32991.2658 | 429.1692 | 672.5716
1 | 3300 | 707 | 0.02 | 15 | 15 | 7 | 3.1623e-09 | 5spot_SharedNeighbor | Water | Porous | Wet | R600a | MinimizeLCOE_Brownfield | IgnoreSilica | 2019 | 86.7272 | 9.1553 | 0.36648 | 4 | 20880.9207 | 32676.1091 | 425.6858 | 666.1467 | 78.9504 | 0 | 124.8765 | 1387547.5593 | 77851.3619 | 2069114.8938 | 2437031.0204 | 0 | 157692.1208 | 0 | 2390402.4129 | 6219336.7395 | 4244825.1193 | 18983801.2279 | 961560.8286 | 10664466.8222 | 10664466.8222 | 1478867.319 | 5147507.7987 | 0 | 30609828.8787 | 47900670.8186 | 3162277.6602 | 1.4659 | 20880.9207 | 32676.1091 | 425.6858 | 666.1467
1 | 3300 | 707 | 0.02 | 15 | 15 | 7 | 4.217e-09 | 5spot_SharedNeighbor | Water | Porous | Wet | R600a | MinimizeLCOE_Brownfield | IgnoreSilica | 2019 | 87.2628 | 9.2116 | 0.36984 | 4 | 20753.0956 | 32441.1639 | 423.0799 | 661.357 | 78.9492 | 0 | 147.2618 | 1393529.686 | 78184.6925 | 2079288.344 | 2451916.2234 | 0 | 155840.0527 | 0 | 2401916.0095 | 6249292.7559 | 4265270.716 | 19075238.48 | 961560.8286 | 10664466.8222 | 10664466.8222 | 1478867.319 | 5147507.7987 | 0 | 30701266.1308 | 47992108.0708 | 4216965.0343 | 1.4794 | 20753.0956 | 32441.1639 | 423.0799 | 661.357
1 | 3300 | 707 | 0.02 | 15 | 15 | 7 | 5.6234e-09 | 5spot_SharedNeighbor | Water | Porous | Wet | R600a | MinimizeLCOE_Brownfield | IgnoreSilica | 2019 | 87.6675 | 9.2541 | 0.37239 | 4 | 20657.4137 | 32265.5334 | 421.1293 | 657.7765 | 78.9482 | 0 | 124.0351 | 1398040.5005 | 78436.0064 | 2086964.7426 | 2463162.0514 | 0 | 154409.6564 | 0 | 2410595.0533 | 6271873.8478 | 4280682.7752 | 19144164.6336 | 961560.8286 | 10664466.8222 | 10664466.8222 | 1478867.319 | 5147507.7987 | 0 | 30770192.2844 | 48061034.2244 | 5623413.2519 | 1.4895 | 20657.4137 | 32265.5334 | 421.1293 | 657.7765
1 | 3300 | 707 | 0.02 | 15 | 15 | 7 | 7.4989e-09 | 5spot_SharedNeighbor | Water | Porous | Wet | R600a | MinimizeLCOE_Brownfield | IgnoreSilica | 2019 | 87.9692 | 9.2858 | 0.3743 | 4 | 20585.7602 | 32134.3971 | 419.6686 | 655.1032 | 78.9475 | 0 | 118.7823 | 1401398.5668 | 78623.0775 | 2092682.2847 | 2471546.0935 | 0 | 153295.2727 | 0 | 2417042.6651 | 6288649.211 | 4292132.3053 | 19195369.4766 | 961560.8286 | 10664466.8222 | 10664466.8222 | 1478867.319 | 5147507.7987 | 0 | 30821397.1274 | 48112239.0674 | 7498942.0933 | 1.4972 | 20585.7602 | 32134.3971 | 419.6686 | 655.1032
1 | 3300 | 707 | 0.02 | 15 | 15 | 7 | 1e-08 | 5spot_SharedNeighbor | Water | Porous | Wet | R600a | MinimizeLCOE_Brownfield | IgnoreSilica | 2019 | 88.1861 | 9.3086 | 0.37573 | 4 | 20532.0828 | 32036.9921 | 418.5743 | 653.1174 | 78.9469 | 0 | 124.4473 | 1403809.6555 | 78757.3844 | 2096788.9882 | 2477572.2225 | 0 | 152392.9879 | 0 | 2421635.283 | 6300598.2608 | 4300287.7773 | 19231842.5597 | 961560.8286 | 10664466.8222 | 10664466.8222 | 1478867.319 | 5147507.7987 | 0 | 30857870.2105 | 48148712.1505 | 10000000 | 1.5029 | 20532.0828 | 32036.9921 | 418.5743 | 653.1174
1 | 3400 | 707 | 0.02 | 15 | 15 | 7 | 1e-13 | 5spot_SharedNeighbor | Water | Porous | Wet | R600a | MinimizeLCOE_Brownfield | IgnoreSilica | 2019 | 0 | 0 | 0 | 0 |  |  |  |  | 15 |  | 18.3816 | [19 empty] | 100 | 0
1 | 3400 | 707 | 0.02 | 15 | 15 | 7 | 1.3335e-13 | 5spot_SharedNeighbor | Water | Porous | Wet | R600a | MinimizeLCOE_Brownfield | IgnoreSilica | 2019 | 0 | 0 | 0 | 0 |  |  |  |  | 15 |  | 20.3047 | [19 empty] | 133.3521 | 0
1 | 3400 | 707 | 0.02 | 15 | 15 | 7 | 1.7783e-13 | 5spot_SharedNeighbor | Water | Porous | Wet | R600a | MinimizeLCOE_Brownfield | IgnoreSilica | 2019 | 0 | 0 | 0 | 0 |  |  |  |  | 15 |  | 24.1045 | [19 empty] | 177.8279 | 0
1 | 3400 | 707 | 0.02 | 15 | 15 | 7 | 2.3714e-13 | 5spot_SharedNeighbor | Water | Porous | Wet | R600a | MinimizeLCOE_Brownfield | IgnoreSilica | 2019 | 0 | 0 | 0 | 0 |  |  |  |  | 15 |  | 23.8563 | [19 empty] | 237.1374 | 0
1 | 3400 | 707 | 0.02 | 15 | 15 | 7 | 3.1623e-13 | 5spot_SharedNeighbor | Water | Porous | Wet | R600a | MinimizeLCOE_Brownfield | IgnoreSilica | 2019 | 0 | 0 | 0 | 0 |  |  |  |  | 15 |  | 22.0245 | [19 empty] | 316.2278 | 0
1 | 3400 | 707 | 0.02 | 15 | 15 | 7 | 4.217e-13 | 5spot_SharedNeighbor | Water | Porous | Wet | R600a | MinimizeLCOE_Brownfield | IgnoreSilica | 2019 | 0 | 0 | 0 | 0 |  |  |  |  | 15 |  | 24.0058 | [19 empty] | 421.6965 | 0
1 | 3400 | 707 | 0.02 | 15 | 15 | 7 | 5.6234e-13 | 5spot_SharedNeighbor | Water | Porous | Wet | R600a | MinimizeLCOE_Brownfield | IgnoreSilica | 2019 | 0 | 0 | 0 | 0 |  |  |  |  | 15 |  | 25.7058 | [19 empty] | 562.3413 | 0
1 | 3400 | 707 | 0.02 | 15 | 15 | 7 | 7.4989e-13 | 5spot_SharedNeighbor | Water | Porous | Wet | R600a | MinimizeLCOE_Brownfield | IgnoreSilica | 2019 | 0 | 0 | 0 | 0 |  |  |  |  | 15 |  | 27.8463 | [19 empty] | 749.8942 | 0
1 | 3400 | 707 | 0.02 | 15 | 15 | 7 | 1e-12 | 5spot_SharedNeighbor | Water | Porous | Wet | R600a | MinimizeLCOE_Brownfield | IgnoreSilica | 2019 | 0 | 0 | 0 | 0 |  |  |  |  | 15 |  | 26.6654 | [19 empty] | 1000 | 0
1 | 3400 | 707 | 0.02 | 15 | 15 | 7 | 1.3335e-12 | 5spot_SharedNeighbor | Water | Porous | Wet | R600a | MinimizeLCOE_Brownfield | IgnoreSilica | 2019 | 0 | 0 | 0 | 0 |  |  |  |  | 15 |  | 28.6425 | [19 empty] | 1333.5214 | 0
1 | 3400 | 707 | 0.02 | 15 | 15 | 7 | 1.7783e-12 | 5spot_SharedNeighbor | Water | Porous | Wet | R600a | MinimizeLCOE_Brownfield | IgnoreSilica | 2019 | 0 | 0 | 0 | 0 |  |  |  |  | 15 |  | 30.2581 | [19 empty] | 1778.2794 | 0
1 | 3400 | 707 | 0.02 | 15 | 15 | 7 | 2.3714e-12 | 5spot_SharedNeighbor | Water | Porous | Wet | R600a | MinimizeLCOE_Brownfield | IgnoreSilica | 2019 | 1.6 | 0.12657 | 0.00099934 | 4 | 3188240.0725 | 7653737.6778 | 64996.5863 | 156031.795 | 67.9733 | 0 | 34.5642 | 61872.4375 | 3199.7473 | 67976.3893 | 62464.8049 | 0 | 36619.0988 | 0 | 90531.6663 | 235544.8252 | 160764.1832 | 718973.1526 | 961560.8286 | 11063974.3309 | 11063974.3309 | 1478867.319 | 5307310.8022 | 0 | 12744508.3121 | 30594660.7643 | 2371.3737 | 0.0039973 | 3188240.0725 | 7653737.6778 | 64996.5863 | 156031.795
1 | 3400 | 707 | 0.02 | 15 | 15 | 7 | 3.1623e-12 | 5spot_SharedNeighbor | Water | Porous | Wet | R600a | MinimizeLCOE_Brownfield | IgnoreSilica | 2019 | 1.6 | 0.12658 | 0.0020025 | 4 | 1588736.6107 | 3817223.6001 | 32388.5447 | 77819.2663 | 67.9742 | 0 | 35.4836 | 61874.2568 | 3199.8587 | 67977.7204 | 62465.3873 | 0 | 30562.0661 | 0 | 88170.9228 | 229402.6548 | 156572.0257 | 700224.8927 | 961560.8286 | 11063974.3309 | 11063974.3309 | 1478867.319 | 5307310.8022 | 0 | 12725760.0522 | 30575912.5044 | 3162.2777 | 0.00801 | 1588736.6107 | 3817223.6001 | 32388.5447 | 77819.2663
1 | 3400 | 707 | 0.02 | 15 | 15 | 7 | 4.217e-12 | 5spot_SharedNeighbor | Water | Porous | Wet | R600a | MinimizeLCOE_Brownfield | IgnoreSilica | 2019 | 3.2345 | 0.30399 | 0.0048598 | 4 | 687335.3604 | 1605596.0875 | 14012.261 | 32732.248 | 74.152 | 0 | 83.9836 | 122532.341 | 6637.0318 | 136277.5262 | 109928.8615 | 0 | 55857.3888 | 0 | 168180.9282 | 437572.2765 | 298652.0699 | 1335638.4239 | 961560.8286 | 11063974.3309 | 11063974.3309 | 1478867.319 | 5307310.8022 | 0 | 13361173.5834 | 31211326.0357 | 4216.965 | 0.019439 | 687335.3604 | 1605596.0875 | 14012.261 | 32732.248
1 | 3400 | 707 | 0.02 | 15 | 15 | 7 | 5.6234e-12 | 5spot_SharedNeighbor | Water | Porous | Wet | R600a | MinimizeLCOE_Brownfield | IgnoreSilica | 2019 | 4.3017 | 0.42151 | 0.0080249 | 4 | 427420.0853 | 983504.6613 | 8713.5366 | 20050.0728 | 75.8008 | 0 | 82.2772 | 156526.3654 | 8581.9955 | 176760.9026 | 140577.2957 | 0 | 64659.0199 | 0 | 213371.1759 | 555148.0312 | 378899.9384 | 1694524.7246 | 961560.8286 | 11063974.3309 | 11063974.3309 | 1478867.319 | 5307310.8022 | 0 | 13720059.8842 | 31570212.3364 | 5623.4133 | 0.0321 | 427420.0853 | 983504.6613 | 8713.5366 | 20050.0728
1 | 3400 | 707 | 0.02 | 15 | 15 | 7 | 7.4989e-12 | 5spot_SharedNeighbor | Water | Porous | Wet | R600a | MinimizeLCOE_Brownfield | IgnoreSilica | 2019 | 5.7554 | 0.58154 | 0.012285 | 4 | 288508.8536 | 651747.2203 | 5881.6432 | 13286.7486 | 77.1011 | 0 | 115.2873 | 198329.8543 | 10975.8786 | 228431.7668 | 181373.1467 | 0 | 75789.393 | 0 | 271011.0153 | 705115.0699 | 481255.5239 | 2152281.6485 | 961560.8286 | 11063974.3309 | 11063974.3309 | 1478867.319 | 5307310.8022 | 0 | 14177816.8081 | 32027969.2603 | 7498.9421 | 0.049142 | 288508.8536 | 651747.2203 | 5881.6432 | 13286.7486
1 | 3400 | 707 | 0.02 | 15 | 15 | 7 | 1e-11 | 5spot_SharedNeighbor | Water | Porous | Wet | R600a | MinimizeLCOE_Brownfield | IgnoreSilica | 2019 | 7.505 | 0.77509 | 0.018008 | 4 | 204078.9404 | 451891.3259 | 4160.4252 | 9212.4159 | 77.9892 | 0 | 103.7519 | 244478.5391 | 13622.1797 | 287243.7473 | 231670.9844 | 0 | 86477.7081 | 0 | 336762.3319 | 876186.508 | 598015.2956 | 2674457.294 | 961560.8286 | 11063974.3309 | 11063974.3309 | 1478867.319 | 5307310.8022 | 0 | 14699992.4536 | 32550144.9058 | 10000 | 0.072031 | 204078.9404 | 451891.3259 | 4160.4252 | 9212.4159
1 | 3400 | 707 | 0.02 | 15 | 15 | 7 | 1.3335e-11 | 5spot_SharedNeighbor | Water | Porous | Wet | R600a | MinimizeLCOE_Brownfield | IgnoreSilica | 2019 | 9.8776 | 1.0385 | 0.025724 | 4 | 149393.1521 | 322870.4498 | 3045.5815 | 6582.1508 | 78.7706 | 0 | 96.1978 | 301978.9866 | 16919.5341 | 362766.9704 | 298600.9504 | 0 | 100190.9497 | 0 | 421378.3825 | 1096340.1148 | 748274.6559 | 3346450.5443 | 961560.8286 | 11063974.3309 | 11063974.3309 | 1478867.319 | 5307310.8022 | 0 | 15371985.7038 | 33222138.1561 | 13335.2143 | 0.1029 | 149393.1521 | 322870.4498 | 3045.5815 | 6582.1508
1 | 3400 | 707 | 0.02 | 15 | 15 | 7 | 1.7783e-11 | 5spot_SharedNeighbor | Water | Porous | Wet | R600a | MinimizeLCOE_Brownfield | IgnoreSilica | 2019 | 12.8861 | 1.3722 | 0.035832 | 4 | 112896.9247 | 237437.8476 | 2301.5565 | 4840.4917 | 79.3268 | 0 | 86.887 | 368722.3363 | 20742.6204 | 453154.9729 | 383824.5752 | 0 | 115296.0916 | 0 | 523278.8326 | 1361464.1832 | 929227.2803 | 4155710.8926 | 961560.8286 | 11063974.3309 | 11063974.3309 | 1478867.319 | 5307310.8022 | 0 | 16181246.0521 | 34031398.5043 | 17782.7941 | 0.14333 | 112896.9247 | 237437.8476 | 2301.5565 | 4840.4917
1 | 3400 | 707 | 0.02 | 15 | 15 | 7 | 2.3714e-11 | 5spot_SharedNeighbor | Water | Porous | Wet | R600a | MinimizeLCOE_Brownfield | IgnoreSilica | 2019 | 16.6009 | 1.7847 | 0.048985 | 4 | 87444.441 | 178545.0015 | 1782.6732 | 3639.8814 | 79.7401 | 0 | 100.2449 | 444781.0743 | 25095.5731 | 559009.6617 | 489354.9529 | 0 | 131039.5459 | 0 | 643219.5151 | 1673525.2357 | 1142215.3609 | 5108240.9195 | 961560.8286 | 11063974.3309 | 11063974.3309 | 1478867.319 | 5307310.8022 | 0 | 17133776.0791 | 34983928.5313 | 23713.7371 | 0.19594 | 87444.441 | 178545.0015 | 1782.6732 | 3639.8814
1 | 3400 | 707 | 0.02 | 15 | 15 | 7 | 3.1623e-11 | 5spot_SharedNeighbor | Water | Porous | Wet | R600a | MinimizeLCOE_Brownfield | IgnoreSilica | 2019 | 21.1734 | 2.2927 | 0.065855 | 4 | 69300.8897 | 137064.3445 | 1412.7924 | 2794.2421 | 80.0529 | 0 | 104.8867 | 531497.9008 | 30052.2257 | 682864.5324 | 619300.6751 | 0 | 147616.9601 | 0 | 784419.5947 | 2040898.8788 | 1392955.4211 | 6229606.1887 | 961560.8286 | 11063974.3309 | 11063974.3309 | 1478867.319 | 5307310.8022 | 0 | 18255141.3483 | 36105293.8005 | 31622.7766 | 0.26342 | 69300.8897 | 137064.3445 | 1412.7924 | 2794.2421
1 | 3400 | 707 | 0.02 | 15 | 15 | 7 | 4.217e-11 | 5spot_SharedNeighbor | Water | Porous | Wet | R600a | MinimizeLCOE_Brownfield | IgnoreSilica | 2019 | 26.6593 | 2.9025 | 0.087046 | 4 | 56136.83 | 107403.1272 | 1144.4252 | 2189.558 | 80.2892 | 0 | 93.9277 | 628318.7514 | 35578.9635 | 824517.6277 | 775380.0032 | 0 | 164311.7448 | 0 | 946961.7654 | 2463800.2649 | 1681594.3068 | 7520463.4277 | 961560.8286 | 11063974.3309 | 11063974.3309 | 1478867.319 | 5307310.8022 | 0 | 19545998.5873 | 37396151.0395 | 42169.6503 | 0.34818 | 56136.83 | 107403.1272 | 1144.4252 | 2189.558
1 | 3400 | 707 | 0.02 | 15 | 15 | 7 | 5.6234e-11 | 5spot_SharedNeighbor | Water | Porous | Wet | R600a | MinimizeLCOE_Brownfield | IgnoreSilica | 2019 | 33.0272 | 3.6107 | 0.11289 | 4 | 46477.7878 | 86008.3187 | 947.5126 | 1753.3959 | 80.4674 | 0 | 109.5919 | 733412.0586 | 41569.3911 | 981717.8213 | 956576.6888 | 0 | 180150.6332 | 0 | 1128436.3713 | 2935959.964 | 2003853.0034 | 8961675.9317 | 961560.8286 | 11063974.3309 | 11063974.3309 | 1478867.319 | 5307310.8022 | 0 | 20987211.0913 | 38837363.5435 | 56234.1325 | 0.45155 | 46477.7878 | 86008.3187 | 947.5126 | 1753.3959
1 | 3400 | 707 | 0.02 | 15 | 15 | 7 | 7.4989e-11 | 5spot_SharedNeighbor | Water | Porous | Wet | R600a | MinimizeLCOE_Brownfield | IgnoreSilica | 2019 | 40.1017 | 4.3977 | 0.14319 | 4 | 39340.5471 | 70506.6555 | 802.0103 | 1437.3735 | 80.6012 | 0 | 108.8053 | 843250.1692 | 47821.4433 | 1149329.6764 | 1157906.6741 | 0 | 193879.6195 | 0 | 1322953.1572 | 3442052.74 | 2349271.7222 | 10506465.2019 | 961560.8286 | 11063974.3309 | 11063974.3309 | 1478867.319 | 5307310.8022 | 0 | 22532000.3614 | 40382152.8136 | 74989.4209 | 0.57274 | 39340.5471 | 70506.6555 | 802.0103 | 1437.3735
1 | 3400 | 707 | 0.02 | 15 | 15 | 7 | 1e-10 | 5spot_SharedNeighbor | Water | Porous | Wet | R600a | MinimizeLCOE_Brownfield | IgnoreSilica | 2019 | 45.846 | 5.0367 | 0.17448 | 4 | 33983.4289 | 59559.7991 | 692.7982 | 1214.2071 | 80.6798 | 0 | 347.6692 | 928195.4161 | 52650.564 | 1281023.1483 | 1321384.267 | 0 | 191715.5973 | 0 | 1472237.9072 | 3830461.037 | 2614368.3658 | 11692036.3028 | 961560.8286 | 11063974.3309 | 11063974.3309 | 1478867.319 | 5307310.8022 | 0 | 23717571.4624 | 41567723.9146 | 100000 | 0.69792 | 33983.4289 | 59559.7991 | 692.7982 | 1214.2071
1 | 3400 | 707 | 0.02 | 15 | 15 | 7 | 1.3335e-10 | 5spot_SharedNeighbor | Water | Porous | Wet | R600a | MinimizeLCOE_Brownfield | IgnoreSilica | 2019 | 55.1977 | 6.0767 | 0.21349 | 4 | 30065.954 | 50968.467 | 612.9351 | 1039.0611 | 80.7699 | 0 | 119.7565 | 1059913.3479 | 60127.8361 | 1488472.2477 | 1587478.8832 | 0 | 211117.1298 | 0 | 1718772.6834 | 4471893.9535 | 3052159.5115 | 13649935.5932 | 961560.8286 | 11063974.3309 | 11063974.3309 | 1478867.319 | 5307310.8022 | 0 | 25675470.7527 | 43525623.205 | 133352.1432 | 0.85397 | 30065.954 | 50968.467 | 612.9351 | 1039.0611
1 | 3400 | 707 | 0.02 | 15 | 15 | 7 | 1.7783e-10 | 5spot_SharedNeighbor | Water | Porous | Wet | R600a | MinimizeLCOE_Brownfield | IgnoreSilica | 2019 | 61.977 | 6.8296 | 0.2484 | 4 | 27200.5235 | 45165.9667 | 554.5195 | 920.7693 | 80.8123 | 0 | 130.3439 | 1151076.9282 | 65294.2818 | 1634225.3291 | 1780268.5815 | 0 | 212274.8818 | 0 | 1888824.6009 | 4914334.1604 | 3354134.044 | 15000432.8077 | 961560.8286 | 11063974.3309 | 11063974.3309 | 1478867.319 | 5307310.8022 | 0 | 27025967.9673 | 44876120.4195 | 177827.941 | 0.99358 | 27200.5235 | 45165.9667 | 554.5195 | 920.7693
1 | 3400 | 707 | 0.02 | 15 | 15 | 7 | 2.3714e-10 | 5spot_SharedNeighbor | Water | Porous | Wet | R600a | MinimizeLCOE_Brownfield | IgnoreSilica | 2019 | 67.9427 | 7.4912 | 0.28089 | 4 | 25085.668 | 40972.5851 | 511.4053 | 835.2816 | 80.8362 | 0 | 133.7222 | 1228675.0759 | 69685.5451 | 1759643.3241 | 1949795.9515 | 0 | 209761.0511 | 0 | 2034848.7696 | 5294259.0936 | 3613440.6175 | 16160109.4283 | 961560.8286 | 11063974.3309 | 11063974.3309 | 1478867.319 | 5307310.8022 | 0 | 28185644.5879 | 46035797.0401 | 237137.3706 | 1.1236 | 25085.668 | 40972.5851 | 511.4053 | 835.2816
1 | 3400 | 707 | 0.02 | 15 | 15 | 7 | 3.1623e-10 | 5spot_SharedNeighbor | Water | Porous | Wet | R600a | MinimizeLCOE_Brownfield | IgnoreSilica | 2019 | 72.9781 | 8.0484 | 0.30972 | 4 | 23524.3717 | 37932.808 | 479.5761 | 773.3116 | 80.8475 | 0 | 117.4181 | 1292420.205 | 73287.9567 | 1863590.2843 | 2092757.8219 | 0 | 204794.6781 | 0 | 2155471.869 | 5608095.655 | 3827640.5194 | 17118058.9894 | 961560.8286 | 11063974.3309 | 11063974.3309 | 1478867.319 | 5307310.8022 | 0 | 29143594.149 | 46993746.6012 | 316227.766 | 1.2389 | 23524.3717 | 37932.808 | 479.5761 | 773.3116
1 | 3400 | 707 | 0.02 | 15 | 15 | 7 | 4.217e-10 | 5spot_SharedNeighbor | Water | Porous | Wet | R600a | MinimizeLCOE_Brownfield | IgnoreSilica | 2019 | 77.0387 | 8.497 | 0.33497 | 4 | 22312.3204 | 35634.5195 | 454.8668 | 726.4579 | 80.8511 | 0 | 143.1495 | 1342733.3334 | 76127.885 | 1946216.5302 | 2207944.4646 | 0 | 196703.5509 | 0 | 2250193.048 | 5854540.7329 | 3995844.349 | 17870303.8942 | 961560.8286 | 11063974.3309 | 11063974.3309 | 1478867.319 | 5307310.8022 | 0 | 29895839.0537 | 47745991.506 | 421696.5034 | 1.3399 | 22312.3204 | 35634.5195 | 454.8668 | 726.4579
1 | 3400 | 707 | 0.02 | 15 | 15 | 7 | 5.6234e-10 | 5spot_SharedNeighbor | Water | Porous | Wet | R600a | MinimizeLCOE_Brownfield | IgnoreSilica | 2019 | 80.3593 | 8.8631 | 0.35454 | 4 | 21515.0799 | 34101.8667 | 438.614 | 695.2127 | 80.8506 | 0 | 107.9702 | 1383186.0527 | 78408.8989 | 2013023.2192 | 2302062.9015 | 0 | 191967.5385 | 0 | 2327772.9583 | 6056387.7455 | 4133609.0826 | 18486418.3973 | 961560.8286 | 11063974.3309 | 11063974.3309 | 1478867.319 | 5307310.8022 | 0 | 30511953.5568 | 48362106.009 | 562341.3252 | 1.4182 | 21515.0799 | 34101.8667 | 438.614 | 695.2127
1 | 3400 | 707 | 0.02 | 15 | 15 | 7 | 7.4989e-10 | 5spot_SharedNeighbor | Water | Porous | Wet | R600a | MinimizeLCOE_Brownfield | IgnoreSilica | 2019 | 82.9339 | 9.1465 | 0.37091 | 4 | 20880.3169 | 32911.6034 | 425.6735 | 670.9476 | 80.8481 | 0 | 129.6452 | 1414139.269 | 80152.7942 | 2064366.3039 | 2374986.2373 | 0 | 185787.4482 | 0 | 2386578.5005 | 6209387.7037 | 4238034.698 | 18953432.9548 | 961560.8286 | 11063974.3309 | 11063974.3309 | 1478867.319 | 5307310.8022 | 0 | 30978968.1144 | 48829120.5666 | 749894.2093 | 1.4836 | 20880.3169 | 32911.6034 | 425.6735 | 670.9476
1 | 3400 | 707 | 0.02 | 15 | 15 | 7 | 1e-09 | 5spot_SharedNeighbor | Water | Porous | Wet | R600a | MinimizeLCOE_Brownfield | IgnoreSilica | 2019 | 84.9265 | 9.3656 | 0.38387 | 4 | 20408.1311 | 32033.1927 | 416.0474 | 653.04 | 80.845 | 0 | 144.4057 | 1437854.6416 | 81488.0145 | 2103836.0018 | 2431391.3869 | 0 | 180283.4577 | 0 | 2431592.8659 | 6326505.8489 | 4317970.2386 | 19310922.4558 | 961560.8286 | 11063974.3309 | 11063974.3309 | 1478867.319 | 5307310.8022 | 0 | 31336457.6153 | 49186610.0676 | 1000000 | 1.5355 | 20408.1311 | 32033.1927 | 416.0474 | 653.04
1 | 3400 | 707 | 0.02 | 15 | 15 | 7 | 1.3335e-09 | 5spot_SharedNeighbor | Water | Porous | Wet | R600a | MinimizeLCOE_Brownfield | IgnoreSilica | 2019 | 86.4493 | 9.5329 | 0.39398 | 4 | 20056.2684 | 31383.072 | 408.8742 | 639.7864 | 80.842 | 0 | 133.607 | 1455841.0929 | 82500.1522 | 2133847.7156 | 2474480.1959 | 0 | 175566.7422 | 0 | 2465672.0005 | 6415172.7665 | 4378487.2318 | 19581567.8976 | 961560.8286 | 11063974.3309 | 11063974.3309 | 1478867.319 | 5307310.8022 | 0 | 31607103.0572 | 49457255.5094 | 1333521.4322 | 1.5759 | 20056.2684 | 31383.072 | 408.8742 | 639.7864
1 | 3400 | 707 | 0.02 | 15 | 15 | 7 | 1.7783e-09 | 5spot_SharedNeighbor | Water | Porous | Wet | R600a | MinimizeLCOE_Brownfield | IgnoreSilica | 2019 | 87.6138 | 9.6607 | 0.4018 | 4 | 19793.6905 | 30899.9693 | 403.5212 | 629.9377 | 80.8392 | 0 | 135.0795 | 1469514.7521 | 83269.2855 | 2156707.5858 | 2507416.1284 | 0 | 171699.2507 | 0 | 2491556.731 | 6482519.5254 | 4424452.7785 | 19787136.0374 | 961560.8286 | 11063974.3309 | 11063974.3309 | 1478867.319 | 5307310.8022 | 0 | 31812671.197 | 49662823.6492 | 1778279.41 | 1.6072 | 19793.6905 | 30899.9693 | 403.5212 | 629.9377
1 | 3400 | 707 | 0.02 | 15 | 15 | 7 | 2.3714e-09 | 5spot_SharedNeighbor | Water | Porous | Wet | R600a | MinimizeLCOE_Brownfield | IgnoreSilica | 2019 | 88.4956 | 9.7574 | 0.4078 | 4 | 19597.5167 | 30540.4933 | 399.5219 | 622.6093 | 80.8369 | 0 | 119.9809 | 1479824.1272 | 83848.998 | 2173968.3738 | 2532350.8568 | 0 | 168575.8656 | 0 | 2511041.6064 | 6533215.1743 | 4459053.6006 | 19941878.6028 | 961560.8286 | 11063974.3309 | 11063974.3309 | 1478867.319 | 5307310.8022 | 0 | 31967413.7624 | 49817566.2146 | 2371373.7057 | 1.6312 | 19597.5167 | 30540.4933 | 399.5219 | 622.6093
1 | 3400 | 707 | 0.02 | 15 | 15 | 7 | 3.1623e-09 | 5spot_SharedNeighbor | Water | Porous | Wet | R600a | MinimizeLCOE_Brownfield | IgnoreSilica | 2019 | 89.1756 | 9.832 | 0.41241 | 4 | 19450.8222 | 30271.5574 | 396.5313 | 617.1266 | 80.8351 | 0 | 127.1151 | 1487746.6931 | 84294.389 | 2187247.8172 | 2551572.6147 | 0 | 166174.2134 | 0 | 2526043.9337 | 6572248.1526 | 4485694.4103 | 20061022.2239 | 961560.8286 | 11063974.3309 | 11063974.3309 | 1478867.319 | 5307310.8022 | 0 | 32086557.3835 | 49936709.8357 | 3162277.6602 | 1.6496 | 19450.8222 | 30271.5574 | 396.5313 | 617.1266
1 | 3400 | 707 | 0.02 | 15 | 15 | 7 | 4.217e-09 | 5spot_SharedNeighbor | Water | Porous | Wet | R600a | MinimizeLCOE_Brownfield | IgnoreSilica | 2019 | 89.6749 | 9.8867 | 0.41587 | 4 | 19341.0519 | 30071.6862 | 394.2935 | 613.052 | 80.8336 | 0 | 126.2809 | 1493550.4113 | 84620.6025 | 2196983.9567 | 2565686.7147 | 0 | 164224.6493 | 0 | 2536975.8705 | 6600690.8097 | 4505107.1083 | 20147840.123 | 961560.8286 | 11063974.3309 | 11063974.3309 | 1478867.319 | 5307310.8022 | 0 | 32173375.2826 | 50023527.7348 | 4216965.0343 | 1.6635 | 19341.0519 | 30071.6862 | 394.2935 | 613.052
1 | 3400 | 707 | 0.02 | 15 | 15 | 7 | 5.6234e-09 | 5spot_SharedNeighbor | Water | Porous | Wet | R600a | MinimizeLCOE_Brownfield | IgnoreSilica | 2019 | 90.0692 | 9.9299 | 0.41854 | 4 | 19258.8684 | 29921.0727 | 392.6181 | 609.9815 | 80.8324 | 0 | 116.1017 | 1498125.0669 | 84877.6976 | 2204663.137 | 2576831.5414 | 0 | 162814.7991 | 0 | 2545651.7744 | 6623263.732 | 4520513.5915 | 20216741.3399 | 961560.8286 | 11063974.3309 | 11063974.3309 | 1478867.319 | 5307310.8022 | 0 | 32242276.4994 | 50092428.9516 | 5623413.2519 | 1.6742 | 19258.8684 | 29921.0727 | 392.6181 | 609.9815
1 | 3400 | 707 | 0.02 | 15 | 15 | 7 | 7.4989e-09 | 5spot_SharedNeighbor | Water | Porous | Wet | R600a | MinimizeLCOE_Brownfield | IgnoreSilica | 2019 | 90.3445 | 9.96 | 0.4205 | 4 | 19197.3141 | 29809.8399 | 391.3632 | 607.7139 | 80.8315 | 0 | 127.5222 | 1501313.3387 | 85056.859 | 2210017.6523 | 2584609.1759 | 0 | 161617.8557 | 0 | 2551619.8038 | 6638791.3203 | 4531111.4896 | 20264137.4954 | 961560.8286 | 11063974.3309 | 11063974.3309 | 1478867.319 | 5307310.8022 | 0 | 32289672.6549 | 50139825.1072 | 7498942.0933 | 1.682 | 19197.3141 | 29809.8399 | 391.3632 | 607.7139
1 | 3400 | 707 | 0.02 | 15 | 15 | 7 | 1e-08 | 5spot_SharedNeighbor | Water | Porous | Wet | R600a | MinimizeLCOE_Brownfield | IgnoreSilica | 2019 | 90.5614 | 9.9838 | 0.422 | 4 | 19151.197 | 29725.9183 | 390.4231 | 606.0031 | 80.8308 | 0 | 132.9668 | 1503823.1365 | 85197.8836 | 2214234.1781 | 2590737.635 | 0 | 160758.4147 | 0 | 2556352.9867 | 6651106.0913 | 4539516.5739 | 20301726.8998 | 961560.8286 | 11063974.3309 | 11063974.3309 | 1478867.319 | 5307310.8022 | 0 | 32327262.0594 | 50177414.5116 | 10000000 | 1.688 | 19151.197 | 29725.9183 | 390.4231 | 606.0031
1 | 3500 | 707 | 0.02 | 15 | 15 | 7 | 1e-13 | 5spot_SharedNeighbor | Water | Porous | Wet | R600a | MinimizeLCOE_Brownfield | IgnoreSilica | 2019 | 0 | 0 | 0 | 0 |  |  |  |  | 15 |  | 17.3199 | [19 empty] | 100 | 0
1 | 3500 | 707 | 0.02 | 15 | 15 | 7 | 1.3335e-13 | 5spot_SharedNeighbor | Water | Porous | Wet | R600a | MinimizeLCOE_Brownfield | IgnoreSilica | 2019 | 0 | 0 | 0 | 0 |  |  |  |  | 15 |  | 19.7169 | [19 empty] | 133.3521 | 0
1 | 3500 | 707 | 0.02 | 15 | 15 | 7 | 1.7783e-13 | 5spot_SharedNeighbor | Water | Porous | Wet | R600a | MinimizeLCOE_Brownfield | IgnoreSilica | 2019 | 0 | 0 | 0 | 0 |  |  |  |  | 15 |  | 21.9594 | [19 empty] | 177.8279 | 0
1 | 3500 | 707 | 0.02 | 15 | 15 | 7 | 2.3714e-13 | 5spot_SharedNeighbor | Water | Porous | Wet | R600a | MinimizeLCOE_Brownfield | IgnoreSilica | 2019 | 0 | 0 | 0 | 0 |  |  |  |  | 15 |  | 21.9923 | [19 empty] | 237.1374 | 0
1 | 3500 | 707 | 0.02 | 15 | 15 | 7 | 3.1623e-13 | 5spot_SharedNeighbor | Water | Porous | Wet | R600a | MinimizeLCOE_Brownfield | IgnoreSilica | 2019 | 0 | 0 | 0 | 0 |  |  |  |  | 15 |  | 21.0853 | [19 empty] | 316.2278 | 0
1 | 3500 | 707 | 0.02 | 15 | 15 | 7 | 4.217e-13 | 5spot_SharedNeighbor | Water | Porous | Wet | R600a | MinimizeLCOE_Brownfield | IgnoreSilica | 2019 | 0 | 0 | 0 | 0 |  |  |  |  | 15 |  | 23.7701 | [19 empty] | 421.6965 | 0
1 | 3500 | 707 | 0.02 | 15 | 15 | 7 | 5.6234e-13 | 5spot_SharedNeighbor | Water | Porous | Wet | R600a | MinimizeLCOE_Brownfield | IgnoreSilica | 2019 | 0 | 0 | 0 | 0 |  |  |  |  | 15 |  | 24.6244 | [19 empty] | 562.3413 | 0
1 | 3500 | 707 | 0.02 | 15 | 15 | 7 | 7.4989e-13 | 5spot_SharedNeighbor | Water | Porous | Wet | R600a | MinimizeLCOE_Brownfield | IgnoreSilica | 2019 | 0 | 0 | 0 | 0 |  |  |  |  | 15 |  | 25.2878 | [19 empty] | 749.8942 | 0
1 | 3500 | 707 | 0.02 | 15 | 15 | 7 | 1e-12 | 5spot_SharedNeighbor | Water | Porous | Wet | R600a | MinimizeLCOE_Brownfield | IgnoreSilica | 2019 | 0 | 0 | 0 | 0 |  |  |  |  | 15 |  | 27.7534 | [19 empty] | 1000 | 0
1 | 3500 | 707 | 0.02 | 15 | 15 | 7 | 1.3335e-12 | 5spot_SharedNeighbor | Water | Porous | Wet | R600a | MinimizeLCOE_Brownfield | IgnoreSilica | 2019 | 0 | 0 | 0 | 0 |  |  |  |  | 15 |  | 28.7129 | [19 empty] | 1333.5214 | 0
1 | 3500 | 707 | 0.02 | 15 | 15 | 7 | 1.7783e-12 | 5spot_SharedNeighbor | Water | Porous | Wet | R600a | MinimizeLCOE_Brownfield | IgnoreSilica | 2019 | 1.6 | 0.13104 | 0.00016905 | 4 | 19499678.5153 | 46737339.9093 | 397527.3218 | 952803.891 | 69.1622 | 0 | 30.59 | 64417.0764 | 3356.6017 | 69816.1393 | 63266.9959 | 0 | 42734.8578 | 0 | 95000.7517 | 247172.4687 | 168700.2888 | 754465.1803 | 961560.8286 | 11469341.9306 | 11469341.9306 | 1478867.319 | 5469457.8421 | 0 | 13185367.9395 | 31603035.0312 | 1778.2794 | 0.00067618 | 19499678.5153 | 46737339.9093 | 397527.3218 | 952803.891
1 | 3500 | 707 | 0.02 | 15 | 15 | 7 | 2.3714e-12 | 5spot_SharedNeighbor | Water | Porous | Wet | R600a | MinimizeLCOE_Brownfield | IgnoreSilica | 2019 | 1.6 | 0.13105 | 0.0014804 | 4 | 2222953.6789 | 5333113.6254 | 45317.9175 | 108722.7348 | 69.1634 | 0 | 35.8894 | 64419.5292 | 3356.7536 | 69817.9114 | 63267.7659 | 0 | 35776.2443 | 0 | 92288.8997 | 240116.786 | 163884.6403 | 732928.5304 | 961560.8286 | 11469341.9306 | 11469341.9306 | 1478867.319 | 5469457.8421 | 0 | 13163831.2896 | 31581498.3813 | 2371.3737 | 0.0059218 | 2222953.6789 | 5333113.6254 | 45317.9175 | 108722.7348
1 | 3500 | 707 | 0.02 | 15 | 15 | 7 | 3.1623e-12 | 5spot_SharedNeighbor | Water | Porous | Wet | R600a | MinimizeLCOE_Brownfield | IgnoreSilica | 2019 | 1.6 | 0.13105 | 0.0024807 | 4 | 1324683.198 | 3180762.0376 | 27005.4588 | 64844.1364 | 69.1642 | 0 | 33.1919 | 64421.312 | 3356.864 | 69819.1995 | 63268.3255 | 0 | 29591.2325 | 0 | 89878.2041 | 233844.6504 | 159603.7789 | 713783.5669 | 961560.8286 | 11469341.9306 | 11469341.9306 | 1478867.319 | 5469457.8421 | 0 | 13144686.3261 | 31562353.4178 | 3162.2777 | 0.0099229 | 1324683.198 | 3180762.0376 | 27005.4588 | 64844.1364
1 | 3500 | 707 | 0.02 | 15 | 15 | 7 | 4.217e-12 | 5spot_SharedNeighbor | Water | Porous | Wet | R600a | MinimizeLCOE_Brownfield | IgnoreSilica | 2019 | 3.5318 | 0.34975 | 0.0063039 | 4 | 551760.9326 | 1282163.184 | 11248.3929 | 26138.6308 | 76.2456 | 0 | 75.2463 | 138229.3595 | 7584.9633 | 152192.4876 | 120026.83 | 0 | 60513.8748 | 0 | 186633.5309 | 485582.1636 | 331419.8044 | 1482183.0139 | 961560.8286 | 11469341.9306 | 11469341.9306 | 1478867.319 | 5469457.8421 | 0 | 13913085.7731 | 32330752.8648 | 4216.965 | 0.025216 | 551760.9326 | 1282163.184 | 11248.3929 | 26138.6308
1 | 3500 | 707 | 0.02 | 15 | 15 | 7 | 5.6234e-12 | 5spot_SharedNeighbor | Water | Porous | Wet | R600a | MinimizeLCOE_Brownfield | IgnoreSilica | 2019 | 4.823 | 0.49806 | 0.010157 | 4 | 353353.0176 | 806679.9572 | 7203.5792 | 16445.262 | 77.9859 | 0 | 57.3324 | 179888.6896 | 9994.7747 | 201648.315 | 157477.956 | 0 | 72523.4319 | 0 | 242397.9352 | 630669.7048 | 430445.0325 | 1925045.8397 | 961560.8286 | 11469341.9306 | 11469341.9306 | 1478867.319 | 5469457.8421 | 0 | 14355948.5989 | 32773615.6906 | 5623.4133 | 0.040628 | 353353.0176 | 806679.9572 | 7203.5792 | 16445.262
1 | 3500 | 707 | 0.02 | 15 | 15 | 7 | 7.4989e-12 | 5spot_SharedNeighbor | Water | Porous | Wet | R600a | MinimizeLCOE_Brownfield | IgnoreSilica | 2019 | 6.3233 | 0.67047 | 0.015278 | 4 | 242704.8024 | 544087.4333 | 4947.8657 | 11091.9583 | 79.1419 | 0 | 101.0553 | 223656.0098 | 12527.5505 | 255553.7631 | 200296.5812 | 0 | 83145.8403 | 0 | 302320.1005 | 786574.8872 | 536853.523 | 2400928.2556 | 961560.8286 | 11469341.9306 | 11469341.9306 | 1478867.319 | 5469457.8421 | 0 | 14831831.0148 | 33249498.1065 | 7498.9421 | 0.061111 | 242704.8024 | 544087.4333 | 4947.8657 | 11091.9583
1 | 3500 | 707 | 0.02 | 15 | 15 | 7 | 1e-11 | 5spot_SharedNeighbor | Water | Porous | Wet | R600a | MinimizeLCOE_Brownfield | IgnoreSilica | 2019 | 8.1675 | 0.88223 | 0.022013 | 4 | 174727.1768 | 383898.9291 | 3562.0498 | 7826.2989 | 79.947 | 0 | 89.0252 | 272877.5628 | 15375.2208 | 318099.0551 | 253438.269 | 0 | 93927.0625 | 0 | 371949.6964 | 967736.8126 | 660500.2596 | 2953903.9388 | 961560.8286 | 11469341.9306 | 11469341.9306 | 1478867.319 | 5469457.8421 | 0 | 15384806.698 | 33802473.7897 | 10000 | 0.08805 | 174727.1768 | 383898.9291 | 3562.0498 | 7826.2989
1 | 3500 | 707 | 0.02 | 15 | 15 | 7 | 1.3335e-11 | 5spot_SharedNeighbor | Water | Porous | Wet | R600a | MinimizeLCOE_Brownfield | IgnoreSilica | 2019 | 10.9176 | 1.2021 | 0.031512 | 4 | 128412.4732 | 274529.9271 | 2617.862 | 5596.6639 | 80.7782 | 0 | 87.9239 | 341292.7791 | 19343.5445 | 407165.2805 | 333331.5813 | 0 | 111264.981 | 0 | 472835.2849 | 1230220.4195 | 839650.7148 | 3755104.5856 | 961560.8286 | 11469341.9306 | 11469341.9306 | 1478867.319 | 5469457.8421 | 0 | 16186007.3448 | 34603674.4364 | 13335.2143 | 0.12605 | 128412.4732 | 274529.9271 | 2617.862 | 5596.6639
1 | 3500 | 707 | 0.02 | 15 | 15 | 7 | 1.7783e-11 | 5spot_SharedNeighbor | Water | Porous | Wet | R600a | MinimizeLCOE_Brownfield | IgnoreSilica | 2019 | 14.1554 | 1.5773 | 0.043644 | 4 | 97789.1442 | 203288.783 | 1993.564 | 4144.3168 | 81.3019 | 0 | 108.4151 | 414581.4436 | 23584.4017 | 505779.9467 | 427110.0145 | 0 | 127271.5475 | 0 | 584347.668 | 1520352.766 | 1037672.0029 | 4640699.791 | 961560.8286 | 11469341.9306 | 11469341.9306 | 1478867.319 | 5469457.8421 | 0 | 17071602.5501 | 35489269.6418 | 17782.7941 | 0.17458 | 97789.1442 | 203288.783 | 1993.564 | 4144.3168
1 | 3500 | 707 | 0.02 | 15 | 15 | 7 | 2.3714e-11 | 5spot_SharedNeighbor | Water | Porous | Wet | R600a | MinimizeLCOE_Brownfield | IgnoreSilica | 2019 | 18.1797 | 2.0438 | 0.059362 | 4 | 76316.2797 | 153881.7533 | 1555.8106 | 3137.0877 | 81.6971 | 0 | 122.93 | 498700.8785 | 28445.7637 | 622077.9373 | 543602.5203 | 0 | 144331.91 | 0 | 716492.0138 | 1864165.2473 | 1272331.086 | 5690147.3569 | 961560.8286 | 11469341.9306 | 11469341.9306 | 1478867.319 | 5469457.8421 | 0 | 18121050.1161 | 36538717.2078 | 23713.7371 | 0.23745 | 76316.2797 | 153881.7533 | 1555.8106 | 3137.0877
1 | 3500 | 707 | 0.02 | 15 | 15 | 7 | 3.1623e-11 | 5spot_SharedNeighbor | Water | Porous | Wet | R600a | MinimizeLCOE_Brownfield | IgnoreSilica | 2019 | 23.0908 | 2.6134 | 0.079401 | 4 | 60913.107 | 118902.6214 | 1241.7961 | 2423.9908 | 81.9958 | 0 | 84.0778 | 593918.5509 | 33940.7942 | 757089.0864 | 685783.4961 | 0 | 161990.4056 | 0 | 870761.7099 | 2265543.3515 | 1546279.8896 | 6915307.2842 | 961560.8286 | 11469341.9306 | 11469341.9306 | 1478867.319 | 5469457.8421 | 0 | 19346210.0434 | 37763877.1351 | 31622.7766 | 0.3176 | 60913.107 | 118902.6214 | 1241.7961 | 2423.9908
1 | 3500 | 707 | 0.02 | 15 | 15 | 7 | 4.217e-11 | 5spot_SharedNeighbor | Water | Porous | Wet | R600a | MinimizeLCOE_Brownfield | IgnoreSilica | 2019 | 28.9419 | 3.292 | 0.10436 | 4 | 49696.5095 | 93816.2322 | 1013.1306 | 1912.5708 | 82.222 | 0 | 108.3752 | 699565.6347 | 40027.7103 | 910491.3828 | 854911.2716 | 0 | 179569.4237 | 0 | 1046980.515 | 2724028.5348 | 1859205.4482 | 8314779.9209 | 961560.8286 | 11469341.9306 | 11469341.9306 | 1478867.319 | 5469457.8421 | 0 | 20745682.6801 | 39163349.7718 | 42169.6503 | 0.41745 | 49696.5095 | 93816.2322 | 1013.1306 | 1912.5708
1 | 3500 | 707 | 0.02 | 15 | 15 | 7 | 5.6234e-11 | 5spot_SharedNeighbor | Water | Porous | Wet | R600a | MinimizeLCOE_Brownfield | IgnoreSilica | 2019 | 35.6971 | 4.0757 | 0.13456 | 4 | 41432.4584 | 75650.1267 | 844.6567 | 1542.2302 | 82.3934 | 0 | 119.3847 | 813804.8683 | 46599.8129 | 1079974.4471 | 1050186.1974 | 0 | 196169.7313 | 0 | 1242826.6723 | 3233580.0625 | 2206984.8361 | 9870126.6279 | 961560.8286 | 11469341.9306 | 11469341.9306 | 1478867.319 | 5469457.8421 | 0 | 22301029.3871 | 40718696.4788 | 56234.1325 | 0.53825 | 41432.4584 | 75650.1267 | 844.6567 | 1542.2302
1 | 3500 | 707 | 0.02 | 15 | 15 | 7 | 7.4989e-11 | 5spot_SharedNeighbor | Water | Porous | Wet | R600a | MinimizeLCOE_Brownfield | IgnoreSilica | 2019 | 43.0855 | 4.9331 | 0.16952 | 4 | 35309.8507 | 62471.7175 | 719.8391 | 1273.5705 | 82.5211 | 0 | 102.5726 | 931550.7446 | 53363.6211 | 1258067.6236 | 1263784.3982 | 0 | 209969.5824 | 0 | 1449527.0283 | 3771371.9887 | 2574038.8762 | 11511673.8632 | 961560.8286 | 11469341.9306 | 11469341.9306 | 1478867.319 | 5469457.8421 | 0 | 23942576.6224 | 42360243.7141 | 74989.4209 | 0.67807 | 35309.8507 | 62471.7175 | 719.8391 | 1273.5705
1 | 3500 | 707 | 0.02 | 15 | 15 | 7 | 1e-10 | 5spot_SharedNeighbor | Water | Porous | Wet | R600a | MinimizeLCOE_Brownfield | IgnoreSilica | 2019 | 50.7077 | 5.8175 | 0.20786 | 4 | 30767.9493 | 52919.7617 | 627.2463 | 1078.8409 | 82.613 | 0 | 117.8346 | 1046806.9591 | 59974.5744 | 1435382.9102 | 1484130.9765 | 0 | 219554.3467 | 0 | 1655881.4091 | 4308263.7584 | 2940478.5411 | 13150473.4753 | 961560.8286 | 11469341.9306 | 11469341.9306 | 1478867.319 | 5469457.8421 | 0 | 25581376.2345 | 43999043.3262 | 100000 | 0.83143 | 30767.9493 | 52919.7617 | 627.2463 | 1078.8409
1 | 3500 | 707 | 0.02 | 15 | 15 | 7 | 1.3335e-10 | 5spot_SharedNeighbor | Water | Porous | Wet | R600a | MinimizeLCOE_Brownfield | IgnoreSilica | 2019 | 58.1428 | 6.6796 | 0.24814 | 4 | 27333.4008 | 45889.2031 | 557.2283 | 935.5135 | 82.6751 | 0 | 128.3691 | 1154219.9526 | 66126.1727 | 1603087.1933 | 1699013.1713 | 0 | 223377.2288 | 0 | 1850871.2503 | 4815587.3274 | 3286737.3014 | 14699019.5979 | 961560.8286 | 11469341.9306 | 11469341.9306 | 1478867.319 | 5469457.8421 | 0 | 27129922.3571 | 45547589.4488 | 133352.1432 | 0.99256 | 27333.4008 | 45889.2031 | 557.2283 | 935.5135
1 | 3500 | 707 | 0.02 | 15 | 15 | 7 | 1.7783e-10 | 5spot_SharedNeighbor | Water | Porous | Wet | R600a | MinimizeLCOE_Brownfield | IgnoreSilica | 2019 | 65.2413 | 7.5015 | 0.28726 | 4 | 24870.8092 | 40899.6264 | 507.0251 | 833.7942 | 82.7137 | 0 | 125.4376 | 1252789.7495 | 71762.1852 | 1758972.3814 | 1904058.7831 | 0 | 225590.2441 | 0 | 2033137.6038 | 5289806.9913 | 3610401.9662 | 16146519.9045 | 961560.8286 | 11469341.9306 | 11469341.9306 | 1478867.319 | 5469457.8421 | 0 | 28577422.6636 | 46995089.7553 | 177827.941 | 1.149 | 24870.8092 | 40899.6264 | 507.0251 | 833.7942
1 | 3500 | 707 | 0.02 | 15 | 15 | 7 | 2.3714e-10 | 5spot_SharedNeighbor | Water | Porous | Wet | R600a | MinimizeLCOE_Brownfield | IgnoreSilica | 2019 | 71.095 | 8.1778 | 0.32248 | 4 | 23052.5571 | 37330.6586 | 469.9576 | 761.036 | 82.7321 | 0 | 125.4824 | 1331458.7436 | 76253.2061 | 1884718.4203 | 2073029.2194 | 0 | 221795.5369 | 0 | 2179029.4992 | 5669387.7765 | 3869473.6518 | 17305146.0537 | 961560.8286 | 11469341.9306 | 11469341.9306 | 1478867.319 | 5469457.8421 | 0 | 29736048.8129 | 48153715.9046 | 237137.3706 | 1.2899 | 23052.5571 | 37330.6586 | 469.9576 | 761.036
1 | 3500 | 707 | 0.02 | 15 | 15 | 7 | 3.1623e-10 | 5spot_SharedNeighbor | Water | Porous | Wet | R600a | MinimizeLCOE_Brownfield | IgnoreSilica | 2019 | 75.9935 | 8.7426 | 0.35337 | 4 | 21709.0464 | 34739.029 | 442.5683 | 708.2021 | 82.7391 | 0 | 121.4129 | 1395618.7545 | 79910.7633 | 1988141.159 | 2214322.307 | 0 | 215770.0433 | 0 | 2298567.5806 | 5980401.3436 | 4081746.8019 | 18254478.7531 | 961560.8286 | 11469341.9306 | 11469341.9306 | 1478867.319 | 5469457.8421 | 0 | 30685381.5123 | 49103048.604 | 316227.766 | 1.4135 | 21709.0464 | 34739.029 | 442.5683 | 708.2021
1 | 3500 | 707 | 0.02 | 15 | 15 | 7 | 4.217e-10 | 5spot_SharedNeighbor | Water | Porous | Wet | R600a | MinimizeLCOE_Brownfield | IgnoreSilica | 2019 | 76.5271 | 8.8041 | 0.37096 | 4 | 20691.9725 | 33104.1697 | 421.8338 | 674.8733 | 82.7393 | 0 | 118.4758 | 1402517.7439 | 80303.7299 | 1999309.8687 | 2229705.9354 | 0 | 187774.6753 | 0 | 2300848.6617 | 5986336.2489 | 4085797.4968 | 18272594.3606 | 961560.8286 | 11469341.9306 | 11469341.9306 | 1478867.319 | 5469457.8421 | 0 | 30703497.1198 | 49121164.2115 | 421696.5034 | 1.4838 | 20691.9725 | 33104.1697 | 421.8338 | 674.8733
1 | 3500 | 707 | 0.02 | 15 | 15 | 7 | 5.6234e-10 | 5spot_SharedNeighbor | Water | Porous | Wet | R600a | MinimizeLCOE_Brownfield | IgnoreSilica | 2019 | 86.9 | 9.9952 | 0.41118 | 4 | 19957.1404 | 31155.1039 | 406.8533 | 635.1389 | 82.7295 | 0 | 168.9933 | 1533450.8727 | 87750.5726 | 2212951.0907 | 2528477.7659 | 0 | 221679.51 | 0 | 2567880.8266 | 6681099.1661 | 4559987.4637 | 20393277.2684 | 961560.8286 | 11469341.9306 | 11469341.9306 | 1478867.319 | 5469457.8421 | 0 | 32824180.0275 | 51241847.1192 | 562341.3252 | 1.6447 | 19957.1404 | 31155.1039 | 406.8533 | 635.1389
1 | 3500 | 707 | 0.02 | 15 | 15 | 7 | 7.4989e-10 | 5spot_SharedNeighbor | Water | Porous | Wet | R600a | MinimizeLCOE_Brownfield | IgnoreSilica | 2019 | 85.6038 | 9.8467 | 0.41807 | 4 | 19429.7708 | 30443.2537 | 396.1022 | 620.6269 | 82.7322 | 0 | 151.7117 | 1517409.9005 | 86839.4411 | 2186605.2174 | 2491174.3411 | 0 | 195059.243 | 0 | 2526064.3758 | 6572301.3387 | 4485730.711 | 20061184.5685 | 961560.8286 | 11469341.9306 | 11469341.9306 | 1478867.319 | 5469457.8421 | 0 | 32492087.3276 | 50909754.4193 | 749894.2093 | 1.6723 | 19429.7708 | 30443.2537 | 396.1022 | 620.6269
1 | 3500 | 707 | 0.02 | 15 | 15 | 7 | 1e-09 | 5spot_SharedNeighbor | Water | Porous | Wet | R600a | MinimizeLCOE_Brownfield | IgnoreSilica | 2019 | 87.5017 | 10.0641 | 0.4316 | 4 | 19021.9627 | 29690.292 | 387.7884 | 605.2768 | 82.7278 | 0 | 138.1247 | 1540859.8041 | 88171.1864 | 2225141.2574 | 2545788.2022 | 0 | 189222.3071 | 0 | 2569781.2753 | 6686043.7437 | 4563362.2395 | 20408370.0157 | 961560.8286 | 11469341.9306 | 11469341.9306 | 1478867.319 | 5469457.8421 | 0 | 32839272.7749 | 51256939.8666 | 1000000 | 1.7264 | 19021.9627 | 29690.292 | 387.7884 | 605.2768
1 | 3500 | 707 | 0.02 | 15 | 15 | 7 | 1.3335e-09 | 5spot_SharedNeighbor | Water | Porous | Wet | R600a | MinimizeLCOE_Brownfield | IgnoreSilica | 2019 | 88.9755 | 10.2327 | 0.44219 | 4 | 18717.8818 | 29130.7435 | 381.5893 | 593.8696 | 82.7238 | 0 | 133.4997 | 1558937.8656 | 89197.3189 | 2254921.1905 | 2588181.6127 | 0 | 184419.1421 | 0 | 2603506.2806 | 6773789.2896 | 4623250.3776 | 20676203.0775 | 961560.8286 | 11469341.9306 | 11469341.9306 | 1478867.319 | 5469457.8421 | 0 | 33107105.8367 | 51524772.9284 | 1333521.4322 | 1.7687 | 18717.8818 | 29130.7435 | 381.5893 | 593.8696
1 | 3500 | 707 | 0.02 | 15 | 15 | 7 | 1.7783e-09 | 5spot_SharedNeighbor | Water | Porous | Wet | R600a | MinimizeLCOE_Brownfield | IgnoreSilica | 2019 | 90.0887 | 10.3599 | 0.45033 | 4 | 18490.8471 | 28715.4366 | 376.9609 | 585.403 | 82.7204 | 0 | 117.8886 | 1572517.5771 | 89967.8045 | 2277332.1324 | 2620193.0898 | 0 | 180433.9776 | 0 | 2628773.3867 | 6839529.1166 | 4668119.1604 | 20876866.245 | 961560.8286 | 11469341.9306 | 11469341.9306 | 1478867.319 | 5469457.8421 | 0 | 33307769.0042 | 51725436.0959 | 1778279.41 | 1.8013 | 18490.8471 | 28715.4366 | 376.9609 | 585.403
1 | 3500 | 707 | 0.02 | 15 | 15 | 7 | 2.3714e-09 | 5spot_SharedNeighbor | Water | Porous | Wet | R600a | MinimizeLCOE_Brownfield | IgnoreSilica | 2019 | 90.9239 | 10.4554 | 0.45654 | 4 | 18321.1609 | 28406.6581 | 373.5016 | 579.1081 | 82.7176 | 0 | 154.7389 | 1582664.5088 | 90543.3419 | 2294100.9495 | 2644206.0988 | 0 | 177193.4452 | 0 | 2647596.2542 | 6888502.3569 | 4701544.4031 | 21026351.3584 | 961560.8286 | 11469341.9306 | 11469341.9306 | 1478867.319 | 5469457.8421 | 0 | 33457254.1176 | 51874921.2093 | 2371373.7057 | 1.8262 | 18321.1609 | 28406.6581 | 373.5016 | 579.1081
1 | 3500 | 707 | 0.02 | 15 | 15 | 7 | 3.1623e-09 | 5spot_SharedNeighbor | Water | Porous | Wet | R600a | MinimizeLCOE_Brownfield | IgnoreSilica | 2019 | 91.565 | 10.5286 | 0.4613 | 4 | 18194.2348 | 28175.6944 | 370.9141 | 574.3996 | 82.7154 | 0 | 147.0203 | 1590428.217 | 90983.5977 | 2306944.5889 | 2662633.2824 | 0 | 174695.0431 | 0 | 2662017.0444 | 6926022.2947 | 4727152.5317 | 21140876.6 | 961560.8286 | 11469341.9306 | 11469341.9306 | 1478867.319 | 5469457.8421 | 0 | 33571779.3592 | 51989446.4508 | 3162277.6602 | 1.8452 | 18194.2348 | 28175.6944 | 370.9141 | 574.3996
1 | 3500 | 707 | 0.02 | 15 | 15 | 7 | 4.217e-09 | 5spot_SharedNeighbor | Water | Porous | Wet | R600a | MinimizeLCOE_Brownfield | IgnoreSilica | 2019 | 92.0519 | 10.5841 | 0.46492 | 4 | 18099.2348 | 28002.9677 | 368.9774 | 570.8784 | 82.7136 | 0 | 121.4169 | 1596311.8445 | 91317.1793 | 2316685.69 | 2676629.4026 | 0 | 172768.7675 | 0 | 2672948.0248 | 6954462.4634 | 4746563.5312 | 21227686.9034 | 961560.8286 | 11469341.9306 | 11469341.9306 | 1478867.319 | 5469457.8421 | 0 | 33658589.6626 | 52076256.7543 | 4216965.0343 | 1.8597 | 18099.2348 | 28002.9677 | 368.9774 | 570.8784
1 | 3500 | 707 | 0.02 | 15 | 15 | 7 | 5.6234e-09 | 5spot_SharedNeighbor | Water | Porous | Wet | R600a | MinimizeLCOE_Brownfield | IgnoreSilica | 2019 | 92.4003 | 10.6239 | 0.4676 | 4 | 18028.097 | 27874.9395 | 367.5271 | 568.2683 | 82.7123 | 0 | 128.6687 | 1600513.8819 | 91555.388 | 2323646.7948 | 2686641.9082 | 0 | 171180.9609 | 0 | 2680680.1842 | 6974579.9562 | 4760294.1334 | 21289093.2075 | 961560.8286 | 11469341.9306 | 11469341.9306 | 1478867.319 | 5469457.8421 | 0 | 33719995.9667 | 52137663.0584 | 5623413.2519 | 1.8704 | 18028.097 | 27874.9395 | 367.5271 | 568.2683
1 | 3500 | 707 | 0.02 | 15 | 15 | 7 | 7.4989e-09 | 5spot_SharedNeighbor | Water | Porous | Wet | R600a | MinimizeLCOE_Brownfield | IgnoreSilica | 2019 | 92.6755 | 10.6553 | 0.46967 | 4 | 17974.8086 | 27778.3495 | 366.4408 | 566.2992 | 82.7113 | 0 | 144.4839 | 1603829.1812 | 91743.3096 | 2329141.3136 | 2694551.2245 | 0 | 170038.63 | 0 | 2686828.427 | 6990576.4227 | 4771212.0505 | 21337920.5591 | 961560.8286 | 11469341.9306 | 11469341.9306 | 1478867.319 | 5469457.8421 | 0 | 33768823.3183 | 52186490.41 | 7498942.0933 | 1.8787 | 17974.8086 | 27778.3495 | 366.4408 | 566.2992
1 | 3500 | 707 | 0.02 | 15 | 15 | 7 | 1e-08 | 5spot_SharedNeighbor | Water | Porous | Wet | R600a | MinimizeLCOE_Brownfield | IgnoreSilica | 2019 | 92.8802 | 10.6786 | 0.47122 | 4 | 17934.8803 | 27706.1725 | 365.6268 | 564.8278 | 82.7105 | 0 | 141.0526 | 1606292.0664 | 91882.9028 | 2333224.4801 | 2700432.5057 | 0 | 169155.8979 | 0 | 2691385.2626 | 7002432.3742 | 4779303.981 | 21374109.4706 | 961560.8286 | 11469341.9306 | 11469341.9306 | 1478867.319 | 5469457.8421 | 0 | 33805012.2298 | 52222679.3215 | 10000000 | 1.8849 | 17934.8803 | 27706.1725 | 365.6268 | 564.8278
1 | 3600 | 707 | 0.02 | 15 | 15 | 7 | 1e-13 | 5spot_SharedNeighbor | Water | Porous | Wet | R600a | MinimizeLCOE_Brownfield | IgnoreSilica | 2019 | 0 | 0 | 0 | 0 |  |  |  |  | 15 |  | 16.7833 | [19 empty] | 100 | 0
1 | 3600 | 707 | 0.02 | 15 | 15 | 7 | 1.3335e-13 | 5spot_SharedNeighbor | Water | Porous | Wet | R600a | MinimizeLCOE_Brownfield | IgnoreSilica | 2019 | 0 | 0 | 0 | 0 |  |  |  |  | 15 |  | 19.9679 | [19 empty] | 133.3521 | 0
1 | 3600 | 707 | 0.02 | 15 | 15 | 7 | 1.7783e-13 | 5spot_SharedNeighbor | Water | Porous | Wet | R600a | MinimizeLCOE_Brownfield | IgnoreSilica | 2019 | 0 | 0 | 0 | 0 |  |  |  |  | 15 |  | 21.3731 | [19 empty] | 177.8279 | 0
1 | 3600 | 707 | 0.02 | 15 | 15 | 7 | 2.3714e-13 | 5spot_SharedNeighbor | Water | Porous | Wet | R600a | MinimizeLCOE_Brownfield | IgnoreSilica | 2019 | 0 | 0 | 0 | 0 |  |  |  |  | 15 |  | 22.7859 | [19 empty] | 237.1374 | 0
1 | 3600 | 707 | 0.02 | 15 | 15 | 7 | 3.1623e-13 | 5spot_SharedNeighbor | Water | Porous | Wet | R600a | MinimizeLCOE_Brownfield | IgnoreSilica | 2019 | 0 | 0 | 0 | 0 |  |  |  |  | 15 |  | 22.0306 | [19 empty] | 316.2278 | 0
1 | 3600 | 707 | 0.02 | 15 | 15 | 7 | 4.217e-13 | 5spot_SharedNeighbor | Water | Porous | Wet | R600a | MinimizeLCOE_Brownfield | IgnoreSilica | 2019 | 0 | 0 | 0 | 0 |  |  |  |  | 15 |  | 22.4854 | [19 empty] | 421.6965 | 0
1 | 3600 | 707 | 0.02 | 15 | 15 | 7 | 5.6234e-13 | 5spot_SharedNeighbor | Water | Porous | Wet | R600a | MinimizeLCOE_Brownfield | IgnoreSilica | 2019 | 0 | 0 | 0 | 0 |  |  |  |  | 15 |  | 26.5235 | [19 empty] | 562.3413 | 0
1 | 3600 | 707 | 0.02 | 15 | 15 | 7 | 7.4989e-13 | 5spot_SharedNeighbor | Water | Porous | Wet | R600a | MinimizeLCOE_Brownfield | IgnoreSilica | 2019 | 0 | 0 | 0 | 0 |  |  |  |  | 15 |  | 27.058 | [19 empty] | 749.8942 | 0
1 | 3600 | 707 | 0.02 | 15 | 15 | 7 | 1e-12 | 5spot_SharedNeighbor | Water | Porous | Wet | R600a | MinimizeLCOE_Brownfield | IgnoreSilica | 2019 | 0 | 0 | 0 | 0 |  |  |  |  | 15 |  | 27.6196 | [19 empty] | 1000 | 0
1 | 3600 | 707 | 0.02 | 15 | 15 | 7 | 1.3335e-12 | 5spot_SharedNeighbor | Water | Porous | Wet | R600a | MinimizeLCOE_Brownfield | IgnoreSilica | 2019 | 0 | 0 | 0 | 0 |  |  |  |  | 15 |  | 28.8388 | [19 empty] | 1333.5214 | 0
1 | 3600 | 707 | 0.02 | 15 | 15 | 7 | 1.7783e-12 | 5spot_SharedNeighbor | Water | Porous | Wet | R600a | MinimizeLCOE_Brownfield | IgnoreSilica | 2019 | 1.6 | 0.13552 | 0.00068323 | 4 | 4980147.2445 | 11929976.8379 | 101527.0377 | 243208.7143 | 70.335 | 0 | 33.6305 | 66962.8545 | 3515.1103 | 71644.2765 | 64058.6569 | 0 | 41862.9844 | 0 | 96737.1142 | 251690.1277 | 171783.6839 | 768254.8085 | 961560.8286 | 11880569.6211 | 11880569.6211 | 1478867.319 | 5633948.9183 | 0 | 13610385.2581 | 32603771.1165 | 1778.2794 | 0.0027329 | 4980147.2445 | 11929976.8379 | 101527.0377 | 243208.7143
1 | 3600 | 707 | 0.02 | 15 | 15 | 7 | 2.3714e-12 | 5spot_SharedNeighbor | Water | Porous | Wet | R600a | MinimizeLCOE_Brownfield | IgnoreSilica | 2019 | 1.6 | 0.13553 | 0.0019692 | 4 | 1725189.6131 | 4136512.7666 | 35170.3238 | 84328.4078 | 70.3361 | 0 | 34.5474 | 66965.3381 | 3515.2659 | 71646.0466 | 64059.421 | 0 | 34915.956 | 0 | 94029.7908 | 244646.2274 | 166976.0772 | 746754.123 | 961560.8286 | 11880569.6211 | 11880569.6211 | 1478867.319 | 5633948.9183 | 0 | 13588884.5726 | 32582270.431 | 2371.3737 | 0.0078767 | 1725189.6131 | 4136512.7666 | 35170.3238 | 84328.4078
1 | 3600 | 707 | 0.02 | 15 | 15 | 7 | 3.1623e-12 | 5spot_SharedNeighbor | Water | Porous | Wet | R600a | MinimizeLCOE_Brownfield | IgnoreSilica | 2019 | 2.8861 | 0.28616 | 0.0046766 | 4 | 755313.6926 | 1770652.2206 | 15398.0913 | 36097.1405 | 76.297 | 0 | 73.8067 | 120400.0741 | 6596.2727 | 129613.7378 | 102510.2856 | 0 | 56445.27 | 0 | 162070.5997 | 421674.4551 | 287801.4802 | 1287112.1752 | 961560.8286 | 11880569.6211 | 11880569.6211 | 1478867.319 | 5633948.9183 | 0 | 14129242.6249 | 33122628.4832 | 3162.2777 | 0.018706 | 755313.6926 | 1770652.2206 | 15398.0913 | 36097.1405
1 | 3600 | 707 | 0.02 | 15 | 15 | 7 | 4.217e-12 | 5spot_SharedNeighbor | Water | Porous | Wet | R600a | MinimizeLCOE_Brownfield | IgnoreSilica | 2019 | 3.9191 | 0.40899 | 0.0080197 | 4 | 452309.8607 | 1044392.2612 | 9220.9483 | 21291.3489 | 78.4442 | 0 | 87.8769 | 157678.3328 | 8768.7905 | 172180.7417 | 132786.0345 | 0 | 66965.6894 | 0 | 209968.0397 | 546293.7689 | 372856.7225 | 1667498.1199 | 961560.8286 | 11880569.6211 | 11880569.6211 | 1478867.319 | 5633948.9183 | 0 | 14509628.5696 | 33503014.4279 | 4216.965 | 0.032079 | 452309.8607 | 1044392.2612 | 9220.9483 | 21291.3489
1 | 3600 | 707 | 0.02 | 15 | 15 | 7 | 5.6234e-12 | 5spot_SharedNeighbor | Water | Porous | Wet | R600a | MinimizeLCOE_Brownfield | IgnoreSilica | 2019 | 5.2755 | 0.57118 | 0.012614 | 4 | 296842.8253 | 673275.2757 | 6051.5425 | 13725.6272 | 80.0485 | 0 | 95.3288 | 201994.2864 | 11359.1983 | 224636.4458 | 172374.7983 | 0 | 79103.5134 | 0 | 268892.6144 | 699603.4253 | 477493.7132 | 2135457.9951 | 961560.8286 | 11880569.6211 | 11880569.6211 | 1478867.319 | 5633948.9183 | 0 | 14977588.4448 | 33970974.3031 | 5623.4133 | 0.050456 | 296842.8253 | 673275.2757 | 6051.5425 | 13725.6272
1 | 3600 | 707 | 0.02 | 15 | 15 | 7 | 7.4989e-12 | 5spot_SharedNeighbor | Water | Porous | Wet | R600a | MinimizeLCOE_Brownfield | IgnoreSilica | 2019 | 6.9345 | 0.77041 | 0.018797 | 4 | 206357.4785 | 458963.6614 | 4206.8763 | 9356.595 | 81.17 | 0 | 97.1888 | 251442.6861 | 14252.9808 | 285133.3173 | 221273.2227 | 0 | 91187.9996 | 0 | 336683.1806 | 875980.5726 | 597874.7404 | 2673828.7001 | 961560.8286 | 11880569.6211 | 11880569.6211 | 1478867.319 | 5633948.9183 | 0 | 15515959.1498 | 34509345.0081 | 7498.9421 | 0.07519 | 206357.4785 | 458963.6614 | 4206.8763 | 9356.595
1 | 3600 | 707 | 0.02 | 15 | 15 | 7 | 1e-11 | 5spot_SharedNeighbor | Water | Porous | Wet | R600a | MinimizeLCOE_Brownfield | IgnoreSilica | 2019 | 9.3635 | 1.0634 | 0.02727 | 4 | 149151.1993 | 323276.4238 | 3040.6489 | 6590.4272 | 82.1512 | 0 | 98.0605 | 317634.6633 | 18128.6801 | 368709.728 | 292726.8036 | 0 | 109301.8719 | 0 | 431535.6813 | 1122767.3226 | 766311.7682 | 3427116.5191 | 961560.8286 | 11880569.6211 | 11880569.6211 | 1478867.319 | 5633948.9183 | 0 | 16269246.9687 | 35262632.8271 | 10000 | 0.10908 | 149151.1993 | 323276.4238 | 3040.6489 | 6590.4272
1 | 3600 | 707 | 0.02 | 15 | 15 | 7 | 1.3335e-11 | 5spot_SharedNeighbor | Water | Porous | Wet | R600a | MinimizeLCOE_Brownfield | IgnoreSilica | 2019 | 11.9434 | 1.3747 | 0.038172 | 4 | 111430.6205 | 235824.336 | 2271.6639 | 4807.5981 | 82.7611 | 0 | 103.7718 | 382030.3995 | 21894.6378 | 452571.6962 | 368360.6166 | 0 | 122126.5381 | 0 | 525323.7164 | 1366784.5513 | 932858.5409 | 4171950.6967 | 961560.8286 | 11880569.6211 | 11880569.6211 | 1478867.319 | 5633948.9183 | 0 | 17014081.1464 | 36007467.0048 | 13335.2143 | 0.15269 | 111430.6205 | 235824.336 | 2271.6639 | 4807.5981
1 | 3600 | 707 | 0.02 | 15 | 15 | 7 | 1.7783e-11 | 5spot_SharedNeighbor | Water | Porous | Wet | R600a | MinimizeLCOE_Brownfield | IgnoreSilica | 2019 | 15.4996 | 1.8043 | 0.052647 | 4 | 85493.5191 | 175686.49 | 1742.901 | 3581.6067 | 83.2702 | 0 | 107.9041 | 464117.4653 | 26691.6154 | 562341.9938 | 473224.7949 | 0 | 140138.0364 | 0 | 649940.4233 | 1691011.6602 | 1154150.2049 | 5161616.1942 | 961560.8286 | 11880569.6211 | 11880569.6211 | 1478867.319 | 5633948.9183 | 0 | 18003746.6439 | 36997132.5022 | 17782.7941 | 0.21059 | 85493.5191 | 175686.49 | 1742.901 | 3581.6067
1 | 3600 | 707 | 0.02 | 15 | 15 | 7 | 2.3714e-11 | 5spot_SharedNeighbor | Water | Porous | Wet | R600a | MinimizeLCOE_Brownfield | IgnoreSilica | 2019 | 19.8628 | 2.3321 | 0.071356 | 4 | 67139.6567 | 133684.2713 | 1368.7327 | 2725.3347 | 83.6498 | 0 | 115.8549 | 557314.8012 | 32132.1693 | 690251.7092 | 602415.6842 | 0 | 158756.3954 | 0 | 795939.5962 | 2070871.5596 | 1413412.3916 | 6321094.3067 | 961560.8286 | 11880569.6211 | 11880569.6211 | 1478867.319 | 5633948.9183 | 0 | 19163224.7564 | 38156610.6148 | 23713.7371 | 0.28542 | 67139.6567 | 133684.2713 | 1368.7327 | 2725.3347
1 | 3600 | 707 | 0.02 | 15 | 15 | 7 | 3.1623e-11 | 5spot_SharedNeighbor | Water | Porous | Wet | R600a | MinimizeLCOE_Brownfield | IgnoreSilica | 2019 | 25.1512 | 2.972 | 0.095083 | 4 | 53921.3467 | 103860.0944 | 1099.2596 | 2117.3285 | 83.9364 | 0 | 106.0367 | 662202.2072 | 38245.7524 | 837821.6719 | 759033.4349 | 0 | 177783.8275 | 0 | 965283.8886 | 2511470.6712 | 1714130.3386 | 7665971.7923 | 961560.8286 | 11880569.6211 | 11880569.6211 | 1478867.319 | 5633948.9183 | 0 | 20508102.2419 | 39501488.1003 | 31622.7766 | 0.38033 | 53921.3467 | 103860.0944 | 1099.2596 | 2117.3285
1 | 3600 | 707 | 0.02 | 15 | 15 | 7 | 4.217e-11 | 5spot_SharedNeighbor | Water | Porous | Wet | R600a | MinimizeLCOE_Brownfield | IgnoreSilica | 2019 | 31.3346 | 3.7197 | 0.12428 | 4 | 44280.7977 | 82488.1725 | 902.724 | 1681.633 | 84.1515 | 0 | 94.6711 | 776460.8619 | 44892.2137 | 1002419.2041 | 941223.067 | 0 | 195832.0833 | 0 | 1154722.6977 | 3004351.5933 | 2050531.6957 | 9170433.4167 | 961560.8286 | 11880569.6211 | 11880569.6211 | 1478867.319 | 5633948.9183 | 0 | 22012563.8664 | 41005949.7248 | 42169.6503 | 0.49711 | 44280.7977 | 82488.1725 | 902.724 | 1681.633
1 | 3600 | 707 | 0.02 | 15 | 15 | 7 | 5.6234e-11 | 5spot_SharedNeighbor | Water | Porous | Wet | R600a | MinimizeLCOE_Brownfield | IgnoreSilica | 2019 | 38.4427 | 4.5793 | 0.15929 | 4 | 37162.7629 | 66973.0658 | 757.6132 | 1365.3365 | 84.3158 | 0 | 114.6742 | 899646.2795 | 52045.6878 | 1183651.3305 | 1150308.3701 | 0 | 212871.678 | 0 | 1364424.1049 | 3549951.6391 | 2422914.9379 | 10835814.0279 | 961560.8286 | 11880569.6211 | 11880569.6211 | 1478867.319 | 5633948.9183 | 0 | 23677944.4775 | 42671330.3359 | 56234.1325 | 0.63714 | 37162.7629 | 66973.0658 | 757.6132 | 1365.3365
1 | 3600 | 707 | 0.02 | 15 | 15 | 7 | 7.4989e-11 | 5spot_SharedNeighbor | Water | Porous | Wet | R600a | MinimizeLCOE_Brownfield | IgnoreSilica | 2019 | 46.1038 | 5.5058 | 0.19928 | 4 | 31878.6017 | 55706.5793 | 649.8884 | 1135.654 | 84.4372 | 0 | 143.0155 | 1024985.8133 | 59312.9492 | 1371524.9031 | 1375665.4049 | 0 | 226442.5668 | 0 | 1582593.3385 | 4117583.2323 | 2810335.1639 | 12568443.372 | 961560.8286 | 11880569.6211 | 11880569.6211 | 1478867.319 | 5633948.9183 | 0 | 25410573.8217 | 44403959.6801 | 74989.4209 | 0.7971 | 31878.6017 | 55706.5793 | 649.8884 | 1135.654
1 | 3600 | 707 | 0.02 | 15 | 15 | 7 | 1e-10 | 5spot_SharedNeighbor | Water | Porous | Wet | R600a | MinimizeLCOE_Brownfield | IgnoreSilica | 2019 | 53.9138 | 6.4501 | 0.24254 | 4 | 27955.2859 | 47533.0249 | 569.9063 | 969.025 | 84.5229 | 0 | 125.7213 | 1146428.4658 | 66343.0836 | 1556568.9897 | 1605382.167 | 0 | 235410.1808 | 0 | 1797951.8259 | 4677901.8403 | 3192764.1273 | 14278750.6803 | 961560.8286 | 11880569.6211 | 11880569.6211 | 1478867.319 | 5633948.9183 | 0 | 27120881.13 | 46114266.9884 | 100000 | 0.97015 | 27955.2859 | 47533.0249 | 569.9063 | 969.025
1 | 3600 | 707 | 0.02 | 15 | 15 | 7 | 1.3335e-10 | 5spot_SharedNeighbor | Water | Porous | Wet | R600a | MinimizeLCOE_Brownfield | IgnoreSilica | 2019 | 61.3534 | 7.3485 | 0.28647 | 4 | 25048.2345 | 41623.885 | 510.6421 | 848.5592 | 84.5779 | 0 | 124.2921 | 1257134.4314 | 72741.0531 | 1727666.5003 | 1824139.4491 | 0 | 238873.1639 | 0 | 1997016.2931 | 5195826.7504 | 3546258.5207 | 15859656.162 | 961560.8286 | 11880569.6211 | 11880569.6211 | 1478867.319 | 5633948.9183 | 0 | 28701786.6117 | 47695172.47 | 133352.1432 | 1.1459 | 25048.2345 | 41623.885 | 510.6421 | 848.5592
1 | 3600 | 707 | 0.02 | 15 | 15 | 7 | 1.7783e-10 | 5spot_SharedNeighbor | Water | Porous | Wet | R600a | MinimizeLCOE_Brownfield | IgnoreSilica | 2019 | 68.4445 | 8.2034 | 0.33007 | 4 | 22853.1635 | 37239.1837 | 465.8926 | 759.1711 | 84.61 | 0 | 106.2615 | 1358716.055 | 78601.5279 | 1886611.8702 | 2032549.7245 | 0 | 238846.9535 | 0 | 2182177.1911 | 5677577.4252 | 3875063.2552 | 17330144.0025 | 961560.8286 | 11880569.6211 | 11880569.6211 | 1478867.319 | 5633948.9183 | 0 | 30172274.4522 | 49165660.3106 | 177827.941 | 1.3203 | 22853.1635 | 37239.1837 | 465.8926 | 759.1711
1 | 3600 | 707 | 0.02 | 15 | 15 | 7 | 2.3714e-10 | 5spot_SharedNeighbor | Water | Porous | Wet | R600a | MinimizeLCOE_Brownfield | IgnoreSilica | 2019 | 74.1862 | 8.8939 | 0.36805 | 4 | 21281.5386 | 34183.0265 | 433.853 | 696.8672 | 84.623 | 0 | 123.1229 | 1438420.8675 | 83192.1638 | 2012611.9157 | 2201194.3625 | 0 | 233819.4125 | 0 | 2328003.1015 | 6056986.5311 | 4134017.7661 | 18488246.1206 | 961560.8286 | 11880569.6211 | 11880569.6211 | 1478867.319 | 5633948.9183 | 0 | 31330376.5703 | 50323762.4287 | 237137.3706 | 1.4722 | 21281.5386 | 34183.0265 | 433.853 | 696.8672
1 | 3600 | 707 | 0.02 | 15 | 15 | 7 | 3.1623e-10 | 5spot_SharedNeighbor | Water | Porous | Wet | R600a | MinimizeLCOE_Brownfield | IgnoreSilica | 2019 | 78.9561 | 9.4663 | 0.40102 | 4 | 20119.2562 | 31959.9419 | 410.1583 | 651.5466 | 84.6257 | 0 | 124.4784 | 1503032.0975 | 86907.9954 | 2115576.2555 | 2341209.9594 | 0 | 226808.9649 | 0 | 2446678.7563 | 6365756.2412 | 4344759.4378 | 19430729.708 | 961560.8286 | 11880569.6211 | 11880569.6211 | 1478867.319 | 5633948.9183 | 0 | 32272860.1577 | 51266246.0161 | 316227.766 | 1.6041 | 20119.2562 | 31959.9419 | 410.1583 | 651.5466
1 | 3600 | 707 | 0.02 | 15 | 15 | 7 | 4.217e-10 | 5spot_SharedNeighbor | Water | Porous | Wet | R600a | MinimizeLCOE_Brownfield | IgnoreSilica | 2019 | 82.805 | 9.9272 | 0.42865 | 4 | 19258.3112 | 30335.8771 | 392.6067 | 618.4379 | 84.6228 | 0 | 140.4465 | 1554164.5323 | 89844.911 | 2197584.3915 | 2454125.669 | 0 | 219022.1236 | 0 | 2540749.2347 | 6610508.3293 | 4511807.7671 | 20177806.9586 | 961560.8286 | 11880569.6211 | 11880569.6211 | 1478867.319 | 5633948.9183 | 0 | 33019937.4083 | 52013323.2666 | 421696.5034 | 1.7146 | 19258.3112 | 30335.8771 | 392.6067 | 618.4379
1 | 3600 | 707 | 0.02 | 15 | 15 | 7 | 5.6234e-10 | 5spot_SharedNeighbor | Water | Porous | Wet | R600a | MinimizeLCOE_Brownfield | IgnoreSilica | 2019 | 86.1133 | 10.3225 | 0.45278 | 4 | 18581.9743 | 29069.0227 | 378.8187 | 592.6113 | 84.617 | 0 | 129.5314 | 1597430.0801 | 92327.2562 | 2267336.8546 | 2551131.3899 | 0 | 211340.8748 | 0 | 2620630.9176 | 6818344.0824 | 4653659.9392 | 20812201.3947 | 961560.8286 | 11880569.6211 | 11880569.6211 | 1478867.319 | 5633948.9183 | 0 | 33654331.8443 | 52647717.7027 | 562341.3252 | 1.8111 | 18581.9743 | 29069.0227 | 378.8187 | 592.6113
1 | 3600 | 707 | 0.02 | 15 | 15 | 7 | 7.4989e-10 | 5spot_SharedNeighbor | Water | Porous | Wet | R600a | MinimizeLCOE_Brownfield | IgnoreSilica | 2019 | 88.2056 | 10.5722 | 0.46911 | 4 | 18144.1293 | 28266.097 | 369.8926 | 576.2426 | 84.6116 | 0 | 122.6336 | 1624472.5233 | 93877.4595 | 2311104.9342 | 2612452.4512 | 0 | 204305.0238 | 0 | 2670022.8329 | 6946851.7143 | 4741369.0385 | 21204455.9779 | 961560.8286 | 11880569.6211 | 11880569.6211 | 1478867.319 | 5633948.9183 | 0 | 34046586.4276 | 53039972.2859 | 749894.2093 | 1.8765 | 18144.1293 | 28266.097 | 369.8926 | 576.2426
1 | 3600 | 707 | 0.02 | 15 | 15 | 7 | 1e-09 | 5spot_SharedNeighbor | Water | Porous | Wet | R600a | MinimizeLCOE_Brownfield | IgnoreSilica | 2019 | 90.0427 | 10.7911 | 0.48328 | 4 | 17790.1278 | 27615.4386 | 362.6758 | 562.9781 | 84.606 | 0 | 128.6849 | 1648020.908 | 95226.524 | 2349323.6083 | 2666280.4603 | 0 | 198314.0506 | 0 | 2713294.5649 | 7059435.8847 | 4818210.0482 | 21548106.049 | 961560.8286 | 11880569.6211 | 11880569.6211 | 1478867.319 | 5633948.9183 | 0 | 34390236.4987 | 53383622.357 | 1000000 | 1.9331 | 17790.1278 | 27615.4386 | 362.6758 | 562.9781
1 | 3600 | 707 | 0.02 | 15 | 15 | 7 | 1.3335e-09 | 5spot_SharedNeighbor | Water | Porous | Wet | R600a | MinimizeLCOE_Brownfield | IgnoreSilica | 2019 | 91.4381 | 10.9572 | 0.49425 | 4 | 17526.0173 | 27133.2299 | 357.2916 | 553.1476 | 84.6011 | 0 | 147.9414 | 1665784.2316 | 96243.6293 | 2378218.9288 | 2707151.8588 | 0 | 193249.2159 | 0 | 2745852.6671 | 7144145.388 | 4876026.0248 | 21806671.9443 | 961560.8286 | 11880569.6211 | 11880569.6211 | 1478867.319 | 5633948.9183 | 0 | 34648802.3939 | 53642188.2523 | 1333521.4322 | 1.977 | 17526.0173 | 27133.2299 | 357.2916 | 553.1476
1 | 3600 | 707 | 0.02 | 15 | 15 | 7 | 1.7783e-09 | 5spot_SharedNeighbor | Water | Porous | Wet | R600a | MinimizeLCOE_Brownfield | IgnoreSilica | 2019 | 92.4929 | 11.0827 | 0.50267 | 4 | 17328.7364 | 26774.9219 | 353.2697 | 545.843 | 84.5971 | 0 | 123.9198 | 1679143.9115 | 97008.2772 | 2399988.2378 | 2738042.8755 | 0 | 189093.8771 | 0 | 2770278.0999 | 7207695.3536 | 4919400.1822 | 22000650.8148 | 961560.8286 | 11880569.6211 | 11880569.6211 | 1478867.319 | 5633948.9183 | 0 | 34842781.2645 | 53836167.1228 | 1778279.41 | 2.0107 | 17328.7364 | 26774.9219 | 353.2697 | 545.843
1 | 3600 | 707 | 0.02 | 15 | 15 | 7 | 2.3714e-09 | 5spot_SharedNeighbor | Water | Porous | Wet | R600a | MinimizeLCOE_Brownfield | IgnoreSilica | 2019 | 93.3017 | 11.1788 | 0.50915 | 4 | 17181.2361 | 26507.3349 | 350.2627 | 540.3879 | 84.5938 | 0 | 138.5341 | 1689348.2835 | 97592.148 | 2416637.6572 | 2761726.0605 | 0 | 185839.1791 | 0 | 2788945.8981 | 7256265.1353 | 4952550.0562 | 22148904.4179 | 961560.8286 | 11880569.6211 | 11880569.6211 | 1478867.319 | 5633948.9183 | 0 | 34991034.8676 | 53984420.726 | 2371373.7057 | 2.0366 | 17181.2361 | 26507.3349 | 350.2627 | 540.3879
1 | 3600 | 707 | 0.02 | 15 | 15 | 7 | 3.1623e-09 | 5spot_SharedNeighbor | Water | Porous | Wet | R600a | MinimizeLCOE_Brownfield | IgnoreSilica | 2019 | 93.9083 | 11.2509 | 0.51406 | 4 | 17070.8751 | 26307.8752 | 348.0129 | 536.3216 | 84.5913 | 0 | 134.7193 | 1696978.6746 | 98028.6376 | 2429099.6405 | 2779485.2972 | 0 | 183257.0624 | 0 | 2802871.2318 | 7292495.9972 | 4977278.3639 | 22259494.9053 | 961560.8286 | 11880569.6211 | 11880569.6211 | 1478867.319 | 5633948.9183 | 0 | 35101625.355 | 54095011.2133 | 3162277.6602 | 2.0562 | 17070.8751 | 26307.8752 | 348.0129 | 536.3216
1 | 3600 | 707 | 0.02 | 15 | 15 | 7 | 4.217e-09 | 5spot_SharedNeighbor | Water | Porous | Wet | R600a | MinimizeLCOE_Brownfield | IgnoreSilica | 2019 | 94.3734 | 11.3062 | 0.5178 | 4 | 16988.2562 | 26158.4083 | 346.3286 | 533.2745 | 84.5893 | 0 | 140.0873 | 1702815.9255 | 98362.492 | 2438640.143 | 2793100.001 | 0 | 181296.9907 | 0 | 2813544.0654 | 7320264.5209 | 4996230.9519 | 22344255.0904 | 961560.8286 | 11880569.6211 | 11880569.6211 | 1478867.319 | 5633948.9183 | 0 | 35186385.54 | 54179771.3984 | 4216965.0343 | 2.0712 | 16988.2562 | 26158.4083 | 346.3286 | 533.2745
1 | 3600 | 707 | 0.02 | 15 | 15 | 7 | 5.6234e-09 | 5spot_SharedNeighbor | Water | Porous | Wet | R600a | MinimizeLCOE_Brownfield | IgnoreSilica | 2019 | 94.7218 | 11.3475 | 0.52063 | 4 | 16926.3798 | 26046.7282 | 345.0671 | 530.9978 | 84.5877 | 0 | 142.07 | 1707181.2501 | 98612.127 | 2445778.9263 | 2803298.0115 | 0 | 179777.4272 | 0 | 2821512.6194 | 7340997.0639 | 5010381.3385 | 22407538.7639 | 961560.8286 | 11880569.6211 | 11880569.6211 | 1478867.319 | 5633948.9183 | 0 | 35249669.2135 | 54243055.0719 | 5623413.2519 | 2.0825 | 16926.3798 | 26046.7282 | 345.0671 | 530.9978
1 | 3600 | 707 | 0.02 | 15 | 15 | 7 | 7.4989e-09 | 5spot_SharedNeighbor | Water | Porous | Wet | R600a | MinimizeLCOE_Brownfield | IgnoreSilica | 2019 | 94.9756 | 11.3777 | 0.52274 | 4 | 16880.0234 | 25963.6055 | 344.1221 | 529.3032 | 84.5866 | 0 | 129.6034 | 1710356.789 | 98793.7043 | 2450974.1791 | 2810725.3653 | 0 | 178567.3961 | 0 | 2827272.7991 | 7355983.87 | 5020610.1416 | 22453284.2444 | 961560.8286 | 11880569.6211 | 11880569.6211 | 1478867.319 | 5633948.9183 | 0 | 35295414.6941 | 54288800.5525 | 7498942.0933 | 2.091 | 16880.0234 | 25963.6055 | 344.1221 | 529.3032
1 | 3600 | 707 | 0.02 | 15 | 15 | 7 | 1e-08 | 5spot_SharedNeighbor | Water | Porous | Wet | R600a | MinimizeLCOE_Brownfield | IgnoreSilica | 2019 | 95.1628 | 11.3999 | 0.52432 | 4 | 16845.2861 | 25901.5553 | 343.4139 | 528.0382 | 84.5857 | 0 | 151.8963 | 1712697.9507 | 98927.5617 | 2454805.5432 | 2816205.9457 | 0 | 177626.9024 | 0 | 2831502.9224 | 7366989.7831 | 5028121.9035 | 22486878.5127 | 961560.8286 | 11880569.6211 | 11880569.6211 | 1478867.319 | 5633948.9183 | 0 | 35329008.9624 | 54322394.8208 | 10000000 | 2.0973 | 16845.2861 | 25901.5553 | 343.4139 | 528.0382
1 | 3700 | 707 | 0.02 | 15 | 15 | 7 | 1e-13 | 5spot_SharedNeighbor | Water | Porous | Wet | R600a | MinimizeLCOE_Brownfield | IgnoreSilica | 2019 | 0 | 0 | 0 | 0 |  |  |  |  | 15 |  | 18.9097 | [19 empty] | 100 | 0
1 | 3700 | 707 | 0.02 | 15 | 15 | 7 | 1.3335e-13 | 5spot_SharedNeighbor | Water | Porous | Wet | R600a | MinimizeLCOE_Brownfield | IgnoreSilica | 2019 | 0 | 0 | 0 | 0 |  |  |  |  | 15 |  | 21.329 | [19 empty] | 133.3521 | 0
1 | 3700 | 707 | 0.02 | 15 | 15 | 7 | 1.7783e-13 | 5spot_SharedNeighbor | Water | Porous | Wet | R600a | MinimizeLCOE_Brownfield | IgnoreSilica | 2019 | 0 | 0 | 0 | 0 |  |  |  |  | 15 |  | 23.3092 | [19 empty] | 177.8279 | 0
1 | 3700 | 707 | 0.02 | 15 | 15 | 7 | 2.3714e-13 | 5spot_SharedNeighbor | Water | Porous | Wet | R600a | MinimizeLCOE_Brownfield | IgnoreSilica | 2019 | 0 | 0 | 0 | 0 |  |  |  |  | 15 |  | 22.886 | [19 empty] | 237.1374 | 0
1 | 3700 | 707 | 0.02 | 15 | 15 | 7 | 3.1623e-13 | 5spot_SharedNeighbor | Water | Porous | Wet | R600a | MinimizeLCOE_Brownfield | IgnoreSilica | 2019 | 0 | 0 | 0 | 0 |  |  |  |  | 15 |  | 23.2697 | [19 empty] | 316.2278 | 0
1 | 3700 | 707 | 0.02 | 15 | 15 | 7 | 4.217e-13 | 5spot_SharedNeighbor | Water | Porous | Wet | R600a | MinimizeLCOE_Brownfield | IgnoreSilica | 2019 | 0 | 0 | 0 | 0 |  |  |  |  | 15 |  | 22.5506 | [19 empty] | 421.6965 | 0
1 | 3700 | 707 | 0.02 | 15 | 15 | 7 | 5.6234e-13 | 5spot_SharedNeighbor | Water | Porous | Wet | R600a | MinimizeLCOE_Brownfield | IgnoreSilica | 2019 | 0 | 0 | 0 | 0 |  |  |  |  | 15 |  | 26.0905 | [19 empty] | 562.3413 | 0
1 | 3700 | 707 | 0.02 | 15 | 15 | 7 | 7.4989e-13 | 5spot_SharedNeighbor | Water | Porous | Wet | R600a | MinimizeLCOE_Brownfield | IgnoreSilica | 2019 | 0 | 0 | 0 | 0 |  |  |  |  | 15 |  | 25.8866 | [19 empty] | 749.8942 | 0
1 | 3700 | 707 | 0.02 | 15 | 15 | 7 | 1e-12 | 5spot_SharedNeighbor | Water | Porous | Wet | R600a | MinimizeLCOE_Brownfield | IgnoreSilica | 2019 | 0 | 0 | 0 | 0 |  |  |  |  | 15 |  | 27.9594 | [19 empty] | 1000 | 0
1 | 3700 | 707 | 0.02 | 15 | 15 | 7 | 1.3335e-12 | 5spot_SharedNeighbor | Water | Porous | Wet | R600a | MinimizeLCOE_Brownfield | IgnoreSilica | 2019 | 0 | 0 | 0 | 0 |  |  |  |  | 15 |  | 27.611 | [19 empty] | 1333.5214 | 0
1 | 3700 | 707 | 0.02 | 15 | 15 | 7 | 1.7783e-12 | 5spot_SharedNeighbor | Water | Porous | Wet | R600a | MinimizeLCOE_Brownfield | IgnoreSilica | 2019 | 1.6 | 0.13999 | 0.001204 | 4 | 2915476.2333 | 6980480.4794 | 59435.9265 | 142306.5364 | 71.4907 | 0 | 33.5311 | 69504.006 | 3674.9868 | 73451.9326 | 64836.5473 | 0 | 40979.855 | 0 | 98454.4578 | 256158.3035 | 174833.3056 | 781893.3947 | 961560.8286 | 12297657.4024 | 12297657.4024 | 1478867.319 | 5800784.0308 | 0 | 14041111.6257 | 33618420.378 | 1778.2794 | 0.0048161 | 2915476.2333 | 6980480.4794 | 59435.9265 | 142306.5364
1 | 3700 | 707 | 0.02 | 15 | 15 | 7 | 2.3714e-12 | 5spot_SharedNeighbor | Water | Porous | Wet | R600a | MinimizeLCOE_Brownfield | IgnoreSilica | 2019 | 1.6 | 0.13999 | 0.0024654 | 4 | 1421650.6463 | 3406875.0889 | 28982.2713 | 69453.7568 | 71.4919 | 0 | 34.0232 | 69506.5273 | 3675.1462 | 73453.7245 | 64837.316 | 0 | 34035.9018 | 0 | 95748.3602 | 249117.5924 | 170027.8757 | 760402.444 | 961560.8286 | 12297657.4024 | 12297657.4024 | 1478867.319 | 5800784.0308 | 0 | 14019620.6751 | 33596929.4273 | 2371.3737 | 0.0098615 | 1421650.6463 | 3406875.0889 | 28982.2713 | 69453.7568
1 | 3700 | 707 | 0.02 | 15 | 15 | 7 | 3.1623e-12 | 5spot_SharedNeighbor | Water | Porous | Wet | R600a | MinimizeLCOE_Brownfield | IgnoreSilica | 2019 | 3.2003 | 0.33492 | 0.0060265 | 4 | 610057.847 | 1422192.3378 | 12436.8544 | 28993.3145 | 78.5687 | 0 | 97.1062 | 137500.6549 | 7638.843 | 146732.7676 | 112912.9112 | 0 | 62348.7577 | 0 | 182182.2344 | 474000.8033 | 323515.288 | 1446832.2601 | 961560.8286 | 12297657.4024 | 12297657.4024 | 1478867.319 | 5800784.0308 | 0 | 14706050.4911 | 34283359.2434 | 3162.2777 | 0.024106 | 610057.847 | 1422192.3378 | 12436.8544 | 28993.3145
1 | 3700 | 707 | 0.02 | 15 | 15 | 7 | 4.217e-12 | 5spot_SharedNeighbor | Water | Porous | Wet | R600a | MinimizeLCOE_Brownfield | IgnoreSilica | 2019 | 4.3555 | 0.47816 | 0.01005 | 4 | 376524.6141 | 863500.2328 | 7675.9635 | 17603.6202 | 80.649 | 0 | 69.9271 | 179670.9691 | 10124.9147 | 194763.3134 | 147284.0339 | 0 | 74422.438 | 0 | 236443.611 | 615177.7744 | 419871.4717 | 1877758.5262 | 961560.8286 | 12297657.4024 | 12297657.4024 | 1478867.319 | 5800784.0308 | 0 | 15136976.7572 | 34714285.5095 | 4216.965 | 0.040202 | 376524.6141 | 863500.2328 | 7675.9635 | 17603.6202
1 | 3700 | 707 | 0.02 | 15 | 15 | 7 | 5.6234e-12 | 5spot_SharedNeighbor | Water | Porous | Wet | R600a | MinimizeLCOE_Brownfield | IgnoreSilica | 2019 | 5.7897 | 0.65715 | 0.015552 | 4 | 251383.3164 | 566089.9328 | 5124.7889 | 11540.509 | 82.1257 | 0 | 99.8644 | 227273.8501 | 12938.5009 | 250883.7889 | 190157.847 | 0 | 86802.8231 | 0 | 299542.1559 | 779347.245 | 531920.5087 | 2378866.7195 | 961560.8286 | 12297657.4024 | 12297657.4024 | 1478867.319 | 5800784.0308 | 0 | 15638084.9505 | 35215393.7027 | 5623.4133 | 0.062208 | 251383.3164 | 566089.9328 | 5124.7889 | 11540.509
1 | 3700 | 707 | 0.02 | 15 | 15 | 7 | 7.4989e-12 | 5spot_SharedNeighbor | Water | Porous | Wet | R600a | MinimizeLCOE_Brownfield | IgnoreSilica | 2019 | 7.5802 | 0.88054 | 0.022839 | 4 | 177597.8375 | 391892.6223 | 3620.5721 | 7989.2612 | 83.176 | 0 | 101.7373 | 281300.2641 | 16130.2752 | 316798.4542 | 243474.8319 | 0 | 99780.2215 | 0 | 373418.7783 | 971559.0625 | 663109.0237 | 2965570.9116 | 961560.8286 | 12297657.4024 | 12297657.4024 | 1478867.319 | 5800784.0308 | 0 | 16224789.1426 | 35802097.8949 | 7498.9421 | 0.091357 | 177597.8375 | 391892.6223 | 3620.5721 | 7989.2612
1 | 3700 | 707 | 0.02 | 15 | 15 | 7 | 1e-11 | 5spot_SharedNeighbor | Water | Porous | Wet | R600a | MinimizeLCOE_Brownfield | IgnoreSilica | 2019 | 10.0286 | 1.1892 | 0.032933 | 4 | 129028.1283 | 277642.3221 | 2630.4129 | 5660.1143 | 84.101 | 0 | 106.0649 | 349880.313 | 20192.3703 | 402596.7415 | 317525.4925 | 0 | 116671.2308 | 0 | 470677.7978 | 1224607.0805 | 835819.4956 | 3737970.522 | 961560.8286 | 12297657.4024 | 12297657.4024 | 1478867.319 | 5800784.0308 | 0 | 16997188.753 | 36574497.5052 | 10000 | 0.13173 | 129028.1283 | 277642.3221 | 2630.4129 | 5660.1143
1 | 3700 | 707 | 0.02 | 15 | 15 | 7 | 1.3335e-11 | 5spot_SharedNeighbor | Water | Porous | Wet | R600a | MinimizeLCOE_Brownfield | IgnoreSilica | 2019 | 13.0371 | 1.5667 | 0.045924 | 4 | 97365.2237 | 203940.6268 | 1984.9218 | 4157.6055 | 84.7385 | 0 | 87.9867 | 426437.5385 | 24712.8255 | 501700.105 | 406919.2592 | 0 | 133886.39 | 0 | 582525.8861 | 1515612.8631 | 1034436.9218 | 4626231.7893 | 961560.8286 | 12297657.4024 | 12297657.4024 | 1478867.319 | 5800784.0308 | 0 | 17885450.0203 | 37462758.7725 | 13335.2143 | 0.18369 | 97365.2237 | 203940.6268 | 1984.9218 | 4157.6055
1 | 3700 | 707 | 0.02 | 15 | 15 | 7 | 1.7783e-11 | 5spot_SharedNeighbor | Water | Porous | Wet | R600a | MinimizeLCOE_Brownfield | IgnoreSilica | 2019 | 16.8567 | 2.0467 | 0.062947 | 4 | 75309.1941 | 153062.668 | 1535.2798 | 3120.3895 | 85.2258 | 0 | 116.1106 | 516167.4071 | 30005.2448 | 621062.2284 | 520829.2898 | 0 | 153132.4343 | 0 | 718066.6757 | 1868262.1945 | 1275127.3367 | 5702652.8112 | 961560.8286 | 12297657.4024 | 12297657.4024 | 1478867.319 | 5800784.0308 | 0 | 18961871.0422 | 38539179.7945 | 17782.7941 | 0.25179 | 75309.1941 | 153062.668 | 1535.2798 | 3120.3895
1 | 3700 | 707 | 0.02 | 15 | 15 | 7 | 2.3714e-11 | 5spot_SharedNeighbor | Water | Porous | Wet | R600a | MinimizeLCOE_Brownfield | IgnoreSilica | 2019 | 21.5218 | 2.6337 | 0.084838 | 4 | 59576.9366 | 117267.0442 | 1214.5564 | 2390.6473 | 85.5903 | 0 | 111.1756 | 617713.778 | 35986.74 | 759648.1411 | 660405.2409 | 0 | 172878.9031 | 0 | 876186.7933 | 2279658.3054 | 1555913.6357 | 6958391.5376 | 961560.8286 | 12297657.4024 | 12297657.4024 | 1478867.319 | 5800784.0308 | 0 | 20217609.7687 | 39794918.5209 | 23713.7371 | 0.33935 | 59576.9366 | 117267.0442 | 1214.5564 | 2390.6473
1 | 3700 | 707 | 0.02 | 15 | 15 | 7 | 3.1623e-11 | 5spot_SharedNeighbor | Water | Porous | Wet | R600a | MinimizeLCOE_Brownfield | IgnoreSilica | 2019 | 27.1781 | 3.3456 | 0.11249 | 4 | 48171.5386 | 91679.0939 | 982.042 | 1869.0023 | 85.8675 | 0 | 114.0175 | 732188.3858 | 42718.8058 | 919705.9944 | 829661.2678 | 0 | 193218.8969 | 0 | 1059822.4068 | 2757440.503 | 1882009.803 | 8416766.0634 | 961560.8286 | 12297657.4024 | 12297657.4024 | 1478867.319 | 5800784.0308 | 0 | 21675984.2945 | 41253293.0467 | 31622.7766 | 0.44997 | 48171.5386 | 91679.0939 | 982.042 | 1869.0023
1 | 3700 | 707 | 0.02 | 15 | 15 | 7 | 4.217e-11 | 5spot_SharedNeighbor | Water | Porous | Wet | R600a | MinimizeLCOE_Brownfield | IgnoreSilica | 2019 | 33.8166 | 4.1814 | 0.14651 | 4 | 39793.1541 | 73199.8647 | 811.2373 | 1492.2783 | 86.0774 | 0 | 121.3094 | 857704.1128 | 50088.4025 | 1099153.4416 | 1028393.961 | 0 | 212935.601 | 0 | 1266827.4523 | 3296025.169 | 2249604.9044 | 10060733.0445 | 961560.8286 | 12297657.4024 | 12297657.4024 | 1478867.319 | 5800784.0308 | 0 | 23319951.2756 | 42897260.0278 | 42169.6503 | 0.58603 | 39793.1541 | 73199.8647 | 811.2373 | 1492.2783
1 | 3700 | 707 | 0.02 | 15 | 15 | 7 | 5.6234e-11 | 5spot_SharedNeighbor | Water | Porous | Wet | R600a | MinimizeLCOE_Brownfield | IgnoreSilica | 2019 | 41.2607 | 5.119 | 0.18678 | 4 | 33589.353 | 59792.9771 | 684.7644 | 1218.9607 | 86.2347 | 0 | 122.7855 | 989955.8035 | 57841.4106 | 1292078.2123 | 1251365.722 | 0 | 230251.6734 | 0 | 1490382.2005 | 3877668.7662 | 2646588.6111 | 11836132.3996 | 961560.8286 | 12297657.4024 | 12297657.4024 | 1478867.319 | 5800784.0308 | 0 | 25095350.6306 | 44672659.3829 | 56234.1325 | 0.74712 | 33589.353 | 59792.9771 | 684.7644 | 1218.9607
1 | 3700 | 707 | 0.02 | 15 | 15 | 7 | 7.4989e-11 | 5spot_SharedNeighbor | Water | Porous | Wet | R600a | MinimizeLCOE_Brownfield | IgnoreSilica | 2019 | 49.1802 | 6.1163 | 0.2322 | 4 | 28982.4807 | 50060.2426 | 590.8471 | 1020.5458 | 86.3496 | 0 | 127.4434 | 1122993.7379 | 65627.6236 | 1489693.3822 | 1488571.3248 | 0 | 243505.0237 | 0 | 1720052.526 | 4475223.8413 | 3054432.2283 | 13660099.6878 | 961560.8286 | 12297657.4024 | 12297657.4024 | 1478867.319 | 5800784.0308 | 0 | 26919317.9189 | 46496626.6711 | 74989.4209 | 0.92881 | 28982.4807 | 50060.2426 | 590.8471 | 1020.5458
1 | 3700 | 707 | 0.02 | 15 | 15 | 7 | 1e-10 | 5spot_SharedNeighbor | Water | Porous | Wet | R600a | MinimizeLCOE_Brownfield | IgnoreSilica | 2019 | 57.1191 | 7.1155 | 0.28058 | 4 | 25563.3855 | 43007.2813 | 521.1442 | 876.7616 | 86.4282 | 0 | 145.3243 | 1249936.8759 | 73044.2597 | 1681282.3696 | 1726284.4522 | 0 | 251480.3645 | 0 | 1942991.0455 | 5055264.1382 | 3450321.6496 | 15430605.1553 | 961560.8286 | 12297657.4024 | 12297657.4024 | 1478867.319 | 5800784.0308 | 0 | 28689823.3863 | 48267132.1385 | 100000 | 1.1223 | 25563.3855 | 43007.2813 | 521.1442 | 876.7616
1 | 3700 | 707 | 0.02 | 15 | 15 | 7 | 1.3335e-10 | 5spot_SharedNeighbor | Water | Porous | Wet | R600a | MinimizeLCOE_Brownfield | IgnoreSilica | 2019 | 64.5593 | 8.0505 | 0.3289 | 4 | 23031.2615 | 37912.2716 | 469.5234 | 772.8929 | 86.476 | 0 | 105.5777 | 1363944.9681 | 79692.9649 | 1855737.995 | 1948907.0372 | 0 | 253520.37 | 0 | 2145703.3007 | 5582679.8442 | 3810293.7063 | 17040480.1863 | 961560.8286 | 12297657.4024 | 12297657.4024 | 1478867.319 | 5800784.0308 | 0 | 30299698.4174 | 49877007.1696 | 133352.1432 | 1.3156 | 23031.2615 | 37912.2716 | 469.5234 | 772.8929
1 | 3700 | 707 | 0.02 | 15 | 15 | 7 | 1.7783e-10 | 5spot_SharedNeighbor | Water | Porous | Wet | R600a | MinimizeLCOE_Brownfield | IgnoreSilica | 2019 | 70.869 | 8.8417 | 0.37434 | 4 | 21115.8556 | 34190.4008 | 430.4753 | 697.0176 | 86.4994 | 0 | 128.2295 | 1457295.2662 | 85127.0913 | 2000224.7237 | 2137514.3322 | 0 | 247293.7067 | 0 | 2311707.4968 | 6014588.7104 | 4105080.3823 | 18358831.7096 | 961560.8286 | 12297657.4024 | 12297657.4024 | 1478867.319 | 5800784.0308 | 0 | 31618049.9406 | 51195358.6929 | 177827.941 | 1.4974 | 21115.8556 | 34190.4008 | 430.4753 | 697.0176
1 | 3700 | 707 | 0.02 | 15 | 15 | 7 | 2.3714e-10 | 5spot_SharedNeighbor | Water | Porous | Wet | R600a | MinimizeLCOE_Brownfield | IgnoreSilica | 2019 | 77.1922 | 9.6325 | 0.41697 | 4 | 19746.3841 | 31484.2367 | 402.5567 | 641.8488 | 86.5088 | 0 | 127.8886 | 1548045.4688 | 90400.2456 | 2142092.6503 | 2326295.2441 | 0 | 245680.1116 | 0 | 2477480.351 | 6445895.6721 | 4399456.2461 | 19675345.9895 | 961560.8286 | 12297657.4024 | 12297657.4024 | 1478867.319 | 5800784.0308 | 0 | 32934564.2205 | 52511872.9728 | 237137.3706 | 1.6679 | 19746.3841 | 31484.2367 | 402.5567 | 641.8488
1 | 3700 | 707 | 0.02 | 15 | 15 | 7 | 3.1623e-10 | 5spot_SharedNeighbor | Water | Porous | Wet | R600a | MinimizeLCOE_Brownfield | IgnoreSilica | 2019 | 81.8138 | 10.2088 | 0.45191 | 4 | 18733.927 | 29564.3026 | 381.9164 | 602.7083 | 86.5074 | 0 | 119.2968 | 1612717.3449 | 94151.7164 | 2244039.4144 | 2464096.303 | 0 | 237593.8286 | 0 | 2594513.4568 | 6750391.8068 | 4607281.1148 | 20604784.9857 | 961560.8286 | 12297657.4024 | 12297657.4024 | 1478867.319 | 5800784.0308 | 0 | 33864003.2167 | 53441311.969 | 316227.766 | 1.8076 | 18733.927 | 29564.3026 | 381.9164 | 602.7083
1 | 3700 | 707 | 0.02 | 15 | 15 | 7 | 4.217e-10 | 5spot_SharedNeighbor | Water | Porous | Wet | R600a | MinimizeLCOE_Brownfield | IgnoreSilica | 2019 | 85.5138 | 10.6692 | 0.48093 | 4 | 17983.4 | 28160.288 | 366.6159 | 574.0856 | 86.5015 | 0 | 128.8199 | 1663537.6786 | 97095.6917 | 2324647.3863 | 2574298.9977 | 0 | 228942.4818 | 0 | 2686523.6721 | 6989783.513 | 4770670.8733 | 21335500.2944 | 961560.8286 | 12297657.4024 | 12297657.4024 | 1478867.319 | 5800784.0308 | 0 | 34594718.5255 | 54172027.2777 | 421696.5034 | 1.9237 | 17983.4 | 28160.288 | 366.6159 | 574.0856
1 | 3700 | 707 | 0.02 | 15 | 15 | 7 | 5.6234e-10 | 5spot_SharedNeighbor | Water | Porous | Wet | R600a | MinimizeLCOE_Brownfield | IgnoreSilica | 2019 | 88.4419 | 11.0328 | 0.50449 | 4 | 17425.9361 | 27127.4991 | 355.2513 | 553.0308 | 86.494 | 0 | 124.343 | 1703175.7239 | 99389.3144 | 2387823.5953 | 2661429.3607 | 0 | 220745.0211 | 0 | 2758299.576 | 7176529.6917 | 4898128.9776 | 21905521.2607 | 961560.8286 | 12297657.4024 | 12297657.4024 | 1478867.319 | 5800784.0308 | 0 | 35164739.4918 | 54742048.244 | 562341.3252 | 2.018 | 17425.9361 | 27127.4991 | 355.2513 | 553.0308
1 | 3700 | 707 | 0.02 | 15 | 15 | 7 | 7.4989e-10 | 5spot_SharedNeighbor | Water | Porous | Wet | R600a | MinimizeLCOE_Brownfield | IgnoreSilica | 2019 | 90.707 | 11.3136 | 0.52319 | 4 | 17011.0863 | 26365.911 | 346.794 | 537.5048 | 86.4866 | 0 | 136.8784 | 1733496.7813 | 101142.2344 | 2436331.4838 | 2728778.7869 | 0 | 213328.5597 | 0 | 2813100.3599 | 7319110.0904 | 4995443.0293 | 22340731.3257 | 961560.8286 | 12297657.4024 | 12297657.4024 | 1478867.319 | 5800784.0308 | 0 | 35599949.5567 | 55177258.3089 | 749894.2093 | 2.0927 | 17011.0863 | 26365.911 | 346.794 | 537.5048
1 | 3700 | 707 | 0.02 | 15 | 15 | 7 | 1e-09 | 5spot_SharedNeighbor | Water | Porous | Wet | R600a | MinimizeLCOE_Brownfield | IgnoreSilica | 2019 | 92.4586 | 11.5304 | 0.53786 | 4 | 16701.852 | 25801.4038 | 340.4898 | 525.9965 | 86.4798 | 0 | 134.8398 | 1756743.7385 | 102485.2302 | 2473629.1284 | 2780827.3408 | 0 | 207034.0022 | 0 | 2855080.5816 | 7428334.0158 | 5069990.6028 | 22674124.6403 | 961560.8286 | 12297657.4024 | 12297657.4024 | 1478867.319 | 5800784.0308 | 0 | 35933342.8713 | 55510651.6236 | 1000000 | 2.1515 | 16701.852 | 25801.4038 | 340.4898 | 525.9965
1 | 3700 | 707 | 0.02 | 15 | 15 | 7 | 1.3335e-09 | 5spot_SharedNeighbor | Water | Porous | Wet | R600a | MinimizeLCOE_Brownfield | IgnoreSilica | 2019 | 93.8035 | 11.6967 | 0.54926 | 4 | 16471.0286 | 25381.814 | 335.7842 | 517.4426 | 86.4741 | 0 | 104.2959 | 1774475.9394 | 103509.0637 | 2502141.5068 | 2820770.0554 | 0 | 201858.7667 | 0 | 2887074.5795 | 7511575.8355 | 5126804.8551 | 22928210.6022 | 961560.8286 | 12297657.4024 | 12297657.4024 | 1478867.319 | 5800784.0308 | 0 | 36187428.8332 | 55764737.5855 | 1333521.4322 | 2.197 | 16471.0286 | 25381.814 | 335.7842 | 517.4426
1 | 3700 | 707 | 0.02 | 15 | 15 | 7 | 1.7783e-09 | 5spot_SharedNeighbor | Water | Porous | Wet | R600a | MinimizeLCOE_Brownfield | IgnoreSilica | 2019 | 94.8144 | 11.8216 | 0.55798 | 4 | 16298.5444 | 25070.1086 | 332.2679 | 511.0881 | 86.4695 | 0 | 145.8921 | 1787738.7557 | 104274.5126 | 2523502.9511 | 2850782.2385 | 0 | 197605.7414 | 0 | 2910922.6378 | 7573623.5911 | 5169153.7233 | 23117604.1516 | 961560.8286 | 12297657.4024 | 12297657.4024 | 1478867.319 | 5800784.0308 | 0 | 36376822.3827 | 55954131.1349 | 1778279.41 | 2.2319 | 16298.5444 | 25070.1086 | 332.2679 | 511.0881
1 | 3700 | 707 | 0.02 | 15 | 15 | 7 | 2.3714e-09 | 5spot_SharedNeighbor | Water | Porous | Wet | R600a | MinimizeLCOE_Brownfield | IgnoreSilica | 2019 | 95.5797 | 11.9161 | 0.56463 | 4 | 16169.5442 | 24837.6953 | 329.638 | 506.35 | 86.4658 | 0 | 146.7157 | 1797742.1383 | 104851.6588 | 2539634.857 | 2873496.4326 | 0 | 194230.7001 | 0 | 2928882.7569 | 7620352.1369 | 5201046.916 | 23260237.5965 | 961560.8286 | 12297657.4024 | 12297657.4024 | 1478867.319 | 5800784.0308 | 0 | 36519455.8275 | 56096764.5798 | 2371373.7057 | 2.2585 | 16169.5442 | 24837.6953 | 329.638 | 506.35
1 | 3700 | 707 | 0.02 | 15 | 15 | 7 | 3.1623e-09 | 5spot_SharedNeighbor | Water | Porous | Wet | R600a | MinimizeLCOE_Brownfield | IgnoreSilica | 2019 | 96.1593 | 11.9876 | 0.5697 | 4 | 16073.0023 | 24664.08 | 327.6699 | 502.8106 | 86.4629 | 0 | 119.3405 | 1805296.3676 | 105287.3928 | 2551828.6763 | 2890693.8217 | 0 | 191599.3599 | 0 | 2942435.1911 | 7655612.7909 | 5225113.0369 | 23367866.6372 | 961560.8286 | 12297657.4024 | 12297657.4024 | 1478867.319 | 5800784.0308 | 0 | 36627084.8682 | 56204393.6204 | 3162277.6602 | 2.2788 | 16073.0023 | 24664.08 | 327.6699 | 502.8106
1 | 3700 | 707 | 0.02 | 15 | 15 | 7 | 4.217e-09 | 5spot_SharedNeighbor | Water | Porous | Wet | R600a | MinimizeLCOE_Brownfield | IgnoreSilica | 2019 | 96.5808 | 12.0397 | 0.57348 | 4 | 16000.7157 | 24535.0895 | 326.1962 | 500.181 | 86.4608 | 0 | 115.7132 | 1810779.5297 | 105603.6069 | 2560685.682 | 2903200.3715 | 0 | 189470.0615 | 0 | 2952198.3081 | 7681014.4185 | 5242450.1697 | 23445402.1478 | 961560.8286 | 12297657.4024 | 12297657.4024 | 1478867.319 | 5800784.0308 | 0 | 36704620.3788 | 56281929.1311 | 4216965.0343 | 2.2939 | 16000.7157 | 24535.0895 | 326.1962 | 500.181
1 | 3700 | 707 | 0.02 | 15 | 15 | 7 | 5.6234e-09 | 5spot_SharedNeighbor | Water | Porous | Wet | R600a | MinimizeLCOE_Brownfield | IgnoreSilica | 2019 | 96.9144 | 12.0808 | 0.5764 | 4 | 15946.5698 | 24437.7758 | 325.0924 | 498.1971 | 86.4591 | 0 | 139.1449 | 1815111.5552 | 105853.4003 | 2567686.9308 | 2913095.5008 | 0 | 187932.6746 | 0 | 2959975.224 | 7701248.3585 | 5256260.2495 | 23507163.8937 | 961560.8286 | 12297657.4024 | 12297657.4024 | 1478867.319 | 5800784.0308 | 0 | 36766382.1248 | 56343690.877 | 5623413.2519 | 2.3056 | 15946.5698 | 24437.7758 | 325.0924 | 498.1971
1 | 3700 | 707 | 0.02 | 15 | 15 | 7 | 7.4989e-09 | 5spot_SharedNeighbor | Water | Porous | Wet | R600a | MinimizeLCOE_Brownfield | IgnoreSilica | 2019 | 97.1682 | 12.1121 | 0.57861 | 4 | 15906.0009 | 24364.7932 | 324.2653 | 496.7093 | 86.4577 | 0 | 122.859 | 1818402.9509 | 106043.1681 | 2573008.5404 | 2920622.0563 | 0 | 186775.5939 | 0 | 2965892.4007 | 7716643.6385 | 5266767.8445 | 23554156.1933 | 961560.8286 | 12297657.4024 | 12297657.4024 | 1478867.319 | 5800784.0308 | 0 | 36813374.4243 | 56390683.1766 | 7498942.0933 | 2.3144 | 15906.0009 | 24364.7932 | 324.2653 | 496.7093
1 | 3700 | 707 | 0.02 | 15 | 15 | 7 | 1e-08 | 5spot_SharedNeighbor | Water | Porous | Wet | R600a | MinimizeLCOE_Brownfield | IgnoreSilica | 2019 | 97.3554 | 12.1352 | 0.58026 | 4 | 15875.5979 | 24310.3137 | 323.6455 | 495.5986 | 86.4567 | 0 | 138.96 | 1820829.5139 | 106183.0618 | 2576933.0828 | 2926175.6373 | 0 | 185875.0305 | 0 | 2970238.5673 | 7727951.4723 | 5274485.6734 | 23588672.0393 | 961560.8286 | 12297657.4024 | 12297657.4024 | 1478867.319 | 5800784.0308 | 0 | 36847890.2703 | 56425199.0225 | 10000000 | 2.321 | 15875.5979 | 24310.3137 | 323.6455 | 495.5986
1 | 3800 | 707 | 0.02 | 15 | 15 | 7 | 1e-13 | 5spot_SharedNeighbor | Water | Porous | Wet | R600a | MinimizeLCOE_Brownfield | IgnoreSilica | 2019 | 0 | 0 | 0 | 0 |  |  |  |  | 15 |  | 18.6761 | [19 empty] | 100 | 0
1 | 3800 | 707 | 0.02 | 15 | 15 | 7 | 1.3335e-13 | 5spot_SharedNeighbor | Water | Porous | Wet | R600a | MinimizeLCOE_Brownfield | IgnoreSilica | 2019 | 0 | 0 | 0 | 0 |  |  |  |  | 15 |  | 23.8929 | [19 empty] | 133.3521 | 0
1 | 3800 | 707 | 0.02 | 15 | 15 | 7 | 1.7783e-13 | 5spot_SharedNeighbor | Water | Porous | Wet | R600a | MinimizeLCOE_Brownfield | IgnoreSilica | 2019 | 0 | 0 | 0 | 0 |  |  |  |  | 15 |  | 23.3676 | [19 empty] | 177.8279 | 0
1 | 3800 | 707 | 0.02 | 15 | 15 | 7 | 2.3714e-13 | 5spot_SharedNeighbor | Water | Porous | Wet | R600a | MinimizeLCOE_Brownfield | IgnoreSilica | 2019 | 0 | 0 | 0 | 0 |  |  |  |  | 15 |  | 22.1038 | [19 empty] | 237.1374 | 0
1 | 3800 | 707 | 0.02 | 15 | 15 | 7 | 3.1623e-13 | 5spot_SharedNeighbor | Water | Porous | Wet | R600a | MinimizeLCOE_Brownfield | IgnoreSilica | 2019 | 0 | 0 | 0 | 0 |  |  |  |  | 15 |  | 24.6284 | [19 empty] | 316.2278 | 0
1 | 3800 | 707 | 0.02 | 15 | 15 | 7 | 4.217e-13 | 5spot_SharedNeighbor | Water | Porous | Wet | R600a | MinimizeLCOE_Brownfield | IgnoreSilica | 2019 | 0 | 0 | 0 | 0 |  |  |  |  | 15 |  | 24.2302 | [19 empty] | 421.6965 | 0
1 | 3800 | 707 | 0.02 | 15 | 15 | 7 | 5.6234e-13 | 5spot_SharedNeighbor | Water | Porous | Wet | R600a | MinimizeLCOE_Brownfield | IgnoreSilica | 2019 | 0 | 0 | 0 | 0 |  |  |  |  | 15 |  | 25.5738 | [19 empty] | 562.3413 | 0
1 | 3800 | 707 | 0.02 | 15 | 15 | 7 | 7.4989e-13 | 5spot_SharedNeighbor | Water | Porous | Wet | R600a | MinimizeLCOE_Brownfield | IgnoreSilica | 2019 | 0 | 0 | 0 | 0 |  |  |  |  | 15 |  | 26.5097 | [19 empty] | 749.8942 | 0
1 | 3800 | 707 | 0.02 | 15 | 15 | 7 | 1e-12 | 5spot_SharedNeighbor | Water | Porous | Wet | R600a | MinimizeLCOE_Brownfield | IgnoreSilica | 2019 | 0 | 0 | 0 | 0 |  |  |  |  | 15 |  | 27.5242 | [19 empty] | 1000 | 0
1 | 3800 | 707 | 0.02 | 15 | 15 | 7 | 1.3335e-12 | 5spot_SharedNeighbor | Water | Porous | Wet | R600a | MinimizeLCOE_Brownfield | IgnoreSilica | 2019 | 1.6 | 0.14442 | 8.0665e-05 | 4 | 44946257.584 | 107456463.2361 | 916290.2552 | 2190645.3487 | 72.6282 | 0 | 31.7773 | 72034.9627 | 3835.9081 | 75233.3349 | 65598.7837 | 0 | 48085.2417 | 0 | 103267.4102 | 268680.6182 | 183380.0427 | 820116.3022 | 961560.8286 | 12720605.2746 | 12720605.2746 | 1478867.319 | 5969963.1797 | 0 | 14502282.4055 | 34671718.1788 | 1333.5214 | 0.00032266 | 44946257.584 | 107456463.2361 | 916290.2552 | 2190645.3487
1 | 3800 | 707 | 0.02 | 15 | 15 | 7 | 1.7783e-12 | 5spot_SharedNeighbor | Water | Porous | Wet | R600a | MinimizeLCOE_Brownfield | IgnoreSilica | 2019 | 1.6 | 0.14443 | 0.0017312 | 4 | 2090666.797 | 5003290.3773 | 42621.0705 | 101998.8418 | 72.6298 | 0 | 33.6942 | 72038.3486 | 3836.1246 | 75235.6975 | 65599.792 | 0 | 40083.7062 | 0 | 100149.5309 | 260568.5359 | 177843.3799 | 795355.1156 | 961560.8286 | 12720605.2746 | 12720605.2746 | 1478867.319 | 5969963.1797 | 0 | 14477521.2189 | 34646956.9922 | 1778.2794 | 0.0069248 | 2090666.797 | 5003290.3773 | 42621.0705 | 101998.8418
1 | 3800 | 707 | 0.02 | 15 | 15 | 7 | 2.3714e-12 | 5spot_SharedNeighbor | Water | Porous | Wet | R600a | MinimizeLCOE_Brownfield | IgnoreSilica | 2019 | 1.6 | 0.14443 | 0.0029688 | 4 | 1217339.0321 | 2915804.8783 | 24817.1027 | 59442.6264 | 72.6309 | 0 | 33.953 | 72040.8952 | 3836.2875 | 75237.4745 | 65600.5503 | 0 | 33133.6171 | 0 | 97441.0416 | 253521.6023 | 173033.7029 | 773845.1713 | 961560.8286 | 12720605.2746 | 12720605.2746 | 1478867.319 | 5969963.1797 | 0 | 14456011.2745 | 34625447.0479 | 2371.3737 | 0.011875 | 1217339.0321 | 2915804.8783 | 24817.1027 | 59442.6264
1 | 3800 | 707 | 0.02 | 15 | 15 | 7 | 3.1623e-12 | 5spot_SharedNeighbor | Water | Porous | Wet | R600a | MinimizeLCOE_Brownfield | IgnoreSilica | 2019 | 3.5707 | 0.39412 | 0.0076392 | 4 | 501292.2536 | 1161354.3783 | 10219.5206 | 23675.7799 | 80.8836 | 0 | 84.6982 | 157538.019 | 8876.0531 | 166829.8339 | 125332.1841 | 0 | 69555.858 | 0 | 205971.4597 | 535895.4876 | 365759.6819 | 1635758.5772 | 961560.8286 | 12720605.2746 | 12720605.2746 | 1478867.319 | 5969963.1797 | 0 | 15317924.6804 | 35487360.4537 | 3162.2777 | 0.030557 | 501292.2536 | 1161354.3783 | 10219.5206 | 23675.7799
1 | 3800 | 707 | 0.02 | 15 | 15 | 7 | 4.217e-12 | 5spot_SharedNeighbor | Water | Porous | Wet | R600a | MinimizeLCOE_Brownfield | IgnoreSilica | 2019 | 4.7692 | 0.54898 | 0.012423 | 4 | 317304.905 | 723180.986 | 6468.6897 | 14743.0226 | 82.7644 | 0 | 70.3195 | 201827.6171 | 11516.1464 | 217155.1308 | 161560.5934 | 0 | 81392.2422 | 0 | 262646.1746 | 683351.4703 | 466401.4199 | 2085850.7946 | 961560.8286 | 12720605.2746 | 12720605.2746 | 1478867.319 | 5969963.1797 | 0 | 15768016.8979 | 35937452.6712 | 4216.965 | 0.049694 | 317304.905 | 723180.986 | 6468.6897 | 14743.0226
1 | 3800 | 707 | 0.02 | 15 | 15 | 7 | 5.6234e-12 | 5spot_SharedNeighbor | Water | Porous | Wet | R600a | MinimizeLCOE_Brownfield | IgnoreSilica | 2019 | 6.3085 | 0.74913 | 0.018969 | 4 | 215019.3956 | 480844.1821 | 4383.4612 | 9802.659 | 84.1673 | 0 | 116.8327 | 253844.414 | 14625.1102 | 278150.3115 | 208739.0442 | 0 | 94560.0418 | 0 | 331468.3795 | 862412.7298 | 588614.4089 | 2632414.4399 | 961560.8286 | 12720605.2746 | 12720605.2746 | 1478867.319 | 5969963.1797 | 0 | 16314580.5431 | 36484016.3165 | 5623.4133 | 0.075875 | 215019.3956 | 480844.1821 | 4383.4612 | 9802.659
1 | 3800 | 707 | 0.02 | 15 | 15 | 7 | 7.4989e-12 | 5spot_SharedNeighbor | Water | Porous | Wet | R600a | MinimizeLCOE_Brownfield | IgnoreSilica | 2019 | 8.1844 | 0.99167 | 0.027439 | 4 | 154285.0064 | 338053.5062 | 3145.3085 | 6891.678 | 85.1285 | 0 | 114.2658 | 311164.4414 | 18042.3822 | 347864.2399 | 265049.3647 | 0 | 107622.8151 | 0 | 409399.8649 | 1065174.469 | 727003.4622 | 3251321.0394 | 961560.8286 | 12720605.2746 | 12720605.2746 | 1478867.319 | 5969963.1797 | 0 | 16933487.1426 | 37102922.9159 | 7498.9421 | 0.10975 | 154285.0064 | 338053.5062 | 3145.3085 | 6891.678
1 | 3800 | 707 | 0.02 | 15 | 15 | 7 | 1e-11 | 5spot_SharedNeighbor | Water | Porous | Wet | R600a | MinimizeLCOE_Brownfield | IgnoreSilica | 2019 | 10.9714 | 1.3574 | 0.039457 | 4 | 112959.5538 | 240754.9413 | 2302.8333 | 4908.1151 | 86.1033 | 0 | 76.6823 | 390646.6445 | 22796.1504 | 446832.9518 | 349997.6319 | 0 | 128263.8572 | 0 | 522029.522 | 1358213.7333 | 927008.7815 | 4145789.2728 | 961560.8286 | 12720605.2746 | 12720605.2746 | 1478867.319 | 5969963.1797 | 0 | 17827955.376 | 37997391.1494 | 10000 | 0.15783 | 112959.5538 | 240754.9413 | 2302.8333 | 4908.1151
1 | 3800 | 707 | 0.02 | 15 | 15 | 7 | 1.3335e-11 | 5spot_SharedNeighbor | Water | Porous | Wet | R600a | MinimizeLCOE_Brownfield | IgnoreSilica | 2019 | 14.246 | 1.7855 | 0.054862 | 4 | 85731.0099 | 177641.3598 | 1747.7426 | 3621.4594 | 86.7169 | 0 | 99.9645 | 475642.6599 | 27868.0107 | 556143.9667 | 449819.7136 | 0 | 147229.8413 | 0 | 646114.635 | 1681057.7439 | 1147356.4525 | 5131233.0236 | 961560.8286 | 12720605.2746 | 12720605.2746 | 1478867.319 | 5969963.1797 | 0 | 18813399.1268 | 38982834.9002 | 13335.2143 | 0.21945 | 85731.0099 | 177641.3598 | 1747.7426 | 3621.4594
1 | 3800 | 707 | 0.02 | 15 | 15 | 7 | 1.7783e-11 | 5spot_SharedNeighbor | Water | Porous | Wet | R600a | MinimizeLCOE_Brownfield | IgnoreSilica | 2019 | 18.2964 | 2.3154 | 0.074835 | 4 | 66722.7477 | 134102.4224 | 1360.2335 | 2733.8593 | 87.1774 | 0 | 124.5274 | 572690.7997 | 33649.6497 | 684410.1276 | 573151.9107 | 0 | 167130.7705 | 0 | 792102.9707 | 2060889.447 | 1406599.3947 | 6290625.0705 | 961560.8286 | 12720605.2746 | 12720605.2746 | 1478867.319 | 5969963.1797 | 0 | 19972791.1738 | 40142226.9471 | 17782.7941 | 0.29934 | 66722.7477 | 134102.4224 | 1360.2335 | 2733.8593
1 | 3800 | 707 | 0.02 | 15 | 15 | 7 | 2.3714e-11 | 5spot_SharedNeighbor | Water | Porous | Wet | R600a | MinimizeLCOE_Brownfield | IgnoreSilica | 2019 | 23.3077 | 2.9711 | 0.10043 | 4 | 53128.4556 | 103335.6893 | 1083.0954 | 2106.6378 | 87.5293 | 0 | 87.1566 | 683949.9209 | 40265.7995 | 835284.4119 | 725503.6313 | 0 | 188411.3148 | 0 | 964631.8806 | 2509774.2802 | 1712972.5169 | 7660793.7562 | 961560.8286 | 12720605.2746 | 12720605.2746 | 1478867.319 | 5969963.1797 | 0 | 21342959.8594 | 41512395.6327 | 23713.7371 | 0.40172 | 53128.4556 | 103335.6893 | 1083.0954 | 2106.6378
1 | 3800 | 707 | 0.02 | 15 | 15 | 7 | 3.1623e-11 | 5spot_SharedNeighbor | Water | Porous | Wet | R600a | MinimizeLCOE_Brownfield | IgnoreSilica | 2019 | 29.3272 | 3.759 | 0.13256 | 4 | 43224.6371 | 81262.6368 | 881.1927 | 1656.6488 | 87.7962 | 0 | 95.4941 | 808356.0968 | 47651.0372 | 1008030.4969 | 908531.7656 | 0 | 209897.0663 | 0 | 1163161.9205 | 3026308.7198 | 2065517.8857 | 9237454.9887 | 961560.8286 | 12720605.2746 | 12720605.2746 | 1478867.319 | 5969963.1797 | 0 | 22919621.0919 | 43089056.8653 | 31622.7766 | 0.53024 | 43224.6371 | 81262.6368 | 881.1927 | 1656.6488
1 | 3800 | 707 | 0.02 | 15 | 15 | 7 | 4.217e-11 | 5spot_SharedNeighbor | Water | Porous | Wet | R600a | MinimizeLCOE_Brownfield | IgnoreSilica | 2019 | 36.3038 | 4.6726 | 0.17171 | 4 | 35924.6879 | 65289.7751 | 732.3734 | 1331.0204 | 87.9977 | 0 | 106.565 | 943261.5134 | 55645.7301 | 1199477.1957 | 1120691.2455 | 0 | 230112.899 | 0 | 1384183.5476 | 3601361.6558 | 2458003.3307 | 10992737.1178 | 961560.8286 | 12720605.2746 | 12720605.2746 | 1478867.319 | 5969963.1797 | 0 | 24674903.2211 | 44844338.9944 | 42169.6503 | 0.68685 | 35924.6879 | 65289.7751 | 732.3734 | 1331.0204
1 | 3800 | 707 | 0.02 | 15 | 15 | 7 | 5.6234e-11 | 5spot_SharedNeighbor | Water | Porous | Wet | R600a | MinimizeLCOE_Brownfield | IgnoreSilica | 2019 | 44.1159 | 5.6961 | 0.21778 | 4 | 30503.4324 | 53657.1729 | 621.8537 | 1093.874 | 88.1494 | 0 | 139.9137 | 1085490.9553 | 64061.9624 | 1405257.3061 | 1358795.0463 | 0 | 248034.5027 | 0 | 1623039.5114 | 4222815.8774 | 2882158.6065 | 12889653.768 | 961560.8286 | 12720605.2746 | 12720605.2746 | 1478867.319 | 5969963.1797 | 0 | 26571819.8712 | 46741255.6446 | 56234.1325 | 0.87111 | 30503.4324 | 53657.1729 | 621.8537 | 1093.874
1 | 3800 | 707 | 0.02 | 15 | 15 | 7 | 7.4989e-11 | 5spot_SharedNeighbor | Water | Porous | Wet | R600a | MinimizeLCOE_Brownfield | IgnoreSilica | 2019 | 52.2593 | 6.7627 | 0.26894 | 4 | 26474.84 | 45223.8387 | 539.7254 | 921.9491 | 88.2576 | 0 | 130.2065 | 1225871.8096 | 72354.161 | 1611973.0274 | 1606976.5866 | 0 | 260743.1922 | 0 | 1863388.3229 | 4848154.1828 | 3308964.8494 | 14798426.1318 | 961560.8286 | 12720605.2746 | 12720605.2746 | 1478867.319 | 5969963.1797 | 0 | 28480592.2351 | 48650028.0084 | 74989.4209 | 1.0758 | 26474.84 | 45223.8387 | 539.7254 | 921.9491
1 | 3800 | 707 | 0.02 | 15 | 15 | 7 | 1e-10 | 5spot_SharedNeighbor | Water | Porous | Wet | R600a | MinimizeLCOE_Brownfield | IgnoreSilica | 2019 | 60.2667 | 7.8105 | 0.32252 | 4 | 23484.9898 | 39119.232 | 478.7733 | 797.4985 | 88.3285 | 0 | 116.0358 | 1357456.5501 | 80112.1707 | 1808751.5706 | 1850882.7748 | 0 | 267345.8467 | 0 | 2092174.0761 | 5443407.782 | 3715237.662 | 16615368.433 | 961560.8286 | 12720605.2746 | 12720605.2746 | 1478867.319 | 5969963.1797 | 0 | 30297534.5363 | 50466970.3096 | 100000 | 1.2901 | 23484.9898 | 39119.232 | 478.7733 | 797.4985
1 | 3800 | 707 | 0.02 | 15 | 15 | 7 | 1.3335e-10 | 5spot_SharedNeighbor | Water | Porous | Wet | R600a | MinimizeLCOE_Brownfield | IgnoreSilica | 2019 | 67.6844 | 8.7792 | 0.37529 | 4 | 21270.9497 | 34706.8963 | 433.6371 | 707.547 | 88.3688 | 0 | 157.4211 | 1474428.7951 | 86994.9363 | 1986029.2746 | 2076598.7847 | 0 | 267884.9186 | 0 | 2297855.3167 | 5978548.179 | 4080481.979 | 18248822.1841 | 961560.8286 | 12720605.2746 | 12720605.2746 | 1478867.319 | 5969963.1797 | 0 | 31930988.2873 | 52100424.0607 | 133352.1432 | 1.5012 | 21270.9497 | 34706.8963 | 433.6371 | 707.547
1 | 3800 | 707 | 0.02 | 15 | 15 | 7 | 1.7783e-10 | 5spot_SharedNeighbor | Water | Porous | Wet | R600a | MinimizeLCOE_Brownfield | IgnoreSilica | 2019 | 74.2297 | 9.6317 | 0.42445 | 4 | 19633.5446 | 31513.1883 | 400.2564 | 642.439 | 88.3865 | 0 | 138.184 | 1574125.7803 | 92849.4907 | 2138844.3743 | 2275505.2756 | 0 | 263637.6356 | 0 | 2474535.397 | 6438233.5059 | 4394226.6603 | 19651958.1196 | 961560.8286 | 12720605.2746 | 12720605.2746 | 1478867.319 | 5969963.1797 | 0 | 33334124.2228 | 53503559.9961 | 177827.941 | 1.6978 | 19633.5446 | 31513.1883 | 400.2564 | 642.439
1 | 3800 | 707 | 0.02 | 15 | 15 | 7 | 2.3714e-10 | 5spot_SharedNeighbor | Water | Porous | Wet | R600a | MinimizeLCOE_Brownfield | IgnoreSilica | 2019 | 80.1157 | 10.3961 | 0.46987 | 4 | 18393.6741 | 29125.0326 | 374.9799 | 593.7532 | 88.3894 | 0 | 125.389 | 1661191.2471 | 97952.3887 | 2273587.9512 | 2454108.0198 | 0 | 257355.5224 | 0 | 2630236.1004 | 6843334.7977 | 4670716.6159 | 20888482.6432 | 961560.8286 | 12720605.2746 | 12720605.2746 | 1478867.319 | 5969963.1797 | 0 | 34570648.7464 | 54740084.5198 | 237137.3706 | 1.8795 | 18393.6741 | 29125.0326 | 374.9799 | 593.7532
1 | 3800 | 707 | 0.02 | 15 | 15 | 7 | 3.1623e-10 | 5spot_SharedNeighbor | Water | Porous | Wet | R600a | MinimizeLCOE_Brownfield | IgnoreSilica | 2019 | 84.5929 | 10.9759 | 0.50674 | 4 | 17507.5404 | 27458.1247 | 356.9149 | 559.771 | 88.384 | 0 | 117.2066 | 1725873.3379 | 101736.8433 | 2374473.9755 | 2589761.4152 | 0 | 248235.7341 | 0 | 2745631.7094 | 7143570.5012 | 4875633.6528 | 21804917.1695 | 961560.8286 | 12720605.2746 | 12720605.2746 | 1478867.319 | 5969963.1797 | 0 | 35487083.2727 | 55656519.046 | 316227.766 | 2.027 | 17507.5404 | 27458.1247 | 356.9149 | 559.771
1 | 3800 | 707 | 0.02 | 15 | 15 | 7 | 4.217e-10 | 5spot_SharedNeighbor | Water | Porous | Wet | R600a | MinimizeLCOE_Brownfield | IgnoreSilica | 2019 | 88.1861 | 11.44 | 0.53724 | 4 | 16850.113 | 26235.7994 | 343.5123 | 534.8523 | 88.3752 | 0 | 114.7852 | 1776865.4644 | 104716.115 | 2454480.8351 | 2698494.5671 | 0 | 238984.0776 | 0 | 2836681.013 | 7380462.1127 | 5037317.0452 | 22528001.2301 | 961560.8286 | 12720605.2746 | 12720605.2746 | 1478867.319 | 5969963.1797 | 0 | 36210167.3333 | 56379603.1066 | 421696.5034 | 2.149 | 16850.113 | 26235.7994 | 343.5123 | 534.8523
1 | 3800 | 707 | 0.02 | 15 | 15 | 7 | 5.6234e-10 | 5spot_SharedNeighbor | Water | Porous | Wet | R600a | MinimizeLCOE_Brownfield | IgnoreSilica | 2019 | 90.9971 | 11.8023 | 0.5618 | 4 | 16361.4189 | 25336.8208 | 333.5497 | 516.5254 | 88.3656 | 0 | 137.7602 | 1816204.4515 | 107011.8799 | 2516491.0375 | 2783463.7993 | 0 | 230223.911 | 0 | 2906824.0809 | 7562959.9869 | 5161875.5943 | 23085054.7413 | 961560.8286 | 12720605.2746 | 12720605.2746 | 1478867.319 | 5969963.1797 | 0 | 36767220.8445 | 56936656.6178 | 562341.3252 | 2.2472 | 16361.4189 | 25336.8208 | 333.5497 | 516.5254
1 | 3800 | 707 | 0.02 | 15 | 15 | 7 | 7.4989e-10 | 5spot_SharedNeighbor | Water | Porous | Wet | R600a | MinimizeLCOE_Brownfield | IgnoreSilica | 2019 | 92.7487 | 12.0277 | 0.58068 | 4 | 15969.1184 | 24652.6377 | 325.5521 | 502.5774 | 88.3586 | 0 | 128.5338 | 1840479.5054 | 108427.3439 | 2554881.2438 | 2836369.2169 | 0 | 218061.22 | 0 | 2947705.2267 | 7669324.3424 | 5234471.4526 | 23409719.5518 | 961560.8286 | 12720605.2746 | 12720605.2746 | 1478867.319 | 5969963.1797 | 0 | 37091885.655 | 57261321.4284 | 749894.2093 | 2.3227 | 15969.1184 | 24652.6377 | 325.5521 | 502.5774
1 | 3800 | 707 | 0.02 | 15 | 15 | 7 | 1e-09 | 5spot_SharedNeighbor | Water | Porous | Wet | R600a | MinimizeLCOE_Brownfield | IgnoreSilica | 2019 | 94.8487 | 12.2976 | 0.59643 | 4 | 15726.0699 | 24180.3262 | 320.5972 | 492.9487 | 88.3489 | 0 | 124.2567 | 1869344.9126 | 110109.2383 | 2600656.7515 | 2899752.397 | 0 | 215901.7599 | 0 | 3001348.3731 | 7808892.8056 | 5329729.7966 | 23835736.0346 | 961560.8286 | 12720605.2746 | 12720605.2746 | 1478867.319 | 5969963.1797 | 0 | 37517902.1378 | 57687337.9112 | 1000000 | 2.3857 | 15726.0699 | 24180.3262 | 320.5972 | 492.9487
1 | 3800 | 707 | 0.02 | 15 | 15 | 7 | 1.3335e-09 | 5spot_SharedNeighbor | Water | Porous | Wet | R600a | MinimizeLCOE_Brownfield | IgnoreSilica | 2019 | 96.123 | 12.4611 | 0.60816 | 4 | 15523.3739 | 23814.5415 | 316.465 | 485.4916 | 88.3425 | 0 | 120.6495 | 1886736.7989 | 111121.9562 | 2628303.1884 | 2938190.2503 | 0 | 210481.706 | 0 | 3032185.2209 | 7889123.9582 | 5384489.2067 | 24080632.2857 | 961560.8286 | 12720605.2746 | 12720605.2746 | 1478867.319 | 5969963.1797 | 0 | 37762798.3889 | 57932234.1623 | 1333521.4322 | 2.4326 | 15523.3739 | 23814.5415 | 316.465 | 485.4916
1 | 3800 | 707 | 0.02 | 15 | 15 | 7 | 1.7783e-09 | 5spot_SharedNeighbor | Water | Porous | Wet | R600a | MinimizeLCOE_Brownfield | IgnoreSilica | 2019 | 97.0802 | 12.5839 | 0.61712 | 4 | 15371.8529 | 23542.6204 | 313.376 | 479.9482 | 88.3374 | 0 | 128.2618 | 1899739.5089 | 111878.7684 | 2649005.1074 | 2967050.1803 | 0 | 206059.3073 | 0 | 3055155.8202 | 7948888.7455 | 5425279.9021 | 24263057.3401 | 961560.8286 | 12720605.2746 | 12720605.2746 | 1478867.319 | 5969963.1797 | 0 | 37945223.4433 | 58114659.2166 | 1778279.41 | 2.4685 | 15371.8529 | 23542.6204 | 313.376 | 479.9482
1 | 3800 | 707 | 0.02 | 15 | 15 | 7 | 2.3714e-09 | 5spot_SharedNeighbor | Water | Porous | Wet | R600a | MinimizeLCOE_Brownfield | IgnoreSilica | 2019 | 97.8159 | 12.6781 | 0.624 | 4 | 15258.4991 | 23339.2261 | 311.0651 | 475.8017 | 88.3333 | 0 | 142.5522 | 1909697.8423 | 112458.1943 | 2664878.8871 | 2989224.0606 | 0 | 202636.3021 | 0 | 3072769.1616 | 7994715.047 | 5456557.2945 | 24402936.7895 | 961560.8286 | 12720605.2746 | 12720605.2746 | 1478867.319 | 5969963.1797 | 0 | 38085102.8927 | 58254538.666 | 2371373.7057 | 2.496 | 15258.4991 | 23339.2261 | 311.0651 | 475.8017
1 | 3800 | 707 | 0.02 | 15 | 15 | 7 | 3.1623e-09 | 5spot_SharedNeighbor | Water | Porous | Wet | R600a | MinimizeLCOE_Brownfield | IgnoreSilica | 2019 | 98.3714 | 12.7493 | 0.62922 | 4 | 15173.6483 | 23187.3023 | 309.3353 | 472.7045 | 88.3301 | 0 | 110.4552 | 1917196.8572 | 112894.4143 | 2676843.3092 | 3005962.6288 | 0 | 199965.6273 | 0 | 3086016.5064 | 8029181.9205 | 5480081.644 | 24508142.9077 | 961560.8286 | 12720605.2746 | 12720605.2746 | 1478867.319 | 5969963.1797 | 0 | 38190309.0109 | 58359744.7842 | 3162277.6602 | 2.5169 | 15173.6483 | 23187.3023 | 309.3353 | 472.7045
1 | 3800 | 707 | 0.02 | 15 | 15 | 7 | 4.217e-09 | 5spot_SharedNeighbor | Water | Porous | Wet | R600a | MinimizeLCOE_Brownfield | IgnoreSilica | 2019 | 98.7922 | 12.8032 | 0.63318 | 4 | 15110.1049 | 23073.6116 | 308.0399 | 470.3868 | 88.3276 | 0 | 142.0386 | 1922867.4035 | 113224.2084 | 2685896.6654 | 3018643.1488 | 0 | 197915.934 | 0 | 3096033.4705 | 8055244.0064 | 5497869.5531 | 24587694.3902 | 961560.8286 | 12720605.2746 | 12720605.2746 | 1478867.319 | 5969963.1797 | 0 | 38269860.4935 | 58439296.2668 | 4216965.0343 | 2.5327 | 15110.1049 | 23073.6116 | 308.0399 | 470.3868
1 | 3800 | 707 | 0.02 | 15 | 15 | 7 | 5.6234e-09 | 5spot_SharedNeighbor | Water | Porous | Wet | R600a | MinimizeLCOE_Brownfield | IgnoreSilica | 2019 | 99.1017 | 12.8428 | 0.63615 | 4 | 15062.5021 | 22988.8854 | 307.0695 | 468.6595 | 88.3258 | 0 | 136.8274 | 1927030.7402 | 113466.3094 | 2692547.0865 | 3027966.0415 | 0 | 196298.2746 | 0 | 3103350.2963 | 8074280.8863 | 5510862.6148 | 24645802.2496 | 961560.8286 | 12720605.2746 | 12720605.2746 | 1478867.319 | 5969963.1797 | 0 | 38327968.3528 | 58497404.1262 | 5623413.2519 | 2.5446 | 15062.5021 | 22988.8854 | 307.0695 | 468.6595
1 | 3800 | 707 | 0.02 | 15 | 15 | 7 | 7.4989e-09 | 5spot_SharedNeighbor | Water | Porous | Wet | R600a | MinimizeLCOE_Brownfield | IgnoreSilica | 2019 | 99.3381 | 12.873 | 0.6384 | 4 | 15026.8321 | 22925.2908 | 306.3423 | 467.3631 | 88.3243 | 0 | 149.0807 | 1930206.3084 | 113650.951 | 2697621.601 | 3035084.3089 | 0 | 195087.1479 | 0 | 3108943.6238 | 8088833.577 | 5520795.1252 | 24690222.6433 | 961560.8286 | 12720605.2746 | 12720605.2746 | 1478867.319 | 5969963.1797 | 0 | 38372388.7466 | 58541824.5199 | 7498942.0933 | 2.5536 | 15026.8321 | 22925.2908 | 306.3423 | 467.3631
1 | 3800 | 707 | 0.02 | 15 | 15 | 7 | 1e-08 | 5spot_SharedNeighbor | Water | Porous | Wet | R600a | MinimizeLCOE_Brownfield | IgnoreSilica | 2019 | 99.5085 | 12.8948 | 0.64006 | 4 | 15000.0986 | 22877.9908 | 305.7973 | 466.3988 | 88.3233 | 0 | 160.1687 | 1932494.0432 | 113783.9592 | 2701278.421 | 3040216.3659 | 0 | 194122.6972 | 0 | 3112939.2397 | 8099229.3502 | 5527890.454 | 24721954.5305 | 961560.8286 | 12720605.2746 | 12720605.2746 | 1478867.319 | 5969963.1797 | 0 | 38404120.6337 | 58573556.4071 | 10000000 | 2.5603 | 15000.0986 | 22877.9908 | 305.7973 | 466.3988
1 | 3900 | 707 | 0.02 | 15 | 15 | 7 | 1e-13 | 5spot_SharedNeighbor | Water | Porous | Wet | R600a | MinimizeLCOE_Brownfield | IgnoreSilica | 2019 | 0 | 0 | 0 | 0 |  |  |  |  | 15 |  | 18.5305 | [19 empty] | 100 | 0
1 | 3900 | 707 | 0.02 | 15 | 15 | 7 | 1.3335e-13 | 5spot_SharedNeighbor | Water | Porous | Wet | R600a | MinimizeLCOE_Brownfield | IgnoreSilica | 2019 | 0 | 0 | 0 | 0 |  |  |  |  | 15 |  | 22.0943 | [19 empty] | 133.3521 | 0
1 | 3900 | 707 | 0.02 | 15 | 15 | 7 | 1.7783e-13 | 5spot_SharedNeighbor | Water | Porous | Wet | R600a | MinimizeLCOE_Brownfield | IgnoreSilica | 2019 | 0 | 0 | 0 | 0 |  |  |  |  | 15 |  | 20.7882 | [19 empty] | 177.8279 | 0
1 | 3900 | 707 | 0.02 | 15 | 15 | 7 | 2.3714e-13 | 5spot_SharedNeighbor | Water | Porous | Wet | R600a | MinimizeLCOE_Brownfield | IgnoreSilica | 2019 | 0 | 0 | 0 | 0 |  |  |  |  | 15 |  | 22.5233 | [19 empty] | 237.1374 | 0
1 | 3900 | 707 | 0.02 | 15 | 15 | 7 | 3.1623e-13 | 5spot_SharedNeighbor | Water | Porous | Wet | R600a | MinimizeLCOE_Brownfield | IgnoreSilica | 2019 | 0 | 0 | 0 | 0 |  |  |  |  | 15 |  | 21.1782 | [19 empty] | 316.2278 | 0
1 | 3900 | 707 | 0.02 | 15 | 15 | 7 | 4.217e-13 | 5spot_SharedNeighbor | Water | Porous | Wet | R600a | MinimizeLCOE_Brownfield | IgnoreSilica | 2019 | 0 | 0 | 0 | 0 |  |  |  |  | 15 |  | 22.3512 | [19 empty] | 421.6965 | 0
1 | 3900 | 707 | 0.02 | 15 | 15 | 7 | 5.6234e-13 | 5spot_SharedNeighbor | Water | Porous | Wet | R600a | MinimizeLCOE_Brownfield | IgnoreSilica | 2019 | 0 | 0 | 0 | 0 |  |  |  |  | 15 |  | 23.8091 | [19 empty] | 562.3413 | 0
1 | 3900 | 707 | 0.02 | 15 | 15 | 7 | 7.4989e-13 | 5spot_SharedNeighbor | Water | Porous | Wet | R600a | MinimizeLCOE_Brownfield | IgnoreSilica | 2019 | 0 | 0 | 0 | 0 |  |  |  |  | 15 |  | 25.7132 | [19 empty] | 749.8942 | 0
1 | 3900 | 707 | 0.02 | 15 | 15 | 7 | 1e-12 | 5spot_SharedNeighbor | Water | Porous | Wet | R600a | MinimizeLCOE_Brownfield | IgnoreSilica | 2019 | 0 | 0 | 0 | 0 |  |  |  |  | 15 |  | 26.401 | [19 empty] | 1000 | 0
1 | 3900 | 707 | 0.02 | 15 | 15 | 7 | 1.3335e-12 | 5spot_SharedNeighbor | Water | Porous | Wet | R600a | MinimizeLCOE_Brownfield | IgnoreSilica | 2019 | 1.6 | 0.1488 | 0.00064121 | 4 | 5826500.1605 | 13924403.5162 | 118781.0867 | 283867.7998 | 73.7508 | 0 | 31.7875 | 74536.5033 | 3996.6044 | 76976.428 | 66293.2868 | 0 | 47152.803 | 0 | 104892.694 | 272909.2732 | 186266.1867 | 833023.7795 | 961560.8286 | 13149413.2377 | 13149413.2377 | 1478867.319 | 6141486.3649 | 0 | 14943997.8458 | 35713764.7674 | 1333.5214 | 0.0025648 | 5826500.1605 | 13924403.5162 | 118781.0867 | 283867.7998
1 | 3900 | 707 | 0.02 | 15 | 15 | 7 | 1.7783e-12 | 5spot_SharedNeighbor | Water | Porous | Wet | R600a | MinimizeLCOE_Brownfield | IgnoreSilica | 2019 | 1.6 | 0.1488 | 0.002261 | 4 | 1649640.3018 | 3946171.5676 | 33630.1489 | 80448.045 | 73.7523 | 0 | 33.7151 | 74539.8845 | 3996.8226 | 76978.7775 | 66294.1881 | 0 | 39172.6369 | 0 | 101783.1008 | 264818.7496 | 180744.2381 | 808328.398 | 961560.8286 | 13149413.2377 | 13149413.2377 | 1478867.319 | 6141486.3649 | 0 | 14919302.4643 | 35689069.3859 | 1778.2794 | 0.009044 | 1649640.3018 | 3946171.5676 | 33630.1489 | 80448.045
1 | 3900 | 707 | 0.02 | 15 | 15 | 7 | 2.3714e-12 | 5spot_SharedNeighbor | Water | Porous | Wet | R600a | MinimizeLCOE_Brownfield | IgnoreSilica | 2019 | 2.8667 | 0.31385 | 0.0054198 | 4 | 715086.0916 | 1673129.8104 | 14577.9972 | 34109.0143 | 80.5297 | 0 | 72.5321 | 134105.4698 | 7526.4293 | 139081.933 | 105068.6574 | 0 | 63528.1375 | 0 | 175231.1446 | 455915.4933 | 311171.6923 | 1391628.9572 | 961560.8286 | 13149413.2377 | 13149413.2377 | 1478867.319 | 6141486.3649 | 0 | 15502603.0235 | 36272369.9451 | 2371.3737 | 0.021679 | 715086.0916 | 1673129.8104 | 14577.9972 | 34109.0143
1 | 3900 | 707 | 0.02 | 15 | 15 | 7 | 3.1623e-12 | 5spot_SharedNeighbor | Water | Porous | Wet | R600a | MinimizeLCOE_Brownfield | IgnoreSilica | 2019 | 3.9339 | 0.4562 | 0.0095268 | 4 | 418241.4445 | 963275.7332 | 8526.4176 | 19637.6787 | 83.1008 | 0 | 73.9591 | 178094.8012 | 10167.5124 | 187212.2971 | 137830.1964 | 0 | 76593.3344 | 0 | 230060.2752 | 598569.6441 | 408536.0815 | 1827064.1423 | 961560.8286 | 13149413.2377 | 13149413.2377 | 1478867.319 | 6141486.3649 | 0 | 15938038.2086 | 36707805.1302 | 3162.2777 | 0.038107 | 418241.4445 | 963275.7332 | 8526.4176 | 19637.6787
1 | 3900 | 707 | 0.02 | 15 | 15 | 7 | 4.217e-12 | 5spot_SharedNeighbor | Water | Porous | Wet | R600a | MinimizeLCOE_Brownfield | IgnoreSilica | 2019 | 5.2024 | 0.62675 | 0.015196 | 4 | 270134.3857 | 611834.2858 | 5507.0548 | 12473.0695 | 84.8578 | 0 | 106.8905 | 225661.0355 | 13035.3704 | 241037.4335 | 176949.7227 | 0 | 88744.4915 | 0 | 290716.9409 | 756385.846 | 516248.8821 | 2308779.7226 | 961560.8286 | 13149413.2377 | 13149413.2377 | 1478867.319 | 6141486.3649 | 0 | 16419753.7889 | 37189520.7105 | 4216.965 | 0.060784 | 270134.3857 | 611834.2858 | 5507.0548 | 12473.0695
1 | 3900 | 707 | 0.02 | 15 | 15 | 7 | 5.6234e-12 | 5spot_SharedNeighbor | Water | Porous | Wet | R600a | MinimizeLCOE_Brownfield | IgnoreSilica | 2019 | 6.9003 | 0.85579 | 0.022858 | 4 | 186245.449 | 413405.6703 | 3796.8654 | 8427.8338 | 86.2192 | 0 | 113.305 | 283646.5286 | 16533.7292 | 308917.866 | 229292.1633 | 0 | 103690.707 | 0 | 367411.5877 | 955929.5848 | 652441.584 | 2917863.7506 | 961560.8286 | 13149413.2377 | 13149413.2377 | 1478867.319 | 6141486.3649 | 0 | 17028837.8169 | 37798604.7386 | 5623.4133 | 0.091432 | 186245.449 | 413405.6703 | 3796.8654 | 8427.8338
1 | 3900 | 707 | 0.02 | 15 | 15 | 7 | 7.4989e-12 | 5spot_SharedNeighbor | Water | Porous | Wet | R600a | MinimizeLCOE_Brownfield | IgnoreSilica | 2019 | 9.3512 | 1.1882 | 0.033399 | 4 | 133745.2989 | 289212.7958 | 2726.5788 | 5895.994 | 87.3754 | 0 | 92.966 | 360144.5644 | 21153.8716 | 401307.4567 | 305150.8403 | 0 | 125190.0233 | 0 | 473049.2349 | 1230777.0736 | 840030.6427 | 3756803.7074 | 961560.8286 | 13149413.2377 | 13149413.2377 | 1478867.319 | 6141486.3649 | 0 | 17867777.7737 | 38637544.6954 | 7498.9421 | 0.1336 | 133745.2989 | 289212.7958 | 2726.5788 | 5895.994
1 | 3900 | 707 | 0.02 | 15 | 15 | 7 | 1e-11 | 5spot_SharedNeighbor | Water | Porous | Wet | R600a | MinimizeLCOE_Brownfield | IgnoreSilica | 2019 | 11.9434 | 1.5402 | 0.047018 | 4 | 99385.6342 | 209820.4609 | 2026.1106 | 4277.4739 | 88.0913 | 0 | 108.1395 | 434241.9607 | 25623.407 | 493604.0705 | 385199.4685 | 0 | 140300.1741 | 0 | 576797.9415 | 1500709.9264 | 1024265.3613 | 4580742.3101 | 961560.8286 | 13149413.2377 | 13149413.2377 | 1478867.319 | 6141486.3649 | 0 | 18691716.3764 | 39461483.298 | 10000 | 0.18807 | 99385.6342 | 209820.4609 | 2026.1106 | 4277.4739
1 | 3900 | 707 | 0.02 | 15 | 15 | 7 | 1.3335e-11 | 5spot_SharedNeighbor | Water | Porous | Wet | R600a | MinimizeLCOE_Brownfield | IgnoreSilica | 2019 | 15.4607 | 2.0184 | 0.065068 | 4 | 75947.0243 | 155747.6131 | 1548.2828 | 3175.1258 | 88.6801 | 0 | 107.6193 | 527225.4304 | 31227.0085 | 612524.4606 | 494461.9041 | 0 | 160637.7976 | 0 | 712169.8745 | 1852919.9272 | 1264655.924 | 5655822.3268 | 961560.8286 | 13149413.2377 | 13149413.2377 | 1478867.319 | 6141486.3649 | 0 | 19766796.3931 | 40536563.3148 | 13335.2143 | 0.26027 | 75947.0243 | 155747.6131 | 1548.2828 | 3175.1258
1 | 3900 | 707 | 0.02 | 15 | 15 | 7 | 1.7783e-11 | 5spot_SharedNeighbor | Water | Porous | Wet | R600a | MinimizeLCOE_Brownfield | IgnoreSilica | 2019 | 19.8239 | 2.612 | 0.088435 | 4 | 59470.8976 | 118185.966 | 1212.3947 | 2409.3808 | 89.1251 | 0 | 114.5361 | 633836.1109 | 37641.1061 | 752556.8539 | 629970.2108 | 0 | 182221.5812 | 0 | 872128.0866 | 2269098.3832 | 1548706.2718 | 6926158.6045 | 961560.8286 | 13149413.2377 | 13149413.2377 | 1478867.319 | 6141486.3649 | 0 | 21037132.6708 | 41806899.5925 | 17782.7941 | 0.35374 | 59470.8976 | 118185.966 | 1212.3947 | 2409.3808
1 | 3900 | 707 | 0.02 | 15 | 15 | 7 | 2.3714e-11 | 5spot_SharedNeighbor | Water | Porous | Wet | R600a | MinimizeLCOE_Brownfield | IgnoreSilica | 2019 | 25.1855 | 3.3416 | 0.11826 | 4 | 47627.5541 | 91535.9165 | 970.9521 | 1866.0835 | 89.4645 | 0 | 91.6148 | 755372.1773 | 44939.5246 | 916252.6231 | 796359.7429 | 0 | 204988.571 | 0 | 1059985.9291 | 2757865.9546 | 1882300.1825 | 8418064.7051 | 961560.8286 | 13149413.2377 | 13149413.2377 | 1478867.319 | 6141486.3649 | 0 | 22529038.7714 | 43298805.6931 | 23713.7371 | 0.47303 | 47627.5541 | 91535.9165 | 970.9521 | 1866.0835
1 | 3900 | 707 | 0.02 | 15 | 15 | 7 | 3.1623e-11 | 5spot_SharedNeighbor | Water | Porous | Wet | R600a | MinimizeLCOE_Brownfield | IgnoreSilica | 2019 | 31.5755 | 4.2116 | 0.15546 | 4 | 38970.2967 | 72371.2159 | 794.4622 | 1475.3851 | 89.7217 | 0 | 104.2588 | 890369.0002 | 53031.6059 | 1102344.8115 | 994697.3997 | 0 | 227617.3505 | 0 | 1274543.4655 | 3316100.6523 | 2263306.8342 | 10122011.1198 | 961560.8286 | 13149413.2377 | 13149413.2377 | 1478867.319 | 6141486.3649 | 0 | 24232985.1861 | 45002752.1078 | 31622.7766 | 0.62183 | 38970.2967 | 72371.2159 | 794.4622 | 1475.3851
1 | 3900 | 707 | 0.02 | 15 | 15 | 7 | 4.217e-11 | 5spot_SharedNeighbor | Water | Porous | Wet | R600a | MinimizeLCOE_Brownfield | IgnoreSilica | 2019 | 38.9297 | 5.2131 | 0.20045 | 4 | 32574.0672 | 58478.0558 | 664.0664 | 1192.1543 | 89.916 | 0 | 104.9675 | 1035923.8359 | 61740.8486 | 1307300.2187 | 1222996.3329 | 0 | 248650.2007 | 0 | 1511878.4603 | 3933597.6248 | 2684761.2063 | 12006848.7281 | 961560.8286 | 13149413.2377 | 13149413.2377 | 1478867.319 | 6141486.3649 | 0 | 26117822.7944 | 46887589.716 | 42169.6503 | 0.8018 | 32574.0672 | 58478.0558 | 664.0664 | 1192.1543
1 | 3900 | 707 | 0.02 | 15 | 15 | 7 | 5.6234e-11 | 5spot_SharedNeighbor | Water | Porous | Wet | R600a | MinimizeLCOE_Brownfield | IgnoreSilica | 2019 | 46.9734 | 6.3086 | 0.25253 | 4 | 27822.4414 | 48384.2196 | 567.1981 | 986.3778 | 90.0598 | 0 | 120.4155 | 1185947.0741 | 70701.239 | 1522635.407 | 1472630.4738 | 0 | 265926.9689 | 0 | 1761958.0535 | 4584253.428 | 3128847.1616 | 13992899.8059 | 961560.8286 | 13149413.2377 | 13149413.2377 | 1478867.319 | 6141486.3649 | 0 | 28103873.8722 | 48873640.7939 | 56234.1325 | 1.0101 | 27822.4414 | 48384.2196 | 567.1981 | 986.3778
1 | 3900 | 707 | 0.02 | 15 | 15 | 7 | 7.4989e-11 | 5spot_SharedNeighbor | Water | Porous | Wet | R600a | MinimizeLCOE_Brownfield | IgnoreSilica | 2019 | 55.3144 | 7.4439 | 0.30974 | 4 | 24289.0358 | 41052.6495 | 495.1648 | 836.9138 | 90.1607 | 0 | 133.3585 | 1333464.6101 | 79495.311 | 1738021.337 | 1731332.5749 | 0 | 277946.0977 | 0 | 2012501.373 | 5236115.7517 | 3573756.5919 | 15982633.6472 | 961560.8286 | 13149413.2377 | 13149413.2377 | 1478867.319 | 6141486.3649 | 0 | 30093607.7135 | 50863374.6352 | 74989.4209 | 1.239 | 24289.0358 | 41052.6495 | 495.1648 | 836.9138
1 | 3900 | 707 | 0.02 | 15 | 15 | 7 | 1e-10 | 5spot_SharedNeighbor | Water | Porous | Wet | R600a | MinimizeLCOE_Brownfield | IgnoreSilica | 2019 | 63.3802 | 8.5401 | 0.36873 | 4 | 21666.0109 | 35747.7976 | 441.6909 | 728.7672 | 90.2237 | 0 | 125.3273 | 1469628.8041 | 87596.1072 | 1939835.2606 | 1981340.3447 | 0 | 283173.54 | 0 | 2247013.882 | 5846269.1951 | 3990198.8545 | 17845055.9882 | 961560.8286 | 13149413.2377 | 13149413.2377 | 1478867.319 | 6141486.3649 | 0 | 31956030.0545 | 52725796.9762 | 100000 | 1.4749 | 21666.0109 | 35747.7976 | 441.6909 | 728.7672
1 | 3900 | 707 | 0.02 | 15 | 15 | 7 | 1.3335e-10 | 5spot_SharedNeighbor | Water | Porous | Wet | R600a | MinimizeLCOE_Brownfield | IgnoreSilica | 2019 | 70.766 | 9.5416 | 0.42604 | 4 | 19723.1246 | 31910.709 | 402.0826 | 650.543 | 90.2563 | 0 | 133.9541 | 1589436.1058 | 94708.607 | 2119717.7102 | 2210038.459 | 0 | 282214.4644 | 0 | 2455484.9851 | 6388668.242 | 4360397.3492 | 19500665.9226 | 961560.8286 | 13149413.2377 | 13149413.2377 | 1478867.319 | 6141486.3649 | 0 | 33611639.9889 | 54381406.9106 | 133352.1432 | 1.7042 | 19723.1246 | 31910.709 | 402.0826 | 650.543
1 | 3900 | 707 | 0.02 | 15 | 15 | 7 | 1.7783e-10 | 5spot_SharedNeighbor | Water | Porous | Wet | R600a | MinimizeLCOE_Brownfield | IgnoreSilica | 2019 | 77.1922 | 10.4103 | 0.47871 | 4 | 18285.5119 | 29132.2602 | 372.7749 | 593.9005 | 90.2674 | 0 | 139.9467 | 1690250.7899 | 100681.0002 | 2272743.507 | 2408771.4029 | 0 | 276377.8035 | 0 | 2632041.5564 | 6848032.2237 | 4673922.7057 | 20902820.9892 | 961560.8286 | 13149413.2377 | 13149413.2377 | 1478867.319 | 6141486.3649 | 0 | 35013795.0555 | 55783561.9771 | 177827.941 | 1.9148 | 18285.5119 | 29132.2602 | 372.7749 | 593.9005
1 | 3900 | 707 | 0.02 | 15 | 15 | 7 | 2.3714e-10 | 5spot_SharedNeighbor | Water | Porous | Wet | R600a | MinimizeLCOE_Brownfield | IgnoreSilica | 2019 | 82.9682 | 11.1887 | 0.52711 | 4 | 17192.7993 | 27043.5482 | 350.4985 | 551.3193 | 90.2648 | 0 | 139.3216 | 1778348.1237 | 105889.5266 | 2407707.4255 | 2587149.9971 | 0 | 268884.7087 | 0 | 2787712.1148 | 7253055.0844 | 4950359.1305 | 22139106.1112 | 961560.8286 | 13149413.2377 | 13149413.2377 | 1478867.319 | 6141486.3649 | 0 | 36250080.1775 | 57019847.0992 | 237137.3706 | 2.1084 | 17192.7993 | 27043.5482 | 350.4985 | 551.3193
1 | 3900 | 707 | 0.02 | 15 | 15 | 7 | 3.1623e-10 | 5spot_SharedNeighbor | Water | Porous | Wet | R600a | MinimizeLCOE_Brownfield | IgnoreSilica | 2019 | 87.3165 | 11.7729 | 0.56594 | 4 | 16413.9641 | 25588.9275 | 334.6209 | 521.6649 | 90.2556 | 0 | 136.0823 | 1843186.8102 | 109716.1296 | 2507785.1924 | 2721265.4767 | 0 | 258843.6836 | 0 | 2901910.9441 | 7550177.0127 | 5153150.9518 | 23046036.2009 | 961560.8286 | 13149413.2377 | 13149413.2377 | 1478867.319 | 6141486.3649 | 0 | 37157010.2672 | 57926777.1889 | 316227.766 | 2.2637 | 16413.9641 | 25588.9275 | 334.6209 | 521.6649
1 | 3900 | 707 | 0.02 | 15 | 15 | 7 | 4.217e-10 | 5spot_SharedNeighbor | Water | Porous | Wet | R600a | MinimizeLCOE_Brownfield | IgnoreSilica | 2019 | 90.7802 | 12.2371 | 0.59782 | 4 | 15835.6491 | 24521.3387 | 322.8311 | 499.9007 | 90.244 | 0 | 142.0554 | 1893961.5614 | 112708.4369 | 2586599.7305 | 2827977.523 | 0 | 248846.3116 | 0 | 2991336.4897 | 7782843.9388 | 5311950.9097 | 23756224.9015 | 961560.8286 | 13149413.2377 | 13149413.2377 | 1478867.319 | 6141486.3649 | 0 | 37867198.9678 | 58636965.8895 | 421696.5034 | 2.3913 | 15835.6491 | 24521.3387 | 322.8311 | 499.9007
1 | 3900 | 707 | 0.02 | 15 | 15 | 7 | 5.6234e-10 | 5spot_SharedNeighbor | Water | Porous | Wet | R600a | MinimizeLCOE_Brownfield | IgnoreSilica | 2019 | 93.4844 | 12.5987 | 0.62338 | 4 | 15405.4318 | 23734.9837 | 314.0606 | 483.8697 | 90.2324 | 0 | 155.4065 | 1933081.791 | 115011.2257 | 2647591.7945 | 2911213.4663 | 0 | 239577.2037 | 0 | 3060125.4377 | 7961818.6709 | 5434104.8419 | 24302524.4317 | 961560.8286 | 13149413.2377 | 13149413.2377 | 1478867.319 | 6141486.3649 | 0 | 38413498.498 | 59183265.4197 | 562341.3252 | 2.4935 | 15405.4318 | 23734.9837 | 314.0606 | 483.8697
1 | 3900 | 707 | 0.02 | 15 | 15 | 7 | 7.4989e-10 | 5spot_SharedNeighbor | Water | Porous | Wet | R600a | MinimizeLCOE_Brownfield | IgnoreSilica | 2019 | 95.5797 | 12.8784 | 0.64356 | 4 | 15084.8462 | 23153.1805 | 307.525 | 472.0089 | 90.222 | 0 | 147.197 | 1963088.0945 | 116775.8923 | 2694533.5752 | 2975661.9052 | 0 | 231503.5631 | 0 | 3112809.5818 | 8098892.0069 | 5527660.2103 | 24720924.8293 | 961560.8286 | 13149413.2377 | 13149413.2377 | 1478867.319 | 6141486.3649 | 0 | 38831898.8956 | 59601665.8173 | 749894.2093 | 2.5742 | 15084.8462 | 23153.1805 | 307.525 | 472.0089
1 | 3900 | 707 | 0.02 | 15 | 15 | 7 | 1e-09 | 5spot_SharedNeighbor | Water | Porous | Wet | R600a | MinimizeLCOE_Brownfield | IgnoreSilica | 2019 | 99 | 13.334 | 0.66631 | 4 | 14845.3818 | 22638.2339 | 302.6432 | 461.511 | 90.2025 | 0 | 104.6753 | 2011509.8107 | 119620.5409 | 2770574.8418 | 3080769.677 | 0 | 236234.7445 | 0 | 3205296.7498 | 8339524.6462 | 5691896.9311 | 25455427.9419 | 961560.8286 | 13149413.2377 | 13149413.2377 | 1478867.319 | 6141486.3649 | 0 | 39566402.0082 | 60336168.9298 | 1000000 | 2.6652 | 14845.3818 | 22638.2339 | 302.6432 | 461.511
1 | 3900 | 707 | 0.02 | 15 | 15 | 7 | 1.3335e-09 | 5spot_SharedNeighbor | Water | Porous | Wet | R600a | MinimizeLCOE_Brownfield | IgnoreSilica | 2019 | 98.4024 | 13.2545 | 0.67137 | 4 | 14666.8826 | 22400.9299 | 299.0042 | 456.6733 | 90.2061 | 0 | 154.3211 | 2003094.541 | 119126.3884 | 2757335.9438 | 3062410.0369 | 0 | 219104.1477 | 0 | 3182817.7126 | 8281038.8025 | 5651979.141 | 25276906.714 | 961560.8286 | 13149413.2377 | 13149413.2377 | 1478867.319 | 6141486.3649 | 0 | 39387880.7803 | 60157647.7019 | 1333521.4322 | 2.6855 | 14666.8826 | 22400.9299 | 299.0042 | 456.6733
1 | 3900 | 707 | 0.02 | 15 | 15 | 7 | 1.7783e-09 | 5spot_SharedNeighbor | Water | Porous | Wet | R600a | MinimizeLCOE_Brownfield | IgnoreSilica | 2019 | 99.3381 | 13.379 | 0.68069 | 4 | 14533.2317 | 22161.4245 | 296.2796 | 451.7906 | 90.2003 | 0 | 149.9173 | 2016253.5177 | 119898.9355 | 2778047.3123 | 3091149.4641 | 0 | 214701.7002 | 0 | 3205819.8626 | 8340885.6785 | 5692825.8636 | 25459582.3345 | 961560.8286 | 13149413.2377 | 13149413.2377 | 1478867.319 | 6141486.3649 | 0 | 39570556.4008 | 60340323.3225 | 1778279.41 | 2.7228 | 14533.2317 | 22161.4245 | 296.2796 | 451.7906
1 | 3900 | 707 | 0.02 | 15 | 15 | 7 | 2.3714e-09 | 5spot_SharedNeighbor | Water | Porous | Wet | R600a | MinimizeLCOE_Brownfield | IgnoreSilica | 2019 | 100.0297 | 13.4709 | 0.68773 | 4 | 14433.2206 | 21983.3899 | 294.2407 | 448.1611 | 90.1959 | 0 | 134.8312 | 2025947.0955 | 120467.8455 | 2793321.6771 | 3112386.0126 | 0 | 211128.4931 | 0 | 3222667.9382 | 8384720.9152 | 5722744.3134 | 25593384.2905 | 961560.8286 | 13149413.2377 | 13149413.2377 | 1478867.319 | 6141486.3649 | 0 | 39704358.3569 | 60474125.2785 | 2371373.7057 | 2.7509 | 14433.2206 | 21983.3899 | 294.2407 | 448.1611
1 | 3900 | 707 | 0.02 | 15 | 15 | 7 | 3.1623e-09 | 5spot_SharedNeighbor | Water | Porous | Wet | R600a | MinimizeLCOE_Brownfield | IgnoreSilica | 2019 | 100.5561 | 13.5409 | 0.69308 | 4 | 14358.3426 | 21850.1706 | 292.7142 | 445.4453 | 90.1925 | 0 | 138.262 | 2033306.1417 | 120899.6364 | 2804927.2775 | 3128545.2937 | 0 | 208377.6367 | 0 | 3235461.8346 | 8418008.009 | 5745463.4389 | 25694989.2686 | 961560.8286 | 13149413.2377 | 13149413.2377 | 1478867.319 | 6141486.3649 | 0 | 39805963.3349 | 60575730.2565 | 3162277.6602 | 2.7723 | 14358.3426 | 21850.1706 | 292.7142 | 445.4453
1 | 3900 | 707 | 0.02 | 15 | 15 | 7 | 4.217e-09 | 5spot_SharedNeighbor | Water | Porous | Wet | R600a | MinimizeLCOE_Brownfield | IgnoreSilica | 2019 | 100.9628 | 13.5949 | 0.69717 | 4 | 14302.2593 | 21750.1088 | 291.5709 | 443.4054 | 90.1898 | 0 | 146.0313 | 2038981.618 | 121232.5811 | 2813883.5761 | 3141029.6524 | 0 | 206321.8286 | 0 | 3245365.2099 | 8443774.5603 | 5763049.6396 | 25773638.666 | 961560.8286 | 13149413.2377 | 13149413.2377 | 1478867.319 | 6141486.3649 | 0 | 39884612.7323 | 60654379.654 | 4216965.0343 | 2.7887 | 14302.2593 | 21750.1088 | 291.5709 | 443.4054
1 | 3900 | 707 | 0.02 | 15 | 15 | 7 | 5.6234e-09 | 5spot_SharedNeighbor | Water | Porous | Wet | R600a | MinimizeLCOE_Brownfield | IgnoreSilica | 2019 | 101.2601 | 13.6344 | 0.70023 | 4 | 14260.2404 | 21675.6035 | 290.7143 | 441.8865 | 90.1878 | 0 | 143.5781 | 2043123.7436 | 121475.5384 | 2820423.3433 | 3150153.2235 | 0 | 204690.1546 | 0 | 3252547.7413 | 8462462.0337 | 5775804.2242 | 25830680.0027 | 961560.8286 | 13149413.2377 | 13149413.2377 | 1478867.319 | 6141486.3649 | 0 | 39941654.069 | 60711420.9906 | 5623413.2519 | 2.8009 | 14260.2404 | 21675.6035 | 290.7143 | 441.8865
1 | 3900 | 707 | 0.02 | 15 | 15 | 7 | 7.4989e-09 | 5spot_SharedNeighbor | Water | Porous | Wet | R600a | MinimizeLCOE_Brownfield | IgnoreSilica | 2019 | 101.477 | 13.6632 | 0.7025 | 4 | 14228.7518 | 21620.0984 | 290.0724 | 440.7549 | 90.1863 | 0 | 145.2212 | 2046142.4868 | 121652.5845 | 2825191.1738 | 3156808.8606 | 0 | 203404.6073 | 0 | 3257747.8881 | 8475991.7488 | 5785038.5328 | 25871977.8827 | 961560.8286 | 13149413.2377 | 13149413.2377 | 1478867.319 | 6141486.3649 | 0 | 39982951.949 | 60752718.8707 | 7498942.0933 | 2.81 | 14228.7518 | 21620.0984 | 290.0724 | 440.7549
1 | 3900 | 707 | 0.02 | 15 | 15 | 7 | 1e-08 | 5spot_SharedNeighbor | Water | Porous | Wet | R600a | MinimizeLCOE_Brownfield | IgnoreSilica | 2019 | 101.6427 | 13.6852 | 0.70423 | 4 | 14205.1505 | 21578.404 | 289.5912 | 439.905 | 90.1851 | 0 | 134.8917 | 2048448.014 | 121787.7907 | 2828833.5037 | 3161895.6631 | 0 | 202447.5455 | 0 | 3261730.8817 | 8486354.6811 | 5792111.447 | 25903609.5268 | 961560.8286 | 13149413.2377 | 13149413.2377 | 1478867.319 | 6141486.3649 | 0 | 40014583.5931 | 60784350.5147 | 10000000 | 2.8169 | 14205.1505 | 21578.404 | 289.5912 | 439.905
1 | 4000 | 707 | 0.02 | 15 | 15 | 7 | 1e-13 | 5spot_SharedNeighbor | Water | Porous | Wet | R600a | MinimizeLCOE_Brownfield | IgnoreSilica | 2019 | 0 | 0 | 0 | 0 |  |  |  |  | 15 |  | 18.8947 | [19 empty] | 100 | 0
1 | 4000 | 707 | 0.02 | 15 | 15 | 7 | 1.3335e-13 | 5spot_SharedNeighbor | Water | Porous | Wet | R600a | MinimizeLCOE_Brownfield | IgnoreSilica | 2019 | 0 | 0 | 0 | 0 |  |  |  |  | 15 |  | 21.5533 | [19 empty] | 133.3521 | 0
1 | 4000 | 707 | 0.02 | 15 | 15 | 7 | 1.7783e-13 | 5spot_SharedNeighbor | Water | Porous | Wet | R600a | MinimizeLCOE_Brownfield | IgnoreSilica | 2019 | 0 | 0 | 0 | 0 |  |  |  |  | 15 |  | 22.8935 | [19 empty] | 177.8279 | 0
1 | 4000 | 707 | 0.02 | 15 | 15 | 7 | 2.3714e-13 | 5spot_SharedNeighbor | Water | Porous | Wet | R600a | MinimizeLCOE_Brownfield | IgnoreSilica | 2019 | 0 | 0 | 0 | 0 |  |  |  |  | 15 |  | 20.2841 | [19 empty] | 237.1374 | 0
1 | 4000 | 707 | 0.02 | 15 | 15 | 7 | 3.1623e-13 | 5spot_SharedNeighbor | Water | Porous | Wet | R600a | MinimizeLCOE_Brownfield | IgnoreSilica | 2019 | 0 | 0 | 0 | 0 |  |  |  |  | 15 |  | 23.7816 | [19 empty] | 316.2278 | 0
1 | 4000 | 707 | 0.02 | 15 | 15 | 7 | 4.217e-13 | 5spot_SharedNeighbor | Water | Porous | Wet | R600a | MinimizeLCOE_Brownfield | IgnoreSilica | 2019 | 0 | 0 | 0 | 0 |  |  |  |  | 15 |  | 22.1619 | [19 empty] | 421.6965 | 0
1 | 4000 | 707 | 0.02 | 15 | 15 | 7 | 5.6234e-13 | 5spot_SharedNeighbor | Water | Porous | Wet | R600a | MinimizeLCOE_Brownfield | IgnoreSilica | 2019 | 0 | 0 | 0 | 0 |  |  |  |  | 15 |  | 23.5192 | [19 empty] | 562.3413 | 0
1 | 4000 | 707 | 0.02 | 15 | 15 | 7 | 7.4989e-13 | 5spot_SharedNeighbor | Water | Porous | Wet | R600a | MinimizeLCOE_Brownfield | IgnoreSilica | 2019 | 0 | 0 | 0 | 0 |  |  |  |  | 15 |  | 25.6185 | [19 empty] | 749.8942 | 0
1 | 4000 | 707 | 0.02 | 15 | 15 | 7 | 1e-12 | 5spot_SharedNeighbor | Water | Porous | Wet | R600a | MinimizeLCOE_Brownfield | IgnoreSilica | 2019 | 0 | 0 | 0 | 0 |  |  |  |  | 15 |  | 28.7822 | [19 empty] | 1000 | 0
1 | 4000 | 707 | 0.02 | 15 | 15 | 7 | 1.3335e-12 | 5spot_SharedNeighbor | Water | Porous | Wet | R600a | MinimizeLCOE_Brownfield | IgnoreSilica | 2019 | 1.6 | 0.15318 | 0.0012099 | 4 | 3180387.3224 | 7597790.9437 | 64836.4974 | 154891.2452 | 74.8571 | 0 | 31.0381 | 77051.8635 | 4159.8556 | 78711.2041 | 67023.9724 | 0 | 46211.8879 | 0 | 106531.9256 | 277174.2176 | 189177.0989 | 846042.0256 | 961560.8286 | 13584081.2916 | 13584081.2916 | 1478867.319 | 6315353.5865 | 0 | 15391684.1458 | 36769986.343 | 1333.5214 | 0.0048396 | 3180387.3224 | 7597790.9437 | 64836.4974 | 154891.2452
1 | 4000 | 707 | 0.02 | 15 | 15 | 7 | 1.7783e-12 | 5spot_SharedNeighbor | Water | Porous | Wet | R600a | MinimizeLCOE_Brownfield | IgnoreSilica | 2019 | 1.6 | 0.15319 | 0.0027999 | 4 | 1372087.3826 | 3280907.5574 | 27971.8572 | 66885.7383 | 74.8586 | 0 | 30.0565 | 77055.3437 | 4160.0826 | 78713.5924 | 67025.0027 | 0 | 38245.0669 | 0 | 103427.6445 | 269097.5149 | 183664.5833 | 821388.8311 | 961560.8286 | 13584081.2916 | 13584081.2916 | 1478867.319 | 6315353.5865 | 0 | 15367030.9513 | 36745333.1485 | 1778.2794 | 0.0112 | 1372087.3826 | 3280907.5574 | 27971.8572 | 66885.7383
1 | 4000 | 707 | 0.02 | 15 | 15 | 7 | 2.3714e-12 | 5spot_SharedNeighbor | Water | Porous | Wet | R600a | MinimizeLCOE_Brownfield | IgnoreSilica | 2019 | 3.1419 | 0.36184 | 0.006866 | 4 | 585963.1487 | 1364379.3098 | 11945.6514 | 27814.7177 | 82.7873 | 0 | 81.8493 | 151249.1333 | 8604.5123 | 155572.039 | 114665.1512 | 0 | 69435.5926 | 0 | 194815.3071 | 506869.4669 | 345948.8263 | 1547160.0286 | 961560.8286 | 13584081.2916 | 13584081.2916 | 1478867.319 | 6315353.5865 | 0 | 16092802.1489 | 37471104.346 | 2371.3737 | 0.027464 | 585963.1487 | 1364379.3098 | 11945.6514 | 27814.7177
1 | 4000 | 707 | 0.02 | 15 | 15 | 7 | 3.1623e-12 | 5spot_SharedNeighbor | Water | Porous | Wet | R600a | MinimizeLCOE_Brownfield | IgnoreSilica | 2019 | 4.2823 | 0.52003 | 0.01173 | 4 | 353027.2739 | 808674.7336 | 7196.9385 | 16485.9283 | 85.2326 | 0 | 77.3517 | 198925.4631 | 11500.5021 | 207542.0824 | 150280.0973 | 0 | 83255.9299 | 0 | 254086.5892 | 661081.1847 | 451201.4924 | 2017873.341 | 961560.8286 | 13584081.2916 | 13584081.2916 | 1478867.319 | 6315353.5865 | 0 | 16563515.4613 | 37941817.6584 | 3162.2777 | 0.046919 | 353027.2739 | 808674.7336 | 7196.9385 | 16485.9283
1 | 4000 | 707 | 0.02 | 15 | 15 | 7 | 4.217e-12 | 5spot_SharedNeighbor | Water | Porous | Wet | R600a | MinimizeLCOE_Brownfield | IgnoreSilica | 2019 | 5.7165 | 0.72059 | 0.018433 | 4 | 232162.3588 | 522104.7417 | 4732.9437 | 10643.8114 | 86.9888 | 0 | 95.4573 | 253455.6232 | 14824.1349 | 269049.6813 | 195368.6038 | 0 | 97834.3544 | 0 | 323907.6351 | 842741.2238 | 575188.2019 | 2572369.4584 | 961560.8286 | 13584081.2916 | 13584081.2916 | 1478867.319 | 6315353.5865 | 0 | 17118011.5786 | 38496313.7758 | 4216.965 | 0.073733 | 232162.3588 | 522104.7417 | 4732.9437 | 10643.8114
1 | 4000 | 707 | 0.02 | 15 | 15 | 7 | 5.6234e-12 | 5spot_SharedNeighbor | Water | Porous | Wet | R600a | MinimizeLCOE_Brownfield | IgnoreSilica | 2019 | 7.483 | 0.9677 | 0.027339 | 4 | 162372.0987 | 357865.1494 | 3310.1749 | 7295.5651 | 88.2255 | 0 | 93.4385 | 314497.5362 | 18543.6733 | 340301.6943 | 250654.2323 | 0 | 112628.1248 | 0 | 404283.8518 | 1051863.6523 | 717918.5563 | 3210691.3214 | 961560.8286 | 13584081.2916 | 13584081.2916 | 1478867.319 | 6315353.5865 | 0 | 17756333.4416 | 39134635.6388 | 5623.4133 | 0.10936 | 162372.0987 | 357865.1494 | 3310.1749 | 7295.5651
1 | 4000 | 707 | 0.02 | 15 | 15 | 7 | 7.4989e-12 | 5spot_SharedNeighbor | Water | Porous | Wet | R600a | MinimizeLCOE_Brownfield | IgnoreSilica | 2019 | 9.936 | 1.3143 | 0.039667 | 4 | 117274.9922 | 252010.796 | 2390.8093 | 5137.5809 | 89.3149 | 0 | 101.6583 | 392970.6738 | 23335.8676 | 434357.2684 | 328313.1443 | 0 | 132566.4796 | 0 | 511501.9392 | 1330823.1222 | 908314.1266 | 4062182.6218 | 961560.8286 | 13584081.2916 | 13584081.2916 | 1478867.319 | 6315353.5865 | 0 | 18607824.742 | 39986126.9392 | 7498.9421 | 0.15867 | 117274.9922 | 252010.796 | 2390.8093 | 5137.5809
1 | 4000 | 707 | 0.02 | 15 | 15 | 7 | 1e-11 | 5spot_SharedNeighbor | Water | Porous | Wet | R600a | MinimizeLCOE_Brownfield | IgnoreSilica | 2019 | 12.925 | 1.736 | 0.05571 | 4 | 87879.2497 | 183815.2876 | 1791.5374 | 3747.3233 | 90.0633 | 0 | 88.5185 | 480235.2899 | 28653.3402 | 542353.9061 | 422667.6292 | 0 | 152463.7576 | 0 | 634285.83 | 1650281.6198 | 1126351.1154 | 5037292.4882 | 961560.8286 | 13584081.2916 | 13584081.2916 | 1478867.319 | 6315353.5865 | 0 | 19582934.6085 | 40961236.8056 | 10000 | 0.22284 | 87879.2497 | 183815.2876 | 1791.5374 | 3747.3233
1 | 4000 | 707 | 0.02 | 15 | 15 | 7 | 1.3335e-11 | 5spot_SharedNeighbor | Water | Porous | Wet | R600a | MinimizeLCOE_Brownfield | IgnoreSilica | 2019 | 16.7176 | 2.2712 | 0.07671 | 4 | 67653.3813 | 137325.7438 | 1379.2057 | 2799.571 | 90.635 | 0 | 96.345 | 582227.9705 | 34858.4473 | 672145.015 | 542170.1597 | 0 | 174619.1263 | 0 | 782348.0803 | 2035509.2233 | 1389276.8704 | 6213154.8928 | 961560.8286 | 13584081.2916 | 13584081.2916 | 1478867.319 | 6315353.5865 | 0 | 20758797.013 | 42137099.2102 | 13335.2143 | 0.30684 | 67653.3813 | 137325.7438 | 1379.2057 | 2799.571
1 | 4000 | 707 | 0.02 | 15 | 15 | 7 | 1.7783e-11 | 5spot_SharedNeighbor | Water | Porous | Wet | R600a | MinimizeLCOE_Brownfield | IgnoreSilica | 2019 | 21.3929 | 2.9314 | 0.1038 | 4 | 53321.8031 | 104809.5577 | 1087.0371 | 2136.6846 | 91.0655 | 0 | 81.6457 | 698551.0287 | 41922.9875 | 824094.2702 | 689519.8679 | 0 | 197818.8934 | 0 | 956243.7486 | 2487950.0812 | 1698077.0527 | 7594177.9301 | 961560.8286 | 13584081.2916 | 13584081.2916 | 1478867.319 | 6315353.5865 | 0 | 22139820.0503 | 43518122.2475 | 17782.7941 | 0.41521 | 53321.8031 | 104809.5577 | 1087.0371 | 2136.6846
1 | 4000 | 707 | 0.02 | 15 | 15 | 7 | 2.3714e-11 | 5spot_SharedNeighbor | Water | Porous | Wet | R600a | MinimizeLCOE_Brownfield | IgnoreSilica | 2019 | 27.1003 | 3.7378 | 0.13823 | 4 | 42956.674 | 81620.0779 | 875.7299 | 1663.9357 | 91.3935 | 0 | 93.4756 | 830471.6017 | 49919.7683 | 1000686.975 | 869437.569 | 0 | 221973.7113 | 0 | 1159270.9538 | 3016185.2227 | 2058608.3909 | 9206554.1927 | 961560.8286 | 13584081.2916 | 13584081.2916 | 1478867.319 | 6315353.5865 | 0 | 23752196.3129 | 45130498.5101 | 23713.7371 | 0.55293 | 42956.674 | 81620.0779 | 875.7299 | 1663.9357
1 | 4000 | 707 | 0.02 | 15 | 15 | 7 | 3.1623e-11 | 5spot_SharedNeighbor | Water | Porous | Wet | R600a | MinimizeLCOE_Brownfield | IgnoreSilica | 2019 | 33.8406 | 4.6905 | 0.18089 | 4 | 35349.6643 | 64895.8242 | 720.6507 | 1322.9892 | 91.6416 | 0 | 123.5205 | 975862.0444 | 58716.4893 | 1199770.1287 | 1081951.3877 | 0 | 245507.3178 | 0 | 1389104.8735 | 3614165.9362 | 2466742.5151 | 11031820.6927 | 961560.8286 | 13584081.2916 | 13584081.2916 | 1478867.319 | 6315353.5865 | 0 | 25577462.8129 | 46955765.0101 | 31622.7766 | 0.72356 | 35349.6643 | 64895.8242 | 720.6507 | 1322.9892
1 | 4000 | 707 | 0.02 | 15 | 15 | 7 | 4.217e-11 | 5spot_SharedNeighbor | Water | Porous | Wet | R600a | MinimizeLCOE_Brownfield | IgnoreSilica | 2019 | 41.536 | 5.7785 | 0.23206 | 4 | 29714.1023 | 52745.44 | 605.7622 | 1075.2871 | 91.829 | 0 | 130.8022 | 1131591.4436 | 68121.1981 | 1417469.6977 | 1324606.0352 | 0 | 267030.8797 | 0 | 1641439.5092 | 4270688.8974 | 2914832.9263 | 13035780.5872 | 961560.8286 | 13584081.2916 | 13584081.2916 | 1478867.319 | 6315353.5865 | 0 | 27581422.7075 | 48959724.9046 | 42169.6503 | 0.92823 | 29714.1023 | 52745.44 | 605.7622 | 1075.2871
1 | 4000 | 707 | 0.02 | 15 | 15 | 7 | 5.6234e-11 | 5spot_SharedNeighbor | Water | Porous | Wet | R600a | MinimizeLCOE_Brownfield | IgnoreSilica | 2019 | 49.877 | 6.9578 | 0.29069 | 4 | 25521.1484 | 43906.7413 | 520.2831 | 895.0983 | 91.9663 | 0 | 145.4682 | 1290879.5721 | 77722.6413 | 1644340.7536 | 1587614.8839 | 0 | 284319.3499 | 0 | 1905102.1083 | 4956684.8956 | 3383039.291 | 15129703.4957 | 961560.8286 | 13584081.2916 | 13584081.2916 | 1478867.319 | 6315353.5865 | 0 | 29675345.6159 | 51053647.8131 | 56234.1325 | 1.1628 | 25521.1484 | 43906.7413 | 520.2831 | 895.0983
1 | 4000 | 707 | 0.02 | 15 | 15 | 7 | 7.4989e-11 | 5spot_SharedNeighbor | Water | Porous | Wet | R600a | MinimizeLCOE_Brownfield | IgnoreSilica | 2019 | 58.3714 | 8.1578 | 0.35418 | 4 | 22400.9453 | 37490.7388 | 456.6736 | 764.2994 | 92.0593 | 0 | 119.3119 | 1444953.2926 | 86991.8846 | 1867431.3548 | 1855585.6261 | 0 | 295327.8307 | 0 | 2164613.0956 | 5631879.2516 | 3843873.3128 | 17190655.6487 | 961560.8286 | 13584081.2916 | 13584081.2916 | 1478867.319 | 6315353.5865 | 0 | 31736297.7689 | 53114599.9661 | 74989.4209 | 1.4167 | 22400.9453 | 37490.7388 | 456.6736 | 764.2994
1 | 4000 | 707 | 0.02 | 15 | 15 | 7 | 1e-10 | 5spot_SharedNeighbor | Water | Porous | Wet | R600a | MinimizeLCOE_Brownfield | IgnoreSilica | 2019 | 66.4734 | 9.3003 | 0.41871 | 4 | 20085.0761 | 32849.446 | 409.4614 | 669.6804 | 92.1138 | 0 | 145.848 | 1585408.0205 | 95423.4176 | 2073787.5839 | 2111017.297 | 0 | 299078.7622 | 0 | 2404238.8817 | 6255336.3929 | 4269395.6224 | 19093685.9781 | 961560.8286 | 13584081.2916 | 13584081.2916 | 1478867.319 | 6315353.5865 | 0 | 33639328.0983 | 55017630.2955 | 100000 | 1.6748 | 20085.0761 | 32849.446 | 409.4614 | 669.6804
1 | 4000 | 707 | 0.02 | 15 | 15 | 7 | 1.3335e-10 | 5spot_SharedNeighbor | Water | Porous | Wet | R600a | MinimizeLCOE_Brownfield | IgnoreSilica | 2019 | 73.7887 | 10.3289 | 0.4805 | 4 | 18369.9229 | 29492.9178 | 374.4957 | 601.253 | 92.1385 | 0 | 143.8236 | 1707392.6722 | 102729.2062 | 2255283.0734 | 2341291.5172 | 0 | 296401.5145 | 0 | 2614208.2136 | 6801633.5238 | 4642254.6396 | 20761194.3605 | 961560.8286 | 13584081.2916 | 13584081.2916 | 1478867.319 | 6315353.5865 | 0 | 35306836.4807 | 56685138.6779 | 133352.1432 | 1.922 | 18369.9229 | 29492.9178 | 374.4957 | 601.253
1 | 4000 | 707 | 0.02 | 15 | 15 | 7 | 1.7783e-10 | 5spot_SharedNeighbor | Water | Porous | Wet | R600a | MinimizeLCOE_Brownfield | IgnoreSilica | 2019 | 80.0887 | 11.2118 | 0.5366 | 4 | 17100.4737 | 27060.5368 | 348.6163 | 551.6656 | 92.143 | 0 | 128.5501 | 1809098.8333 | 108806.7362 | 2408219.5639 | 2539254.1357 | 0 | 288976.3424 | 0 | 2790198.6885 | 7259524.639 | 4954774.7344 | 22158853.6734 | 961560.8286 | 13584081.2916 | 13584081.2916 | 1478867.319 | 6315353.5865 | 0 | 36704495.7936 | 58082797.9908 | 177827.941 | 2.1464 | 17100.4737 | 27060.5368 | 348.6163 | 551.6656
1 | 4000 | 707 | 0.02 | 15 | 15 | 7 | 2.3714e-10 | 5spot_SharedNeighbor | Water | Porous | Wet | R600a | MinimizeLCOE_Brownfield | IgnoreSilica | 2019 | 82.805 | 11.5915 | 0.57639 | 4 | 16143.8187 | 25416.2692 | 329.1136 | 518.145 | 92.1404 | 0 | 536.1006 | 1852047.5428 | 111369.0107 | 2473246.2986 | 2624488.1398 | 0 | 259881.4773 | 0 | 2855202.663 | 7428651.6464 | 5070207.3922 | 22675094.1707 | 961560.8286 | 13584081.2916 | 13584081.2916 | 1478867.319 | 6315353.5865 | 0 | 37220736.291 | 58599038.4881 | 237137.3706 | 2.3056 | 16143.8187 | 25416.2692 | 329.1136 | 518.145
1 | 4000 | 707 | 0.02 | 15 | 15 | 7 | 3.1623e-10 | 5spot_SharedNeighbor | Water | Porous | Wet | R600a | MinimizeLCOE_Brownfield | IgnoreSilica | 2019 | 89.9501 | 12.5871 | 0.62853 | 4 | 15443.8099 | 23947.0752 | 314.843 | 488.1935 | 92.1221 | 0 | 134.3223 | 1962585.2106 | 117951.6376 | 2641815.8481 | 2848322.8546 | 0 | 269199.495 | 0 | 3057551.2679 | 7955121.209 | 5429533.6865 | 24282081.2093 | 961560.8286 | 13584081.2916 | 13584081.2916 | 1478867.319 | 6315353.5865 | 0 | 38827723.3295 | 60206025.5267 | 316227.766 | 2.5141 | 15443.8099 | 23947.0752 | 314.843 | 488.1935
1 | 4000 | 707 | 0.02 | 15 | 15 | 7 | 4.217e-10 | 5spot_SharedNeighbor | Water | Porous | Wet | R600a | MinimizeLCOE_Brownfield | IgnoreSilica | 2019 | 93.2823 | 13.0496 | 0.66169 | 4 | 14932.3852 | 23009.5956 | 304.4169 | 469.0817 | 92.108 | 0 | 138.9534 | 2012965.6162 | 120945.6381 | 2719235.1006 | 2952503.184 | 0 | 258445.5801 | 0 | 3144997.0964 | 8182637.3173 | 5584818.1054 | 24976547.6381 | 961560.8286 | 13584081.2916 | 13584081.2916 | 1478867.319 | 6315353.5865 | 0 | 39522189.7584 | 60900491.9555 | 421696.5034 | 2.6467 | 14932.3852 | 23009.5956 | 304.4169 | 469.0817
1 | 4000 | 707 | 0.02 | 15 | 15 | 7 | 5.6234e-10 | 5spot_SharedNeighbor | Water | Porous | Wet | R600a | MinimizeLCOE_Brownfield | IgnoreSilica | 2019 | 95.8841 | 13.41 | 0.68818 | 4 | 14551.6727 | 22317.912 | 296.6555 | 454.9808 | 92.0946 | 0 | 105.087 | 2051806.2986 | 123251.0725 | 2779175.3174 | 3033751.056 | 0 | 248692.6958 | 0 | 3212303.8117 | 8357755.5839 | 5704339.9207 | 25511075.7566 | 961560.8286 | 13584081.2916 | 13584081.2916 | 1478867.319 | 6315353.5865 | 0 | 40056717.8768 | 61435020.074 | 562341.3252 | 2.7527 | 14551.6727 | 22317.912 | 296.6555 | 454.9808
1 | 4000 | 707 | 0.02 | 15 | 15 | 7 | 7.4989e-10 | 5spot_SharedNeighbor | Water | Porous | Wet | R600a | MinimizeLCOE_Brownfield | IgnoreSilica | 2019 | 97.9085 | 13.6899 | 0.70908 | 4 | 14267.8128 | 21805.1189 | 290.8687 | 444.5268 | 92.0828 | 0 | 147.8278 | 2081733.0776 | 125025.7043 | 2825511.2605 | 3096908.2306 | 0 | 240369.4515 | 0 | 3264123.6126 | 8492580.076 | 5796360.407 | 25922611.8201 | 961560.8286 | 13584081.2916 | 13584081.2916 | 1478867.319 | 6315353.5865 | 0 | 40468253.9403 | 61846556.1374 | 749894.2093 | 2.8363 | 14267.8128 | 21805.1189 | 290.8687 | 444.5268
1 | 4000 | 707 | 0.02 | 15 | 15 | 7 | 1e-09 | 5spot_SharedNeighbor | Water | Porous | Wet | R600a | MinimizeLCOE_Brownfield | IgnoreSilica | 2019 | 99.4377 | 13.901 | 0.72524 | 4 | 14055.8853 | 21425.2971 | 286.5482 | 436.7837 | 92.0732 | 0 | 136.2204 | 2104171.7969 | 126355.3009 | 2860340.7209 | 3144581.5923 | 0 | 233276.5113 | 0 | 3302803.1097 | 8593216.1933 | 5865046.6249 | 26229791.8502 | 961560.8286 | 13584081.2916 | 13584081.2916 | 1478867.319 | 6315353.5865 | 0 | 40775433.9704 | 62153736.1676 | 1000000 | 2.901 | 14055.8853 | 21425.2971 | 286.5482 | 436.7837
1 | 4000 | 707 | 0.02 | 15 | 15 | 7 | 1.3335e-09 | 5spot_SharedNeighbor | Water | Porous | Wet | R600a | MinimizeLCOE_Brownfield | IgnoreSilica | 2019 | 102.7 | 14.3506 | 0.74697 | 4 | 13888.3845 | 21043.4374 | 283.1335 | 428.9989 | 92.0505 | 0 | 133.6832 | 2151570.2614 | 129161.1013 | 2934155.7916 | 3246177.069 | 0 | 240489.0873 | 0 | 3393605.7911 | 8829466.1442 | 6026292.0708 | 26950917.3166 | 961560.8286 | 13584081.2916 | 13584081.2916 | 1478867.319 | 6315353.5865 | 0 | 41496559.4368 | 62874861.634 | 1333521.4322 | 2.9879 | 13888.3845 | 21043.4374 | 283.1335 | 428.9989
1 | 4000 | 707 | 0.02 | 15 | 15 | 7 | 1.7783e-09 | 5spot_SharedNeighbor | Water | Porous | Wet | R600a | MinimizeLCOE_Brownfield | IgnoreSilica | 2019 | 101.4964 | 14.1848 | 0.74724 | 4 | 13779.0172 | 20931.4136 | 280.9039 | 426.7152 | 92.0591 | 0 | 156.971 | 2134153.0436 | 128130.4619 | 2906995.2016 | 3208708.2688 | 0 | 222998.9218 | 0 | 3354384.5001 | 8727420.3903 | 5956643.7469 | 26639434.5349 | 961560.8286 | 13584081.2916 | 13584081.2916 | 1478867.319 | 6315353.5865 | 0 | 41185076.6552 | 62563378.8523 | 1778279.41 | 2.989 | 13779.0172 | 20931.4136 | 280.9039 | 426.7152
1 | 4000 | 707 | 0.02 | 15 | 15 | 7 | 2.3714e-09 | 5spot_SharedNeighbor | Water | Porous | Wet | R600a | MinimizeLCOE_Brownfield | IgnoreSilica | 2019 | 102.1567 | 14.2758 | 0.75445 | 4 | 13690.3405 | 20774.3634 | 279.0961 | 423.5135 | 92.0544 | 0 | 144.6293 | 2143715.1391 | 128696.2902 | 2921903.4158 | 3229264.0964 | 0 | 219347.0203 | 0 | 3370741.1251 | 8769976.9734 | 5985689.4893 | 26769333.5496 | 961560.8286 | 13584081.2916 | 13584081.2916 | 1478867.319 | 6315353.5865 | 0 | 41314975.6698 | 62693277.867 | 2371373.7057 | 3.0178 | 13690.3405 | 20774.3634 | 279.0961 | 423.5135
1 | 4000 | 707 | 0.02 | 15 | 15 | 7 | 3.1623e-09 | 5spot_SharedNeighbor | Water | Porous | Wet | R600a | MinimizeLCOE_Brownfield | IgnoreSilica | 2019 | 102.6561 | 14.3445 | 0.75993 | 4 | 13623.9368 | 20656.9325 | 277.7424 | 421.1195 | 92.0507 | 0 | 133.7665 | 2150928.8914 | 129123.0493 | 2933159.4627 | 3244804.8567 | 0 | 216521.1326 | 0 | 3383069.5831 | 8802053.0923 | 6007582.0996 | 26867242.1676 | 961560.8286 | 13584081.2916 | 13584081.2916 | 1478867.319 | 6315353.5865 | 0 | 41412884.2878 | 62791186.485 | 3162277.6602 | 3.0397 | 13623.9368 | 20656.9325 | 277.7424 | 421.1195
1 | 4000 | 707 | 0.02 | 15 | 15 | 7 | 4.217e-09 | 5spot_SharedNeighbor | Water | Porous | Wet | R600a | MinimizeLCOE_Brownfield | IgnoreSilica | 2019 | 103.0387 | 14.3971 | 0.7641 | 4 | 13574.1939 | 20568.8331 | 276.7283 | 419.3235 | 92.0478 | 0 | 146.9299 | 2156446.8529 | 129449.4242 | 2941774.7601 | 3256711.6163 | 0 | 214389.9088 | 0 | 3392521.2993 | 8826644.519 | 6024366.2536 | 26942304.6342 | 961560.8286 | 13584081.2916 | 13584081.2916 | 1478867.319 | 6315353.5865 | 0 | 41487946.7544 | 62866248.9516 | 4216965.0343 | 3.0564 | 13574.1939 | 20568.8331 | 276.7283 | 419.3235
1 | 4000 | 707 | 0.02 | 15 | 15 | 7 | 5.6234e-09 | 5spot_SharedNeighbor | Water | Porous | Wet | R600a | MinimizeLCOE_Brownfield | IgnoreSilica | 2019 | 103.3212 | 14.436 | 0.76722 | 4 | 13536.9216 | 20503.1066 | 275.9685 | 417.9836 | 92.0457 | 0 | 145.319 | 2160514.3729 | 129689.9733 | 2948128.4158 | 3265499.3404 | 0 | 212723.5157 | 0 | 3399456.6911 | 8844688.9857 | 6036681.9729 | 26997383.2678 | 961560.8286 | 13584081.2916 | 13584081.2916 | 1478867.319 | 6315353.5865 | 0 | 41543025.388 | 62921327.5852 | 5623413.2519 | 3.0689 | 13536.9216 | 20503.1066 | 275.9685 | 417.9836
1 | 4000 | 707 | 0.02 | 15 | 15 | 7 | 7.4989e-09 | 5spot_SharedNeighbor | Water | Porous | Wet | R600a | MinimizeLCOE_Brownfield | IgnoreSilica | 2019 | 103.5381 | 14.4658 | 0.76959 | 4 | 13508.9879 | 20453.7105 | 275.399 | 416.9766 | 92.044 | 0 | 143.2864 | 2163634.3652 | 129874.4665 | 2953003.6778 | 3272246.1219 | 0 | 211485.7023 | 0 | 3404795.2902 | 8858578.9255 | 6046162.1422 | 27039780.6917 | 961560.8286 | 13584081.2916 | 13584081.2916 | 1478867.319 | 6315353.5865 | 0 | 41585422.812 | 62963725.0091 | 7498942.0933 | 3.0784 | 13508.9879 | 20453.7105 | 275.399 | 416.9766
1 | 4000 | 707 | 0.02 | 15 | 15 | 7 | 1e-08 | 5spot_SharedNeighbor | Water | Porous | Wet | R600a | MinimizeLCOE_Brownfield | IgnoreSilica | 2019 | 103.7085 | 14.4892 | 0.7714 | 4 | 13488.05 | 20416.4182 | 274.9721 | 416.2163 | 92.0427 | 0 | 159.1174 | 2166083.7633 | 130019.2937 | 2956832.0963 | 3277546.5124 | 0 | 210596.6683 | 0 | 3409020.5503 | 8869572.1856 | 6053665.2681 | 27073336.338 | 961560.8286 | 13584081.2916 | 13584081.2916 | 1478867.319 | 6315353.5865 | 0 | 41618978.4583 | 62997280.6554 | 10000000 | 3.0856 | 13488.05 | 20416.4182 | 274.9721 | 416.2163
1 | 4100 | 707 | 0.02 | 15 | 15 | 7 | 1e-13 | 5spot_SharedNeighbor | Water | Porous | Wet | R600a | MinimizeLCOE_Brownfield | IgnoreSilica | 2019 | 0 | 0 | 0 | 0 |  |  |  |  | 15 |  | 18.8701 | [19 empty] | 100 | 0
1 | 4100 | 707 | 0.02 | 15 | 15 | 7 | 1.3335e-13 | 5spot_SharedNeighbor | Water | Porous | Wet | R600a | MinimizeLCOE_Brownfield | IgnoreSilica | 2019 | 0 | 0 | 0 | 0 |  |  |  |  | 15 |  | 21.3007 | [19 empty] | 133.3521 | 0
1 | 4100 | 707 | 0.02 | 15 | 15 | 7 | 1.7783e-13 | 5spot_SharedNeighbor | Water | Porous | Wet | R600a | MinimizeLCOE_Brownfield | IgnoreSilica | 2019 | 0 | 0 | 0 | 0 |  |  |  |  | 15 |  | 23.8945 | [19 empty] | 177.8279 | 0
1 | 4100 | 707 | 0.02 | 15 | 15 | 7 | 2.3714e-13 | 5spot_SharedNeighbor | Water | Porous | Wet | R600a | MinimizeLCOE_Brownfield | IgnoreSilica | 2019 | 0 | 0 | 0 | 0 |  |  |  |  | 15 |  | 23.2323 | [19 empty] | 237.1374 | 0
1 | 4100 | 707 | 0.02 | 15 | 15 | 7 | 3.1623e-13 | 5spot_SharedNeighbor | Water | Porous | Wet | R600a | MinimizeLCOE_Brownfield | IgnoreSilica | 2019 | 0 | 0 | 0 | 0 |  |  |  |  | 15 |  | 23.7446 | [19 empty] | 316.2278 | 0
1 | 4100 | 707 | 0.02 | 15 | 15 | 7 | 4.217e-13 | 5spot_SharedNeighbor | Water | Porous | Wet | R600a | MinimizeLCOE_Brownfield | IgnoreSilica | 2019 | 0 | 0 | 0 | 0 |  |  |  |  | 15 |  | 23.1716 | [19 empty] | 421.6965 | 0
1 | 4100 | 707 | 0.02 | 15 | 15 | 7 | 5.6234e-13 | 5spot_SharedNeighbor | Water | Porous | Wet | R600a | MinimizeLCOE_Brownfield | IgnoreSilica | 2019 | 0 | 0 | 0 | 0 |  |  |  |  | 15 |  | 25.7883 | [19 empty] | 562.3413 | 0
1 | 4100 | 707 | 0.02 | 15 | 15 | 7 | 7.4989e-13 | 5spot_SharedNeighbor | Water | Porous | Wet | R600a | MinimizeLCOE_Brownfield | IgnoreSilica | 2019 | 0 | 0 | 0 | 0 |  |  |  |  | 15 |  | 28.2893 | [19 empty] | 749.8942 | 0
1 | 4100 | 707 | 0.02 | 15 | 15 | 7 | 1e-12 | 5spot_SharedNeighbor | Water | Porous | Wet | R600a | MinimizeLCOE_Brownfield | IgnoreSilica | 2019 | 0 | 0 | 0 | 0 |  |  |  |  | 15 |  | 24.0099 | [19 empty] | 1000 | 0
1 | 4100 | 707 | 0.02 | 15 | 15 | 7 | 1.3335e-12 | 5spot_SharedNeighbor | Water | Porous | Wet | R600a | MinimizeLCOE_Brownfield | IgnoreSilica | 2019 | 1.6 | 0.15733 | 0.001764 | 4 | 2245421.5043 | 5362668.2252 | 45775.9545 | 109325.2453 | 75.9474 | 0 | 31.5953 | 79428.989 | 4315.5033 | 80342.6322 | 67460.9639 | 0 | 45259.364 | 0 | 107954.9065 | 280876.522 | 191703.9977 | 857342.8786 | 961560.8286 | 14024609.4364 | 14024609.4364 | 1478867.319 | 6491564.8444 | 0 | 15843513.1437 | 37838554.7435 | 1333.5214 | 0.0070559 | 2245421.5043 | 5362668.2252 | 45775.9545 | 109325.2453
1 | 4100 | 707 | 0.02 | 15 | 15 | 7 | 1.7783e-12 | 5spot_SharedNeighbor | Water | Porous | Wet | R600a | MinimizeLCOE_Brownfield | IgnoreSilica | 2019 | 2.5071 | 0.28315 | 0.0045235 | 4 | 900243.5923 | 2115848.5609 | 18352.6833 | 43134.4348 | 81.9011 | 0 | 415.3053 | 126603.4427 | 7152.686 | 127948.1056 | 95859.8978 | 0 | 63051.1986 | 0 | 164039.979 | 426798.376 | 291298.6615 | 1302752.3471 | 961560.8286 | 14024609.4364 | 14024609.4364 | 1478867.319 | 6491564.8444 | 0 | 16288922.6121 | 38283964.212 | 1778.2794 | 0.018094 | 900243.5923 | 2115848.5609 | 18352.6833 | 43134.4348
1 | 4100 | 707 | 0.02 | 15 | 15 | 7 | 2.3714e-12 | 5spot_SharedNeighbor | Water | Porous | Wet | R600a | MinimizeLCOE_Brownfield | IgnoreSilica | 2019 | 3.4586 | 0.41866 | 0.0085724 | 4 | 487416.9306 | 1128868.6163 | 9936.6534 | 23013.5137 | 85.0831 | 0 | 82.1445 | 170943.6417 | 9859.4896 | 174510.7405 | 125867.8331 | 0 | 76441.4869 | 0 | 217473.0448 | 565820.2527 | 386183.9489 | 1727100.438 | 961560.8286 | 14024609.4364 | 14024609.4364 | 1478867.319 | 6491564.8444 | 0 | 16713270.7031 | 38708312.303 | 2371.3737 | 0.034289 | 487416.9306 | 1128868.6163 | 9936.6534 | 23013.5137
1 | 4100 | 707 | 0.02 | 15 | 15 | 7 | 3.1623e-12 | 5spot_SharedNeighbor | Water | Porous | Wet | R600a | MinimizeLCOE_Brownfield | IgnoreSilica | 2019 | 4.6501 | 0.59056 | 0.014293 | 4 | 301010.7738 | 685715.9233 | 6136.5118 | 13979.2466 | 87.349 | 0 | 91.5904 | 221443.0386 | 12962.2333 | 229389.2331 | 163818.3499 | 0 | 90361.552 | 0 | 280010.0187 | 728528.6307 | 497235.7602 | 2223748.8165 | 961560.8286 | 14024609.4364 | 14024609.4364 | 1478867.319 | 6491564.8444 | 0 | 17209919.0815 | 39204960.6814 | 3162.2777 | 0.057174 | 301010.7738 | 685715.9233 | 6136.5118 | 13979.2466
1 | 4100 | 707 | 0.02 | 15 | 15 | 7 | 4.217e-12 | 5spot_SharedNeighbor | Water | Porous | Wet | R600a | MinimizeLCOE_Brownfield | IgnoreSilica | 2019 | 6.1964 | 0.81506 | 0.022135 | 4 | 201219.6145 | 449637.9068 | 4102.134 | 9166.4769 | 89.0431 | 0 | 115.9551 | 281117.3295 | 16638.4554 | 296443.5127 | 213313.2854 | 0 | 106162.6991 | 0 | 356333.36 | 927106.3088 | 632769.1059 | 2829884.0569 | 961560.8286 | 14024609.4364 | 14024609.4364 | 1478867.319 | 6491564.8444 | 0 | 17816054.3219 | 39811095.9218 | 4216.965 | 0.08854 | 201219.6145 | 449637.9068 | 4102.134 | 9166.4769
1 | 4100 | 707 | 0.02 | 15 | 15 | 7 | 5.6234e-12 | 5spot_SharedNeighbor | Water | Porous | Wet | R600a | MinimizeLCOE_Brownfield | IgnoreSilica | 2019 | 8.0406 | 1.0826 | 0.032438 | 4 | 142506.082 | 312019.82 | 2905.1792 | 6360.9461 | 90.1846 | 0 | 102.2373 | 345851.6801 | 20622.7701 | 371685.0298 | 272298.8597 | 0 | 121036.6562 | 0 | 441283.0484 | 1148127.9722 | 783620.9327 | 3504526.9491 | 961560.8286 | 14024609.4364 | 14024609.4364 | 1478867.319 | 6491564.8444 | 0 | 18490697.2142 | 40485738.8141 | 5623.4133 | 0.12975 | 142506.082 | 312019.82 | 2905.1792 | 6360.9461
1 | 4100 | 707 | 0.02 | 15 | 15 | 7 | 7.4989e-12 | 5spot_SharedNeighbor | Water | Porous | Wet | R600a | MinimizeLCOE_Brownfield | IgnoreSilica | 2019 | 10.7667 | 1.4826 | 0.046905 | 4 | 103685.2547 | 220917.7178 | 2113.7642 | 4503.7065 | 91.3106 | 0 | 80.626 | 434647.7285 | 26101.0014 | 477573.3178 | 359691.0267 | 0 | 144283.1454 | 0 | 562495.5257 | 1463497.9742 | 998867.4393 | 4467157.159 | 961560.8286 | 14024609.4364 | 14024609.4364 | 1478867.319 | 6491564.8444 | 0 | 19453327.424 | 41448369.0239 | 7498.9421 | 0.18762 | 103685.2547 | 220917.7178 | 2113.7642 | 4503.7065
1 | 4100 | 707 | 0.02 | 15 | 15 | 7 | 1e-11 | 5spot_SharedNeighbor | Water | Porous | Wet | R600a | MinimizeLCOE_Brownfield | IgnoreSilica | 2019 | 14.0117 | 1.9574 | 0.065554 | 4 | 78282.4221 | 162163.6576 | 1595.8931 | 3305.9255 | 92.0388 | 0 | 95.0592 | 530865.9453 | 32020.8742 | 596130.8581 | 463623.5585 | 0 | 166288.8864 | 0 | 697682.7478 | 1815227.3953 | 1238929.9965 | 5540770.2619 | 961560.8286 | 14024609.4364 | 14024609.4364 | 1478867.319 | 6491564.8444 | 0 | 20526940.527 | 42521982.1268 | 10000 | 0.26222 | 78282.4221 | 162163.6576 | 1595.8931 | 3305.9255
1 | 4100 | 707 | 0.02 | 15 | 15 | 7 | 1.3335e-11 | 5spot_SharedNeighbor | Water | Porous | Wet | R600a | MinimizeLCOE_Brownfield | IgnoreSilica | 2019 | 18.0601 | 2.5508 | 0.089933 | 4 | 60607.9144 | 121750.5174 | 1235.5743 | 2482.049 | 92.5871 | 0 | 118.5871 | 641774.0831 | 38836.5189 | 736458.3376 | 593944.3681 | 0 | 189815.8145 | 0 | 858323.3577 | 2233181.3103 | 1524192.1316 | 6816525.9218 | 961560.8286 | 14024609.4364 | 14024609.4364 | 1478867.319 | 6491564.8444 | 0 | 21802696.1868 | 43797737.7867 | 13335.2143 | 0.35973 | 60607.9144 | 121750.5174 | 1235.5743 | 2482.049
1 | 4100 | 707 | 0.02 | 15 | 15 | 7 | 1.7783e-11 | 5spot_SharedNeighbor | Water | Porous | Wet | R600a | MinimizeLCOE_Brownfield | IgnoreSilica | 2019 | 23.0371 | 3.2807 | 0.12127 | 4 | 48028.111 | 93369.9868 | 979.118 | 1903.4735 | 93.0018 | 0 | 95.0878 | 768077.8791 | 46583.7969 | 900411.6879 | 754199.2208 | 0 | 214377.9139 | 0 | 1046623.6945 | 2723100.161 | 1858571.814 | 8311946.1683 | 961560.8286 | 14024609.4364 | 14024609.4364 | 1478867.319 | 6491564.8444 | 0 | 23298116.4333 | 45293158.0332 | 17782.7941 | 0.48509 | 48028.111 | 93369.9868 | 979.118 | 1903.4735
1 | 4100 | 707 | 0.02 | 15 | 15 | 7 | 2.3714e-11 | 5spot_SharedNeighbor | Water | Porous | Wet | R600a | MinimizeLCOE_Brownfield | IgnoreSilica | 2019 | 29.0734 | 4.1657 | 0.16082 | 4 | 38910.2035 | 73101.7741 | 793.2371 | 1490.2785 | 93.3178 | 0 | 112.4399 | 910406.6617 | 55294.7978 | 1089717.3969 | 947924.6607 | 0 | 239630.5874 | 0 | 1264759.9007 | 3290645.8238 | 2245933.3907 | 10044313.2197 | 961560.8286 | 14024609.4364 | 14024609.4364 | 1478867.319 | 6491564.8444 | 0 | 25030483.4847 | 47025525.0846 | 23713.7371 | 0.64329 | 38910.2035 | 73101.7741 | 793.2371 | 1490.2785
1 | 4100 | 707 | 0.02 | 15 | 15 | 7 | 3.1623e-11 | 5spot_SharedNeighbor | Water | Porous | Wet | R600a | MinimizeLCOE_Brownfield | IgnoreSilica | 2019 | 36.1964 | 5.2105 | 0.20959 | 4 | 32195.9601 | 58431.6053 | 656.3582 | 1191.2073 | 93.5585 | 0 | 138.3811 | 1067332.7556 | 64880.4629 | 1303114.305 | 1176561.1193 | 0 | 264380.8158 | 0 | 1511745.0889 | 3933250.6196 | 2684524.3681 | 12005789.5352 | 961560.8286 | 14024609.4364 | 14024609.4364 | 1478867.319 | 6491564.8444 | 0 | 26991959.8003 | 48987001.4001 | 31622.7766 | 0.83836 | 32195.9601 | 58431.6053 | 656.3582 | 1191.2073
1 | 4100 | 707 | 0.02 | 15 | 15 | 7 | 4.217e-11 | 5spot_SharedNeighbor | Water | Porous | Wet | R600a | MinimizeLCOE_Brownfield | IgnoreSilica | 2019 | 44.2233 | 6.388 | 0.26752 | 4 | 27210.9589 | 47765.7549 | 554.7322 | 973.7695 | 93.7388 | 0 | 126.0543 | 1233445.1034 | 75007.5813 | 1533618.0786 | 1434236.9273 | 0 | 286257.7362 | 0 | 1779400.5164 | 4629635.1385 | 3159821.1115 | 14131422.1932 | 961560.8286 | 14024609.4364 | 14024609.4364 | 1478867.319 | 6491564.8444 | 0 | 29117592.4583 | 51112634.0581 | 42169.6503 | 1.0701 | 27210.9589 | 47765.7549 | 554.7322 | 973.7695
1 | 4100 | 707 | 0.02 | 15 | 15 | 7 | 5.6234e-11 | 5spot_SharedNeighbor | Water | Porous | Wet | R600a | MinimizeLCOE_Brownfield | IgnoreSilica | 2019 | 52.7882 | 7.6442 | 0.33304 | 4 | 23498.4688 | 40009.1348 | 479.0481 | 815.6403 | 93.8683 | 0 | 116.6931 | 1400938.6212 | 85198.453 | 1770304.3022 | 1709153.1507 | 0 | 302887.3011 | 0 | 2054707.913 | 5345928.5111 | 3648706.0566 | 16317824.3089 | 961560.8286 | 14024609.4364 | 14024609.4364 | 1478867.319 | 6491564.8444 | 0 | 31303994.5739 | 53299036.1738 | 56234.1325 | 1.3322 | 23498.4688 | 40009.1348 | 479.0481 | 815.6403
1 | 4100 | 707 | 0.02 | 15 | 15 | 7 | 7.4989e-11 | 5spot_SharedNeighbor | Water | Porous | Wet | R600a | MinimizeLCOE_Brownfield | IgnoreSilica | 2019 | 61.3922 | 8.9046 | 0.40299 | 4 | 20736.2378 | 34381.0968 | 422.7363 | 700.9052 | 93.9526 | 0 | 119.9494 | 1560916.0119 | 94910.7428 | 2000064.08 | 1985173.0743 | 0 | 312574.8882 | 0 | 2321919.131 | 6041157.2877 | 4123213.9822 | 18439929.1981 | 961560.8286 | 14024609.4364 | 14024609.4364 | 1478867.319 | 6491564.8444 | 0 | 33426099.4632 | 55421141.063 | 74989.4209 | 1.612 | 20736.2378 | 34381.0968 | 422.7363 | 700.9052
1 | 4100 | 707 | 0.02 | 15 | 15 | 7 | 1e-10 | 5spot_SharedNeighbor | Water | Porous | Wet | R600a | MinimizeLCOE_Brownfield | IgnoreSilica | 2019 | 69.5823 | 10.1016 | 0.47331 | 4 | 18689.8256 | 30307.5312 | 381.0174 | 617.86 | 93.9995 | 0 | 78.5181 | 1706621.7309 | 103735.8848 | 2212325.1152 | 2247654.7001 | 0 | 315514.475 | 0 | 2568482.2433 | 6682663.929 | 4561055.4465 | 20398053.5247 | 961560.8286 | 14024609.4364 | 14024609.4364 | 1478867.319 | 6491564.8444 | 0 | 35384223.7898 | 57379265.3896 | 100000 | 1.8932 | 18689.8256 | 30307.5312 | 381.0174 | 617.86
1 | 4100 | 707 | 0.02 | 15 | 15 | 7 | 1.3335e-10 | 5spot_SharedNeighbor | Water | Porous | Wet | R600a | MinimizeLCOE_Brownfield | IgnoreSilica | 2019 | 76.8024 | 11.1534 | 0.53945 | 4 | 17173.9336 | 27367.2326 | 350.1139 | 557.9181 | 94.0165 | 0 | 95.4533 | 1830316.8959 | 111209.6122 | 2394740.6425 | 2478770.732 | 0 | 311160.6916 | 0 | 2779217.4439 | 7230953.6932 | 4935274.4769 | 22071644.1882 | 961560.8286 | 14024609.4364 | 14024609.4364 | 1478867.319 | 6491564.8444 | 0 | 37057814.4532 | 59052856.0531 | 133352.1432 | 2.1578 | 17173.9336 | 27367.2326 | 350.1139 | 557.9181
1 | 4100 | 707 | 0.02 | 15 | 15 | 7 | 1.7783e-10 | 5spot_SharedNeighbor | Water | Porous | Wet | R600a | MinimizeLCOE_Brownfield | IgnoreSilica | 2019 | 82.9728 | 12.0492 | 0.59887 | 4 | 16051.3592 | 25233.2701 | 327.2287 | 514.4143 | 94.0151 | 0 | 101.9725 | 1932789.9992 | 117386.6087 | 2547407.3985 | 2675950.1158 | 0 | 302359.9918 | 0 | 2954598.7045 | 7687259.7575 | 5246712.7419 | 23464465.3178 | 961560.8286 | 14024609.4364 | 14024609.4364 | 1478867.319 | 6491564.8444 | 0 | 38450635.5828 | 60445677.1827 | 177827.941 | 2.3955 | 16051.3592 | 25233.2701 | 327.2287 | 514.4143
1 | 4100 | 707 | 0.02 | 15 | 15 | 7 | 2.3714e-10 | 5spot_SharedNeighbor | Water | Porous | Wet | R600a | MinimizeLCOE_Brownfield | IgnoreSilica | 2019 | 88.0741 | 12.7872 | 0.65009 | 4 | 15219.3976 | 23677.8928 | 310.268 | 482.7059 | 94.0037 | 0 | 95.4786 | 2015395.0708 | 122355.4876 | 2671502.3715 | 2838690.2128 | 0 | 291212.5212 | 0 | 3096270.709 | 8055861.2523 | 5498290.8361 | 24589578.4613 | 961560.8286 | 14024609.4364 | 14024609.4364 | 1478867.319 | 6491564.8444 | 0 | 39575748.7264 | 61570790.3262 | 237137.3706 | 2.6003 | 15219.3976 | 23677.8928 | 310.268 | 482.7059
1 | 4100 | 707 | 0.02 | 15 | 15 | 7 | 3.1623e-10 | 5spot_SharedNeighbor | Water | Porous | Wet | R600a | MinimizeLCOE_Brownfield | IgnoreSilica | 2019 | 94.8 | 13.7554 | 0.70493 | 4 | 14575.4196 | 22375.8243 | 297.1396 | 456.1614 | 93.9723 | 0 | 104.8774 | 2121404.6243 | 128715.1782 | 2832201.7647 | 3052832.2201 | 0 | 295731.6264 | 0 | 3288045.3113 | 8554819.4292 | 5838840.0444 | 26112590.1985 | 961560.8286 | 14024609.4364 | 14024609.4364 | 1478867.319 | 6491564.8444 | 0 | 41098760.4636 | 63093802.0634 | 316227.766 | 2.8197 | 14575.4196 | 22375.8243 | 297.1396 | 456.1614
1 | 4100 | 707 | 0.02 | 15 | 15 | 7 | 4.217e-10 | 5spot_SharedNeighbor | Water | Porous | Wet | R600a | MinimizeLCOE_Brownfield | IgnoreSilica | 2019 | 95.765 | 13.8939 | 0.73017 | 4 | 14116.0406 | 21646.8509 | 287.7746 | 441.3003 | 93.9668 | 0 | 143.7704 | 2136373.6209 | 129611.8965 | 2855012.68 | 3083522.5963 | 0 | 268205.3622 | 0 | 3304363.2008 | 8597275.2304 | 5867817.0011 | 26242181.5883 | 961560.8286 | 14024609.4364 | 14024609.4364 | 1478867.319 | 6491564.8444 | 0 | 41228351.8533 | 63223393.4532 | 421696.5034 | 2.9207 | 14116.0406 | 21646.8509 | 287.7746 | 441.3003
1 | 4100 | 707 | 0.02 | 15 | 15 | 7 | 5.6234e-10 | 5spot_SharedNeighbor | Water | Porous | Wet | R600a | MinimizeLCOE_Brownfield | IgnoreSilica | 2019 | 98.2787 | 14.2545 | 0.75764 | 4 | 13777.8253 | 21035.5337 | 280.8796 | 428.8378 | 93.9516 | 0 | 116.1271 | 2175101.8715 | 131930.4722 | 2914163.6316 | 3163436.5234 | 0 | 258051.8363 | 0 | 3370646.8906 | 8769731.7946 | 5985522.1498 | 26768585.1698 | 961560.8286 | 14024609.4364 | 14024609.4364 | 1478867.319 | 6491564.8444 | 0 | 41754755.4349 | 63749797.0348 | 562341.3252 | 3.0306 | 13777.8253 | 21035.5337 | 280.8796 | 428.8378
1 | 4100 | 707 | 0.02 | 15 | 15 | 7 | 7.4989e-10 | 5spot_SharedNeighbor | Water | Porous | Wet | R600a | MinimizeLCOE_Brownfield | IgnoreSilica | 2019 | 100.2077 | 14.5306 | 0.77915 | 4 | 13525.5126 | 20582.8681 | 275.7359 | 419.6096 | 93.9386 | 0 | 138.1855 | 2204544.7071 | 133691.4688 | 2959272.7384 | 3224710.7634 | 0 | 249296.4599 | 0 | 3420891.2936 | 8900457.4248 | 6074745.0785 | 27167609.9345 | 961560.8286 | 14024609.4364 | 14024609.4364 | 1478867.319 | 6491564.8444 | 0 | 42153780.1996 | 64148821.7994 | 749894.2093 | 3.1166 | 13525.5126 | 20582.8681 | 275.7359 | 419.6096
1 | 4100 | 707 | 0.02 | 15 | 15 | 7 | 1e-09 | 5spot_SharedNeighbor | Water | Porous | Wet | R600a | MinimizeLCOE_Brownfield | IgnoreSilica | 2019 | 101.6692 | 14.7396 | 0.79577 | 4 | 13337.0545 | 20247.0587 | 271.8939 | 412.7637 | 93.9281 | 0 | 127.4308 | 2226696.9428 | 135015.4297 | 2993292.2612 | 3271110.441 | 0 | 241946.7278 | 0 | 3458544.1029 | 8998422.3109 | 6141608.1263 | 27466636.3426 | 961560.8286 | 14024609.4364 | 14024609.4364 | 1478867.319 | 6491564.8444 | 0 | 42452806.6076 | 64447848.2075 | 1000000 | 3.1831 | 13337.0545 | 20247.0587 | 271.8939 | 412.7637
1 | 4100 | 707 | 0.02 | 15 | 15 | 7 | 1.3335e-09 | 5spot_SharedNeighbor | Water | Porous | Wet | R600a | MinimizeLCOE_Brownfield | IgnoreSilica | 2019 | 101.0552 | 14.6518 | 0.80157 | 4 | 13179.4884 | 20039.5158 | 268.6817 | 408.5326 | 93.9325 | 0 | 127.2185 | 2217403.1234 | 134460.0123 | 2979013.6749 | 3251618.6411 | 0 | 222310.0688 | 0 | 3433874.153 | 8934236.1617 | 6097799.7605 | 27270715.5957 | 961560.8286 | 14024609.4364 | 14024609.4364 | 1478867.319 | 6491564.8444 | 0 | 42256885.8607 | 64251927.4606 | 1333521.4322 | 3.2063 | 13179.4884 | 20039.5158 | 268.6817 | 408.5326
1 | 4100 | 707 | 0.02 | 15 | 15 | 7 | 1.7783e-09 | 5spot_SharedNeighbor | Water | Porous | Wet | R600a | MinimizeLCOE_Brownfield | IgnoreSilica | 2019 | 103.6501 | 15.0224 | 0.81842 | 4 | 13090.7329 | 19809.4622 | 266.8723 | 403.8427 | 93.9129 | 0 | 147.5646 | 2256507.6698 | 136795.7593 | 3039182.3982 | 3333957.5104 | 0 | 231476.648 | 0 | 3509188.7944 | 9130189.4095 | 6231541.8786 | 27868840.0682 | 961560.8286 | 14024609.4364 | 14024609.4364 | 1478867.319 | 6491564.8444 | 0 | 42855010.3332 | 64850051.9331 | 1778279.41 | 3.2737 | 13090.7329 | 19809.4622 | 266.8723 | 403.8427
1 | 4100 | 707 | 0.02 | 15 | 15 | 7 | 2.3714e-09 | 5spot_SharedNeighbor | Water | Porous | Wet | R600a | MinimizeLCOE_Brownfield | IgnoreSilica | 2019 | 104.2808 | 15.1123 | 0.82582 | 4 | 13011.8111 | 19670.3848 | 265.2634 | 401.0074 | 93.9078 | 0 | 143.3333 | 2265947.9344 | 137359.2129 | 3053740.9082 | 3353957.1744 | 0 | 227746.1582 | 0 | 3525113.0413 | 9171621.0335 | 6259819.8133 | 27995305.2762 | 961560.8286 | 14024609.4364 | 14024609.4364 | 1478867.319 | 6491564.8444 | 0 | 42981475.5412 | 64976517.1411 | 2371373.7057 | 3.3033 | 13011.8111 | 19670.3848 | 265.2634 | 401.0074
1 | 4100 | 707 | 0.02 | 15 | 15 | 7 | 3.1623e-09 | 5spot_SharedNeighbor | Water | Porous | Wet | R600a | MinimizeLCOE_Brownfield | IgnoreSilica | 2019 | 104.7755 | 15.1828 | 0.83151 | 4 | 12952.7028 | 19565.704 | 264.0584 | 398.8733 | 93.9037 | 0 | 139.2684 | 2273336.0513 | 137800.071 | 3065143.4654 | 3369642.0162 | 0 | 224988.7501 | 0 | 3537655.0381 | 9204252.7362 | 6282091.621 | 28094909.7493 | 961560.8286 | 14024609.4364 | 14024609.4364 | 1478867.319 | 6491564.8444 | 0 | 43081080.0144 | 65076121.6142 | 3162277.6602 | 3.326 | 12952.7028 | 19565.704 | 264.0584 | 398.8733
1 | 4100 | 707 | 0.02 | 15 | 15 | 7 | 4.217e-09 | 5spot_SharedNeighbor | Water | Porous | Wet | R600a | MinimizeLCOE_Brownfield | IgnoreSilica | 2019 | 105.1239 | 15.2325 | 0.8357 | 4 | 12908.4195 | 19488.2715 | 263.1556 | 397.2948 | 93.9008 | 0 | 144.8443 | 2278529.8957 | 138109.934 | 3073164.1747 | 3380685.8854 | 0 | 222702.1202 | 0 | 3546344.8839 | 9226861.9326 | 6297522.862 | 28163921.6885 | 961560.8286 | 14024609.4364 | 14024609.4364 | 1478867.319 | 6491564.8444 | 0 | 43150091.9535 | 65145133.5534 | 4216965.0343 | 3.3428 | 12908.4195 | 19488.2715 | 263.1556 | 397.2948
1 | 4100 | 707 | 0.02 | 15 | 15 | 7 | 5.6234e-09 | 5spot_SharedNeighbor | Water | Porous | Wet | R600a | MinimizeLCOE_Brownfield | IgnoreSilica | 2019 | 105.4017 | 15.272 | 0.83893 | 4 | 12875.235 | 19429.7301 | 262.4791 | 396.1013 | 93.8985 | 0 | 134.4695 | 2282666.5803 | 138356.6931 | 3079555.0621 | 3389492.0154 | 0 | 221064.9836 | 0 | 3553342.7804 | 9245069.0239 | 6309949.576 | 28219496.7148 | 961560.8286 | 14024609.4364 | 14024609.4364 | 1478867.319 | 6491564.8444 | 0 | 43205666.9798 | 65200708.5797 | 5623413.2519 | 3.3557 | 12875.235 | 19429.7301 | 262.4791 | 396.1013
1 | 4100 | 707 | 0.02 | 15 | 15 | 7 | 7.4989e-09 | 5spot_SharedNeighbor | Water | Porous | Wet | R600a | MinimizeLCOE_Brownfield | IgnoreSilica | 2019 | 105.6038 | 15.3008 | 0.84133 | 4 | 12850.3633 | 19386.1329 | 261.972 | 395.2125 | 93.8968 | 0 | 151.596 | 2285672.2254 | 138535.9642 | 3084200.1231 | 3395896.1335 | 0 | 219773.2712 | 0 | 3558390.3098 | 9258201.6598 | 6318912.8698 | 28259582.5566 | 961560.8286 | 14024609.4364 | 14024609.4364 | 1478867.319 | 6491564.8444 | 0 | 43245752.8217 | 65240794.4215 | 7498942.0933 | 3.3653 | 12850.3633 | 19386.1329 | 261.972 | 395.2125
1 | 4100 | 707 | 0.02 | 15 | 15 | 7 | 1e-08 | 5spot_SharedNeighbor | Water | Porous | Wet | R600a | MinimizeLCOE_Brownfield | IgnoreSilica | 2019 | 105.765 | 15.3238 | 0.84319 | 4 | 12831.7195 | 19353.1339 | 261.592 | 394.5398 | 93.8954 | 0 | 143.6812 | 2288067.3896 | 138678.8121 | 3087902.623 | 3401002.883 | 0 | 218858.9478 | 0 | 3562459.1556 | 9268787.962 | 6326138.2386 | 28291896.0117 | 961560.8286 | 14024609.4364 | 14024609.4364 | 1478867.319 | 6491564.8444 | 0 | 43278066.2768 | 65273107.8766 | 10000000 | 3.3727 | 12831.7195 | 19353.1339 | 261.592 | 394.5398
1 | 4200 | 707 | 0.02 | 15 | 15 | 7 | 1e-13 | 5spot_SharedNeighbor | Water | Porous | Wet | R600a | MinimizeLCOE_Brownfield | IgnoreSilica | 2019 | 0 | 0 | 0 | 0 |  |  |  |  | 15 |  | 18.8993 | [19 empty] | 100 | 0
1 | 4200 | 707 | 0.02 | 15 | 15 | 7 | 1.3335e-13 | 5spot_SharedNeighbor | Water | Porous | Wet | R600a | MinimizeLCOE_Brownfield | IgnoreSilica | 2019 | 0 | 0 | 0 | 0 |  |  |  |  | 15 |  | 23.4025 | [19 empty] | 133.3521 | 0
1 | 4200 | 707 | 0.02 | 15 | 15 | 7 | 1.7783e-13 | 5spot_SharedNeighbor | Water | Porous | Wet | R600a | MinimizeLCOE_Brownfield | IgnoreSilica | 2019 | 0 | 0 | 0 | 0 |  |  |  |  | 15 |  | 22.0423 | [19 empty] | 177.8279 | 0
1 | 4200 | 707 | 0.02 | 15 | 15 | 7 | 2.3714e-13 | 5spot_SharedNeighbor | Water | Porous | Wet | R600a | MinimizeLCOE_Brownfield | IgnoreSilica | 2019 | 0 | 0 | 0 | 0 |  |  |  |  | 15 |  | 24.5454 | [19 empty] | 237.1374 | 0
1 | 4200 | 707 | 0.02 | 15 | 15 | 7 | 3.1623e-13 | 5spot_SharedNeighbor | Water | Porous | Wet | R600a | MinimizeLCOE_Brownfield | IgnoreSilica | 2019 | 0 | 0 | 0 | 0 |  |  |  |  | 15 |  | 23.6051 | [19 empty] | 316.2278 | 0
1 | 4200 | 707 | 0.02 | 15 | 15 | 7 | 4.217e-13 | 5spot_SharedNeighbor | Water | Porous | Wet | R600a | MinimizeLCOE_Brownfield | IgnoreSilica | 2019 | 0 | 0 | 0 | 0 |  |  |  |  | 15 |  | 24.7276 | [19 empty] | 421.6965 | 0
1 | 4200 | 707 | 0.02 | 15 | 15 | 7 | 5.6234e-13 | 5spot_SharedNeighbor | Water | Porous | Wet | R600a | MinimizeLCOE_Brownfield | IgnoreSilica | 2019 | 0 | 0 | 0 | 0 |  |  |  |  | 15 |  | 29.1201 | [19 empty] | 562.3413 | 0
1 | 4200 | 707 | 0.02 | 15 | 15 | 7 | 7.4989e-13 | 5spot_SharedNeighbor | Water | Porous | Wet | R600a | MinimizeLCOE_Brownfield | IgnoreSilica | 2019 | 0 | 0 | 0 | 0 |  |  |  |  | 15 |  | 27.2299 | [19 empty] | 749.8942 | 0
1 | 4200 | 707 | 0.02 | 15 | 15 | 7 | 1e-12 | 5spot_SharedNeighbor | Water | Porous | Wet | R600a | MinimizeLCOE_Brownfield | IgnoreSilica | 2019 | 1.6 | 0.16134 | 0.00026816 | 4 | 15222706.2246 | 36310577.3347 | 310335.4566 | 740240.2327 | 77.0199 | 0 | 33.31 | 81728.5462 | 4467.4722 | 81907.0338 | 67756.8261 | 0 | 53472.3265 | 0 | 112839.5599 | 293585.3883 | 200378.0601 | 896135.2132 | 961560.8286 | 14470997.6721 | 14470997.6721 | 1478867.319 | 6670120.1387 | 0 | 16328693.7139 | 38948678.8437 | 1000 | 0.0010727 | 15222706.2246 | 36310577.3347 | 310335.4566 | 740240.2327
1 | 4200 | 707 | 0.02 | 15 | 15 | 7 | 1.3335e-12 | 5spot_SharedNeighbor | Water | Porous | Wet | R600a | MinimizeLCOE_Brownfield | IgnoreSilica | 2019 | 1.6 | 0.16135 | 0.0023125 | 4 | 1762171.7615 | 4207544.183 | 35924.2549 | 85776.4793 | 77.022 | 0 | 31.6089 | 81733.1943 | 4467.781 | 81910.1734 | 67758.0275 | 0 | 44294.9789 | 0 | 109264.0204 | 284282.5681 | 194028.6941 | 867739.4377 | 961560.8286 | 14470997.6721 | 14470997.6721 | 1478867.319 | 6670120.1387 | 0 | 16300297.9384 | 38920283.0681 | 1333.5214 | 0.0092501 | 1762171.7615 | 4207544.183 | 35924.2549 | 85776.4793
1 | 4200 | 707 | 0.02 | 15 | 15 | 7 | 1.7783e-12 | 5spot_SharedNeighbor | Water | Porous | Wet | R600a | MinimizeLCOE_Brownfield | IgnoreSilica | 2019 | 2.7157 | 0.32221 | 0.0057893 | 4 | 728304.6607 | 1705100.3826 | 14847.4756 | 34760.7776 | 84.1257 | 0 | 81.1431 | 141406.9401 | 8097.4864 | 141631.4558 | 103553.5498 | 0 | 67990.1622 | 0 | 180445.0418 | 469480.9843 | 320430.4186 | 1433036.0389 | 961560.8286 | 14470997.6721 | 14470997.6721 | 1478867.319 | 6670120.1387 | 0 | 16865594.5396 | 39485579.6694 | 1778.2794 | 0.023157 | 728304.6607 | 1705100.3826 | 14847.4756 | 34760.7776
1 | 4200 | 707 | 0.02 | 15 | 15 | 7 | 2.3714e-12 | 5spot_SharedNeighbor | Water | Porous | Wet | R600a | MinimizeLCOE_Brownfield | IgnoreSilica | 2019 | 3.7487 | 0.47505 | 0.010558 | 4 | 410407.4729 | 946012.3877 | 8366.7115 | 19285.7421 | 87.2446 | 0 | 76.7512 | 190246.7967 | 11114.1013 | 192747.2038 | 136635.2312 | 0 | 82707.8368 | 0 | 239245.9563 | 622468.9021 | 424847.8162 | 1900013.8445 | 961560.8286 | 14470997.6721 | 14470997.6721 | 1478867.319 | 6670120.1387 | 0 | 17332572.3452 | 39952557.475 | 2371.3737 | 0.042233 | 410407.4729 | 946012.3877 | 8366.7115 | 19285.7421
1 | 4200 | 707 | 0.02 | 15 | 15 | 7 | 3.1623e-12 | 5spot_SharedNeighbor | Water | Porous | Wet | R600a | MinimizeLCOE_Brownfield | IgnoreSilica | 2019 | 5.0787 | 0.67439 | 0.017281 | 4 | 258904.6096 | 586141.0939 | 5278.1207 | 11949.279 | 89.5032 | 0 | 64.3806 | 247414.0141 | 14666.5905 | 254660.7091 | 179868.3566 | 0 | 98945.2191 | 0 | 310266.4068 | 807249.5462 | 550964.4026 | 2464035.245 | 961560.8286 | 14470997.6721 | 14470997.6721 | 1478867.319 | 6670120.1387 | 0 | 17896593.7457 | 40516578.8755 | 3162.2777 | 0.069124 | 258904.6096 | 586141.0939 | 5278.1207 | 11949.279
1 | 4200 | 707 | 0.02 | 15 | 15 | 7 | 4.217e-12 | 5spot_SharedNeighbor | Water | Porous | Wet | R600a | MinimizeLCOE_Brownfield | IgnoreSilica | 2019 | 6.6982 | 0.91809 | 0.026357 | 4 | 175820.1841 | 390370.1856 | 3584.3323 | 7958.2242 | 91.0791 | 0 | 87.2178 | 310670.6943 | 18603.5917 | 325549.2697 | 232453.8634 | 0 | 114947.8658 | 0 | 390867.8611 | 1016957.9965 | 694094.729 | 3104145.8715 | 961560.8286 | 14470997.6721 | 14470997.6721 | 1478867.319 | 6670120.1387 | 0 | 18536704.3722 | 41156689.502 | 4216.965 | 0.10543 | 175820.1841 | 390370.1856 | 3584.3323 | 7958.2242
1 | 4200 | 707 | 0.02 | 15 | 15 | 7 | 5.6234e-12 | 5spot_SharedNeighbor | Water | Porous | Wet | R600a | MinimizeLCOE_Brownfield | IgnoreSilica | 2019 | 9.2929 | 1.3108 | 0.038962 | 4 | 125258.7886 | 270399.1235 | 2553.5698 | 5512.4519 | 92.5218 | 0 | 77.9848 | 402884.6073 | 24347.4241 | 432377.4474 | 317101.1295 | 0 | 143461.0023 | 0 | 514866.9282 | 1339578.1333 | 914289.6016 | 4088906.2738 | 961560.8286 | 14470997.6721 | 14470997.6721 | 1478867.319 | 6670120.1387 | 0 | 19521464.7745 | 42141449.9042 | 5623.4133 | 0.15585 | 125258.7886 | 270399.1235 | 2553.5698 | 5512.4519
1 | 4200 | 707 | 0.02 | 15 | 15 | 7 | 7.4989e-12 | 5spot_SharedNeighbor | Water | Porous | Wet | R600a | MinimizeLCOE_Brownfield | IgnoreSilica | 2019 | 11.6339 | 1.6663 | 0.055177 | 4 | 92128.5079 | 194617.3445 | 1878.1642 | 3967.5378 | 93.2967 | 0 | 105.0125 | 479321.9101 | 29106.9637 | 523554.1538 | 393694.45 | 0 | 156637.716 | 0 | 617102.9255 | 1605575.2269 | 1095838.0836 | 4900831.4294 | 961560.8286 | 14470997.6721 | 14470997.6721 | 1478867.319 | 6670120.1387 | 0 | 20333389.9301 | 42953375.0599 | 7498.9421 | 0.22071 | 92128.5079 | 194617.3445 | 1878.1642 | 3967.5378
1 | 4200 | 707 | 0.02 | 15 | 15 | 7 | 1e-11 | 5spot_SharedNeighbor | Water | Porous | Wet | R600a | MinimizeLCOE_Brownfield | IgnoreSilica | 2019 | 15.1051 | 2.1929 | 0.076856 | 4 | 69927.7745 | 143506.7902 | 1425.5723 | 2925.58 | 93.9997 | 0 | 74.8071 | 583970.9748 | 35609.7517 | 651854.1848 | 506778.2633 | 0 | 179955.8228 | 0 | 763685.909 | 1986954.0817 | 1356136.9886 | 6064945.9769 | 961560.8286 | 14470997.6721 | 14470997.6721 | 1478867.319 | 6670120.1387 | 0 | 21497504.4776 | 44117489.6074 | 10000 | 0.30742 | 69927.7745 | 143506.7902 | 1425.5723 | 2925.58
1 | 4200 | 707 | 0.02 | 15 | 15 | 7 | 1.3335e-11 | 5spot_SharedNeighbor | Water | Porous | Wet | R600a | MinimizeLCOE_Brownfield | IgnoreSilica | 2019 | 19.4218 | 2.8486 | 0.10489 | 4 | 54525.8003 | 108439.4215 | 1111.5822 | 2210.6843 | 94.5297 | 0 | 60.9403 | 704258.3309 | 43072.6966 | 803274.9837 | 647815.981 | 0 | 205085.5269 | 0 | 937367.9324 | 2438839.0796 | 1664557.785 | 7444272.3161 | 961560.8286 | 14470997.6721 | 14470997.6721 | 1478867.319 | 6670120.1387 | 0 | 22876830.8168 | 45496815.9466 | 13335.2143 | 0.41956 | 54525.8003 | 108439.4215 | 1111.5822 | 2210.6843
1 | 4200 | 707 | 0.02 | 15 | 15 | 7 | 1.7783e-11 | 5spot_SharedNeighbor | Water | Porous | Wet | R600a | MinimizeLCOE_Brownfield | IgnoreSilica | 2019 | 24.7251 | 3.6546 | 0.14083 | 4 | 43480.5379 | 83635.0614 | 886.4096 | 1705.0139 | 94.932 | 0 | 46.894 | 841286.2462 | 51557.5469 | 980163.4057 | 821130.5128 | 0 | 231372.9766 | 0 | 1140949.1684 | 2968515.6952 | 2026072.9589 | 9061048.5106 | 961560.8286 | 14470997.6721 | 14470997.6721 | 1478867.319 | 6670120.1387 | 0 | 24493607.0113 | 47113592.1411 | 17782.7941 | 0.56332 | 43480.5379 | 83635.0614 | 886.4096 | 1705.0139
1 | 4200 | 707 | 0.02 | 15 | 15 | 7 | 2.3714e-11 | 5spot_SharedNeighbor | Water | Porous | Wet | R600a | MinimizeLCOE_Brownfield | IgnoreSilica | 2019 | 31.1151 | 4.6258 | 0.18601 | 4 | 35424.0779 | 65826.2894 | 722.1677 | 1341.9579 | 95.2383 | 0 | 51.0862 | 994936.732 | 61051.2601 | 1183258.652 | 1029652.2756 | 0 | 258037.7917 | 0 | 1375505.3174 | 3578782.681 | 2442592.7164 | 10923817.4263 | 961560.8286 | 14470997.6721 | 14470997.6721 | 1478867.319 | 6670120.1387 | 0 | 26356375.927 | 48976361.0567 | 23713.7371 | 0.74402 | 35424.0779 | 65826.2894 | 722.1677 | 1341.9579
1 | 4200 | 707 | 0.02 | 15 | 15 | 7 | 3.1623e-11 | 5spot_SharedNeighbor | Water | Porous | Wet | R600a | MinimizeLCOE_Brownfield | IgnoreSilica | 2019 | 38.5741 | 5.7599 | 0.24128 | 4 | 29470.3822 | 52907.8122 | 600.7936 | 1078.5973 | 95.4707 | 0 | 53.2739 | 1162708.4845 | 71396.3216 | 1409884.3298 | 1273002.3663 | 0 | 283492.1599 | 0 | 1638188.6282 | 4262230.7718 | 2909060.0818 | 13009963.1438 | 961560.8286 | 14470997.6721 | 14470997.6721 | 1478867.319 | 6670120.1387 | 0 | 28442521.6445 | 51062506.7743 | 31622.7766 | 0.96512 | 29470.3822 | 52907.8122 | 600.7936 | 1078.5973
1 | 4200 | 707 | 0.02 | 15 | 15 | 7 | 4.217e-11 | 5spot_SharedNeighbor | Water | Porous | Wet | R600a | MinimizeLCOE_Brownfield | IgnoreSilica | 2019 | 46.9003 | 7.026 | 0.30634 | 4 | 25039.4188 | 43498.9996 | 510.4624 | 886.7859 | 95.6439 | 0 | 66.3205 | 1338865.23 | 82236.5175 | 1652574.8473 | 1544660.0211 | 0 | 305452.2475 | 0 | 1920277.6567 | 4996168.5596 | 3409987.7029 | 15250222.7826 | 961560.8286 | 14470997.6721 | 14470997.6721 | 1478867.319 | 6670120.1387 | 0 | 30682781.2833 | 53302766.4131 | 42169.6503 | 1.2254 | 25039.4188 | 43498.9996 | 510.4624 | 886.7859
1 | 4200 | 707 | 0.02 | 15 | 15 | 7 | 5.6234e-11 | 5spot_SharedNeighbor | Water | Porous | Wet | R600a | MinimizeLCOE_Brownfield | IgnoreSilica | 2019 | 55.6823 | 8.3606 | 0.37911 | 4 | 21735.8886 | 36652.4932 | 443.1155 | 747.2107 | 95.7655 | 0 | 76.9573 | 1514652.7762 | 93030.8835 | 1899098.4166 | 1831121.2549 | 0 | 321430.6805 | 0 | 2207140.2646 | 5742526.2217 | 3919392.1434 | 17528392.6414 | 961560.8286 | 14470997.6721 | 14470997.6721 | 1478867.319 | 6670120.1387 | 0 | 32960951.1421 | 55580936.2718 | 56234.1325 | 1.5164 | 21735.8886 | 36652.4932 | 443.1155 | 747.2107
1 | 4200 | 707 | 0.02 | 15 | 15 | 7 | 7.4989e-11 | 5spot_SharedNeighbor | Water | Porous | Wet | R600a | MinimizeLCOE_Brownfield | IgnoreSilica | 2019 | 64.3741 | 9.6793 | 0.45571 | 4 | 19277.2027 | 31686.4713 | 392.9919 | 645.9716 | 95.8406 | 0 | 62.5228 | 1680253.9486 | 103175.6451 | 2135048.9734 | 2114435.2611 | 0 | 329659.098 | 0 | 2481403.4412 | 6456102.7482 | 4406422.7853 | 19706501.9009 | 961560.8286 | 14470997.6721 | 14470997.6721 | 1478867.319 | 6670120.1387 | 0 | 35139060.4016 | 57759045.5314 | 74989.4209 | 1.8228 | 19277.2027 | 31686.4713 | 392.9919 | 645.9716
1 | 4200 | 707 | 0.02 | 15 | 15 | 7 | 1e-10 | 5spot_SharedNeighbor | Water | Porous | Wet | R600a | MinimizeLCOE_Brownfield | IgnoreSilica | 2019 | 72.4445 | 10.9002 | 0.5314 | 4 | 17452.1082 | 28093.7368 | 355.7848 | 572.7288 | 95.877 | 0 | 71.0584 | 1827540.5522 | 112175.2968 | 2347841.1419 | 2377175.0928 | 0 | 329810.111 | 0 | 2727871.456 | 7097361.965 | 4844095.3773 | 21663870.9931 | 961560.8286 | 14470997.6721 | 14470997.6721 | 1478867.319 | 6670120.1387 | 0 | 37096429.4938 | 59716414.6236 | 100000 | 2.1256 | 17452.1082 | 28093.7368 | 355.7848 | 572.7288
1 | 4200 | 707 | 0.02 | 15 | 15 | 7 | 1.3335e-10 | 5spot_SharedNeighbor | Water | Porous | Wet | R600a | MinimizeLCOE_Brownfield | IgnoreSilica | 2019 | 79.5823 | 11.9762 | 0.60215 | 4 | 16099.5697 | 25490.9695 | 328.2115 | 519.6679 | 95.8858 | 0 | 69.6054 | 1953135.7318 | 119829.5899 | 2531462.9088 | 2609199.4273 | 0 | 323573.8124 | 0 | 2939508.5734 | 7647998.3318 | 5219916.0121 | 23344624.3876 | 961560.8286 | 14470997.6721 | 14470997.6721 | 1478867.319 | 6670120.1387 | 0 | 38777182.8883 | 61397168.0181 | 133352.1432 | 2.4086 | 16099.5697 | 25490.9695 | 328.2115 | 519.6679
1 | 4200 | 707 | 0.02 | 15 | 15 | 7 | 1.7783e-10 | 5spot_SharedNeighbor | Water | Porous | Wet | R600a | MinimizeLCOE_Brownfield | IgnoreSilica | 2019 | 85.6381 | 12.8855 | 0.66511 | 4 | 15097.4278 | 23599.7372 | 307.7815 | 481.1126 | 95.8775 | 0 | 81.1626 | 2056517.8516 | 126114.6525 | 2684113.1875 | 2805731.6596 | 0 | 313120.4148 | 0 | 3114383.1288 | 8102986.0532 | 5530454.481 | 24733421.429 | 961560.8286 | 14470997.6721 | 14470997.6721 | 1478867.319 | 6670120.1387 | 0 | 40165979.9297 | 62785965.0595 | 177827.941 | 2.6605 | 15097.4278 | 23599.7372 | 307.7815 | 481.1126
1 | 4200 | 707 | 0.02 | 15 | 15 | 7 | 2.3714e-10 | 5spot_SharedNeighbor | Water | Porous | Wet | R600a | MinimizeLCOE_Brownfield | IgnoreSilica | 2019 | 90.6144 | 13.63 | 0.71897 | 4 | 14354.2134 | 22219.5868 | 292.6301 | 452.9763 | 95.8608 | 0 | 85.5757 | 2139419.6728 | 131143.6023 | 2807513.4768 | 2966982.5803 | 0 | 300607.6011 | 0 | 3254810.104 | 8468348.2372 | 5779821.679 | 25848646.9535 | 961560.8286 | 14470997.6721 | 14470997.6721 | 1478867.319 | 6670120.1387 | 0 | 41281205.4541 | 63901190.5839 | 237137.3706 | 2.8759 | 14354.2134 | 22219.5868 | 292.6301 | 452.9763
1 | 4200 | 707 | 0.02 | 15 | 15 | 7 | 3.1623e-10 | 5spot_SharedNeighbor | Water | Porous | Wet | R600a | MinimizeLCOE_Brownfield | IgnoreSilica | 2019 | 93.687 | 14.0883 | 0.76031 | 4 | 13784.5342 | 21222.2403 | 281.0164 | 432.6441 | 95.8463 | 0 | 120.4848 | 2189719.8125 | 134189.779 | 2882820.3549 | 3066422.3002 | 0 | 279512.0132 | 0 | 3335539.0614 | 8678388.4245 | 5923178.4228 | 26489770.1686 | 961560.8286 | 14470997.6721 | 14470997.6721 | 1478867.319 | 6670120.1387 | 0 | 41922328.6693 | 64542313.7991 | 316227.766 | 3.0413 | 13784.5342 | 21222.2403 | 281.0164 | 432.6441
1 | 4200 | 707 | 0.02 | 15 | 15 | 7 | 4.217e-10 | 5spot_SharedNeighbor | Water | Porous | Wet | R600a | MinimizeLCOE_Brownfield | IgnoreSilica | 2019 | 98.113 | 14.7466 | 0.80215 | 4 | 13377.9335 | 20427.7369 | 272.7273 | 416.447 | 95.8201 | 0 | 68.5076 | 2261034.009 | 138501.7138 | 2990152.9617 | 3209490.8133 | 0 | 277023.7741 | 0 | 3461719.276 | 9006683.46 | 6147246.5303 | 27491852.5381 | 961560.8286 | 14470997.6721 | 14470997.6721 | 1478867.319 | 6670120.1387 | 0 | 42924411.0388 | 65544396.1686 | 421696.5034 | 3.2086 | 13377.9335 | 20427.7369 | 272.7273 | 416.447
1 | 4200 | 707 | 0.02 | 15 | 15 | 7 | 5.6234e-10 | 5spot_SharedNeighbor | Water | Porous | Wet | R600a | MinimizeLCOE_Brownfield | IgnoreSilica | 2019 | 100.5218 | 15.1039 | 0.83046 | 4 | 13076.136 | 19885.5859 | 266.5747 | 405.3946 | 95.8033 | 0 | 85.0274 | 2299290.7347 | 140811.3465 | 3048010.0689 | 3287264.4266 | 0 | 266321.1467 | 0 | 3526262.1121 | 9174610.6799 | 6261860.3084 | 28004430.8238 | 961560.8286 | 14470997.6721 | 14470997.6721 | 1478867.319 | 6670120.1387 | 0 | 43436989.3245 | 66056974.4543 | 562341.3252 | 3.3219 | 13076.136 | 19885.5859 | 266.5747 | 405.3946
1 | 4200 | 707 | 0.02 | 15 | 15 | 7 | 7.4989e-10 | 5spot_SharedNeighbor | Water | Porous | Wet | R600a | MinimizeLCOE_Brownfield | IgnoreSilica | 2019 | 102.366 | 15.377 | 0.85256 | 4 | 12850.9033 | 19483.8613 | 261.983 | 397.2049 | 95.7892 | 0 | 73.3914 | 2328322.3214 | 142562.3627 | 3092045.8086 | 3346763.7457 | 0 | 257174.9009 | 0 | 3575078.9643 | 9301622.1156 | 6348548.2231 | 28392118.4423 | 961560.8286 | 14470997.6721 | 14470997.6721 | 1478867.319 | 6670120.1387 | 0 | 43824676.943 | 66444662.0728 | 749894.2093 | 3.4102 | 12850.9033 | 19483.8613 | 261.983 | 397.2049
1 | 4200 | 707 | 0.02 | 15 | 15 | 7 | 1e-09 | 5spot_SharedNeighbor | Water | Porous | Wet | R600a | MinimizeLCOE_Brownfield | IgnoreSilica | 2019 | 103.7887 | 15.5873 | 0.86972 | 4 | 12682.6186 | 19184.6729 | 258.5523 | 391.1055 | 95.7777 | 0 | 63.7462 | 2350567.2438 | 143903.0484 | 3125863.8049 | 3392635.7523 | 0 | 249746.2241 | 0 | 3612459.2687 | 9398877.9998 | 6414927.3625 | 28688980.7046 | 961560.8286 | 14470997.6721 | 14470997.6721 | 1478867.319 | 6670120.1387 | 0 | 44121539.2053 | 66741524.3351 | 1000000 | 3.4789 | 12682.6186 | 19184.6729 | 258.5523 | 391.1055
1 | 4200 | 707 | 0.02 | 15 | 15 | 7 | 1.3335e-09 | 5spot_SharedNeighbor | Water | Porous | Wet | R600a | MinimizeLCOE_Brownfield | IgnoreSilica | 2019 | 104.8487 | 15.7439 | 0.8828 | 4 | 12556.7699 | 18962.5478 | 255.9867 | 386.5772 | 95.7688 | 0 | 66.1153 | 2367056.7819 | 144896.2917 | 3150975.2006 | 3426798.0566 | 0 | 243612.1184 | 0 | 3640001.9952 | 9470538.5244 | 6463837.143 | 28907716.1119 | 961560.8286 | 14470997.6721 | 14470997.6721 | 1478867.319 | 6670120.1387 | 0 | 44340274.6126 | 66960259.7424 | 1333521.4322 | 3.5312 | 12556.7699 | 18962.5478 | 255.9867 | 386.5772
1 | 4200 | 707 | 0.02 | 15 | 15 | 7 | 1.7783e-09 | 5spot_SharedNeighbor | Water | Porous | Wet | R600a | MinimizeLCOE_Brownfield | IgnoreSilica | 2019 | 105.6646 | 15.8643 | 0.89284 | 4 | 12462.5912 | 18796.3384 | 254.0668 | 383.1888 | 95.7617 | 0 | 64.6451 | 2379700.4984 | 145657.5522 | 3170254.7823 | 3453084.4469 | 0 | 238855.8085 | 0 | 3661145.7045 | 9525550.1187 | 6501383.6865 | 29075632.5981 | 961560.8286 | 14470997.6721 | 14470997.6721 | 1478867.319 | 6670120.1387 | 0 | 44508191.0988 | 67128176.2286 | 1778279.41 | 3.5713 | 12462.5912 | 18796.3384 | 254.0668 | 383.1888
1 | 4200 | 707 | 0.02 | 15 | 15 | 7 | 2.3714e-09 | 5spot_SharedNeighbor | Water | Porous | Wet | R600a | MinimizeLCOE_Brownfield | IgnoreSilica | 2019 | 106.2707 | 15.9537 | 0.90041 | 4 | 12392.0759 | 18672.5216 | 252.6292 | 380.6646 | 95.7563 | 0 | 79.8395 | 2389066.0085 | 146221.2486 | 3184549.6376 | 3472606.979 | 0 | 235068.5382 | 0 | 3676729.8407 | 9566096.8445 | 6529057.66 | 29199396.7571 | 961560.8286 | 14470997.6721 | 14470997.6721 | 1478867.319 | 6670120.1387 | 0 | 44631955.2578 | 67251940.3876 | 2371373.7057 | 3.6017 | 12392.0759 | 18672.5216 | 252.6292 | 380.6646
1 | 4200 | 707 | 0.02 | 15 | 15 | 7 | 3.1623e-09 | 5spot_SharedNeighbor | Water | Porous | Wet | R600a | MinimizeLCOE_Brownfield | IgnoreSilica | 2019 | 106.7387 | 16.0227 | 0.90621 | 4 | 12339.2575 | 18579.5549 | 251.5525 | 378.7694 | 95.7521 | 0 | 84.6886 | 2396282.1199 | 146655.4673 | 3195571.903 | 3487678.9499 | 0 | 232219.9259 | 0 | 3688779.2628 | 9597446.9691 | 6550454.7642 | 29295089.3622 | 961560.8286 | 14470997.6721 | 14470997.6721 | 1478867.319 | 6670120.1387 | 0 | 44727647.8629 | 67347632.9927 | 3162277.6602 | 3.6248 | 12339.2575 | 18579.5549 | 251.5525 | 378.7694
1 | 4200 | 707 | 0.02 | 15 | 15 | 7 | 4.217e-09 | 5spot_SharedNeighbor | Water | Porous | Wet | R600a | MinimizeLCOE_Brownfield | IgnoreSilica | 2019 | 107.0749 | 16.0722 | 0.9105 | 4 | 12299.6832 | 18510.5409 | 250.7457 | 377.3624 | 95.749 | 0 | 75.9642 | 2401456.6862 | 146966.7792 | 3203480.209 | 3498503.016 | 0 | 229917.918 | 0 | 3697326.5973 | 9619685.3801 | 6565632.9367 | 29362969.5225 | 961560.8286 | 14470997.6721 | 14470997.6721 | 1478867.319 | 6670120.1387 | 0 | 44795528.0232 | 67415513.153 | 4216965.0343 | 3.642 | 12299.6832 | 18510.5409 | 250.7457 | 377.3624
1 | 4200 | 707 | 0.02 | 15 | 15 | 7 | 5.6234e-09 | 5spot_SharedNeighbor | Water | Porous | Wet | R600a | MinimizeLCOE_Brownfield | IgnoreSilica | 2019 | 107.3307 | 16.1099 | 0.91376 | 4 | 12270.0256 | 18458.7696 | 250.1411 | 376.307 | 95.7466 | 0 | 81.0763 | 2405389.0539 | 147203.3252 | 3209492.4917 | 3506737.6468 | 0 | 228183.1339 | 0 | 3703832.2041 | 9636611.6347 | 6577185.4532 | 29414634.9437 | 961560.8286 | 14470997.6721 | 14470997.6721 | 1478867.319 | 6670120.1387 | 0 | 44847193.4444 | 67467178.5742 | 5623413.2519 | 3.655 | 12270.0256 | 18458.7696 | 250.1411 | 376.307
1 | 4200 | 707 | 0.02 | 15 | 15 | 7 | 7.4989e-09 | 5spot_SharedNeighbor | Water | Porous | Wet | R600a | MinimizeLCOE_Brownfield | IgnoreSilica | 2019 | 107.5398 | 16.1407 | 0.91629 | 4 | 12247.7962 | 18419.4237 | 249.6879 | 375.5049 | 95.7447 | 0 | 79.1627 | 2408601.1686 | 147396.5253 | 3214405.0848 | 3513469.6791 | 0 | 226985.7418 | 0 | 3709234.6978 | 9650667.8151 | 6586779.0852 | 29457539.7976 | 961560.8286 | 14470997.6721 | 14470997.6721 | 1478867.319 | 6670120.1387 | 0 | 44890098.2982 | 67510083.428 | 7498942.0933 | 3.6652 | 12247.7962 | 18419.4237 | 249.6879 | 375.5049
1 | 4200 | 707 | 0.02 | 15 | 15 | 7 | 1e-08 | 5spot_SharedNeighbor | Water | Porous | Wet | R600a | MinimizeLCOE_Brownfield | IgnoreSilica | 2019 | 107.6861 | 16.1622 | 0.91814 | 4 | 12231.1324 | 18390.3078 | 249.3482 | 374.9113 | 95.7433 | 0 | 76.5724 | 2410847.0134 | 147531.5949 | 3217840.7316 | 3518179.7254 | 0 | 226001.76 | 0 | 3712956.3218 | 9660350.7173 | 6593387.8649 | 29487095.7293 | 961560.8286 | 14470997.6721 | 14470997.6721 | 1478867.319 | 6670120.1387 | 0 | 44919654.23 | 67539639.3598 | 10000000 | 3.6726 | 12231.1324 | 18390.3078 | 249.3482 | 374.9113
1 | 4300 | 707 | 0.02 | 15 | 15 | 7 | 1e-13 | 5spot_SharedNeighbor | Water | Porous | Wet | R600a | MinimizeLCOE_Brownfield | IgnoreSilica | 2019 | 0 | 0 | 0 | 0 |  |  |  |  | 15 |  | 19.957 | [19 empty] | 100 | 0
1 | 4300 | 707 | 0.02 | 15 | 15 | 7 | 1.3335e-13 | 5spot_SharedNeighbor | Water | Porous | Wet | R600a | MinimizeLCOE_Brownfield | IgnoreSilica | 2019 | 0 | 0 | 0 | 0 |  |  |  |  | 15 |  | 21.9084 | [19 empty] | 133.3521 | 0
1 | 4300 | 707 | 0.02 | 15 | 15 | 7 | 1.7783e-13 | 5spot_SharedNeighbor | Water | Porous | Wet | R600a | MinimizeLCOE_Brownfield | IgnoreSilica | 2019 | 0 | 0 | 0 | 0 |  |  |  |  | 15 |  | 23.0631 | [19 empty] | 177.8279 | 0
1 | 4300 | 707 | 0.02 | 15 | 15 | 7 | 2.3714e-13 | 5spot_SharedNeighbor | Water | Porous | Wet | R600a | MinimizeLCOE_Brownfield | IgnoreSilica | 2019 | 0 | 0 | 0 | 0 |  |  |  |  | 15 |  | 22.1123 | [19 empty] | 237.1374 | 0
1 | 4300 | 707 | 0.02 | 15 | 15 | 7 | 3.1623e-13 | 5spot_SharedNeighbor | Water | Porous | Wet | R600a | MinimizeLCOE_Brownfield | IgnoreSilica | 2019 | 0 | 0 | 0 | 0 |  |  |  |  | 15 |  | 22.7011 | [19 empty] | 316.2278 | 0
1 | 4300 | 707 | 0.02 | 15 | 15 | 7 | 4.217e-13 | 5spot_SharedNeighbor | Water | Porous | Wet | R600a | MinimizeLCOE_Brownfield | IgnoreSilica | 2019 | 0 | 0 | 0 | 0 |  |  |  |  | 15 |  | 23.1266 | [19 empty] | 421.6965 | 0
1 | 4300 | 707 | 0.02 | 15 | 15 | 7 | 5.6234e-13 | 5spot_SharedNeighbor | Water | Porous | Wet | R600a | MinimizeLCOE_Brownfield | IgnoreSilica | 2019 | 0 | 0 | 0 | 0 |  |  |  |  | 15 |  | 28.3268 | [19 empty] | 562.3413 | 0
1 | 4300 | 707 | 0.02 | 15 | 15 | 7 | 7.4989e-13 | 5spot_SharedNeighbor | Water | Porous | Wet | R600a | MinimizeLCOE_Brownfield | IgnoreSilica | 2019 | 0 | 0 | 0 | 0 |  |  |  |  | 15 |  | 27.6962 | [19 empty] | 749.8942 | 0
1 | 4300 | 707 | 0.02 | 15 | 15 | 7 | 1e-12 | 5spot_SharedNeighbor | Water | Porous | Wet | R600a | MinimizeLCOE_Brownfield | IgnoreSilica | 2019 | 1.6 | 0.16559 | 0.0008793 | 4 | 4774516.5389 | 11385800.9184 | 97334.9777 | 232114.9522 | 78.079 | 0 | 29.7838 | 84171.0379 | 4630.4495 | 83551.9805 | 68361.6218 | 0 | 52469.6213 | 0 | 114342.0373 | 297494.5262 | 203046.127 | 908067.4014 | 961560.8286 | 14923245.9986 | 14923245.9986 | 1478867.319 | 6851019.4693 | 0 | 16792874.2286 | 40046007.0155 | 1000 | 0.0035172 | 4774516.5389 | 11385800.9184 | 97334.9777 | 232114.9522
1 | 4300 | 707 | 0.02 | 15 | 15 | 7 | 1.3335e-12 | 5spot_SharedNeighbor | Water | Porous | Wet | R600a | MinimizeLCOE_Brownfield | IgnoreSilica | 2019 | 2.1182 | 0.24157 | 0.0033905 | 4 | 1257616.9968 | 2972179.8304 | 25638.2235 | 60591.906 | 82.3419 | 0 | 342.454 | 113930.0646 | 6442.2424 | 112641.5705 | 84939.3729 | 0 | 60176.8414 | 0 | 147470.7358 | 383688.6042 | 261875.3564 | 1171164.7881 | 961560.8286 | 14923245.9986 | 14923245.9986 | 1478867.319 | 6851019.4693 | 0 | 17055971.6154 | 40309104.4023 | 1333.5214 | 0.013562 | 1257616.9968 | 2972179.8304 | 25638.2235 | 60591.906
1 | 4300 | 707 | 0.02 | 15 | 15 | 7 | 1.7783e-12 | 5spot_SharedNeighbor | Water | Porous | Wet | R600a | MinimizeLCOE_Brownfield | IgnoreSilica | 2019 | 2.9982 | 0.37453 | 0.0072597 | 4 | 602254.5379 | 1403018.338 | 12277.7734 | 28602.4265 | 86.5592 | 0 | 70.6071 | 160384.5878 | 9317.7861 | 159448.0114 | 113540.4983 | 0 | 75147.4937 | 0 | 201956.9671 | 525450.6014 | 358630.8324 | 1603876.7782 | 961560.8286 | 14923245.9986 | 14923245.9986 | 1478867.319 | 6851019.4693 | 0 | 17488683.6055 | 40741816.3924 | 1778.2794 | 0.029039 | 602254.5379 | 1403018.338 | 12277.7734 | 28602.4265
1 | 4300 | 707 | 0.02 | 15 | 15 | 7 | 2.3714e-12 | 5spot_SharedNeighbor | Water | Porous | Wet | R600a | MinimizeLCOE_Brownfield | IgnoreSilica | 2019 | 4.1165 | 0.54675 | 0.012887 | 4 | 349220.4855 | 800324.4841 | 7119.332 | 16315.6971 | 89.5155 | 0 | 81.7665 | 213906.3042 | 12665.517 | 215310.3364 | 150367.0397 | 0 | 91104.461 | 0 | 266507.9267 | 693398.9571 | 473259.0361 | 2116519.5783 | 961560.8286 | 14923245.9986 | 14923245.9986 | 1478867.319 | 6851019.4693 | 0 | 18001326.4055 | 41254459.1924 | 2371.3737 | 0.051547 | 349220.4855 | 800324.4841 | 7119.332 | 16315.6971
1 | 4300 | 707 | 0.02 | 15 | 15 | 7 | 3.1623e-12 | 5spot_SharedNeighbor | Water | Porous | Wet | R600a | MinimizeLCOE_Brownfield | IgnoreSilica | 2019 | 5.4996 | 0.76165 | 0.020674 | 4 | 224822.4549 | 506015.3645 | 4583.3098 | 10315.8076 | 91.5999 | 0 | 86.7672 | 273986.9957 | 16439.5233 | 280246.9576 | 195936.6042 | 0 | 107323.5989 | 0 | 340834.1351 | 886780.5048 | 605245.916 | 2706794.2355 | 961560.8286 | 14923245.9986 | 14923245.9986 | 1478867.319 | 6851019.4693 | 0 | 18591601.0628 | 41844733.8497 | 3162.2777 | 0.082695 | 224822.4549 | 506015.3645 | 4583.3098 | 10315.8076
1 | 4300 | 707 | 0.02 | 15 | 15 | 7 | 4.217e-12 | 5spot_SharedNeighbor | Water | Porous | Wet | R600a | MinimizeLCOE_Brownfield | IgnoreSilica | 2019 | 7.2272 | 1.0312 | 0.031178 | 4 | 154628.9522 | 341082.751 | 3152.3203 | 6953.4332 | 93.0989 | 0 | 73.1992 | 342466.0913 | 20746.8821 | 356693.1891 | 253314.5653 | 0 | 124321.7816 | 0 | 428041.5787 | 1113676.3844 | 760107.0161 | 3399367.4887 | 961560.8286 | 14923245.9986 | 14923245.9986 | 1478867.319 | 6851019.4693 | 0 | 19284174.3159 | 42537307.1028 | 4216.965 | 0.12471 | 154628.9522 | 341082.751 | 3152.3203 | 6953.4332
1 | 4300 | 707 | 0.02 | 15 | 15 | 7 | 5.6234e-12 | 5spot_SharedNeighbor | Water | Porous | Wet | R600a | MinimizeLCOE_Brownfield | IgnoreSilica | 2019 | 9.6218 | 1.4072 | 0.045654 | 4 | 110601.5928 | 237934.9711 | 2254.7631 | 4850.6262 | 94.3829 | 0 | 50.4769 | 429700.0386 | 26239.8438 | 456987.2868 | 332661.3206 | 0 | 146881.1243 | 0 | 543063.1495 | 1412938.9174 | 964359.8441 | 4312831.5251 | 961560.8286 | 14923245.9986 | 14923245.9986 | 1478867.319 | 6851019.4693 | 0 | 20197638.3523 | 43450771.1392 | 5623.4133 | 0.18262 | 110601.5928 | 237934.9711 | 2254.7631 | 4850.6262
1 | 4300 | 707 | 0.02 | 15 | 15 | 7 | 7.4989e-12 | 5spot_SharedNeighbor | Water | Porous | Wet | R600a | MinimizeLCOE_Brownfield | IgnoreSilica | 2019 | 12.4964 | 1.8587 | 0.064442 | 4 | 82353.1109 | 172562.9333 | 1678.8796 | 3517.9288 | 95.2642 | 0 | 55.2642 | 525460.2982 | 32259.7512 | 570548.4695 | 428018.2311 | 0 | 168829.8146 | 0 | 672795.4602 | 1750475.778 | 1194735.6872 | 5343123.4898 | 961560.8286 | 14923245.9986 | 14923245.9986 | 1478867.319 | 6851019.4693 | 0 | 21227930.317 | 44481063.1039 | 7498.9421 | 0.25777 | 82353.1109 | 172562.9333 | 1678.8796 | 3517.9288
1 | 4300 | 707 | 0.02 | 15 | 15 | 7 | 1e-11 | 5spot_SharedNeighbor | Water | Porous | Wet | R600a | MinimizeLCOE_Brownfield | IgnoreSilica | 2019 | 16.177 | 2.4371 | 0.089119 | 4 | 63063.6344 | 128294.1874 | 1285.6375 | 2615.4505 | 95.9443 | 0 | 64.6947 | 638371.6479 | 39344.6724 | 708269.3755 | 549807.1851 | 0 | 193794.2031 | 0 | 830538.9627 | 2160892.014 | 1474853.2015 | 6595871.2622 | 961560.8286 | 14923245.9986 | 14923245.9986 | 1478867.319 | 6851019.4693 | 0 | 22480678.0894 | 45733810.8763 | 10000 | 0.35648 | 63063.6344 | 128294.1874 | 1285.6375 | 2615.4505
1 | 4300 | 707 | 0.02 | 15 | 15 | 7 | 1.3335e-11 | 5spot_SharedNeighbor | Water | Porous | Wet | R600a | MinimizeLCOE_Brownfield | IgnoreSilica | 2019 | 20.7472 | 3.1559 | 0.12112 | 4 | 49455.528 | 97449.6164 | 1008.2178 | 1986.6422 | 96.4591 | 0 | 44.9374 | 768031.7139 | 47465.4026 | 870623.2089 | 701171.3007 | 0 | 220306.7172 | 0 | 1016963.3538 | 2645930.0388 | 1805901.6199 | 8076393.3557 | 961560.8286 | 14923245.9986 | 14923245.9986 | 1478867.319 | 6851019.4693 | 0 | 23961200.183 | 47214332.9699 | 13335.2143 | 0.4845 | 49455.528 | 97449.6164 | 1008.2178 | 1986.6422
1 | 4300 | 707 | 0.02 | 15 | 15 | 7 | 1.7783e-11 | 5spot_SharedNeighbor | Water | Porous | Wet | R600a | MinimizeLCOE_Brownfield | IgnoreSilica | 2019 | 26.3692 | 4.0406 | 0.16207 | 4 | 39643.5495 | 75512.3976 | 808.1874 | 1539.4224 | 96.852 | 0 | 63.4286 | 916062.8362 | 56717.7182 | 1060620.668 | 887420.7624 | 0 | 248242.8271 | 0 | 1235935.2767 | 3215650.0647 | 2194747.2442 | 9815397.3976 | 961560.8286 | 14923245.9986 | 14923245.9986 | 1478867.319 | 6851019.4693 | 0 | 25700204.2248 | 48953337.0118 | 17782.7941 | 0.64828 | 39643.5495 | 75512.3976 | 808.1874 | 1539.4224
1 | 4300 | 707 | 0.02 | 15 | 15 | 7 | 2.3714e-11 | 5spot_SharedNeighbor | Water | Porous | Wet | R600a | MinimizeLCOE_Brownfield | IgnoreSilica | 2019 | 33.2 | 5.1159 | 0.21381 | 4 | 32415.5287 | 59604.7443 | 660.8344 | 1215.1233 | 97.1542 | 0 | 126.4418 | 1083572.4728 | 67164.8681 | 1280689.4874 | 1113651.934 | 0 | 277031.5648 | 0 | 1490623.0276 | 3878295.349 | 2647016.2667 | 11838044.9705 | 961560.8286 | 14923245.9986 | 14923245.9986 | 1478867.319 | 6851019.4693 | 0 | 27722851.7977 | 50975984.5846 | 23713.7371 | 0.85523 | 32415.5287 | 59604.7443 | 660.8344 | 1215.1233
1 | 4300 | 707 | 0.02 | 15 | 15 | 7 | 3.1623e-11 | 5spot_SharedNeighbor | Water | Porous | Wet | R600a | MinimizeLCOE_Brownfield | IgnoreSilica | 2019 | 41.0218 | 6.3476 | 0.27624 | 4 | 27099.0398 | 48143.1259 | 552.4506 | 981.4627 | 97.3797 | 0 | 142.6778 | 1263109.3925 | 78338.249 | 1521670.342 | 1372651.831 | 0 | 303374.8846 | 0 | 1770266.4327 | 4605870.1262 | 3143601.0023 | 14058882.2603 | 961560.8286 | 14923245.9986 | 14923245.9986 | 1478867.319 | 6851019.4693 | 0 | 29943689.0875 | 53196821.8744 | 31622.7766 | 1.105 | 27099.0398 | 48143.1259 | 552.4506 | 981.4627
1 | 4300 | 707 | 0.02 | 15 | 15 | 7 | 4.217e-11 | 5spot_SharedNeighbor | Water | Porous | Wet | R600a | MinimizeLCOE_Brownfield | IgnoreSilica | 2019 | 49.6406 | 7.7047 | 0.34895 | 4 | 23139.0492 | 39798.2266 | 471.7208 | 811.3407 | 97.5455 | 0 | 136.7769 | 1449402.9386 | 89907.6624 | 1776592.3048 | 1658041.2696 | 0 | 325276.1984 | 0 | 2066695.9457 | 5377118.9132 | 3669994.147 | 16413029.3797 | 961560.8286 | 14923245.9986 | 14923245.9986 | 1478867.319 | 6851019.4693 | 0 | 32297836.2069 | 55550968.9938 | 42169.6503 | 1.3958 | 23139.0492 | 39798.2266 | 471.7208 | 811.3407
1 | 4300 | 707 | 0.02 | 15 | 15 | 7 | 5.6234e-11 | 5spot_SharedNeighbor | Water | Porous | Wet | R600a | MinimizeLCOE_Brownfield | IgnoreSilica | 2019 | 58.6077 | 9.1154 | 0.42923 | 4 | 20186.9831 | 33730.5814 | 411.539 | 687.6435 | 97.6582 | 0 | 127.7212 | 1632982.6172 | 101282.4557 | 2032205.4427 | 1954847.992 | 0 | 340315.0232 | 0 | 2364037.077 | 6150739.5437 | 4198006.1237 | 18774416.2753 | 961560.8286 | 14923245.9986 | 14923245.9986 | 1478867.319 | 6851019.4693 | 0 | 34659223.1025 | 57912355.8894 | 56234.1325 | 1.7169 | 20186.9831 | 33730.5814 | 411.539 | 687.6435
1 | 4300 | 707 | 0.02 | 15 | 15 | 7 | 7.4989e-11 | 5spot_SharedNeighbor | Water | Porous | Wet | R600a | MinimizeLCOE_Brownfield | IgnoreSilica | 2019 | 67.3554 | 10.4886 | 0.51254 | 4 | 17990.8957 | 29332.9909 | 366.7687 | 597.9927 | 97.7236 | 0 | 161.3954 | 1803629.3496 | 111828.8883 | 2273523.4072 | 2244132.6487 | 0 | 346906.6586 | 0 | 2644208.1714 | 6879687.2604 | 4695527.9187 | 20999444.3029 | 961560.8286 | 14923245.9986 | 14923245.9986 | 1478867.319 | 6851019.4693 | 0 | 36884251.1301 | 60137383.917 | 74989.4209 | 2.0502 | 17990.8957 | 29332.9909 | 366.7687 | 597.9927
1 | 4300 | 707 | 0.02 | 15 | 15 | 7 | 1e-10 | 5spot_SharedNeighbor | Water | Porous | Wet | R600a | MinimizeLCOE_Brownfield | IgnoreSilica | 2019 | 75.3823 | 11.7444 | 0.59379 | 4 | 16361.0903 | 26151.1866 | 333.543 | 533.1273 | 97.7509 | 0 | 147.3011 | 1953782.4531 | 121083.3542 | 2488755.9255 | 2509213.5353 | 0 | 345203.4599 | 0 | 2893035.104 | 7527083.8975 | 5137389.4261 | 22975547.1557 | 961560.8286 | 14923245.9986 | 14923245.9986 | 1478867.319 | 6851019.4693 | 0 | 38860353.9829 | 62113486.7699 | 100000 | 2.3752 | 16361.0903 | 26151.1866 | 333.543 | 533.1273
1 | 4300 | 707 | 0.02 | 15 | 15 | 7 | 1.3335e-10 | 5spot_SharedNeighbor | Water | Porous | Wet | R600a | MinimizeLCOE_Brownfield | IgnoreSilica | 2019 | 82.4197 | 12.8411 | 0.66889 | 4 | 15152.9965 | 23843.9309 | 308.9143 | 486.0908 | 97.7519 | 0 | 153.2228 | 2080838.5742 | 128892.8852 | 2672993.6935 | 2741238.56 | 0 | 337274.188 | 0 | 3104882.7814 | 8078268.0981 | 5513583.9688 | 24657972.7491 | 961560.8286 | 14923245.9986 | 14923245.9986 | 1478867.319 | 6851019.4693 | 0 | 40542779.5764 | 63795912.3633 | 133352.1432 | 2.6756 | 15152.9965 | 23843.9309 | 308.9143 | 486.0908
1 | 4300 | 707 | 0.02 | 15 | 15 | 7 | 1.7783e-10 | 5spot_SharedNeighbor | Water | Porous | Wet | R600a | MinimizeLCOE_Brownfield | IgnoreSilica | 2019 | 88.3519 | 13.7617 | 0.73514 | 4 | 14257.3423 | 22165.0935 | 290.6552 | 451.8654 | 97.7376 | 0 | 131.0482 | 2184848.0364 | 135269.5609 | 2825265.2968 | 2936492.3861 | 0 | 325448.0281 | 0 | 3278856.0903 | 8530910.961 | 5822522.0236 | 26039612.3831 | 961560.8286 | 14923245.9986 | 14923245.9986 | 1478867.319 | 6851019.4693 | 0 | 41924419.2103 | 65177551.9972 | 177827.941 | 2.9405 | 14257.3423 | 22165.0935 | 290.6552 | 451.8654
1 | 4300 | 707 | 0.02 | 15 | 15 | 7 | 2.3714e-10 | 5spot_SharedNeighbor | Water | Porous | Wet | R600a | MinimizeLCOE_Brownfield | IgnoreSilica | 2019 | 93.2091 | 14.5127 | 0.79143 | 4 | 13592.5773 | 20937.8434 | 277.1031 | 426.8463 | 97.7165 | 0 | 166.5237 | 2268019.8575 | 140357.2404 | 2947981.8815 | 3096113.049 | 0 | 311947.4844 | 0 | 3418123.61 | 8893256.4797 | 6069830.2855 | 27145629.8881 | 961560.8286 | 14923245.9986 | 14923245.9986 | 1478867.319 | 6851019.4693 | 0 | 43030436.7153 | 66283569.5022 | 237137.3706 | 3.1657 | 13592.5773 | 20937.8434 | 277.1031 | 426.8463
1 | 4300 | 707 | 0.02 | 15 | 15 | 7 | 3.1623e-10 | 5spot_SharedNeighbor | Water | Porous | Wet | R600a | MinimizeLCOE_Brownfield | IgnoreSilica | 2019 | 97.0607 | 15.1061 | 0.83769 | 4 | 13098.4015 | 20038.0723 | 267.0286 | 408.5032 | 97.694 | 0 | 147.759 | 2332750.7097 | 144309.3593 | 3044081.8897 | 3222511.8339 | 0 | 298137.283 | 0 | 3526298.5195 | 9174705.4044 | 6261924.9598 | 28004719.9593 | 961560.8286 | 14923245.9986 | 14923245.9986 | 1478867.319 | 6851019.4693 | 0 | 43889526.7865 | 67142659.5734 | 316227.766 | 3.3508 | 13098.4015 | 20038.0723 | 267.0286 | 408.5032
1 | 4300 | 707 | 0.02 | 15 | 15 | 7 | 4.217e-10 | 5spot_SharedNeighbor | Water | Porous | Wet | R600a | MinimizeLCOE_Brownfield | IgnoreSilica | 2019 | 100.4977 | 15.6341 | 0.87788 | 4 | 12716.4372 | 19338.4282 | 259.2418 | 394.24 | 97.67 | 0 | 158.4354 | 2389633.7864 | 147776.6868 | 3128962.0272 | 3335167.4852 | 0 | 287006.8005 | 0 | 3622533.2466 | 9425088.424 | 6432816.5156 | 28768984.9723 | 961560.8286 | 14923245.9986 | 14923245.9986 | 1478867.319 | 6851019.4693 | 0 | 44653791.7995 | 67906924.5865 | 421696.5034 | 3.5115 | 12716.4372 | 19338.4282 | 259.2418 | 394.24
1 | 4300 | 707 | 0.02 | 15 | 15 | 7 | 5.6234e-10 | 5spot_SharedNeighbor | Water | Porous | Wet | R600a | MinimizeLCOE_Brownfield | IgnoreSilica | 2019 | 102.8265 | 15.9909 | 0.90707 | 4 | 12446.0154 | 18854.88 | 253.7289 | 384.3822 | 97.6515 | 0 | 155.4542 | 2427710.9667 | 150094.5593 | 3186010.3621 | 3411419.4961 | 0 | 275969.5181 | 0 | 3685969.9119 | 9590137.6143 | 6545465.9794 | 29272778.4079 | 961560.8286 | 14923245.9986 | 14923245.9986 | 1478867.319 | 6851019.4693 | 0 | 45157585.2351 | 68410718.022 | 562341.3252 | 3.6283 | 12446.0154 | 18854.88 | 253.7289 | 384.3822
1 | 4300 | 707 | 0.02 | 15 | 15 | 7 | 7.4989e-10 | 5spot_SharedNeighbor | Water | Porous | Wet | R600a | MinimizeLCOE_Brownfield | IgnoreSilica | 2019 | 104.6124 | 16.2641 | 0.92983 | 4 | 12244.0868 | 18496.0897 | 249.6123 | 377.0678 | 97.6363 | 0 | 133.5517 | 2456663.6578 | 151855.2881 | 3229511.8865 | 3469852.4181 | 0 | 266644.2285 | 0 | 3734065.7168 | 9715273.033 | 6630873.4739 | 29654739.7029 | 961560.8286 | 14923245.9986 | 14923245.9986 | 1478867.319 | 6851019.4693 | 0 | 45539546.5301 | 68792679.317 | 749894.2093 | 3.7193 | 12244.0868 | 18496.0897 | 249.6123 | 377.0678
1 | 4300 | 707 | 0.02 | 15 | 15 | 7 | 1e-09 | 5spot_SharedNeighbor | Water | Porous | Wet | R600a | MinimizeLCOE_Brownfield | IgnoreSilica | 2019 | 105.9546 | 16.4691 | 0.9473 | 4 | 12093.1471 | 18229.8492 | 246.5352 | 371.6401 | 97.6242 | 0 | 128.7588 | 2478284.6644 | 153169.1642 | 3262067.7662 | 3513745.5558 | 0 | 258854.3668 | 0 | 3769787.3918 | 9808213.5037 | 6694307.2549 | 29938429.6678 | 961560.8286 | 14923245.9986 | 14923245.9986 | 1478867.319 | 6851019.4693 | 0 | 45823236.495 | 69076369.2819 | 1000000 | 3.7892 | 12093.1471 | 18229.8492 | 246.5352 | 371.6401
1 | 4300 | 707 | 0.02 | 15 | 15 | 7 | 1.3335e-09 | 5spot_SharedNeighbor | Water | Porous | Wet | R600a | MinimizeLCOE_Brownfield | IgnoreSilica | 2019 | 107.0017 | 16.6289 | 0.96083 | 4 | 11980.2302 | 18030.4718 | 244.2332 | 367.5756 | 97.6144 | 0 | 151.7142 | 2495068.9098 | 154188.5319 | 3287382.1955 | 3547971.6236 | 0 | 252817.2133 | 0 | 3797597.1049 | 9880568.6726 | 6743691.1444 | 30159285.3959 | 961560.8286 | 14923245.9986 | 14923245.9986 | 1478867.319 | 6851019.4693 | 0 | 46044092.2231 | 69297225.01 | 1333521.4322 | 3.8433 | 11980.2302 | 18030.4718 | 244.2332 | 367.5756
1 | 4300 | 707 | 0.02 | 15 | 15 | 7 | 1.7783e-09 | 5spot_SharedNeighbor | Water | Porous | Wet | R600a | MinimizeLCOE_Brownfield | IgnoreSilica | 2019 | 107.7787 | 16.7473 | 0.97107 | 4 | 11895.7061 | 17882.1577 | 242.5101 | 364.552 | 97.607 | 0 | 143.4554 | 2507476.9554 | 154941.7819 | 3306119.833 | 3573359.864 | 0 | 247936.8435 | 0 | 3818035.7583 | 9933745.8563 | 6779985.665 | 30321602.5573 | 961560.8286 | 14923245.9986 | 14923245.9986 | 1478867.319 | 6851019.4693 | 0 | 46206409.3846 | 69459542.1715 | 1778279.41 | 3.8843 | 11895.7061 | 17882.1577 | 242.5101 | 364.552
1 | 4300 | 707 | 0.02 | 15 | 15 | 7 | 2.3714e-09 | 5spot_SharedNeighbor | Water | Porous | Wet | R600a | MinimizeLCOE_Brownfield | IgnoreSilica | 2019 | 108.3512 | 16.8345 | 0.97877 | 4 | 11832.4065 | 17771.7761 | 241.2196 | 362.3017 | 97.6013 | 0 | 141.1789 | 2516594.1631 | 155495.0727 | 3319900.7028 | 3592061.4791 | 0 | 244030.7254 | 0 | 3832952.0358 | 9972554.9506 | 6806473.6693 | 30440062.7987 | 961560.8286 | 14923245.9986 | 14923245.9986 | 1478867.319 | 6851019.4693 | 0 | 46324869.6259 | 69578002.4128 | 2371373.7057 | 3.9151 | 11832.4065 | 17771.7761 | 241.2196 | 362.3017
1 | 4300 | 707 | 0.02 | 15 | 15 | 7 | 3.1623e-09 | 5spot_SharedNeighbor | Water | Porous | Wet | R600a | MinimizeLCOE_Brownfield | IgnoreSilica | 2019 | 108.7921 | 16.9017 | 0.98465 | 4 | 11784.9857 | 17688.9153 | 240.2529 | 360.6125 | 97.597 | 0 | 128.5318 | 2523599.8976 | 155920.1207 | 3330497.36 | 3606458.8128 | 0 | 241085.9941 | 0 | 3844449.2523 | 10002468.3495 | 6826890.1787 | 30531369.9657 | 961560.8286 | 14923245.9986 | 14923245.9986 | 1478867.319 | 6851019.4693 | 0 | 46416176.793 | 69669309.5799 | 3162277.6602 | 3.9386 | 11784.9857 | 17688.9153 | 240.2529 | 360.6125
1 | 4300 | 707 | 0.02 | 15 | 15 | 7 | 4.217e-09 | 5spot_SharedNeighbor | Water | Porous | Wet | R600a | MinimizeLCOE_Brownfield | IgnoreSilica | 2019 | 109.114 | 16.9507 | 0.99014 | 4 | 11734.8091 | 17606.007 | 239.23 | 358.9223 | 97.5938 | 0 | 148.7974 | 2528709.4349 | 156230.0992 | 3338228.7026 | 3616971.0227 | 0 | 236808.2397 | 0 | 3852009.5246 | 10022138.6273 | 6840315.5475 | 30591411.1985 | 961560.8286 | 14923245.9986 | 14923245.9986 | 1478867.319 | 6851019.4693 | 0 | 46476218.0257 | 69729350.8126 | 4216965.0343 | 3.9605 | 11734.8091 | 17606.007 | 239.23 | 358.9223
1 | 4300 | 707 | 0.02 | 15 | 15 | 7 | 5.6234e-09 | 5spot_SharedNeighbor | Water | Porous | Wet | R600a | MinimizeLCOE_Brownfield | IgnoreSilica | 2019 | 110.6 | 17.1767 | 0.99972 | 4 | 11712.831 | 17527.7184 | 238.7819 | 357.3262 | 97.5786 | 0 | 140.4923 | 2552208.3851 | 157655.0018 | 3373831.679 | 3665483.7676 | 0 | 244704.5444 | 0 | 3897614.5174 | 10140793.4637 | 6921299.9114 | 30953591.2706 | 961560.8286 | 14923245.9986 | 14923245.9986 | 1478867.319 | 6851019.4693 | 0 | 46838398.0978 | 70091530.8847 | 5623413.2519 | 3.9989 | 11712.831 | 17527.7184 | 238.7819 | 357.3262
1 | 4300 | 707 | 0.02 | 15 | 15 | 7 | 7.4989e-09 | 5spot_SharedNeighbor | Water | Porous | Wet | R600a | MinimizeLCOE_Brownfield | IgnoreSilica | 2019 | 109.5692 | 17.0199 | 0.99499 | 4 | 11702.855 | 17545.4162 | 238.5785 | 357.687 | 97.5891 | 0 | 139.7954 | 2535920.4116 | 156667.4003 | 3349148.5165 | 3631835.3088 | 0 | 235863.8004 | 0 | 3864679.8206 | 10055104.1385 | 6862815.1862 | 30692034.5828 | 961560.8286 | 14923245.9986 | 14923245.9986 | 1478867.319 | 6851019.4693 | 0 | 46576841.41 | 69829974.197 | 7498942.0933 | 3.98 | 11702.855 | 17545.4162 | 238.5785 | 357.687
1 | 4300 | 707 | 0.02 | 15 | 15 | 7 | 1e-08 | 5spot_SharedNeighbor | Water | Porous | Wet | R600a | MinimizeLCOE_Brownfield | IgnoreSilica | 2019 | 109.713 | 17.0418 | 0.9969 | 4 | 11687.8892 | 17519.2632 | 238.2734 | 357.1539 | 97.5876 | 0 | 145.0303 | 2538194.5705 | 156805.3042 | 3352593.3716 | 3636527.3185 | 0 | 234896.4567 | 0 | 3868416.6384 | 10064826.5718 | 6869450.9468 | 30721711.1785 | 961560.8286 | 14923245.9986 | 14923245.9986 | 1478867.319 | 6851019.4693 | 0 | 46606518.0057 | 69859650.7927 | 10000000 | 3.9876 | 11687.8892 | 17519.2632 | 238.2734 | 357.1539
1 | 4400 | 707 | 0.02 | 15 | 15 | 7 | 1e-13 | 5spot_SharedNeighbor | Water | Porous | Wet | R600a | MinimizeLCOE_Brownfield | IgnoreSilica | 2019 | 0 | 0 | 0 | 0 |  |  |  |  | 15 |  | 19.4901 | [19 empty] | 100 | 0
1 | 4400 | 707 | 0.02 | 15 | 15 | 7 | 1.3335e-13 | 5spot_SharedNeighbor | Water | Porous | Wet | R600a | MinimizeLCOE_Brownfield | IgnoreSilica | 2019 | 0 | 0 | 0 | 0 |  |  |  |  | 15 |  | 21.072 | [19 empty] | 133.3521 | 0
1 | 4400 | 707 | 0.02 | 15 | 15 | 7 | 1.7783e-13 | 5spot_SharedNeighbor | Water | Porous | Wet | R600a | MinimizeLCOE_Brownfield | IgnoreSilica | 2019 | 0 | 0 | 0 | 0 |  |  |  |  | 15 |  | 22.0231 | [19 empty] | 177.8279 | 0
1 | 4400 | 707 | 0.02 | 15 | 15 | 7 | 2.3714e-13 | 5spot_SharedNeighbor | Water | Porous | Wet | R600a | MinimizeLCOE_Brownfield | IgnoreSilica | 2019 | 0 | 0 | 0 | 0 |  |  |  |  | 15 |  | 23.3963 | [19 empty] | 237.1374 | 0
1 | 4400 | 707 | 0.02 | 15 | 15 | 7 | 3.1623e-13 | 5spot_SharedNeighbor | Water | Porous | Wet | R600a | MinimizeLCOE_Brownfield | IgnoreSilica | 2019 | 0 | 0 | 0 | 0 |  |  |  |  | 15 |  | 23.0655 | [19 empty] | 316.2278 | 0
1 | 4400 | 707 | 0.02 | 15 | 15 | 7 | 4.217e-13 | 5spot_SharedNeighbor | Water | Porous | Wet | R600a | MinimizeLCOE_Brownfield | IgnoreSilica | 2019 | 0 | 0 | 0 | 0 |  |  |  |  | 15 |  | 25.967 | [19 empty] | 421.6965 | 0
1 | 4400 | 707 | 0.02 | 15 | 15 | 7 | 5.6234e-13 | 5spot_SharedNeighbor | Water | Porous | Wet | R600a | MinimizeLCOE_Brownfield | IgnoreSilica | 2019 | 0 | 0 | 0 | 0 |  |  |  |  | 15 |  | 27.0178 | [19 empty] | 562.3413 | 0
1 | 4400 | 707 | 0.02 | 15 | 15 | 7 | 7.4989e-13 | 5spot_SharedNeighbor | Water | Porous | Wet | R600a | MinimizeLCOE_Brownfield | IgnoreSilica | 2019 | 0 | 0 | 0 | 0 |  |  |  |  | 15 |  | 25.4295 | [19 empty] | 749.8942 | 0
1 | 4400 | 707 | 0.02 | 15 | 15 | 7 | 1e-12 | 5spot_SharedNeighbor | Water | Porous | Wet | R600a | MinimizeLCOE_Brownfield | IgnoreSilica | 2019 | 1.6 | 0.16958 | 0.001471 | 4 | 2933500.0102 | 6994335.6447 | 59803.3656 | 142588.9927 | 79.1229 | 0 | 31.6998 | 86459.7976 | 4784.3638 | 85089.6653 | 68658.243 | 0 | 51457.6684 | 0 | 115615.3979 | 300807.5493 | 205307.3334 | 918180.0188 | 961560.8286 | 15381354.416 | 15381354.416 | 1478867.319 | 7034262.8363 | 0 | 17261095.2634 | 41155579.8346 | 1000 | 0.0058841 | 2933500.0102 | 6994335.6447 | 59803.3656 | 142588.9927
1 | 4400 | 707 | 0.02 | 15 | 15 | 7 | 1.3335e-12 | 5spot_SharedNeighbor | Water | Porous | Wet | R600a | MinimizeLCOE_Brownfield | IgnoreSilica | 2019 | 2.3126 | 0.27809 | 0.0044296 | 4 | 995653.6158 | 2344235.9692 | 20297.7457 | 47790.421 | 84.7675 | 0 | 396.2243 | 128455.5482 | 7371.1472 | 125831.1844 | 92000.4557 | 0 | 65519.0955 | 0 | 163479.1981 | 425339.3392 | 290302.8389 | 1298298.8071 | 961560.8286 | 15381354.416 | 15381354.416 | 1478867.319 | 7034262.8363 | 0 | 17641214.0517 | 41535698.623 | 1333.5214 | 0.017718 | 995653.6158 | 2344235.9692 | 20297.7457 | 47790.421
1 | 4400 | 707 | 0.02 | 15 | 15 | 7 | 1.7783e-12 | 5spot_SharedNeighbor | Water | Porous | Wet | R600a | MinimizeLCOE_Brownfield | IgnoreSilica | 2019 | 3.2929 | 0.43214 | 0.0090014 | 4 | 503543.7319 | 1167173.7369 | 10265.4201 | 23794.4153 | 88.9317 | 0 | 99.5515 | 180809.3913 | 10654.3556 | 178454.1421 | 124526.0932 | 0 | 82694.993 | 0 | 225084.2003 | 585622.9182 | 399699.675 | 1787545.7687 | 961560.8286 | 15381354.416 | 15381354.416 | 1478867.319 | 7034262.8363 | 0 | 18130461.0133 | 42024945.5846 | 1778.2794 | 0.036006 | 503543.7319 | 1167173.7369 | 10265.4201 | 23794.4153
1 | 4400 | 707 | 0.02 | 15 | 15 | 7 | 2.3714e-12 | 5spot_SharedNeighbor | Water | Porous | Wet | R600a | MinimizeLCOE_Brownfield | IgnoreSilica | 2019 | 4.4527 | 0.61741 | 0.015534 | 4 | 300403.0025 | 684958.0973 | 6124.1215 | 13963.7973 | 91.6613 | 0 | 84.3264 | 236920.4796 | 14204.4511 | 236905.4073 | 163294.0769 | 0 | 98612.6994 | 0 | 292475.4746 | 760961.1899 | 519371.6483 | 2322745.4271 | 961560.8286 | 15381354.416 | 15381354.416 | 1478867.319 | 7034262.8363 | 0 | 18665660.6717 | 42560145.2429 | 2371.3737 | 0.062135 | 300403.0025 | 684958.0973 | 6124.1215 | 13963.7973
1 | 4400 | 707 | 0.02 | 15 | 15 | 7 | 3.1623e-12 | 5spot_SharedNeighbor | Water | Porous | Wet | R600a | MinimizeLCOE_Brownfield | IgnoreSilica | 2019 | 5.846 | 0.84188 | 0.024506 | 4 | 196547.2083 | 440310.6745 | 4006.8807 | 8976.3287 | 93.5803 | 0 | 56.8608 | 298524.7128 | 18117.6981 | 303162.5372 | 210245.6112 | 0 | 113778.7688 | 0 | 368093.438 | 957703.6193 | 653652.399 | 2923278.7843 | 961560.8286 | 15381354.416 | 15381354.416 | 1478867.319 | 7034262.8363 | 0 | 19266194.0289 | 43160678.6002 | 3162.2777 | 0.098023 | 196547.2083 | 440310.6745 | 4006.8807 | 8976.3287
1 | 4400 | 707 | 0.02 | 15 | 15 | 7 | 4.217e-12 | 5spot_SharedNeighbor | Water | Porous | Wet | R600a | MinimizeLCOE_Brownfield | IgnoreSilica | 2019 | 7.7239 | 1.1446 | 0.036556 | 4 | 136980.6531 | 300391.4186 | 2792.5359 | 6123.8854 | 95.0654 | 0 | 65.4048 | 374059.0699 | 22915.2013 | 387165.9768 | 273357.521 | 0 | 132868.8598 | 0 | 464242.9852 | 1207865.0181 | 824392.694 | 3686867.326 | 961560.8286 | 15381354.416 | 15381354.416 | 1478867.319 | 7034262.8363 | 0 | 20029782.5706 | 43924267.1418 | 4216.965 | 0.14622 | 136980.6531 | 300391.4186 | 2792.5359 | 6123.8854
1 | 4400 | 707 | 0.02 | 15 | 15 | 7 | 5.6234e-12 | 5spot_SharedNeighbor | Water | Porous | Wet | R600a | MinimizeLCOE_Brownfield | IgnoreSilica | 2019 | 10.3038 | 1.5644 | 0.053106 | 4 | 99002.1978 | 211486.6727 | 2018.2937 | 4311.4419 | 96.3598 | 0 | 70.3672 | 469775.4024 | 29005.265 | 496646.3025 | 360072.5378 | 0 | 157970.423 | 0 | 590253.273 | 1535717.9388 | 1048159.0491 | 4687600.1916 | 961560.8286 | 15381354.416 | 15381354.416 | 1478867.319 | 7034262.8363 | 0 | 21030515.4362 | 44925000.0075 | 5623.4133 | 0.21242 | 99002.1978 | 211486.6727 | 2018.2937 | 4311.4419
1 | 4400 | 707 | 0.02 | 15 | 15 | 7 | 7.4989e-12 | 5spot_SharedNeighbor | Water | Porous | Wet | R600a | MinimizeLCOE_Brownfield | IgnoreSilica | 2019 | 13.4586 | 2.0771 | 0.074851 | 4 | 74072.5622 | 153879.2137 | 1510.0694 | 3137.0359 | 97.239 | 0 | 89.8194 | 576458.2008 | 35776.1133 | 622660.645 | 466052.9953 | 0 | 182900.4173 | 0 | 734700.865 | 1911540.9428 | 1304665.9717 | 5834756.1511 | 961560.8286 | 15381354.416 | 15381354.416 | 1478867.319 | 7034262.8363 | 0 | 22177671.3957 | 46072155.9669 | 7498.9421 | 0.2994 | 74072.5622 | 153879.2137 | 1510.0694 | 3137.0359
1 | 4400 | 707 | 0.02 | 15 | 15 | 7 | 1e-11 | 5spot_SharedNeighbor | Water | Porous | Wet | R600a | MinimizeLCOE_Brownfield | IgnoreSilica | 2019 | 17.3903 | 2.7167 | 0.10318 | 4 | 57020.1306 | 114915.9417 | 1162.4325 | 2342.7169 | 97.8971 | 0 | 113.2975 | 698943.412 | 43534.7324 | 771438.297 | 598021.9667 | 0 | 209525.5501 | 0 | 905370.9437 | 2355589.4784 | 1607738.2215 | 7190162.6018 | 961560.8286 | 15381354.416 | 15381354.416 | 1478867.319 | 7034262.8363 | 0 | 23533077.8464 | 47427562.4176 | 10000 | 0.41272 | 57020.1306 | 114915.9417 | 1162.4325 | 2342.7169
1 | 4400 | 707 | 0.02 | 15 | 15 | 7 | 1.3335e-11 | 5spot_SharedNeighbor | Water | Porous | Wet | R600a | MinimizeLCOE_Brownfield | IgnoreSilica | 2019 | 22.2944 | 3.5152 | 0.13992 | 4 | 44928.2933 | 87621.8071 | 915.924 | 1786.2891 | 98.3984 | 0 | 94.7829 | 840408.5377 | 52480.8402 | 947689.4124 | 763151.8759 | 0 | 238244.9548 | 0 | 1108370.4922 | 2883752.6627 | 1968220.4475 | 8802319.2235 | 961560.8286 | 15381354.416 | 15381354.416 | 1478867.319 | 7034262.8363 | 0 | 25145234.4681 | 49039719.0393 | 13335.2143 | 0.55967 | 44928.2933 | 87621.8071 | 915.924 | 1786.2891
1 | 4400 | 707 | 0.02 | 15 | 15 | 7 | 1.7783e-11 | 5spot_SharedNeighbor | Water | Porous | Wet | R600a | MinimizeLCOE_Brownfield | IgnoreSilica | 2019 | 28.2723 | 4.4892 | 0.1867 | 4 | 36184.1143 | 68180.6013 | 737.6621 | 1389.9538 | 98.7788 | 0 | 124.3152 | 1000586.0736 | 62589.2873 | 1152161.7166 | 964612.726 | 0 | 267887.0042 | 0 | 1344656.355 | 3498520.0087 | 2387811.7934 | 10678824.9648 | 961560.8286 | 15381354.416 | 15381354.416 | 1478867.319 | 7034262.8363 | 0 | 27021740.2094 | 50916224.7806 | 17782.7941 | 0.74678 | 36184.1143 | 68180.6013 | 737.6621 | 1389.9538
1 | 4400 | 707 | 0.02 | 15 | 15 | 7 | 2.3714e-11 | 5spot_SharedNeighbor | Water | Porous | Wet | R600a | MinimizeLCOE_Brownfield | IgnoreSilica | 2019 | 35.3681 | 5.6457 | 0.24487 | 4 | 29764.413 | 54159.4845 | 606.7878 | 1104.1143 | 99.0672 | 0 | 114.7 | 1177939.7124 | 73757.0357 | 1383756.7212 | 1203708.6238 | 0 | 296996.4362 | 0 | 1613101.8264 | 4196960.0596 | 2864511.4796 | 12810731.8949 | 961560.8286 | 15381354.416 | 15381354.416 | 1478867.319 | 7034262.8363 | 0 | 29153647.1395 | 53048131.7108 | 23713.7371 | 0.97948 | 29764.413 | 54159.4845 | 606.7878 | 1104.1143
1 | 4400 | 707 | 0.02 | 15 | 15 | 7 | 3.1623e-11 | 5spot_SharedNeighbor | Water | Porous | Wet | R600a | MinimizeLCOE_Brownfield | IgnoreSilica | 2019 | 43.5265 | 6.9755 | 0.31502 | 4 | 25003.3171 | 43965.8904 | 509.7264 | 896.3041 | 99.2852 | 0 | 108.5672 | 1369072.1931 | 85765.4134 | 1638621.9363 | 1478383.4973 | 0 | 323923.2179 | 0 | 1909348.8406 | 4967734.022 | 3390580.5467 | 15163429.6673 | 961560.8286 | 15381354.416 | 15381354.416 | 1478867.319 | 7034262.8363 | 0 | 31506344.9119 | 55400829.4831 | 31622.7766 | 1.2601 | 25003.3171 | 43965.8904 | 509.7264 | 896.3041
1 | 4400 | 707 | 0.02 | 15 | 15 | 7 | 4.217e-11 | 5spot_SharedNeighbor | Water | Porous | Wet | R600a | MinimizeLCOE_Brownfield | IgnoreSilica | 2019 | 52.4056 | 8.4225 | 0.39585 | 4 | 21453.8299 | 36544.587 | 437.3653 | 745.0108 | 99.4427 | 0 | 125.9649 | 1565181.8182 | 98059.0263 | 1905110.541 | 1777290.4161 | 0 | 345453.7649 | 0 | 2219527.2709 | 5774754.6712 | 3941388.7225 | 17626766.231 | 961560.8286 | 15381354.416 | 15381354.416 | 1478867.319 | 7034262.8363 | 0 | 33969681.4756 | 57864166.0469 | 42169.6503 | 1.5834 | 21453.8299 | 36544.587 | 437.3653 | 745.0108
1 | 4400 | 707 | 0.02 | 15 | 15 | 7 | 5.6234e-11 | 5spot_SharedNeighbor | Water | Porous | Wet | R600a | MinimizeLCOE_Brownfield | IgnoreSilica | 2019 | 61.5165 | 9.9053 | 0.48393 | 4 | 18807.8005 | 31151.8573 | 383.4225 | 635.0727 | 99.5458 | 0 | 141.8132 | 1755983.2546 | 109990.2605 | 2168841.522 | 2083817.3139 | 0 | 359199.3329 | 0 | 2526354.3567 | 6573055.8096 | 4486245.6529 | 20063487.5031 | 961560.8286 | 15381354.416 | 15381354.416 | 1478867.319 | 7034262.8363 | 0 | 36406402.7477 | 60300887.3189 | 56234.1325 | 1.9357 | 18807.8005 | 31151.8573 | 383.4225 | 635.0727
1 | 4400 | 707 | 0.02 | 15 | 15 | 7 | 7.4989e-11 | 5spot_SharedNeighbor | Water | Porous | Wet | R600a | MinimizeLCOE_Brownfield | IgnoreSilica | 2019 | 70.2861 | 11.3286 | 0.5741 | 4 | 16839.9314 | 27245.0688 | 343.3048 | 555.4276 | 99.6008 | 0 | 128.1975 | 1931154.1104 | 120913.6269 | 2414676.5954 | 2378499.6644 | 0 | 363887.5769 | 0 | 2811561.3138 | 7315105.8081 | 4992710.0244 | 22328508.7203 | 961560.8286 | 15381354.416 | 15381354.416 | 1478867.319 | 7034262.8363 | 0 | 38671423.9649 | 62565908.5362 | 74989.4209 | 2.2964 | 16839.9314 | 27245.0688 | 343.3048 | 555.4276
1 | 4400 | 707 | 0.02 | 15 | 15 | 7 | 1e-10 | 5spot_SharedNeighbor | Water | Porous | Wet | R600a | MinimizeLCOE_Brownfield | IgnoreSilica | 2019 | 78.2593 | 12.6178 | 0.66102 | 4 | 15379.5885 | 24416.5686 | 313.5337 | 497.7648 | 99.6186 | 0 | 121.2583 | 2084020.12 | 130417.9757 | 2632074.4818 | 2645960.5377 | 0 | 360265.6359 | 0 | 3062568.1129 | 7968174.0107 | 5438442.4919 | 24321923.3667 | 961560.8286 | 15381354.416 | 15381354.416 | 1478867.319 | 7034262.8363 | 0 | 40664838.6113 | 64559323.1825 | 100000 | 2.6441 | 15379.5885 | 24416.5686 | 313.5337 | 497.7648
1 | 4400 | 707 | 0.02 | 15 | 15 | 7 | 1.3335e-10 | 5spot_SharedNeighbor | Water | Porous | Wet | R600a | MinimizeLCOE_Brownfield | IgnoreSilica | 2019 | 85.1823 | 13.7323 | 0.74047 | 4 | 14296.804 | 22364.1323 | 291.4597 | 455.9231 | 99.6118 | 0 | 167.3417 | 2212240.5183 | 138366.8387 | 2816490.2189 | 2877740.0947 | 0 | 350519.1837 | 0 | 3274189.1732 | 8518768.6 | 5814234.6127 | 26002549.2402 | 961560.8286 | 15381354.416 | 15381354.416 | 1478867.319 | 7034262.8363 | 0 | 42345464.4848 | 66239949.056 | 133352.1432 | 2.9619 | 14296.804 | 22364.1323 | 291.4597 | 455.9231
1 | 4400 | 707 | 0.02 | 15 | 15 | 7 | 1.7783e-10 | 5spot_SharedNeighbor | Water | Porous | Wet | R600a | MinimizeLCOE_Brownfield | IgnoreSilica | 2019 | 90.9823 | 14.662 | 0.80996 | 4 | 13493.6214 | 20868.7877 | 275.0857 | 425.4385 | 99.5917 | 0 | 183.5 | 2316649.7995 | 144822.2291 | 2968068.1916 | 3071545.1062 | 0 | 337225.2993 | 0 | 3446941.1441 | 8968233.792 | 6121003.8418 | 27374489.4037 | 961560.8286 | 15381354.416 | 15381354.416 | 1478867.319 | 7034262.8363 | 0 | 43717404.6483 | 67611889.2195 | 177827.941 | 3.2399 | 13493.6214 | 20868.7877 | 275.0857 | 425.4385
1 | 4400 | 707 | 0.02 | 15 | 15 | 7 | 2.3714e-10 | 5spot_SharedNeighbor | Water | Porous | Wet | R600a | MinimizeLCOE_Brownfield | IgnoreSilica | 2019 | 95.6964 | 15.4146 | 0.86856 | 4 | 12897.1003 | 19774.7544 | 262.9248 | 403.1351 | 99.5663 | 0 | 172.0962 | 2399591.4019 | 149938.3157 | 3089394.0036 | 3228785.8207 | 0 | 322513.4462 | 0 | 3584186.9654 | 9325319.2661 | 6364722.0153 | 28464451.235 | 961560.8286 | 15381354.416 | 15381354.416 | 1478867.319 | 7034262.8363 | 0 | 44807366.4796 | 68701851.0508 | 237137.3706 | 3.4742 | 12897.1003 | 19774.7544 | 262.9248 | 403.1351
1 | 4400 | 707 | 0.02 | 15 | 15 | 7 | 3.1623e-10 | 5spot_SharedNeighbor | Water | Porous | Wet | R600a | MinimizeLCOE_Brownfield | IgnoreSilica | 2019 | 99.4307 | 16.0087 | 0.91649 | 4 | 12453.3621 | 18971.2955 | 253.8786 | 386.7555 | 99.5407 | 0 | 171.1979 | 2464116.8855 | 153910.6335 | 3184348.283 | 3353149.9418 | 0 | 307895.1613 | 0 | 3690734.153 | 9602533.1924 | 6553926.2162 | 29310614.4667 | 961560.8286 | 15381354.416 | 15381354.416 | 1478867.319 | 7034262.8363 | 0 | 45653529.7113 | 69548014.2825 | 316227.766 | 3.666 | 12453.3621 | 18971.2955 | 253.8786 | 386.7555
1 | 4400 | 707 | 0.02 | 15 | 15 | 7 | 4.217e-10 | 5spot_SharedNeighbor | Water | Porous | Wet | R600a | MinimizeLCOE_Brownfield | IgnoreSilica | 2019 | 102.3662 | 16.4744 | 0.956 | 4 | 12108.618 | 18357.1775 | 246.8506 | 374.2359 | 99.5175 | 0 | 172.06 | 2514134.2415 | 156984.9207 | 3258297.2036 | 3450788.8832 | 0 | 293018.1981 | 0 | 3772557.1444 | 9815419.8317 | 6699225.7219 | 29960426.1451 | 961560.8286 | 15381354.416 | 15381354.416 | 1478867.319 | 7034262.8363 | 0 | 46303341.3897 | 70197825.9609 | 421696.5034 | 3.824 | 12108.618 | 18357.1775 | 246.8506 | 374.2359
1 | 4400 | 707 | 0.02 | 15 | 15 | 7 | 5.6234e-10 | 5spot_SharedNeighbor | Water | Porous | Wet | R600a | MinimizeLCOE_Brownfield | IgnoreSilica | 2019 | 104.9996 | 16.8911 | 0.98811 | 4 | 11865.5294 | 17911.0336 | 241.8949 | 365.1406 | 99.4944 | 0 | 144.9325 | 2558485.0952 | 159707.1842 | 3324124.1418 | 3538282.4672 | 0 | 284548.0592 | 0 | 3847407.3096 | 10010164.6078 | 6832143.0331 | 30554861.8981 | 961560.8286 | 15381354.416 | 15381354.416 | 1478867.319 | 7034262.8363 | 0 | 46897777.1427 | 70792261.7139 | 562341.3252 | 3.9524 | 11865.5294 | 17911.0336 | 241.8949 | 365.1406
1 | 4400 | 707 | 0.02 | 15 | 15 | 7 | 7.4989e-10 | 5spot_SharedNeighbor | Water | Porous | Wet | R600a | MinimizeLCOE_Brownfield | IgnoreSilica | 2019 | 106.7265 | 17.1638 | 1.0115 | 4 | 11684.0172 | 17589.7388 | 238.1945 | 358.5906 | 99.478 | 0 | 141.5905 | 2587305.2138 | 161474.22 | 3367030.4039 | 3595604.413 | 0 | 275010.445 | 0 | 3894705.6313 | 10133225.1387 | 6916134.3741 | 30930489.8399 | 961560.8286 | 15381354.416 | 15381354.416 | 1478867.319 | 7034262.8363 | 0 | 47273405.0845 | 71167889.6557 | 749894.2093 | 4.046 | 11684.0172 | 17589.7388 | 238.1945 | 358.5906
1 | 4400 | 707 | 0.02 | 15 | 15 | 7 | 1e-09 | 5spot_SharedNeighbor | Water | Porous | Wet | R600a | MinimizeLCOE_Brownfield | IgnoreSilica | 2019 | 108.0345 | 17.3701 | 1.0295 | 4 | 11548.2925 | 17350.8409 | 235.4276 | 353.7204 | 99.465 | 0 | 152.2369 | 2608998.4839 | 162803.2663 | 3399394.4983 | 3638994.8236 | 0 | 267168.4949 | 0 | 3930170.2311 | 10225496.7525 | 6979111.6466 | 31212138.1971 | 961560.8286 | 15381354.416 | 15381354.416 | 1478867.319 | 7034262.8363 | 0 | 47555053.4417 | 71449538.013 | 1000000 | 4.1179 | 11548.2925 | 17350.8409 | 235.4276 | 353.7204
1 | 4400 | 707 | 0.02 | 15 | 15 | 7 | 1.3335e-09 | 5spot_SharedNeighbor | Water | Porous | Wet | R600a | MinimizeLCOE_Brownfield | IgnoreSilica | 2019 | 109.024 | 17.5259 | 1.0432 | 4 | 11446.7309 | 17172.7942 | 233.3571 | 350.0906 | 99.4548 | 0 | 154.164 | 2625330.7615 | 163803.2805 | 3423799.2995 | 3671800.9608 | 0 | 260879.121 | 0 | 3956789.2351 | 10294753.9406 | 7026381.1005 | 31423537.6994 | 961560.8286 | 15381354.416 | 15381354.416 | 1478867.319 | 7034262.8363 | 0 | 47766452.944 | 71660937.5153 | 1333521.4322 | 4.1729 | 11446.7309 | 17172.7942 | 233.3571 | 350.0906
1 | 4400 | 707 | 0.02 | 15 | 15 | 7 | 1.7783e-09 | 5spot_SharedNeighbor | Water | Porous | Wet | R600a | MinimizeLCOE_Brownfield | IgnoreSilica | 2019 | 109.7667 | 17.6428 | 1.0537 | 4 | 11370.6912 | 17040.0175 | 231.8069 | 347.3838 | 99.447 | 0 | 135.0826 | 2637547.4168 | 164550.9633 | 3442076.1228 | 3696418.3873 | 0 | 255887.9161 | 0 | 3976627.5144 | 10346369.0741 | 7061609.4897 | 31581086.8844 | 961560.8286 | 15381354.416 | 15381354.416 | 1478867.319 | 7034262.8363 | 0 | 47924002.129 | 71818486.7003 | 1778279.41 | 4.2147 | 11370.6912 | 17040.0175 | 231.8069 | 347.3838
1 | 4400 | 707 | 0.02 | 15 | 15 | 7 | 2.3714e-09 | 5spot_SharedNeighbor | Water | Porous | Wet | R600a | MinimizeLCOE_Brownfield | IgnoreSilica | 2019 | 110.3197 | 17.7298 | 1.0616 | 4 | 11313.7366 | 16940.9908 | 230.6458 | 345.365 | 99.4411 | 0 | 135.3283 | 2646620.0969 | 165106.0414 | 3455661.54 | 3714743.9599 | 0 | 251950.8975 | 0 | 3991292.1889 | 10384523.5489 | 7087650.7028 | 31697548.9763 | 961560.8286 | 15381354.416 | 15381354.416 | 1478867.319 | 7034262.8363 | 0 | 48040464.2209 | 71934948.7922 | 2371373.7057 | 4.2462 | 11313.7366 | 16940.9908 | 230.6458 | 345.365
1 | 4400 | 707 | 0.02 | 15 | 15 | 7 | 3.1623e-09 | 5spot_SharedNeighbor | Water | Porous | Wet | R600a | MinimizeLCOE_Brownfield | IgnoreSilica | 2019 | 110.7413 | 17.7961 | 1.0675 | 4 | 11271.0638 | 16866.7632 | 229.7759 | 343.8518 | 99.4365 | 0 | 135.9429 | 2653521.7351 | 165528.1858 | 3466002.9719 | 3728709.1274 | 0 | 248954.4798 | 0 | 4002459.435 | 10413578.4324 | 7107481.2578 | 31786235.6251 | 961560.8286 | 15381354.416 | 15381354.416 | 1478867.319 | 7034262.8363 | 0 | 48129150.8697 | 72023635.4409 | 3162277.6602 | 4.2702 | 11271.0638 | 16866.7632 | 229.7759 | 343.8518
1 | 4400 | 707 | 0.02 | 15 | 15 | 7 | 4.217e-09 | 5spot_SharedNeighbor | Water | Porous | Wet | R600a | MinimizeLCOE_Brownfield | IgnoreSilica | 2019 | 111.0749 | 17.8485 | 1.0721 | 4 | 11239.0844 | 16810.7179 | 229.1239 | 342.7092 | 99.4329 | 0 | 160.9604 | 2658974.6483 | 165861.6534 | 3474177.8283 | 3739757.9366 | 0 | 246784.4149 | 0 | 4011367.0278 | 10436754.1617 | 7123299.1692 | 31856976.8402 | 961560.8286 | 15381354.416 | 15381354.416 | 1478867.319 | 7034262.8363 | 0 | 48199892.0848 | 72094376.6561 | 4216965.0343 | 4.2886 | 11239.0844 | 16810.7179 | 229.1239 | 342.7092
1 | 4400 | 707 | 0.02 | 15 | 15 | 7 | 5.6234e-09 | 5spot_SharedNeighbor | Water | Porous | Wet | R600a | MinimizeLCOE_Brownfield | IgnoreSilica | 2019 | 108.8115 | 17.4924 | 1.0621 | 4 | 11205.3215 | 16829.8343 | 228.4356 | 343.0989 | 99.4569 | 0 | 125.2838 | 2621819.2054 | 163588.1274 | 3418555.7022 | 3664752.7793 | 0 | 224221.6421 | 0 | 3936245.608 | 10241303.637 | 6989900.17 | 31260386.8714 | 961560.8286 | 15381354.416 | 15381354.416 | 1478867.319 | 7034262.8363 | 0 | 47603302.116 | 71497786.6873 | 5623413.2519 | 4.2483 | 11205.3215 | 16829.8343 | 228.4356 | 343.0989
1 | 4400 | 707 | 0.02 | 15 | 15 | 7 | 7.4989e-09 | 5spot_SharedNeighbor | Water | Porous | Wet | R600a | MinimizeLCOE_Brownfield | IgnoreSilica | 2019 | 109.7861 | 17.6458 | 1.0693 | 4 | 11185.7822 | 16772.1427 | 228.0373 | 341.9228 | 99.4467 | 0 | 127.181 | 2637860.0458 | 164569.9749 | 3442548.1673 | 3697059.083 | 0 | 228883.1072 | 0 | 3966658.9475 | 10320432.9078 | 7043907.5233 | 31501919.7568 | 961560.8286 | 15381354.416 | 15381354.416 | 1478867.319 | 7034262.8363 | 0 | 47844835.0014 | 71739319.5727 | 7498942.0933 | 4.2773 | 11185.7822 | 16772.1427 | 228.0373 | 341.9228
1 | 4400 | 707 | 0.02 | 15 | 15 | 7 | 1e-08 | 5spot_SharedNeighbor | Water | Porous | Wet | R600a | MinimizeLCOE_Brownfield | IgnoreSilica | 2019 | 110.4977 | 17.7578 | 1.0747 | 4 | 11171.1425 | 16729.7779 | 227.7389 | 341.0592 | 99.4391 | 0 | 143.8297 | 2649531.8624 | 165284.0887 | 3460026.0414 | 3720638.5685 | 0 | 232170.3451 | 0 | 3988783.8534 | 10377997.3744 | 7083196.4546 | 31677628.5885 | 961560.8286 | 15381354.416 | 15381354.416 | 1478867.319 | 7034262.8363 | 0 | 48020543.8331 | 71915028.4044 | 10000000 | 4.2986 | 11171.1425 | 16729.7779 | 227.7389 | 341.0592
1 | 4500 | 707 | 0.02 | 15 | 15 | 7 | 1e-13 | 5spot_SharedNeighbor | Water | Porous | Wet | R600a | MinimizeLCOE_Brownfield | IgnoreSilica | 2019 | 0 | 0 | 0 | 0 |  |  |  |  | 15 |  | 18.57 | [19 empty] | 100 | 0
1 | 4500 | 707 | 0.02 | 15 | 15 | 7 | 1.3335e-13 | 5spot_SharedNeighbor | Water | Porous | Wet | R600a | MinimizeLCOE_Brownfield | IgnoreSilica | 2019 | 0 | 0 | 0 | 0 |  |  |  |  | 15 |  | 22.7313 | [19 empty] | 133.3521 | 0
1 | 4500 | 707 | 0.02 | 15 | 15 | 7 | 1.7783e-13 | 5spot_SharedNeighbor | Water | Porous | Wet | R600a | MinimizeLCOE_Brownfield | IgnoreSilica | 2019 | 0 | 0 | 0 | 0 |  |  |  |  | 15 |  | 21.4956 | [19 empty] | 177.8279 | 0
1 | 4500 | 707 | 0.02 | 15 | 15 | 7 | 2.3714e-13 | 5spot_SharedNeighbor | Water | Porous | Wet | R600a | MinimizeLCOE_Brownfield | IgnoreSilica | 2019 | 0 | 0 | 0 | 0 |  |  |  |  | 15 |  | 24.5777 | [19 empty] | 237.1374 | 0
1 | 4500 | 707 | 0.02 | 15 | 15 | 7 | 3.1623e-13 | 5spot_SharedNeighbor | Water | Porous | Wet | R600a | MinimizeLCOE_Brownfield | IgnoreSilica | 2019 | 0 | 0 | 0 | 0 |  |  |  |  | 15 |  | 23.5774 | [19 empty] | 316.2278 | 0
1 | 4500 | 707 | 0.02 | 15 | 15 | 7 | 4.217e-13 | 5spot_SharedNeighbor | Water | Porous | Wet | R600a | MinimizeLCOE_Brownfield | IgnoreSilica | 2019 | 0 | 0 | 0 | 0 |  |  |  |  | 15 |  | 25.3181 | [19 empty] | 421.6965 | 0
1 | 4500 | 707 | 0.02 | 15 | 15 | 7 | 5.6234e-13 | 5spot_SharedNeighbor | Water | Porous | Wet | R600a | MinimizeLCOE_Brownfield | IgnoreSilica | 2019 | 0 | 0 | 0 | 0 |  |  |  |  | 15 |  | 26.6103 | [19 empty] | 562.3413 | 0
1 | 4500 | 707 | 0.02 | 15 | 15 | 7 | 7.4989e-13 | 5spot_SharedNeighbor | Water | Porous | Wet | R600a | MinimizeLCOE_Brownfield | IgnoreSilica | 2019 | 0 | 0 | 0 | 0 |  |  |  |  | 15 |  | 26.3981 | [19 empty] | 749.8942 | 0
1 | 4500 | 707 | 0.02 | 15 | 15 | 7 | 1e-12 | 5spot_SharedNeighbor | Water | Porous | Wet | R600a | MinimizeLCOE_Brownfield | IgnoreSilica | 2019 | 1.6 | 0.17365 | 0.0020768 | 4 | 2134981.6622 | 5089504.606 | 43524.489 | 103756.4355 | 80.1517 | 0 | 29.0356 | 88809.846 | 4944 | 86648.1545 | 69102.7007 | 0 | 50438.5439 | 0 | 116977.8656 | 304352.4108 | 207726.7742 | 929000.2956 | 961560.8286 | 15845322.9242 | 15845322.9242 | 1478867.319 | 7219850.2396 | 0 | 17735884.0484 | 42279924.5313 | 1000 | 0.0083073 | 2134981.6622 | 5089504.606 | 43524.489 | 103756.4355
1 | 4500 | 707 | 0.02 | 15 | 15 | 7 | 1.3335e-12 | 5spot_SharedNeighbor | Water | Porous | Wet | R600a | MinimizeLCOE_Brownfield | IgnoreSilica | 2019 | 2.546 | 0.32304 | 0.0056616 | 4 | 806221.6482 | 1890010.7848 | 16435.9188 | 38530.4263 | 87.3037 | 0 | 442.0269 | 145744.4999 | 8491.7343 | 141573.0256 | 100560.1451 | 0 | 72181.8604 | 0 | 182734.9935 | 475438.9689 | 324496.8655 | 1451222.0931 | 961560.8286 | 15845322.9242 | 15845322.9242 | 1478867.319 | 7219850.2396 | 0 | 18258105.846 | 42802146.3288 | 1333.5214 | 0.022647 | 806221.6482 | 1890010.7848 | 16435.9188 | 38530.4263
1 | 4500 | 707 | 0.02 | 15 | 15 | 7 | 1.7783e-12 | 5spot_SharedNeighbor | Water | Porous | Wet | R600a | MinimizeLCOE_Brownfield | IgnoreSilica | 2019 | 3.5512 | 0.48712 | 0.011003 | 4 | 426336.1304 | 984007.5486 | 8691.4387 | 20060.3248 | 91.1173 | 0 | 69.6204 | 200103.8795 | 11944.0188 | 196068.0177 | 134590.6296 | 0 | 89102.7861 | 0 | 246405.6394 | 641096.9289 | 437561.8272 | 1956873.7271 | 961560.8286 | 15845322.9242 | 15845322.9242 | 1478867.319 | 7219850.2396 | 0 | 18763757.4799 | 43307797.9628 | 1778.2794 | 0.044012 | 426336.1304 | 984007.5486 | 8691.4387 | 20060.3248
1 | 4500 | 707 | 0.02 | 15 | 15 | 7 | 2.3714e-12 | 5spot_SharedNeighbor | Water | Porous | Wet | R600a | MinimizeLCOE_Brownfield | IgnoreSilica | 2019 | 4.9278 | 0.71515 | 0.018683 | 4 | 259749.6703 | 588173.2519 | 5295.3484 | 11990.7073 | 93.9823 | 0 | 35.1463 | 267358.0456 | 16249.3667 | 265988.2764 | 181527.4434 | 0 | 109930.8537 | 0 | 328011.0544 | 853417.4794 | 582474.9656 | 2604957.4852 | 961560.8286 | 15845322.9242 | 15845322.9242 | 1478867.319 | 7219850.2396 | 0 | 19411841.238 | 43955881.7208 | 2371.3737 | 0.074733 | 259749.6703 | 588173.2519 | 5295.3484 | 11990.7073
1 | 4500 | 707 | 0.02 | 15 | 15 | 7 | 3.1623e-12 | 5spot_SharedNeighbor | Water | Porous | Wet | R600a | MinimizeLCOE_Brownfield | IgnoreSilica | 2019 | 6.3498 | 0.9521 | 0.028905 | 4 | 173200.4318 | 385481.7374 | 3530.9251 | 7858.5666 | 95.6919 | 0 | 46.5942 | 330624.0755 | 20310.5151 | 333984.7933 | 230026.0907 | 0 | 124237.1478 | 0 | 405281.2227 | 1054458.6069 | 719689.6662 | 3218612.1182 | 961560.8286 | 15845322.9242 | 15845322.9242 | 1478867.319 | 7219850.2396 | 0 | 20025495.871 | 44569536.3538 | 3162.2777 | 0.11562 | 173200.4318 | 385481.7374 | 3530.9251 | 7858.5666
1 | 4500 | 707 | 0.02 | 15 | 15 | 7 | 4.217e-12 | 5spot_SharedNeighbor | Water | Porous | Wet | R600a | MinimizeLCOE_Brownfield | IgnoreSilica | 2019 | 8.2646 | 1.2705 | 0.042504 | 4 | 122380.1511 | 266742.502 | 2494.8849 | 5437.9067 | 97.0254 | 0 | 80.6651 | 408323.1827 | 25290.6182 | 420265.1033 | 295044.1654 | 0 | 142482.6764 | 0 | 503648.2409 | 1310389.4104 | 894367.6984 | 3999811.0957 | 961560.8286 | 15845322.9242 | 15845322.9242 | 1478867.319 | 7219850.2396 | 0 | 20806694.8485 | 45350735.3313 | 4216.965 | 0.17002 | 122380.1511 | 266742.502 | 2494.8849 | 5437.9067
1 | 4500 | 707 | 0.02 | 15 | 15 | 7 | 5.6234e-12 | 5spot_SharedNeighbor | Water | Porous | Wet | R600a | MinimizeLCOE_Brownfield | IgnoreSilica | 2019 | 11.1151 | 1.7514 | 0.061793 | 4 | 88730.8368 | 188030.4765 | 1808.8981 | 3833.2556 | 98.3628 | 0 | 90.2846 | 515944.4807 | 32210.7442 | 542778.6425 | 392429.3559 | 0 | 171280.0785 | 0 | 645310.8877 | 1678966.5583 | 1145929.1753 | 5124849.923 | 961560.8286 | 15845322.9242 | 15845322.9242 | 1478867.319 | 7219850.2396 | 0 | 21931733.6759 | 46475774.1587 | 5623.4133 | 0.24717 | 88730.8368 | 188030.4765 | 1808.8981 | 3833.2556
1 | 4500 | 707 | 0.02 | 15 | 15 | 7 | 7.4989e-12 | 5spot_SharedNeighbor | Water | Porous | Wet | R600a | MinimizeLCOE_Brownfield | IgnoreSilica | 2019 | 14.4527 | 2.3128 | 0.086587 | 4 | 66874.8777 | 137739.9789 | 1363.3348 | 2808.0158 | 99.2043 | 0 | 101.2722 | 630570.4146 | 39559.8905 | 677564.2777 | 506653.3317 | 0 | 197517.5543 | 0 | 800227.5328 | 2082027.8912 | 1421026.8172 | 6355147.7101 | 961560.8286 | 15845322.9242 | 15845322.9242 | 1478867.319 | 7219850.2396 | 0 | 23162031.4629 | 47706071.9457 | 7498.9421 | 0.34635 | 66874.8777 | 137739.9789 | 1363.3348 | 2808.0158
1 | 4500 | 707 | 0.02 | 15 | 15 | 7 | 1e-11 | 5spot_SharedNeighbor | Water | Porous | Wet | R600a | MinimizeLCOE_Brownfield | IgnoreSilica | 2019 | 18.6324 | 3.0162 | 0.11893 | 4 | 51761.2093 | 103355.0289 | 1055.2223 | 2107.0321 | 99.8412 | 0 | 108.0674 | 762943.6837 | 48028.625 | 837554.8399 | 649439.5911 | 0 | 225813.2769 | 0 | 984274.2065 | 2560879.5829 | 1747852.9361 | 7816786.7421 | 961560.8286 | 15845322.9242 | 15845322.9242 | 1478867.319 | 7219850.2396 | 0 | 24623670.495 | 49167710.9778 | 10000 | 0.47572 | 51761.2093 | 103355.0289 | 1055.2223 | 2107.0321
1 | 4500 | 707 | 0.02 | 15 | 15 | 7 | 1.3335e-11 | 5spot_SharedNeighbor | Water | Porous | Wet | R600a | MinimizeLCOE_Brownfield | IgnoreSilica | 2019 | 23.8017 | 3.8867 | 0.16062 | 4 | 41005.9534 | 79208.7145 | 835.9618 | 1614.7768 | 100.3251 | 0 | 116.6281 | 914557.6041 | 57707.7064 | 1025528.8524 | 825994.1648 | 0 | 255751.9624 | 0 | 1201020.7131 | 3124809.5323 | 2132746.7142 | 9538117.2495 | 961560.8286 | 15845322.9242 | 15845322.9242 | 1478867.319 | 7219850.2396 | 0 | 26345001.0024 | 50889041.4852 | 13335.2143 | 0.64247 | 41005.9534 | 79208.7145 | 835.9618 | 1614.7768
1 | 4500 | 707 | 0.02 | 15 | 15 | 7 | 1.7783e-11 | 5spot_SharedNeighbor | Water | Porous | Wet | R600a | MinimizeLCOE_Brownfield | IgnoreSilica | 2019 | 30.1017 | 4.9479 | 0.21351 | 4 | 33194.7454 | 61933.8964 | 676.7198 | 1262.6062 | 100.6946 | 0 | 105.1139 | 1086353.2844 | 68650.8902 | 1243676.0864 | 1041171.6962 | 0 | 286791.2986 | 0 | 1453390.8698 | 3781424.9117 | 2580900.2027 | 11542359.2401 | 961560.8286 | 15845322.9242 | 15845322.9242 | 1478867.319 | 7219850.2396 | 0 | 28349242.9929 | 52893283.4757 | 17782.7941 | 0.85403 | 33194.7454 | 61933.8964 | 676.7198 | 1262.6062
1 | 4500 | 707 | 0.02 | 15 | 15 | 7 | 2.3714e-11 | 5spot_SharedNeighbor | Water | Porous | Wet | R600a | MinimizeLCOE_Brownfield | IgnoreSilica | 2019 | 37.5607 | 6.205 | 0.27901 | 4 | 27438.7977 | 49431.2417 | 559.377 | 1007.7227 | 100.9756 | 0 | 108.6898 | 1276298.6735 | 80723.2551 | 1490289.6746 | 1295983.0531 | 0 | 317239.2015 | 0 | 1739608.2045 | 4526103.7054 | 3089158.7811 | 13815404.5487 | 961560.8286 | 15845322.9242 | 15845322.9242 | 1478867.319 | 7219850.2396 | 0 | 30622288.3015 | 55166328.7844 | 23713.7371 | 1.116 | 27438.7977 | 49431.2417 | 559.377 | 1007.7227
1 | 4500 | 707 | 0.02 | 15 | 15 | 7 | 3.1623e-11 | 5spot_SharedNeighbor | Water | Porous | Wet | R600a | MinimizeLCOE_Brownfield | IgnoreSilica | 2019 | 46.0332 | 7.6331 | 0.35731 | 4 | 23159.5724 | 40332.1494 | 472.1392 | 822.2254 | 101.1859 | 0 | 121.6198 | 1478787.8268 | 93563.5073 | 1758622.6258 | 1585356.0621 | 0 | 344497.4803 | 0 | 2051722.7259 | 5338161.6665 | 3643405.0256 | 16294116.9203 | 961560.8286 | 15845322.9242 | 15845322.9242 | 1478867.319 | 7219850.2396 | 0 | 33101000.6731 | 57645041.1559 | 31622.7766 | 1.4293 | 23159.5724 | 40332.1494 | 472.1392 | 822.2254
1 | 4500 | 707 | 0.02 | 15 | 15 | 7 | 4.217e-11 | 5spot_SharedNeighbor | Water | Porous | Wet | R600a | MinimizeLCOE_Brownfield | IgnoreSilica | 2019 | 55.1707 | 9.1725 | 0.44666 | 4 | 19966.6522 | 33704.1334 | 407.0472 | 687.1043 | 101.3352 | 0 | 121.5084 | 1684874.4331 | 106600.9136 | 2036832.0743 | 1897361.3077 | 0 | 365692.7643 | 0 | 2375630.9822 | 6180904.5069 | 4218594.3308 | 18866491.3129 | 961560.8286 | 15845322.9242 | 15845322.9242 | 1478867.319 | 7219850.2396 | 0 | 35673375.0658 | 60217415.5486 | 42169.6503 | 1.7866 | 19966.6522 | 33704.1334 | 407.0472 | 687.1043
1 | 4500 | 707 | 0.02 | 15 | 15 | 7 | 5.6234e-11 | 5spot_SharedNeighbor | Water | Porous | Wet | R600a | MinimizeLCOE_Brownfield | IgnoreSilica | 2019 | 64.3935 | 10.7235 | 0.54268 | 4 | 17586.3355 | 28893.1512 | 358.5212 | 589.026 | 101.4279 | 0 | 121.302 | 1882291.1762 | 119056.4806 | 2307832.3325 | 2212038.8237 | 0 | 377892.2875 | 0 | 2690653.3292 | 7000528.0337 | 4778004.2295 | 21368296.6929 | 961560.8286 | 15845322.9242 | 15845322.9242 | 1478867.319 | 7219850.2396 | 0 | 38175180.4457 | 62719220.9285 | 56234.1325 | 2.1707 | 17586.3355 | 28893.1512 | 358.5212 | 589.026
1 | 4500 | 707 | 0.02 | 15 | 15 | 7 | 7.4989e-11 | 5spot_SharedNeighbor | Water | Porous | Wet | R600a | MinimizeLCOE_Brownfield | IgnoreSilica | 2019 | 73.1554 | 12.1922 | 0.63969 | 4 | 15816.3041 | 25408.4627 | 322.4368 | 517.9859 | 101.4723 | 0 | 170.2961 | 2061361.6398 | 130320.8335 | 2557331.9878 | 2510579.2047 | 0 | 380483.6583 | 0 | 2979630.1564 | 7752386.4609 | 5291163.0552 | 23663256.9967 | 961560.8286 | 15845322.9242 | 15845322.9242 | 1478867.319 | 7219850.2396 | 0 | 40470140.7495 | 65014181.2323 | 74989.4209 | 2.5588 | 15816.3041 | 25408.4627 | 322.4368 | 517.9859
1 | 4500 | 707 | 0.02 | 15 | 15 | 7 | 1e-10 | 5spot_SharedNeighbor | Water | Porous | Wet | R600a | MinimizeLCOE_Brownfield | IgnoreSilica | 2019 | 81.0755 | 13.5142 | 0.73227 | 4 | 14502.6385 | 22882.0896 | 295.6559 | 466.4823 | 101.4807 | 0 | 145.1506 | 2216876.3917 | 140072.8535 | 2776837.7119 | 2779950.8966 | 0 | 375035.1183 | 0 | 3232621.4591 | 8410617.9347 | 5740419.5614 | 25672431.9272 | 961560.8286 | 15845322.9242 | 15845322.9242 | 1478867.319 | 7219850.2396 | 0 | 42479315.68 | 67023356.1628 | 100000 | 2.9291 | 14502.6385 | 22882.0896 | 295.6559 | 466.4823
1 | 4500 | 707 | 0.02 | 15 | 15 | 7 | 1.3335e-10 | 5spot_SharedNeighbor | Water | Porous | Wet | R600a | MinimizeLCOE_Brownfield | IgnoreSilica | 2019 | 87.8696 | 14.6429 | 0.81593 | 4 | 13528.2263 | 21048.5162 | 275.7912 | 429.1025 | 101.4663 | 0 | 159.6954 | 2345866.4185 | 148137.0248 | 2960912.9691 | 3010568.6045 | 0 | 363406.2576 | 0 | 3443267.597 | 8958675.9761 | 6114480.4361 | 27345315.2837 | 961560.8286 | 15845322.9242 | 15845322.9242 | 1478867.319 | 7219850.2396 | 0 | 44152199.0365 | 68696239.5193 | 133352.1432 | 3.2637 | 13528.2263 | 21048.5162 | 275.7912 | 429.1025
1 | 4500 | 707 | 0.02 | 15 | 15 | 7 | 1.7783e-10 | 5spot_SharedNeighbor | Water | Porous | Wet | R600a | MinimizeLCOE_Brownfield | IgnoreSilica | 2019 | 93.5381 | 15.5804 | 0.88858 | 4 | 12805.0112 | 19710.4604 | 261.0475 | 401.8244 | 101.4404 | 0 | 162.8053 | 2450562.2635 | 154664.3215 | 3111676.1746 | 3202610.5603 | 0 | 348688.6867 | 0 | 3614598.7826 | 9404444.5762 | 6418726.6652 | 28705972.0307 | 961560.8286 | 15845322.9242 | 15845322.9242 | 1478867.319 | 7219850.2396 | 0 | 45512855.7835 | 70056896.2663 | 177827.941 | 3.5543 | 12805.0112 | 19710.4604 | 261.0475 | 401.8244
1 | 4500 | 707 | 0.02 | 15 | 15 | 7 | 2.3714e-10 | 5spot_SharedNeighbor | Water | Porous | Wet | R600a | MinimizeLCOE_Brownfield | IgnoreSilica | 2019 | 98.1271 | 16.3362 | 0.94946 | 4 | 12267.5329 | 18730.1911 | 250.0903 | 381.8403 | 101.4109 | 0 | 164.3606 | 2533465.0492 | 159820.5513 | 3231932.6366 | 3357812.5508 | 0 | 332923.9296 | 0 | 3750222.3398 | 9757309.2518 | 6659564.057 | 29783050.366 | 961560.8286 | 15845322.9242 | 15845322.9242 | 1478867.319 | 7219850.2396 | 0 | 46589934.1189 | 71133974.6017 | 237137.3706 | 3.7978 | 12267.5329 | 18730.1911 | 250.0903 | 381.8403
1 | 4500 | 707 | 0.02 | 15 | 15 | 7 | 3.1623e-10 | 5spot_SharedNeighbor | Water | Porous | Wet | R600a | MinimizeLCOE_Brownfield | IgnoreSilica | 2019 | 101.7398 | 16.9292 | 0.99897 | 4 | 11867.463 | 18009.8296 | 241.9343 | 367.1547 | 101.3825 | 0 | 170.7016 | 2597602.7336 | 163801.7224 | 3325507.548 | 3479812.2198 | 0 | 317465.8859 | 0 | 3854834.1428 | 10029487.7044 | 6845331.4436 | 30613843.4006 | 961560.8286 | 15845322.9242 | 15845322.9242 | 1478867.319 | 7219850.2396 | 0 | 47420727.1534 | 71964767.6362 | 316227.766 | 3.9959 | 11867.463 | 18009.8296 | 241.9343 | 367.1547
1 | 4500 | 707 | 0.02 | 15 | 15 | 7 | 4.217e-10 | 5spot_SharedNeighbor | Water | Porous | Wet | R600a | MinimizeLCOE_Brownfield | IgnoreSilica | 2019 | 104.5781 | 17.3936 | 1.0386 | 4 | 11569.2147 | 17477.1235 | 235.8541 | 356.2948 | 101.3572 | 0 | 161.2078 | 2647315.0204 | 166882.5026 | 3398363.4904 | 3575543.6262 | 0 | 303642.7598 | 0 | 3935781.4858 | 10240096.0863 | 6989075.9918 | 31256700.9633 | 961560.8286 | 15845322.9242 | 15845322.9242 | 1478867.319 | 7219850.2396 | 0 | 48063584.7162 | 72607625.199 | 421696.5034 | 4.1544 | 11569.2147 | 17477.1235 | 235.8541 | 356.2948
1 | 4500 | 707 | 0.02 | 15 | 15 | 7 | 5.6234e-10 | 5spot_SharedNeighbor | Water | Porous | Wet | R600a | MinimizeLCOE_Brownfield | IgnoreSilica | 2019 | 107.1527 | 17.8139 | 1.0729 | 4 | 11335.6195 | 17054.4847 | 231.0919 | 347.6787 | 101.3321 | 0 | 167.3563 | 2691908.6667 | 169642.3174 | 3463961.3282 | 3662291.9028 | 0 | 293226.902 | 0 | 4009602.1357 | 10432162.2746 | 7120165.1119 | 31842960.6393 | 961560.8286 | 15845322.9242 | 15845322.9242 | 1478867.319 | 7219850.2396 | 0 | 48649844.3921 | 73193884.8749 | 562341.3252 | 4.2918 | 11335.6195 | 17054.4847 | 231.0919 | 347.6787
1 | 4500 | 707 | 0.02 | 15 | 15 | 7 | 7.4989e-10 | 5spot_SharedNeighbor | Water | Porous | Wet | R600a | MinimizeLCOE_Brownfield | IgnoreSilica | 2019 | 108.8117 | 18.0842 | 1.0969 | 4 | 11171.815 | 16765.9144 | 227.7526 | 341.7958 | 101.3148 | 0 | 158.8195 | 2720390.1245 | 171402.982 | 3505982.5597 | 3718140.7075 | 0 | 283398.1401 | 0 | 4055732.6604 | 10552184.4371 | 7202082.704 | 32209314.3152 | 961560.8286 | 15845322.9242 | 15845322.9242 | 1478867.319 | 7219850.2396 | 0 | 49016198.0681 | 73560238.5509 | 749894.2093 | 4.3875 | 11171.815 | 16765.9144 | 227.7526 | 341.7958
1 | 4500 | 707 | 0.02 | 15 | 15 | 7 | 1e-09 | 5spot_SharedNeighbor | Water | Porous | Wet | R600a | MinimizeLCOE_Brownfield | IgnoreSilica | 2019 | 110.0614 | 18.2874 | 1.1152 | 4 | 11049.294 | 16551.4034 | 225.2548 | 337.4227 | 101.3012 | 0 | 161.1734 | 2741716.1159 | 172720.2971 | 3537509.9153 | 3760184.4549 | 0 | 275312.5383 | 0 | 4090102.8954 | 10641608.7384 | 7263116.6272 | 32482271.5826 | 961560.8286 | 15845322.9242 | 15845322.9242 | 1478867.319 | 7219850.2396 | 0 | 49289155.3355 | 73833195.8183 | 1000000 | 4.4608 | 11049.294 | 16551.4034 | 225.2548 | 337.4227
1 | 4500 | 707 | 0.02 | 15 | 15 | 7 | 1.3335e-09 | 5spot_SharedNeighbor | Water | Porous | Wet | R600a | MinimizeLCOE_Brownfield | IgnoreSilica | 2019 | 111.0165 | 18.4427 | 1.1293 | 4 | 10957.591 | 16391.1606 | 223.3853 | 334.156 | 101.2905 | 0 | 155.957 | 2757942.8343 | 173722.0402 | 3561535.1571 | 3792305.2856 | 0 | 268934.9076 | 0 | 4116231.6876 | 10709590.496 | 7309515.5736 | 32689777.982 | 961560.8286 | 15845322.9242 | 15845322.9242 | 1478867.319 | 7219850.2396 | 0 | 49496661.7349 | 74040702.2177 | 1333521.4322 | 4.5171 | 10957.591 | 16391.1606 | 223.3853 | 334.156
1 | 4500 | 707 | 0.02 | 15 | 15 | 7 | 1.7783e-09 | 5spot_SharedNeighbor | Water | Porous | Wet | R600a | MinimizeLCOE_Brownfield | IgnoreSilica | 2019 | 111.7204 | 18.5569 | 1.1399 | 4 | 10888.92 | 16271.9902 | 221.9854 | 331.7265 | 101.2824 | 0 | 146.9484 | 2769859.3231 | 174457.3655 | 3579198.8878 | 3815966.145 | 0 | 263786.259 | 0 | 4135274.5123 | 10759136.0197 | 7343331.4116 | 32841009.924 | 961560.8286 | 15845322.9242 | 15845322.9242 | 1478867.319 | 7219850.2396 | 0 | 49647893.6768 | 74191934.1596 | 1778279.41 | 4.5595 | 10888.92 | 16271.9902 | 221.9854 | 331.7265
1 | 4500 | 707 | 0.02 | 15 | 15 | 7 | 2.3714e-09 | 5spot_SharedNeighbor | Water | Porous | Wet | R600a | MinimizeLCOE_Brownfield | IgnoreSilica | 2019 | 112.2734 | 18.6467 | 1.148 | 4 | 10837.4775 | 16182.2667 | 220.9366 | 329.8974 | 101.276 | 0 | 145.48 | 2779199.1221 | 175033.4992 | 3593055.0891 | 3834553.387 | 0 | 259964.3577 | 0 | 4150304.1275 | 10798239.9952 | 7370020.6784 | 32960370.2562 | 961560.8286 | 15845322.9242 | 15845322.9242 | 1478867.319 | 7219850.2396 | 0 | 49767254.009 | 74311294.4918 | 2371373.7057 | 4.5921 | 10837.4775 | 16182.2667 | 220.9366 | 329.8974
1 | 4500 | 707 | 0.02 | 15 | 15 | 7 | 3.1623e-09 | 5spot_SharedNeighbor | Water | Porous | Wet | R600a | MinimizeLCOE_Brownfield | IgnoreSilica | 2019 | 112.6755 | 18.7119 | 1.1541 | 4 | 10798.9305 | 16115.5402 | 220.1508 | 328.5371 | 101.2713 | 0 | 147.7917 | 2785976.3649 | 175451.4498 | 3603116.2194 | 3848064.5555 | 0 | 256908.4109 | 0 | 4161111.6302 | 10826358.9005 | 7389212.409 | 33046199.9402 | 961560.8286 | 15845322.9242 | 15845322.9242 | 1478867.319 | 7219850.2396 | 0 | 49853083.693 | 74397124.1758 | 3162277.6602 | 4.6165 | 10798.9305 | 16115.5402 | 220.1508 | 328.5371
1 | 4500 | 707 | 0.02 | 15 | 15 | 7 | 4.217e-09 | 5spot_SharedNeighbor | Water | Porous | Wet | R600a | MinimizeLCOE_Brownfield | IgnoreSilica | 2019 | 112.9728 | 18.7601 | 1.1587 | 4 | 10770.0408 | 16065.731 | 219.5618 | 327.5217 | 101.2677 | 0 | 158.5697 | 2790979.6554 | 175759.942 | 3610547.4218 | 3858051.9498 | 0 | 254530.8085 | 0 | 4169049.2132 | 10847010.8632 | 7403307.7979 | 33109237.6517 | 961560.8286 | 15845322.9242 | 15845322.9242 | 1478867.319 | 7219850.2396 | 0 | 49916121.4046 | 74460161.8874 | 4216965.0343 | 4.6347 | 10770.0408 | 16065.731 | 219.5618 | 327.5217
1 | 4500 | 707 | 0.02 | 15 | 15 | 7 | 5.6234e-09 | 5spot_SharedNeighbor | Water | Porous | Wet | R600a | MinimizeLCOE_Brownfield | IgnoreSilica | 2019 | 113.2091 | 18.7984 | 1.1622 | 4 | 10748.3856 | 16028.0709 | 219.1204 | 326.7539 | 101.2649 | 0 | 143.7611 | 2794952.9609 | 176004.8935 | 3616450.9381 | 3865990.9254 | 0 | 252822.1667 | 0 | 4175426.535 | 10863603.3462 | 7414632.5085 | 33159884.2741 | 961560.8286 | 15845322.9242 | 15845322.9242 | 1478867.319 | 7219850.2396 | 0 | 49966768.027 | 74510808.5098 | 5623413.2519 | 4.6488 | 10748.3856 | 16028.0709 | 219.1204 | 326.7539
1 | 4500 | 707 | 0.02 | 15 | 15 | 7 | 7.4989e-09 | 5spot_SharedNeighbor | Water | Porous | Wet | R600a | MinimizeLCOE_Brownfield | IgnoreSilica | 2019 | 113.3749 | 18.8252 | 1.1648 | 4 | 10732.1516 | 16000.1808 | 218.7894 | 326.1853 | 101.2629 | 0 | 133.6384 | 2797737.6314 | 176176.5463 | 3620589.5708 | 3871559.0985 | 0 | 251434.2799 | 0 | 4179823.8795 | 10875044.3348 | 7422441.2183 | 33194806.5596 | 961560.8286 | 15845322.9242 | 15845322.9242 | 1478867.319 | 7219850.2396 | 0 | 50001690.3124 | 74545730.7952 | 7498942.0933 | 4.6591 | 10732.1516 | 16000.1808 | 218.7894 | 326.1853
1 | 4500 | 707 | 0.02 | 15 | 15 | 7 | 1e-08 | 5spot_SharedNeighbor | Water | Porous | Wet | R600a | MinimizeLCOE_Brownfield | IgnoreSilica | 2019 | 113.5038 | 18.8461 | 1.1667 | 4 | 10719.9806 | 15979.1592 | 218.5413 | 325.7568 | 101.2613 | 0 | 154.8103 | 2799901.7226 | 176309.9352 | 3623806.5193 | 3875888.6537 | 0 | 250419.5357 | 0 | 4183267.2829 | 10884003.364 | 7428555.9398 | 33222152.9531 | 961560.8286 | 15845322.9242 | 15845322.9242 | 1478867.319 | 7219850.2396 | 0 | 50029036.706 | 74573077.1888 | 10000000 | 4.6669 | 10719.9806 | 15979.1592 | 218.5413 | 325.7568
1 | 4600 | 707 | 0.02 | 15 | 15 | 7 | 1e-13 | 5spot_SharedNeighbor | Water | Porous | Wet | R600a | MinimizeLCOE_Brownfield | IgnoreSilica | 2019 | 0 | 0 | 0 | 0 |  |  |  |  | 15 |  | 21.7702 | [19 empty] | 100 | 0
1 | 4600 | 707 | 0.02 | 15 | 15 | 7 | 1.3335e-13 | 5spot_SharedNeighbor | Water | Porous | Wet | R600a | MinimizeLCOE_Brownfield | IgnoreSilica | 2019 | 0 | 0 | 0 | 0 |  |  |  |  | 15 |  | 23.947 | [19 empty] | 133.3521 | 0
1 | 4600 | 707 | 0.02 | 15 | 15 | 7 | 1.7783e-13 | 5spot_SharedNeighbor | Water | Porous | Wet | R600a | MinimizeLCOE_Brownfield | IgnoreSilica | 2019 | 0 | 0 | 0 | 0 |  |  |  |  | 15 |  | 23.4783 | [19 empty] | 177.8279 | 0
1 | 4600 | 707 | 0.02 | 15 | 15 | 7 | 2.3714e-13 | 5spot_SharedNeighbor | Water | Porous | Wet | R600a | MinimizeLCOE_Brownfield | IgnoreSilica | 2019 | 0 | 0 | 0 | 0 |  |  |  |  | 15 |  | 25.1512 | [19 empty] | 237.1374 | 0
1 | 4600 | 707 | 0.02 | 15 | 15 | 7 | 3.1623e-13 | 5spot_SharedNeighbor | Water | Porous | Wet | R600a | MinimizeLCOE_Brownfield | IgnoreSilica | 2019 | 0 | 0 | 0 | 0 |  |  |  |  | 15 |  | 22.5316 | [19 empty] | 316.2278 | 0
1 | 4600 | 707 | 0.02 | 15 | 15 | 7 | 4.217e-13 | 5spot_SharedNeighbor | Water | Porous | Wet | R600a | MinimizeLCOE_Brownfield | IgnoreSilica | 2019 | 0 | 0 | 0 | 0 |  |  |  |  | 15 |  | 25.2863 | [19 empty] | 421.6965 | 0
1 | 4600 | 707 | 0.02 | 15 | 15 | 7 | 5.6234e-13 | 5spot_SharedNeighbor | Water | Porous | Wet | R600a | MinimizeLCOE_Brownfield | IgnoreSilica | 2019 | 0 | 0 | 0 | 0 |  |  |  |  | 15 |  | 26.8684 | [19 empty] | 562.3413 | 0
1 | 4600 | 707 | 0.02 | 15 | 15 | 7 | 7.4989e-13 | 5spot_SharedNeighbor | Water | Porous | Wet | R600a | MinimizeLCOE_Brownfield | IgnoreSilica | 2019 | 1.6 | 0.17773 | 0.00014587 | 4 | 31276914.4019 | 74469745.6502 | 637622.2052 | 1518166.4929 | 81.1631 | 0 | 28.4202 | 91159.9035 | 5104.8778 | 88202.1831 | 69573.1368 | 0 | 59943.3252 | 0 | 122453.5363 | 318598.9827 | 217450.3523 | 972486.2977 | 961560.8286 | 16315151.5233 | 16315151.5233 | 1478867.319 | 7407781.6792 | 0 | 18249198.6496 | 43450999.1712 | 749.8942 | 0.00058347 | 31276914.4019 | 74469745.6502 | 637622.2052 | 1518166.4929
1 | 4600 | 707 | 0.02 | 15 | 15 | 7 | 1e-12 | 5spot_SharedNeighbor | Water | Porous | Wet | R600a | MinimizeLCOE_Brownfield | IgnoreSilica | 2019 | 1.6 | 0.17774 | 0.0026875 | 4 | 1694566.1553 | 4038916.42 | 34546.0231 | 82338.7743 | 81.1658 | 0 | 30.9168 | 91166.1069 | 5105.3045 | 88206.2663 | 69574.278 | 0 | 49410.1966 | 0 | 118350.2394 | 307923.046 | 210163.8061 | 939899.2438 | 961560.8286 | 16315151.5233 | 16315151.5233 | 1478867.319 | 7407781.6792 | 0 | 18216611.5957 | 43418412.1173 | 1000 | 0.01075 | 1694566.1553 | 4038916.42 | 34546.0231 | 82338.7743
1 | 4600 | 707 | 0.02 | 15 | 15 | 7 | 1.3335e-12 | 5spot_SharedNeighbor | Water | Porous | Wet | R600a | MinimizeLCOE_Brownfield | IgnoreSilica | 2019 | 2.7935 | 0.37313 | 0.0071179 | 4 | 663611.3457 | 1548768.4015 | 13528.6149 | 31573.7387 | 89.7905 | 0 | 69.8225 | 164531.4599 | 9730.6328 | 158571.0498 | 110005.6564 | 0 | 79345.3127 | 0 | 203651.8036 | 529860.2181 | 361640.4864 | 1617336.6198 | 961560.8286 | 16315151.5233 | 16315151.5233 | 1478867.319 | 7407781.6792 | 0 | 18894048.9718 | 44095849.4933 | 1333.5214 | 0.028472 | 663611.3457 | 1548768.4015 | 13528.6149 | 31573.7387
1 | 4600 | 707 | 0.02 | 15 | 15 | 7 | 1.7783e-12 | 5spot_SharedNeighbor | Water | Porous | Wet | R600a | MinimizeLCOE_Brownfield | IgnoreSilica | 2019 | 3.8413 | 0.55057 | 0.013321 | 4 | 364554.2148 | 837512.2821 | 7431.9308 | 17073.8207 | 93.3347 | 0 | 63.2619 | 221817.8432 | 13414.3153 | 215877.1122 | 146156.4641 | 0 | 96489.5965 | 0 | 270564.5792 | 703953.5347 | 480462.7523 | 2148736.1976 | 961560.8286 | 16315151.5233 | 16315151.5233 | 1478867.319 | 7407781.6792 | 0 | 19425448.5495 | 44627249.0711 | 1778.2794 | 0.053285 | 364554.2148 | 837512.2821 | 7431.9308 | 17073.8207
1 | 4600 | 707 | 0.02 | 15 | 15 | 7 | 2.3714e-12 | 5spot_SharedNeighbor | Water | Porous | Wet | R600a | MinimizeLCOE_Brownfield | IgnoreSilica | 2019 | 5.1519 | 0.77504 | 0.021998 | 4 | 227800.7157 | 514215.6586 | 4644.0257 | 10482.9817 | 95.8682 | 0 | 31.9042 | 286909.697 | 17626.7005 | 283259.372 | 191406.4808 | 0 | 114360.8981 | 0 | 348489.6279 | 906698.5266 | 618840.3752 | 2767591.6781 | 961560.8286 | 16315151.5233 | 16315151.5233 | 1478867.319 | 7407781.6792 | 0 | 20044304.0301 | 45246104.5516 | 2371.3737 | 0.087991 | 227800.7157 | 514215.6586 | 4644.0257 | 10482.9817
1 | 4600 | 707 | 0.02 | 15 | 15 | 7 | 3.1623e-12 | 5spot_SharedNeighbor | Water | Porous | Wet | R600a | MinimizeLCOE_Brownfield | IgnoreSilica | 2019 | 6.8419 | 1.0659 | 0.033827 | 4 | 153660.3535 | 339916.5493 | 3132.5741 | 6929.6586 | 97.7484 | 0 | 87.6007 | 363219.8488 | 22573.1997 | 365001.0046 | 249630.9786 | 0 | 134334.056 | 0 | 442556.0443 | 1151440.0465 | 785881.4914 | 3514636.6701 | 961560.8286 | 16315151.5233 | 16315151.5233 | 1478867.319 | 7407781.6792 | 0 | 20791349.022 | 45993149.5436 | 3162.2777 | 0.13531 | 153660.3535 | 339916.5493 | 3132.5741 | 6929.6586
1 | 4600 | 707 | 0.02 | 15 | 15 | 7 | 4.217e-12 | 5spot_SharedNeighbor | Water | Porous | Wet | R600a | MinimizeLCOE_Brownfield | IgnoreSilica | 2019 | 9.3512 | 1.5009 | 0.050223 | 4 | 108769.4146 | 234218.1076 | 2217.4116 | 4774.8529 | 99.3706 | 0 | 87.2163 | 466693.8014 | 29291.1845 | 479383.2362 | 336737.4312 | 0 | 164794.1052 | 0 | 575990.9058 | 1498610.185 | 1022832.2446 | 4574333.0941 | 961560.8286 | 16315151.5233 | 16315151.5233 | 1478867.319 | 7407781.6792 | 0 | 21851045.446 | 47052845.9676 | 4216.965 | 0.20089 | 108769.4146 | 234218.1076 | 2217.4116 | 4774.8529
1 | 4600 | 707 | 0.02 | 15 | 15 | 7 | 5.6234e-12 | 5spot_SharedNeighbor | Water | Porous | Wet | R600a | MinimizeLCOE_Brownfield | IgnoreSilica | 2019 | 11.9117 | 1.9457 | 0.071436 | 4 | 79954.9867 | 168152.1026 | 1629.9906 | 3428.0081 | 100.3411 | 0 | 99.533 | 563366.6333 | 35560.1177 | 589567.7144 | 425450.1246 | 0 | 184406.3302 | 0 | 701356.8589 | 1824786.6788 | 1245454.4039 | 5569948.8618 | 961560.8286 | 16315151.5233 | 16315151.5233 | 1478867.319 | 7407781.6792 | 0 | 22846661.2138 | 48048461.7353 | 5623.4133 | 0.28574 | 79954.9867 | 168152.1026 | 1629.9906 | 3428.0081
1 | 4600 | 707 | 0.02 | 15 | 15 | 7 | 7.4989e-12 | 5spot_SharedNeighbor | Water | Porous | Wet | R600a | MinimizeLCOE_Brownfield | IgnoreSilica | 2019 | 15.4413 | 2.559 | 0.099577 | 4 | 60662.5734 | 123934.6886 | 1236.6886 | 2526.5763 | 101.1545 | 0 | 100.1262 | 686357.5781 | 43520.7152 | 733632.2159 | 547665.7338 | 0 | 211982.4752 | 0 | 867031.9001 | 2255839.1513 | 1539656.5736 | 6885686.3432 | 961560.8286 | 16315151.5233 | 16315151.5233 | 1478867.319 | 7407781.6792 | 0 | 24162398.6951 | 49364199.2167 | 7498.9421 | 0.39831 | 60662.5734 | 123934.6886 | 1236.6886 | 2526.5763
1 | 4600 | 707 | 0.02 | 15 | 15 | 7 | 1e-11 | 5spot_SharedNeighbor | Water | Porous | Wet | R600a | MinimizeLCOE_Brownfield | IgnoreSilica | 2019 | 19.8971 | 3.334 | 0.1363 | 4 | 47213.4537 | 93436.9522 | 962.5101 | 1904.8387 | 101.7771 | 0 | 105.433 | 829727.0642 | 52780.0014 | 906150.3351 | 701915.9005 | 0 | 242437.5744 | 0 | 1065874.2415 | 2773186.1355 | 1892756.5208 | 8464827.7735 | 961560.8286 | 16315151.5233 | 16315151.5233 | 1478867.319 | 7407781.6792 | 0 | 25741540.1255 | 50943340.647 | 10000 | 0.54522 | 47213.4537 | 93436.9522 | 962.5101 | 1904.8387
1 | 4600 | 707 | 0.02 | 15 | 15 | 7 | 1.3335e-11 | 5spot_SharedNeighbor | Water | Porous | Wet | R600a | MinimizeLCOE_Brownfield | IgnoreSilica | 2019 | 25.3876 | 4.2897 | 0.18355 | 4 | 37585.64 | 71910.4449 | 766.2341 | 1465.9917 | 102.2492 | 0 | 117.9655 | 993503.6051 | 63335.8635 | 1108193.2563 | 892278.85 | 0 | 274428.3576 | 0 | 1299378.5737 | 3380716.5095 | 2307408.4845 | 10319243.5001 | 961560.8286 | 16315151.5233 | 16315151.5233 | 1478867.319 | 7407781.6792 | 0 | 27595955.8521 | 52797756.3736 | 13335.2143 | 0.73422 | 37585.64 | 71910.4449 | 766.2341 | 1465.9917
1 | 4600 | 707 | 0.02 | 15 | 15 | 7 | 1.7783e-11 | 5spot_SharedNeighbor | Water | Porous | Wet | R600a | MinimizeLCOE_Brownfield | IgnoreSilica | 2019 | 32.0165 | 5.4441 | 0.24322 | 4 | 30565.0282 | 56469.7752 | 623.1094 | 1151.2127 | 102.6079 | 0 | 107.9397 | 1177559.5721 | 75173.4405 | 1340609.6242 | 1122370.6669 | 0 | 306853.2935 | 0 | 1568800.9729 | 4081698.3261 | 2785842.9781 | 12458908.8742 | 961560.8286 | 16315151.5233 | 16315151.5233 | 1478867.319 | 7407781.6792 | 0 | 29735621.2262 | 54937421.7478 | 17782.7941 | 0.97286 | 30565.0282 | 56469.7752 | 623.1094 | 1151.2127
1 | 4600 | 707 | 0.02 | 15 | 15 | 7 | 2.3714e-11 | 5spot_SharedNeighbor | Water | Porous | Wet | R600a | MinimizeLCOE_Brownfield | IgnoreSilica | 2019 | 39.8265 | 6.8048 | 0.31671 | 4 | 25379.2917 | 45272.6928 | 517.3912 | 922.9451 | 102.881 | 0 | 88.3197 | 1380271.5518 | 88181.0081 | 1602229.2329 | 1393511.4549 | 0 | 338399.0017 | 0 | 1873010.9773 | 4873190.3555 | 3326052.5516 | 14874846.1337 | 961560.8286 | 16315151.5233 | 16315151.5233 | 1478867.319 | 7407781.6792 | 0 | 32151558.4857 | 57353359.0073 | 23713.7371 | 1.2668 | 25379.2917 | 45272.6928 | 517.3912 | 922.9451
1 | 4600 | 707 | 0.02 | 15 | 15 | 7 | 3.1623e-11 | 5spot_SharedNeighbor | Water | Porous | Wet | R600a | MinimizeLCOE_Brownfield | IgnoreSilica | 2019 | 48.6083 | 8.335 | 0.40384 | 4 | 21518.4002 | 37119.6415 | 438.6817 | 756.7341 | 103.0834 | 0 | 107.837 | 1594431.737 | 101890.9861 | 1884215.3031 | 1698410.8319 | 0 | 365890.1414 | 0 | 2201487.2098 | 5727818.1328 | 3909353.5705 | 17483497.9127 | 961560.8286 | 16315151.5233 | 16315151.5233 | 1478867.319 | 7407781.6792 | 0 | 34760210.2647 | 59962010.7862 | 31622.7766 | 1.6154 | 21518.4002 | 37119.6415 | 438.6817 | 756.7341
1 | 4600 | 707 | 0.02 | 15 | 15 | 7 | 4.217e-11 | 5spot_SharedNeighbor | Water | Porous | Wet | R600a | MinimizeLCOE_Brownfield | IgnoreSilica | 2019 | 57.9427 | 9.9601 | 0.50206 | 4 | 18636.9884 | 31186.1172 | 379.9402 | 635.7712 | 103.2228 | 0 | 142.8069 | 1809468.825 | 115621.857 | 2172564.3586 | 2022364.9476 | 0 | 386078.9258 | 0 | 2537378.5764 | 6601738.568 | 4505822.2248 | 20151038.2831 | 961560.8286 | 16315151.5233 | 16315151.5233 | 1478867.319 | 7407781.6792 | 0 | 37427750.635 | 62629551.1566 | 42169.6503 | 2.0083 | 18636.9884 | 31186.1172 | 379.9402 | 635.7712
1 | 4600 | 707 | 0.02 | 15 | 15 | 7 | 5.6234e-11 | 5spot_SharedNeighbor | Water | Porous | Wet | R600a | MinimizeLCOE_Brownfield | IgnoreSilica | 2019 | 67.2628 | 11.5788 | 0.60635 | 4 | 16489.6827 | 26880.4604 | 336.1645 | 547.9945 | 103.3046 | 0 | 156.8752 | 2013415.0644 | 128606.5854 | 2450580.0836 | 2345442.5973 | 0 | 396639.8323 | 0 | 2860526.8236 | 7442504.0202 | 5079661.922 | 22717376.9289 | 961560.8286 | 16315151.5233 | 16315151.5233 | 1478867.319 | 7407781.6792 | 0 | 39994089.2808 | 65195889.8024 | 56234.1325 | 2.4254 | 16489.6827 | 26880.4604 | 336.1645 | 547.9945
1 | 4600 | 707 | 0.02 | 15 | 15 | 7 | 7.4989e-11 | 5spot_SharedNeighbor | Water | Porous | Wet | R600a | MinimizeLCOE_Brownfield | IgnoreSilica | 2019 | 76.013 | 13.0928 | 0.71038 | 4 | 14893.4266 | 23762.5713 | 303.6226 | 484.4322 | 103.338 | 0 | 142.7808 | 2196374.7559 | 140217.3853 | 2703668.5755 | 2648191.9332 | 0 | 397152.9157 | 0 | 3153386.1706 | 8204463.9674 | 5599715.2426 | 25043170.9462 | 961560.8286 | 16315151.5233 | 16315151.5233 | 1478867.319 | 7407781.6792 | 0 | 42319883.2982 | 67521683.8197 | 74989.4209 | 2.8415 | 14893.4266 | 23762.5713 | 303.6226 | 484.4322
1 | 4600 | 707 | 0.02 | 15 | 15 | 7 | 1e-10 | 5spot_SharedNeighbor | Water | Porous | Wet | R600a | MinimizeLCOE_Brownfield | IgnoreSilica | 2019 | 83.8204 | 14.4373 | 0.8084 | 4 | 13708.7025 | 21502.4009 | 279.4704 | 438.3555 | 103.3369 | 0 | 156.6806 | 2353347.8271 | 150145.6879 | 2923588.716 | 2917689.366 | 0 | 389391.9439 | 0 | 3406323.781 | 8862555.745 | 6048876.4033 | 27051919.4703 | 961560.8286 | 16315151.5233 | 16315151.5233 | 1478867.319 | 7407781.6792 | 0 | 44328631.8222 | 69530432.3438 | 100000 | 3.2336 | 13708.7025 | 21502.4009 | 279.4704 | 438.3555
1 | 4600 | 707 | 0.02 | 15 | 15 | 7 | 1.3335e-10 | 5spot_SharedNeighbor | Water | Porous | Wet | R600a | MinimizeLCOE_Brownfield | IgnoreSilica | 2019 | 90.5024 | 15.5822 | 0.89633 | 4 | 12829.6219 | 19858.7944 | 261.5492 | 404.8484 | 103.3151 | 0 | 175.7517 | 2483350.8302 | 158341.7678 | 3107690.7745 | 3147768.6524 | 0 | 376072.7585 | 0 | 3616557.6655 | 9409541.1876 | 6422205.2073 | 28721528.8438 | 961560.8286 | 16315151.5233 | 16315151.5233 | 1478867.319 | 7407781.6792 | 0 | 45998241.1957 | 71200041.7173 | 133352.1432 | 3.5853 | 12829.6219 | 19858.7944 | 261.5492 | 404.8484
1 | 4600 | 707 | 0.02 | 15 | 15 | 7 | 1.7783e-10 | 5spot_SharedNeighbor | Water | Porous | Wet | R600a | MinimizeLCOE_Brownfield | IgnoreSilica | 2019 | 96.0324 | 16.5252 | 0.97203 | 4 | 12176.8022 | 18658.561 | 248.2406 | 380.38 | 103.2837 | 0 | 152.6451 | 2588087.9956 | 164925.8241 | 3257330.8287 | 3337732.9258 | 0 | 359894.6181 | 0 | 3786109.155 | 9850679.3836 | 6723291.0905 | 30068051.8215 | 961560.8286 | 16315151.5233 | 16315151.5233 | 1478867.319 | 7407781.6792 | 0 | 47344764.1735 | 72546564.695 | 177827.941 | 3.8881 | 12176.8022 | 18658.561 | 248.2406 | 380.38
1 | 4600 | 707 | 0.02 | 15 | 15 | 7 | 2.3714e-10 | 5spot_SharedNeighbor | Water | Porous | Wet | R600a | MinimizeLCOE_Brownfield | IgnoreSilica | 2019 | 100.4855 | 17.2813 | 1.0351 | 4 | 11691.3381 | 17778.3982 | 238.3437 | 362.4367 | 103.2503 | 0 | 145.1288 | 2670632.0419 | 170101.836 | 3376106.0178 | 3490380.1285 | 0 | 342994.124 | 0 | 3919583.5178 | 10197952.2963 | 6960311.9892 | 31128061.9515 | 961560.8286 | 16315151.5233 | 16315151.5233 | 1478867.319 | 7407781.6792 | 0 | 48404774.3035 | 73606574.825 | 237137.3706 | 4.1402 | 11691.3381 | 17778.3982 | 238.3437 | 362.4367
1 | 4600 | 707 | 0.02 | 15 | 15 | 7 | 3.1623e-10 | 5spot_SharedNeighbor | Water | Porous | Wet | R600a | MinimizeLCOE_Brownfield | IgnoreSilica | 2019 | 103.9861 | 17.8735 | 1.0861 | 4 | 11329.7659 | 17130.704 | 230.9726 | 349.2326 | 103.2192 | 0 | 149.9865 | 2734433.2501 | 174094.3116 | 3468428.7719 | 3610163.7871 | 0 | 326766.8014 | 0 | 4022415.8996 | 10465501.0598 | 7142919.5179 | 31944723.3993 | 961560.8286 | 16315151.5233 | 16315151.5233 | 1478867.319 | 7407781.6792 | 0 | 49221435.7513 | 74423236.2728 | 316227.766 | 4.3444 | 11329.7659 | 17130.704 | 230.9726 | 349.2326
1 | 4600 | 707 | 0.02 | 15 | 15 | 7 | 4.217e-10 | 5spot_SharedNeighbor | Water | Porous | Wet | R600a | MinimizeLCOE_Brownfield | IgnoreSilica | 2019 | 106.7265 | 18.3358 | 1.1268 | 4 | 11060.0716 | 16651.4098 | 225.4745 | 339.4615 | 103.192 | 0 | 157.166 | 2783727.4982 | 177173.8578 | 3540072.4062 | 3703797.1776 | 0 | 312376.5928 | 0 | 4101687.5377 | 10671749.6013 | 7283688.3854 | 32574273.0571 | 961560.8286 | 16315151.5233 | 16315151.5233 | 1478867.319 | 7407781.6792 | 0 | 49850985.4091 | 75052785.9306 | 421696.5034 | 4.5073 | 11060.0716 | 16651.4098 | 225.4745 | 339.4615
1 | 4600 | 707 | 0.02 | 15 | 15 | 7 | 5.6234e-10 | 5spot_SharedNeighbor | Water | Porous | Wet | R600a | MinimizeLCOE_Brownfield | IgnoreSilica | 2019 | 108.5948 | 18.6502 | 1.1583 | 4 | 10847.6203 | 16287.0486 | 221.1434 | 332.0335 | 103.1721 | 0 | 153.4886 | 2817013.9353 | 179250.7661 | 3588605.8578 | 3767563.1423 | 0 | 296408.7017 | 0 | 4153048.5372 | 10805380.3865 | 7374894.1421 | 32982165.4689 | 961560.8286 | 16315151.5233 | 16315151.5233 | 1478867.319 | 7407781.6792 | 0 | 50258877.8209 | 75460678.3425 | 562341.3252 | 4.6332 | 10847.6203 | 16287.0486 | 221.1434 | 332.0335
1 | 4600 | 707 | 0.02 | 15 | 15 | 7 | 7.4989e-10 | 5spot_SharedNeighbor | Water | Porous | Wet | R600a | MinimizeLCOE_Brownfield | IgnoreSilica | 2019 | 110.8339 | 19.0262 | 1.1868 | 4 | 10699.219 | 16008.1992 | 218.1181 | 326.3488 | 103.1469 | 0 | 138.7345 | 2856569.7169 | 181716.0808 | 3646444.4493 | 3843908.2302 | 0 | 291471.6298 | 0 | 4219842.9418 | 10979165.7256 | 7493506.207 | 33512624.9815 | 961560.8286 | 16315151.5233 | 16315151.5233 | 1478867.319 | 7407781.6792 | 0 | 50789337.3335 | 75991137.855 | 749894.2093 | 4.747 | 10699.219 | 16008.1992 | 218.1181 | 326.3488
1 | 4600 | 707 | 0.02 | 15 | 15 | 7 | 1e-09 | 5spot_SharedNeighbor | Water | Porous | Wet | R600a | MinimizeLCOE_Brownfield | IgnoreSilica | 2019 | 112.0371 | 19.2279 | 1.2055 | 4 | 10588.356 | 15814.8889 | 215.858 | 322.4079 | 103.1326 | 0 | 144.2483 | 2877672.0127 | 183029.9691 | 3677375.5907 | 3884895.7079 | 0 | 283219.287 | 0 | 4253415.1013 | 11066513.5981 | 7553122.9248 | 33779244.1916 | 961560.8286 | 16315151.5233 | 16315151.5233 | 1478867.319 | 7407781.6792 | 0 | 51055956.5435 | 76257757.0651 | 1000000 | 4.8219 | 10588.356 | 15814.8889 | 215.858 | 322.4079
1 | 4600 | 707 | 0.02 | 15 | 15 | 7 | 1.3335e-09 | 5spot_SharedNeighbor | Water | Porous | Wet | R600a | MinimizeLCOE_Brownfield | IgnoreSilica | 2019 | 112.9339 | 19.3781 | 1.2197 | 4 | 10505.3598 | 15671.0291 | 214.166 | 319.4751 | 103.1217 | 0 | 131.7765 | 2893332.9619 | 184004.4812 | 3700364.526 | 3915430.2008 | 0 | 276549.7662 | 0 | 4278175.9551 | 11130936.2606 | 7597092.7157 | 33975886.8674 | 961560.8286 | 16315151.5233 | 16315151.5233 | 1478867.319 | 7407781.6792 | 0 | 51252599.2194 | 76454399.7409 | 1333521.4322 | 4.8787 | 10505.3598 | 15671.0291 | 214.166 | 319.4751
1 | 4600 | 707 | 0.02 | 15 | 15 | 7 | 1.7783e-09 | 5spot_SharedNeighbor | Water | Porous | Wet | R600a | MinimizeLCOE_Brownfield | IgnoreSilica | 2019 | 113.6307 | 19.4947 | 1.2306 | 4 | 10443.1979 | 15563.0314 | 212.8987 | 317.2734 | 103.1131 | 0 | 141.1868 | 2905460.9653 | 184758.8127 | 3718187.0182 | 3939144.2609 | 0 | 271484.1459 | 0 | 4297423.7292 | 11181015.0205 | 7631272.4984 | 34128746.4512 | 961560.8286 | 16315151.5233 | 16315151.5233 | 1478867.319 | 7407781.6792 | 0 | 51405458.8031 | 76607259.3247 | 1778279.41 | 4.9224 | 10443.1979 | 15563.0314 | 212.8987 | 317.2734
1 | 4600 | 707 | 0.02 | 15 | 15 | 7 | 2.3714e-09 | 5spot_SharedNeighbor | Water | Porous | Wet | R600a | MinimizeLCOE_Brownfield | IgnoreSilica | 2019 | 114.1519 | 19.5818 | 1.2388 | 4 | 10396.6252 | 15482.3819 | 211.9493 | 315.6293 | 103.1065 | 0 | 122.8256 | 2914510.4859 | 185321.473 | 3731496.8364 | 3956877.7455 | 0 | 267523.808 | 0 | 4311734.836 | 11218249.5849 | 7656685.8537 | 34242400.6235 | 961560.8286 | 16315151.5233 | 16315151.5233 | 1478867.319 | 7407781.6792 | 0 | 51519112.9754 | 76720913.497 | 2371373.7057 | 4.9554 | 10396.6252 | 15482.3819 | 211.9493 | 315.6293
1 | 4600 | 707 | 0.02 | 15 | 15 | 7 | 3.1623e-09 | 5spot_SharedNeighbor | Water | Porous | Wet | R600a | MinimizeLCOE_Brownfield | IgnoreSilica | 2019 | 114.5339 | 19.6457 | 1.245 | 4 | 10361.7239 | 15422.3032 | 211.2378 | 314.4045 | 103.1016 | 0 | 149.3915 | 2921130.4734 | 185732.9668 | 3741239.498 | 3969871.4481 | 0 | 264395.1078 | 0 | 4322124.1027 | 11245280.3256 | 7675134.8896 | 34324908.812 | 961560.8286 | 16315151.5233 | 16315151.5233 | 1478867.319 | 7407781.6792 | 0 | 51601621.1639 | 76803421.6855 | 3162277.6602 | 4.98 | 10361.7239 | 15422.3032 | 211.2378 | 314.4045
1 | 4600 | 707 | 0.02 | 15 | 15 | 7 | 4.217e-09 | 5spot_SharedNeighbor | Water | Porous | Wet | R600a | MinimizeLCOE_Brownfield | IgnoreSilica | 2019 | 114.8286 | 19.6949 | 1.2497 | 4 | 10335.5644 | 15377.129 | 210.7045 | 313.4836 | 103.0979 | 0 | 163.2415 | 2926230.12 | 186049.8964 | 3748748.1575 | 3979893.1006 | 0 | 262064.2968 | 0 | 4330164.3728 | 11266199.4592 | 7689412.6281 | 34388762.0314 | 961560.8286 | 16315151.5233 | 16315151.5233 | 1478867.319 | 7407781.6792 | 0 | 51665474.3833 | 76867274.9049 | 4216965.0343 | 4.9988 | 10335.5644 | 15377.129 | 210.7045 | 313.4836
1 | 4600 | 707 | 0.02 | 15 | 15 | 7 | 5.6234e-09 | 5spot_SharedNeighbor | Water | Porous | Wet | R600a | MinimizeLCOE_Brownfield | IgnoreSilica | 2019 | 115.0527 | 19.7324 | 1.2533 | 4 | 10315.9546 | 15343.2249 | 210.3047 | 312.7924 | 103.095 | 0 | 163.2902 | 2930104.5527 | 186290.6463 | 3754454.8664 | 3987514.0529 | 0 | 260312.7157 | 0 | 4336283.9652 | 11282121.3833 | 7700279.6685 | 34437361.851 | 961560.8286 | 16315151.5233 | 16315151.5233 | 1478867.319 | 7407781.6792 | 0 | 51714074.2029 | 76915874.7245 | 5623413.2519 | 5.013 | 10315.9546 | 15343.2249 | 210.3047 | 312.7924
1 | 4600 | 707 | 0.02 | 15 | 15 | 7 | 7.4989e-09 | 5spot_SharedNeighbor | Water | Porous | Wet | R600a | MinimizeLCOE_Brownfield | IgnoreSilica | 2019 | 115.2159 | 19.7596 | 1.2559 | 4 | 10301.2533 | 15317.9566 | 210.005 | 312.2773 | 103.0929 | 0 | 171.1487 | 2932923.0952 | 186465.7648 | 3758607.4748 | 3993061.9765 | 0 | 258943.3968 | 0 | 4340700.6662 | 11293612.7333 | 7708122.751 | 34472437.8586 | 961560.8286 | 16315151.5233 | 16315151.5233 | 1478867.319 | 7407781.6792 | 0 | 51749150.2106 | 76950950.7321 | 7498942.0933 | 5.0236 | 10301.2533 | 15317.9566 | 210.005 | 312.2773
1 | 4600 | 707 | 0.02 | 15 | 15 | 7 | 1e-08 | 5spot_SharedNeighbor | Water | Porous | Wet | R600a | MinimizeLCOE_Brownfield | IgnoreSilica | 2019 | 115.3427 | 19.7808 | 1.2579 | 4 | 10290.2311 | 15298.9082 | 209.7803 | 311.8889 | 103.0912 | 0 | 182.1413 | 2935113.4313 | 186601.8415 | 3761835.1655 | 3997375.5529 | 0 | 257943.456 | 0 | 4344159.0844 | 11302610.828 | 7714264.1355 | 34499903.495 | 961560.8286 | 16315151.5233 | 16315151.5233 | 1478867.319 | 7407781.6792 | 0 | 51776615.847 | 76978416.3685 | 10000000 | 5.0316 | 10290.2311 | 15298.9082 | 209.7803 | 311.8889
1 | 4700 | 707 | 0.02 | 15 | 15 | 7 | 1e-13 | 5spot_SharedNeighbor | Water | Porous | Wet | R600a | MinimizeLCOE_Brownfield | IgnoreSilica | 2019 | 0 | 0 | 0 | 0 |  |  |  |  | 15 |  | 24.6417 | [19 empty] | 100 | 0
1 | 4700 | 707 | 0.02 | 15 | 15 | 7 | 1.3335e-13 | 5spot_SharedNeighbor | Water | Porous | Wet | R600a | MinimizeLCOE_Brownfield | IgnoreSilica | 2019 | 0 | 0 | 0 | 0 |  |  |  |  | 15 |  | 23.7668 | [19 empty] | 133.3521 | 0
1 | 4700 | 707 | 0.02 | 15 | 15 | 7 | 1.7783e-13 | 5spot_SharedNeighbor | Water | Porous | Wet | R600a | MinimizeLCOE_Brownfield | IgnoreSilica | 2019 | 0 | 0 | 0 | 0 |  |  |  |  | 15 |  | 23.3201 | [19 empty] | 177.8279 | 0
1 | 4700 | 707 | 0.02 | 15 | 15 | 7 | 2.3714e-13 | 5spot_SharedNeighbor | Water | Porous | Wet | R600a | MinimizeLCOE_Brownfield | IgnoreSilica | 2019 | 0 | 0 | 0 | 0 |  |  |  |  | 15 |  | 24.8074 | [19 empty] | 237.1374 | 0
1 | 4700 | 707 | 0.02 | 15 | 15 | 7 | 3.1623e-13 | 5spot_SharedNeighbor | Water | Porous | Wet | R600a | MinimizeLCOE_Brownfield | IgnoreSilica | 2019 | 0 | 0 | 0 | 0 |  |  |  |  | 15 |  | 23.975 | [19 empty] | 316.2278 | 0
1 | 4700 | 707 | 0.02 | 15 | 15 | 7 | 4.217e-13 | 5spot_SharedNeighbor | Water | Porous | Wet | R600a | MinimizeLCOE_Brownfield | IgnoreSilica | 2019 | 0 | 0 | 0 | 0 |  |  |  |  | 15 |  | 27.0155 | [19 empty] | 421.6965 | 0
1 | 4700 | 707 | 0.02 | 15 | 15 | 7 | 5.6234e-13 | 5spot_SharedNeighbor | Water | Porous | Wet | R600a | MinimizeLCOE_Brownfield | IgnoreSilica | 2019 | 0 | 0 | 0 | 0 |  |  |  |  | 15 |  | 25.3932 | [19 empty] | 562.3413 | 0
1 | 4700 | 707 | 0.02 | 15 | 15 | 7 | 7.4989e-13 | 5spot_SharedNeighbor | Water | Porous | Wet | R600a | MinimizeLCOE_Brownfield | IgnoreSilica | 2019 | 1.6 | 0.18175 | 0.0007981 | 4 | 5868730.5507 | 13971695.7628 | 119642.0103 | 284831.9162 | 82.1626 | 0 | 30.6931 | 93478.5461 | 5264.9629 | 89725.3803 | 69987.1504 | 0 | 58867.6423 | 0 | 123756.236 | 321988.3401 | 219763.6583 | 982831.9163 | 961560.8286 | 16790840.2133 | 16790840.2133 | 1478867.319 | 7598057.1552 | 0 | 18735232.9582 | 44602997.6457 | 749.8942 | 0.0031924 | 5868730.5507 | 13971695.7628 | 119642.0103 | 284831.9162
1 | 4700 | 707 | 0.02 | 15 | 15 | 7 | 1e-12 | 5spot_SharedNeighbor | Water | Porous | Wet | R600a | MinimizeLCOE_Brownfield | IgnoreSilica | 2019 | 2.1182 | 0.26756 | 0.0039036 | 4 | 1218691.4547 | 2875340.1657 | 24844.6737 | 58617.6985 | 87.0891 | 0 | 348.273 | 127710.1953 | 7419.9153 | 121782.5799 | 87598.4277 | 0 | 67748.9185 | 0 | 160781.4143 | 418320.2593 | 285512.1726 | 1276873.883 | 961560.8286 | 16790840.2133 | 16790840.2133 | 1478867.319 | 7598057.1552 | 0 | 19029274.925 | 44897039.6125 | 1000 | 0.015615 | 1218691.4547 | 2875340.1657 | 24844.6737 | 58617.6985
1 | 4700 | 707 | 0.02 | 15 | 15 | 7 | 1.3335e-12 | 5spot_SharedNeighbor | Water | Porous | Wet | R600a | MinimizeLCOE_Brownfield | IgnoreSilica | 2019 | 3.0519 | 0.42789 | 0.0087963 | 4 | 555518.0386 | 1290702.9534 | 11324.9866 | 26312.7255 | 92.2181 | 0 | 55.972 | 184556.4403 | 11073.038 | 176600.7247 | 119998.5945 | 0 | 86902.1239 | 0 | 225861.0593 | 587644.146 | 401079.2045 | 1793715.3312 | 961560.8286 | 16790840.2133 | 16790840.2133 | 1478867.319 | 7598057.1552 | 0 | 19546116.3731 | 45413881.0606 | 1333.5214 | 0.035185 | 555518.0386 | 1290702.9534 | 11324.9866 | 26312.7255
1 | 4700 | 707 | 0.02 | 15 | 15 | 7 | 1.7783e-12 | 5spot_SharedNeighbor | Water | Porous | Wet | R600a | MinimizeLCOE_Brownfield | IgnoreSilica | 2019 | 4.1165 | 0.6146 | 0.015938 | 4 | 315110.5545 | 720863.4148 | 6423.9549 | 14695.7757 | 95.4634 | 0 | 56.7378 | 243447.1163 | 14905.8585 | 235356.4557 | 157351.3376 | 0 | 103378.2066 | 0 | 294231.2001 | 765529.2276 | 522489.4279 | 2336688.8303 | 961560.8286 | 16790840.2133 | 16790840.2133 | 1478867.319 | 7598057.1552 | 0 | 20089089.8722 | 45956854.5598 | 1778.2794 | 0.063753 | 315110.5545 | 720863.4148 | 6423.9549 | 14695.7757
1 | 4700 | 707 | 0.02 | 15 | 15 | 7 | 2.3714e-12 | 5spot_SharedNeighbor | Water | Porous | Wet | R600a | MinimizeLCOE_Brownfield | IgnoreSilica | 2019 | 5.5781 | 0.87337 | 0.025909 | 4 | 200595.0271 | 450197.3993 | 4089.401 | 9177.8829 | 98.0199 | 0 | 76.7192 | 316799.5014 | 19702.7688 | 311163.7171 | 208351.7948 | 0 | 124348.7242 | 0 | 382342.9374 | 994777.8939 | 678956.3532 | 3036443.6908 | 961560.8286 | 16790840.2133 | 16790840.2133 | 1478867.319 | 7598057.1552 | 0 | 20788844.7327 | 46656609.4202 | 2371.3737 | 0.10364 | 200595.0271 | 450197.3993 | 4089.401 | 9177.8829
1 | 4700 | 707 | 0.02 | 15 | 15 | 7 | 3.1623e-12 | 5spot_SharedNeighbor | Water | Porous | Wet | R600a | MinimizeLCOE_Brownfield | IgnoreSilica | 2019 | 7.3218 | 1.1835 | 0.039339 | 4 | 137055.9215 | 301445.6179 | 2794.0703 | 6145.3767 | 99.7581 | 0 | 109.3861 | 396505.703 | 24924.6922 | 396274.7404 | 269653.9691 | 0 | 144125.544 | 0 | 480279.013 | 1249587.4731 | 852869.1268 | 3814220.2616 | 961560.8286 | 16790840.2133 | 16790840.2133 | 1478867.319 | 7598057.1552 | 0 | 21566621.3035 | 47434385.991 | 3162.2777 | 0.15736 | 137055.9215 | 301445.6179 | 2794.0703 | 6145.3767
1 | 4700 | 707 | 0.02 | 15 | 15 | 7 | 4.217e-12 | 5spot_SharedNeighbor | Water | Porous | Wet | R600a | MinimizeLCOE_Brownfield | IgnoreSilica | 2019 | 9.7534 | 1.6195 | 0.057848 | 4 | 97670.8635 | 209463.4494 | 1991.1527 | 4270.1957 | 101.2622 | 0 | 86.4777 | 498804.2443 | 31636.3529 | 508726.984 | 355064.321 | 0 | 170938.1059 | 0 | 610416.3032 | 1588178.0073 | 1083964.1238 | 4847728.4424 | 961560.8286 | 16790840.2133 | 16790840.2133 | 1478867.319 | 7598057.1552 | 0 | 22600129.4844 | 48467894.1719 | 4216.965 | 0.23139 | 97670.8635 | 209463.4494 | 1991.1527 | 4270.1957
1 | 4700 | 707 | 0.02 | 15 | 15 | 7 | 5.6234e-12 | 5spot_SharedNeighbor | Water | Porous | Wet | R600a | MinimizeLCOE_Brownfield | IgnoreSilica | 2019 | 12.7398 | 2.155 | 0.082151 | 4 | 72400.5825 | 151120.8356 | 1475.9838 | 3080.8026 | 102.3117 | 0 | 96.8373 | 613523.7806 | 39147.7107 | 638869.2204 | 459986.5155 | 0 | 198166.7328 | 0 | 760380.6444 | 1978354.4612 | 1350267.5709 | 6038696.6366 | 961560.8286 | 16790840.2133 | 16790840.2133 | 1478867.319 | 7598057.1552 | 0 | 23791097.6785 | 49658862.366 | 5623.4133 | 0.3286 | 72400.5825 | 151120.8356 | 1475.9838 | 3080.8026
1 | 4700 | 707 | 0.02 | 15 | 15 | 7 | 7.4989e-12 | 5spot_SharedNeighbor | Water | Porous | Wet | R600a | MinimizeLCOE_Brownfield | IgnoreSilica | 2019 | 16.513 | 2.8327 | 0.11416 | 4 | 55226.2461 | 111873.9887 | 1125.8617 | 2280.7026 | 103.1065 | 0 | 99.3995 | 747102.2716 | 47881.2687 | 794615.3858 | 592987.8086 | 0 | 228016.0078 | 0 | 940135.0696 | 2446038.6028 | 1669471.6075 | 7466248.0225 | 961560.8286 | 16790840.2133 | 16790840.2133 | 1478867.319 | 7598057.1552 | 0 | 25218649.0644 | 51086413.7519 | 7498.9421 | 0.45664 | 55226.2461 | 111873.9887 | 1125.8617 | 2280.7026
1 | 4700 | 707 | 0.02 | 15 | 15 | 7 | 1e-11 | 5spot_SharedNeighbor | Water | Porous | Wet | R600a | MinimizeLCOE_Brownfield | IgnoreSilica | 2019 | 21.2271 | 3.6803 | 0.15579 | 4 | 43189.2245 | 84699.3383 | 880.4708 | 1726.7106 | 103.71 | 0 | 93.8206 | 901345.9473 | 57942.8542 | 979300.676 | 759260.202 | 0 | 260168.1387 | 0 | 1153626.9491 | 3001500.6801 | 2048585.8889 | 9161731.3363 | 961560.8286 | 16790840.2133 | 16790840.2133 | 1478867.319 | 7598057.1552 | 0 | 26914132.3782 | 52781897.0657 | 10000 | 0.62317 | 43189.2245 | 84699.3383 | 880.4708 | 1726.7106
1 | 4700 | 707 | 0.02 | 15 | 15 | 7 | 1.3335e-11 | 5spot_SharedNeighbor | Water | Porous | Wet | R600a | MinimizeLCOE_Brownfield | IgnoreSilica | 2019 | 26.9882 | 4.7166 | 0.20904 | 4 | 34546.824 | 65482.7911 | 704.2837 | 1334.9553 | 104.1666 | 0 | 98.2721 | 1076175.4242 | 69320.1727 | 1193896.9779 | 962321.6342 | 0 | 293295.9978 | 0 | 1402053.9806 | 3647856.8568 | 2489737.2607 | 11134658.3049 | 961560.8286 | 16790840.2133 | 16790840.2133 | 1478867.319 | 7598057.1552 | 0 | 28887059.3468 | 54754824.0343 | 13335.2143 | 0.83617 | 34546.824 | 65482.7911 | 704.2837 | 1334.9553
1 | 4700 | 707 | 0.02 | 15 | 15 | 7 | 1.7783e-11 | 5spot_SharedNeighbor | Water | Porous | Wet | R600a | MinimizeLCOE_Brownfield | IgnoreSilica | 2019 | 33.9649 | 5.9717 | 0.27606 | 4 | 28228.0303 | 51653.7981 | 575.4666 | 1053.0325 | 104.5166 | 0 | 135.1413 | 1273315.8587 | 82118.2648 | 1441559.6923 | 1207947.8371 | 0 | 327358.8597 | 0 | 1689597.2 | 4395985.3302 | 3000350.3164 | 13418233.3593 | 961560.8286 | 16790840.2133 | 16790840.2133 | 1478867.319 | 7598057.1552 | 0 | 31170634.4012 | 57038399.0887 | 17782.7941 | 1.1042 | 28228.0303 | 51653.7981 | 575.4666 | 1053.0325
1 | 4700 | 707 | 0.02 | 15 | 15 | 7 | 2.3714e-11 | 5spot_SharedNeighbor | Water | Porous | Wet | R600a | MinimizeLCOE_Brownfield | IgnoreSilica | 2019 | 42.1085 | 7.4372 | 0.35806 | 4 | 23547.1949 | 41608.2944 | 480.0414 | 848.2414 | 104.7818 | 0 | 142.0933 | 1488633.7218 | 96063.5583 | 1717915.3997 | 1494704.2379 | 0 | 359751.7253 | 0 | 2011256.7708 | 5232877.552 | 3571546.4541 | 15972749.4199 | 961560.8286 | 16790840.2133 | 16790840.2133 | 1478867.319 | 7598057.1552 | 0 | 33725150.4618 | 59592915.1493 | 23713.7371 | 1.4322 | 23547.1949 | 41608.2944 | 480.0414 | 848.2414
1 | 4700 | 707 | 0.02 | 15 | 15 | 7 | 3.1623e-11 | 5spot_SharedNeighbor | Water | Porous | Wet | R600a | MinimizeLCOE_Brownfield | IgnoreSilica | 2019 | 51.183 | 9.0701 | 0.45445 | 4 | 20056.5619 | 34286.7695 | 408.8801 | 698.9822 | 104.9761 | 0 | 129.0398 | 1714283.3442 | 110642.5384 | 2013272.0821 | 1814224.5945 | 0 | 387298.7609 | 0 | 2355491.3148 | 6128505.2235 | 4182830.7432 | 18706548.6016 | 961560.8286 | 16790840.2133 | 16790840.2133 | 1478867.319 | 7598057.1552 | 0 | 36458949.6435 | 62326714.3311 | 31622.7766 | 1.8178 | 20056.5619 | 34286.7695 | 408.8801 | 698.9822
1 | 4700 | 707 | 0.02 | 15 | 15 | 7 | 4.217e-11 | 5spot_SharedNeighbor | Water | Porous | Wet | R600a | MinimizeLCOE_Brownfield | IgnoreSilica | 2019 | 60.7077 | 10.782 | 0.56191 | 4 | 17449.4973 | 28958.3841 | 355.7316 | 590.3558 | 105.1053 | 0 | 125.0719 | 1938270.869 | 125076.6745 | 2311693.0856 | 2149698.0838 | 0 | 406460.4327 | 0 | 2703167.6668 | 7033087.7731 | 4800226.9206 | 21467681.5062 | 961560.8286 | 16790840.2133 | 16790840.2133 | 1478867.319 | 7598057.1552 | 0 | 39220082.5481 | 65087847.2356 | 42169.6503 | 2.2476 | 17449.4973 | 28958.3841 | 355.7316 | 590.3558
1 | 4700 | 707 | 0.02 | 15 | 15 | 7 | 5.6234e-11 | 5spot_SharedNeighbor | Water | Porous | Wet | R600a | MinimizeLCOE_Brownfield | IgnoreSilica | 2019 | 70.1035 | 12.4659 | 0.6746 | 4 | 15506.9672 | 25093.2489 | 316.1305 | 511.5598 | 105.1756 | 0 | 110.7114 | 2148327.0608 | 138570.379 | 2596125.0288 | 2480195.6846 | 0 | 415230.9325 | 0 | 3033595.1434 | 7892792.2873 | 5386992.9168 | 24091829.4333 | 961560.8286 | 16790840.2133 | 16790840.2133 | 1478867.319 | 7598057.1552 | 0 | 41844230.4752 | 67711995.1627 | 56234.1325 | 2.6984 | 15506.9672 | 25093.2489 | 316.1305 | 511.5598
1 | 4700 | 707 | 0.02 | 15 | 15 | 7 | 7.4989e-11 | 5spot_SharedNeighbor | Water | Porous | Wet | R600a | MinimizeLCOE_Brownfield | IgnoreSilica | 2019 | 78.8124 | 14.0199 | 0.78559 | 4 | 14063.132 | 22295.1184 | 286.696 | 454.5161 | 105.1978 | 0 | 131.2916 | 2334519.4403 | 150489.2002 | 2851908.4299 | 2785854.3755 | 0 | 413452.8629 | 0 | 3329127.4804 | 8661706.8062 | 5911792.8755 | 26438851.4709 | 961560.8286 | 16790840.2133 | 16790840.2133 | 1478867.319 | 7598057.1552 | 0 | 44191252.5128 | 70059017.2003 | 74989.4209 | 3.1423 | 14063.132 | 22295.1184 | 286.696 | 454.5161
1 | 4700 | 707 | 0.02 | 15 | 15 | 7 | 1e-10 | 5spot_SharedNeighbor | Water | Porous | Wet | R600a | MinimizeLCOE_Brownfield | IgnoreSilica | 2019 | 86.5271 | 15.3894 | 0.88913 | 4 | 12991.3437 | 20264.6485 | 264.8461 | 413.1223 | 105.1873 | 0 | 143.3324 | 2493255.9235 | 160614.2117 | 3072714.6306 | 3055919.0499 | 0 | 403625.0416 | 0 | 3582590.2544 | 9321164.9516 | 6361886.6103 | 28451770.6737 | 961560.8286 | 16790840.2133 | 16790840.2133 | 1478867.319 | 7598057.1552 | 0 | 46204171.7156 | 72071936.4031 | 100000 | 3.5565 | 12991.3437 | 20264.6485 | 264.8461 | 413.1223
1 | 4700 | 707 | 0.02 | 15 | 15 | 7 | 1.3335e-10 | 5spot_SharedNeighbor | Water | Porous | Wet | R600a | MinimizeLCOE_Brownfield | IgnoreSilica | 2019 | 93.0823 | 16.547 | 0.98119 | 4 | 12195.7127 | 18786.6322 | 248.6261 | 382.9909 | 105.1582 | 0 | 177.8423 | 2623876.5874 | 168917.6655 | 3256333.8873 | 3284774.0506 | 0 | 388524.4088 | 0 | 3791746.3738 | 9865346.2706 | 6733301.5423 | 30112820.7864 | 961560.8286 | 16790840.2133 | 16790840.2133 | 1478867.319 | 7598057.1552 | 0 | 47865221.8283 | 73732986.5158 | 133352.1432 | 3.9248 | 12195.7127 | 18786.6322 | 248.6261 | 382.9909
1 | 4700 | 707 | 0.02 | 15 | 15 | 7 | 1.7783e-10 | 5spot_SharedNeighbor | Water | Porous | Wet | R600a | MinimizeLCOE_Brownfield | IgnoreSilica | 2019 | 98.4755 | 17.4947 | 1.0599 | 4 | 11604.5208 | 17706.169 | 236.5739 | 360.9642 | 105.1216 | 0 | 173.3861 | 2728573.1627 | 175553.0301 | 3404787.9334 | 3472593.5101 | 0 | 370917.7862 | 0 | 3959445.9148 | 10301666.0763 | 7031098.7752 | 31444636.1889 | 961560.8286 | 16790840.2133 | 16790840.2133 | 1478867.319 | 7598057.1552 | 0 | 49197037.2308 | 75064801.9183 | 177827.941 | 4.2395 | 11604.5208 | 17706.169 | 236.5739 | 360.9642
1 | 4700 | 707 | 0.02 | 15 | 15 | 7 | 2.3714e-10 | 5spot_SharedNeighbor | Water | Porous | Wet | R600a | MinimizeLCOE_Brownfield | IgnoreSilica | 2019 | 102.7876 | 18.2491 | 1.1249 | 4 | 11164.6158 | 16913.3672 | 227.6058 | 344.8019 | 105.0846 | 0 | 168.134 | 2810554.5031 | 180735.3824 | 3521841.5648 | 3622429.6738 | 0 | 352837.3683 | 0 | 4090475.412 | 10642577.9502 | 7263778.1341 | 32485229.9887 | 961560.8286 | 16790840.2133 | 16790840.2133 | 1478867.319 | 7598057.1552 | 0 | 50237631.0306 | 76105395.7181 | 237137.3706 | 4.4997 | 11164.6158 | 16913.3672 | 227.6058 | 344.8019
1 | 4700 | 707 | 0.02 | 15 | 15 | 7 | 3.1623e-10 | 5spot_SharedNeighbor | Water | Porous | Wet | R600a | MinimizeLCOE_Brownfield | IgnoreSilica | 2019 | 106.1929 | 18.8427 | 1.1776 | 4 | 10836.7871 | 16328.5723 | 220.9226 | 332.88 | 105.0507 | 0 | 157.9288 | 2874246.6057 | 184753.0521 | 3613280.154 | 3740539.9459 | 0 | 335973.8152 | 0 | 4192029.4934 | 10906800.8385 | 7444115.6846 | 33291739.5895 | 961560.8286 | 16790840.2133 | 16790840.2133 | 1478867.319 | 7598057.1552 | 0 | 51044140.6314 | 76911905.3189 | 316227.766 | 4.7103 | 10836.7871 | 16328.5723 | 220.9226 | 332.88
1 | 4700 | 707 | 0.02 | 15 | 15 | 7 | 4.217e-10 | 5spot_SharedNeighbor | Water | Porous | Wet | R600a | MinimizeLCOE_Brownfield | IgnoreSilica | 2019 | 108.8387 | 19.3025 | 1.2193 | 4 | 10592.1372 | 15895.8763 | 215.935 | 324.0589 | 105.0217 | 0 | 176.0184 | 2923108.2393 | 187829.9463 | 3683727.4263 | 3832169.5633 | 0 | 321027.514 | 0 | 4269666.4488 | 11108796.2707 | 7581981.7177 | 33908307.1262 | 961560.8286 | 16790840.2133 | 16790840.2133 | 1478867.319 | 7598057.1552 | 0 | 51660708.1681 | 77528472.8557 | 421696.5034 | 4.8773 | 10592.1372 | 15895.8763 | 215.935 | 324.0589
1 | 4700 | 707 | 0.02 | 15 | 15 | 7 | 5.6234e-10 | 5spot_SharedNeighbor | Water | Porous | Wet | R600a | MinimizeLCOE_Brownfield | IgnoreSilica | 2019 | 110.8728 | 19.6551 | 1.252 | 4 | 10409.3413 | 15574.7905 | 212.2085 | 317.5132 | 104.9979 | 0 | 159.8274 | 2960308.8059 | 190169.4162 | 3737537.0302 | 3902538.9218 | 0 | 308297.3869 | 0 | 4328552.1088 | 11262004.679 | 7686549.6045 | 34375957.9533 | 961560.8286 | 16790840.2133 | 16790840.2133 | 1478867.319 | 7598057.1552 | 0 | 52128358.9952 | 77996123.6827 | 562341.3252 | 5.0078 | 10409.3413 | 15574.7905 | 212.2085 | 317.5132
1 | 4700 | 707 | 0.02 | 15 | 15 | 7 | 7.4989e-10 | 5spot_SharedNeighbor | Water | Porous | Wet | R600a | MinimizeLCOE_Brownfield | IgnoreSilica | 2019 | 112.8413 | 19.9958 | 1.281 | 4 | 10263.3613 | 15311.612 | 209.2325 | 312.1479 | 104.9737 | 0 | 140.0245 | 2996036.1489 | 192414.3443 | 3789338.5434 | 3970684.5527 | 0 | 299600.2047 | 0 | 4386748.7796 | 11413420.4787 | 7789893.9991 | 34838137.0513 | 961560.8286 | 16790840.2133 | 16790840.2133 | 1478867.319 | 7598057.1552 | 0 | 52590538.0933 | 78458302.7808 | 749894.2093 | 5.1241 | 10263.3613 | 15311.612 | 209.2325 | 312.1479
1 | 4700 | 707 | 0.02 | 15 | 15 | 7 | 1e-09 | 5spot_SharedNeighbor | Water | Porous | Wet | R600a | MinimizeLCOE_Brownfield | IgnoreSilica | 2019 | 113.9861 | 20.1936 | 1.3 | 4 | 10162.7148 | 15137.1434 | 207.1807 | 308.5911 | 104.959 | 0 | 133.0399 | 3016677.8668 | 193710.1178 | 3819333.9879 | 4010286.7541 | 0 | 291068.0996 | 0 | 4419119.9622 | 11497643.6555 | 7847378.0478 | 35095218.4916 | 961560.8286 | 16790840.2133 | 16790840.2133 | 1478867.319 | 7598057.1552 | 0 | 52847619.5336 | 78715384.2211 | 1000000 | 5.2001 | 10162.7148 | 15137.1434 | 207.1807 | 308.5911
1 | 4700 | 707 | 0.02 | 15 | 15 | 7 | 1.3335e-09 | 5spot_SharedNeighbor | Water | Porous | Wet | R600a | MinimizeLCOE_Brownfield | IgnoreSilica | 2019 | 114.8628 | 20.3449 | 1.3146 | 4 | 10087.352 | 15006.648 | 205.6443 | 305.9308 | 104.9475 | 0 | 156.4662 | 3032419.8124 | 194697.7251 | 3842241.2821 | 4040599.9674 | 0 | 284398.7531 | 0 | 4443799.4406 | 11561854.5959 | 7891203.334 | 35291214.9105 | 961560.8286 | 16790840.2133 | 16790840.2133 | 1478867.319 | 7598057.1552 | 0 | 53043615.9525 | 78911380.64 | 1333521.4322 | 5.2584 | 10087.352 | 15006.648 | 205.6443 | 305.9308
1 | 4700 | 707 | 0.02 | 15 | 15 | 7 | 1.7783e-09 | 5spot_SharedNeighbor | Water | Porous | Wet | R600a | MinimizeLCOE_Brownfield | IgnoreSilica | 2019 | 115.5324 | 20.4603 | 1.3257 | 4 | 10030.8988 | 14908.9391 | 204.4934 | 303.9389 | 104.9385 | 0 | 159.4979 | 3044404.4016 | 195449.2633 | 3859699.5642 | 4063742.8114 | 0 | 279248.6853 | 0 | 4462592.443 | 11610750.1332 | 7924575.5429 | 35440462.8448 | 961560.8286 | 16790840.2133 | 16790840.2133 | 1478867.319 | 7598057.1552 | 0 | 53192863.8868 | 79060628.5743 | 1778279.41 | 5.3029 | 10030.8988 | 14908.9391 | 204.4934 | 303.9389
1 | 4700 | 707 | 0.02 | 15 | 15 | 7 | 2.3714e-09 | 5spot_SharedNeighbor | Water | Porous | Wet | R600a | MinimizeLCOE_Brownfield | IgnoreSilica | 2019 | 116.0271 | 20.5456 | 1.3341 | 4 | 9988.5983 | 14836.1064 | 203.6311 | 302.4541 | 104.9318 | 0 | 151.0487 | 3053238.0514 | 196003.0169 | 3872578.1787 | 4080837.2307 | 0 | 275180.2648 | 0 | 4476356.3296 | 11646560.9426 | 7949017.1562 | 35549771.1709 | 961560.8286 | 16790840.2133 | 16790840.2133 | 1478867.319 | 7598057.1552 | 0 | 53302172.2128 | 79169936.9003 | 2371373.7057 | 5.3363 | 9988.5983 | 14836.1064 | 203.6311 | 302.4541
1 | 4700 | 707 | 0.02 | 15 | 15 | 7 | 3.1623e-09 | 5spot_SharedNeighbor | Water | Porous | Wet | R600a | MinimizeLCOE_Brownfield | IgnoreSilica | 2019 | 116.4 | 20.6098 | 1.3404 | 4 | 9956.8957 | 14781.5836 | 202.9848 | 301.3426 | 104.9267 | 0 | 155.0077 | 3059884.1986 | 196419.5352 | 3882273.4258 | 4093718.7425 | 0 | 272060.6485 | 0 | 4486699.0547 | 11673470.5919 | 7967383.5448 | 35631909.7421 | 961560.8286 | 16790840.2133 | 16790840.2133 | 1478867.319 | 7598057.1552 | 0 | 53384310.784 | 79252075.4715 | 3162277.6602 | 5.3615 | 9956.8957 | 14781.5836 | 202.9848 | 301.3426
1 | 4700 | 707 | 0.02 | 15 | 15 | 7 | 4.217e-09 | 5spot_SharedNeighbor | Water | Porous | Wet | R600a | MinimizeLCOE_Brownfield | IgnoreSilica | 2019 | 116.6922 | 20.6601 | 1.3452 | 4 | 9933.1323 | 14740.4673 | 202.5003 | 300.5044 | 104.9226 | 0 | 151.1607 | 3065086.3737 | 196745.4958 | 3889865.6675 | 4103813.571 | 0 | 269777.1783 | 0 | 4494862.4317 | 11694710.0242 | 7981879.8938 | 35696740.6361 | 961560.8286 | 16790840.2133 | 16790840.2133 | 1478867.319 | 7598057.1552 | 0 | 53449141.678 | 79316906.3655 | 4216965.0343 | 5.3809 | 9933.1323 | 14740.4673 | 202.5003 | 300.5044
1 | 4700 | 707 | 0.02 | 15 | 15 | 7 | 5.6234e-09 | 5spot_SharedNeighbor | Water | Porous | Wet | R600a | MinimizeLCOE_Brownfield | IgnoreSilica | 2019 | 116.8897 | 20.6941 | 1.3487 | 4 | 9915.3177 | 14710.209 | 202.1372 | 299.8875 | 104.9199 | 0 | 145.0295 | 3068597.1426 | 196965.4398 | 3894991.242 | 4110632.5026 | 0 | 267857.5501 | 0 | 4500227.1121 | 11708667.8222 | 7991406.3777 | 35739345.1891 | 961560.8286 | 16790840.2133 | 16790840.2133 | 1478867.319 | 7598057.1552 | 0 | 53491746.231 | 79359510.9185 | 5623413.2519 | 5.3949 | 9915.3177 | 14710.209 | 202.1372 | 299.8875
1 | 4700 | 707 | 0.02 | 15 | 15 | 7 | 7.4989e-09 | 5spot_SharedNeighbor | Water | Porous | Wet | R600a | MinimizeLCOE_Brownfield | IgnoreSilica | 2019 | 117.0601 | 20.7234 | 1.3515 | 4 | 9901.9618 | 14686.9993 | 201.8649 | 299.4143 | 104.9175 | 0 | 160.8701 | 3071625.124 | 197155.1207 | 3899412.9773 | 4116517.3623 | 0 | 266586.9378 | 0 | 4505006.0336 | 11721101.5957 | 7999892.6836 | 35777297.835 | 961560.8286 | 16790840.2133 | 16790840.2133 | 1478867.319 | 7598057.1552 | 0 | 53529698.8769 | 79397463.5644 | 7498942.0933 | 5.406 | 9901.9618 | 14686.9993 | 201.8649 | 299.4143
1 | 4700 | 707 | 0.02 | 15 | 15 | 7 | 1e-08 | 5spot_SharedNeighbor | Water | Porous | Wet | R600a | MinimizeLCOE_Brownfield | IgnoreSilica | 2019 | 117.1797 | 20.744 | 1.3535 | 4 | 9891.948 | 14669.8067 | 201.6607 | 299.0639 | 104.9159 | 0 | 159.9021 | 3073749.8152 | 197288.2043 | 3902516.3029 | 4120648.9366 | 0 | 265557.8237 | 0 | 4508306.8223 | 11729689.5707 | 8005754.153 | 35803511.6286 | 961560.8286 | 16790840.2133 | 16790840.2133 | 1478867.319 | 7598057.1552 | 0 | 53555912.6706 | 79423677.3581 | 10000000 | 5.4141 | 9891.948 | 14669.8067 | 201.6607 | 299.0639
1 | 4800 | 707 | 0.02 | 15 | 15 | 7 | 1e-13 | 5spot_SharedNeighbor | Water | Porous | Wet | R600a | MinimizeLCOE_Brownfield | IgnoreSilica | 2019 | 0 | 0 | 0 | 0 |  |  |  |  | 15 |  | 22.2992 | [19 empty] | 100 | 0
1 | 4800 | 707 | 0.02 | 15 | 15 | 7 | 1.3335e-13 | 5spot_SharedNeighbor | Water | Porous | Wet | R600a | MinimizeLCOE_Brownfield | IgnoreSilica | 2019 | 0 | 0 | 0 | 0 |  |  |  |  | 15 |  | 21.456 | [19 empty] | 133.3521 | 0
1 | 4800 | 707 | 0.02 | 15 | 15 | 7 | 1.7783e-13 | 5spot_SharedNeighbor | Water | Porous | Wet | R600a | MinimizeLCOE_Brownfield | IgnoreSilica | 2019 | 0 | 0 | 0 | 0 |  |  |  |  | 15 |  | 23.6108 | [19 empty] | 177.8279 | 0
1 | 4800 | 707 | 0.02 | 15 | 15 | 7 | 2.3714e-13 | 5spot_SharedNeighbor | Water | Porous | Wet | R600a | MinimizeLCOE_Brownfield | IgnoreSilica | 2019 | 0 | 0 | 0 | 0 |  |  |  |  | 15 |  | 22.3238 | [19 empty] | 237.1374 | 0
1 | 4800 | 707 | 0.02 | 15 | 15 | 7 | 3.1623e-13 | 5spot_SharedNeighbor | Water | Porous | Wet | R600a | MinimizeLCOE_Brownfield | IgnoreSilica | 2019 | 0 | 0 | 0 | 0 |  |  |  |  | 15 |  | 21.6389 | [19 empty] | 316.2278 | 0
1 | 4800 | 707 | 0.02 | 15 | 15 | 7 | 4.217e-13 | 5spot_SharedNeighbor | Water | Porous | Wet | R600a | MinimizeLCOE_Brownfield | IgnoreSilica | 2019 | 0 | 0 | 0 | 0 |  |  |  |  | 15 |  | 24.9902 | [19 empty] | 421.6965 | 0
1 | 4800 | 707 | 0.02 | 15 | 15 | 7 | 5.6234e-13 | 5spot_SharedNeighbor | Water | Porous | Wet | R600a | MinimizeLCOE_Brownfield | IgnoreSilica | 2019 | 0 | 0 | 0 | 0 |  |  |  |  | 15 |  | 25.0455 | [19 empty] | 562.3413 | 0
1 | 4800 | 707 | 0.02 | 15 | 15 | 7 | 7.4989e-13 | 5spot_SharedNeighbor | Water | Porous | Wet | R600a | MinimizeLCOE_Brownfield | IgnoreSilica | 2019 | 1.6 | 0.18574 | 0.0014491 | 4 | 3316975.7421 | 7895929.0898 | 67621.037 | 160969.1945 | 83.1478 | 0 | 28.1386 | 95772.6164 | 5424.5638 | 91227.0978 | 70370.2902 | 0 | 57786.7772 | 0 | 125026.7247 | 325293.8912 | 222019.7649 | 992921.7262 | 961560.8286 | 17272388.9941 | 17272388.9941 | 1478867.319 | 7790676.6675 | 0 | 19226871.5489 | 45768804.5296 | 749.8942 | 0.0057965 | 3316975.7421 | 7895929.0898 | 67621.037 | 160969.1945
1 | 4800 | 707 | 0.02 | 15 | 15 | 7 | 1e-12 | 5spot_SharedNeighbor | Water | Porous | Wet | R600a | MinimizeLCOE_Brownfield | IgnoreSilica | 2019 | 2.3321 | 0.31145 | 0.0050513 | 4 | 973200.2686 | 2286828.9147 | 19840.0038 | 46620.1006 | 89.783 | 0 | 384.2609 | 145187.6972 | 8573.6404 | 137229.9176 | 95807.0618 | 0 | 74775.3289 | 0 | 180013.7219 | 468358.7785 | 319664.4901 | 1429610.6365 | 961560.8286 | 17272388.9941 | 17272388.9941 | 1478867.319 | 7790676.6675 | 0 | 19663560.4592 | 46205493.4399 | 1000 | 0.020205 | 973200.2686 | 2286828.9147 | 19840.0038 | 46620.1006
1 | 4800 | 707 | 0.02 | 15 | 15 | 7 | 1.3335e-12 | 5spot_SharedNeighbor | Water | Porous | Wet | R600a | MinimizeLCOE_Brownfield | IgnoreSilica | 2019 | 3.2734 | 0.47911 | 0.010758 | 4 | 469101.6316 | 1085869.7507 | 9563.2713 | 22136.9236 | 94.4216 | 0 | 49.7249 | 203160.4097 | 12349.0877 | 192994.6547 | 129097.6608 | 0 | 93059.944 | 0 | 245958.0852 | 639932.4848 | 436767.0702 | 1953319.3971 | 961560.8286 | 17272388.9941 | 17272388.9941 | 1478867.319 | 7790676.6675 | 0 | 20187269.2198 | 46729202.2005 | 1333.5214 | 0.043034 | 469101.6316 | 1085869.7507 | 9563.2713 | 22136.9236
1 | 4800 | 707 | 0.02 | 15 | 15 | 7 | 1.7783e-12 | 5spot_SharedNeighbor | Water | Porous | Wet | R600a | MinimizeLCOE_Brownfield | IgnoreSilica | 2019 | 4.4675 | 0.69554 | 0.018921 | 4 | 274886.6473 | 625580.3494 | 5603.9361 | 12753.3016 | 97.7127 | 0 | 60.6593 | 269803.153 | 16734.7191 | 259410.7941 | 171315.5744 | 0 | 112695.3604 | 0 | 323684.2444 | 842160.0071 | 574791.5095 | 2570595.362 | 961560.8286 | 17272388.9941 | 17272388.9941 | 1478867.319 | 7790676.6675 | 0 | 20804545.1848 | 47346478.1655 | 1778.2794 | 0.075684 | 274886.6473 | 625580.3494 | 5603.9361 | 12753.3016
1 | 4800 | 707 | 0.02 | 15 | 15 | 7 | 2.3714e-12 | 5spot_SharedNeighbor | Water | Porous | Wet | R600a | MinimizeLCOE_Brownfield | IgnoreSilica | 2019 | 5.9756 | 0.97169 | 0.030299 | 4 | 177668.8274 | 396666.0117 | 3622.0194 | 8086.5732 | 100.0906 | 0 | 75.1011 | 346427.9369 | 21802.7503 | 338361.8332 | 225035.9295 | 0 | 133536.3538 | 0 | 415414.2734 | 1080822.7262 | 737683.7193 | 3299085.5226 | 961560.8286 | 17272388.9941 | 17272388.9941 | 1478867.319 | 7790676.6675 | 0 | 21533035.3453 | 48074968.326 | 2371.3737 | 0.1212 | 177668.8274 | 396666.0117 | 3622.0194 | 8086.5732
1 | 4800 | 707 | 0.02 | 15 | 15 | 7 | 3.1623e-12 | 5spot_SharedNeighbor | Water | Porous | Wet | R600a | MinimizeLCOE_Brownfield | IgnoreSilica | 2019 | 7.7971 | 1.3055 | 0.045407 | 4 | 123059.8711 | 269193.8507 | 2508.7419 | 5487.8808 | 101.7321 | 0 | 94.0896 | 430532.2053 | 27364.3478 | 428007.4183 | 289611.9764 | 0 | 153756.2469 | 0 | 518416.156 | 1348812.496 | 920592.2439 | 4117093.0906 | 961560.8286 | 17272388.9941 | 17272388.9941 | 1478867.319 | 7790676.6675 | 0 | 22351042.9133 | 48892975.894 | 3162.2777 | 0.18163 | 123059.8711 | 269193.8507 | 2508.7419 | 5487.8808
1 | 4800 | 707 | 0.02 | 15 | 15 | 7 | 4.217e-12 | 5spot_SharedNeighbor | Water | Porous | Wet | R600a | MinimizeLCOE_Brownfield | IgnoreSilica | 2019 | 10.4501 | 1.7976 | 0.066628 | 4 | 88172.7308 | 187763.2979 | 1797.5204 | 3827.8088 | 103.264 | 0 | 99.5519 | 544072.3027 | 34895.5011 | 552217.9089 | 384603.1992 | 0 | 184107.3265 | 0 | 662959.5329 | 1724884.713 | 1177269.2595 | 5265009.7437 | 961560.8286 | 17272388.9941 | 17272388.9941 | 1478867.319 | 7790676.6675 | 0 | 23498959.5664 | 50040892.5471 | 4216.965 | 0.26651 | 88172.7308 | 187763.2979 | 1797.5204 | 3827.8088
1 | 4800 | 707 | 0.02 | 15 | 15 | 7 | 5.6234e-12 | 5spot_SharedNeighbor | Water | Porous | Wet | R600a | MinimizeLCOE_Brownfield | IgnoreSilica | 2019 | 13.6024 | 2.3817 | 0.094171 | 4 | 65764.9175 | 136227.1873 | 1340.7068 | 2777.1755 | 104.2758 | 0 | 97.9492 | 666977.1793 | 43024.5649 | 691093.6275 | 497346.7336 | 0 | 212644.5769 | 0 | 823323.806 | 2142119.6562 | 1462040.6815 | 6538570.8258 | 961560.8286 | 17272388.9941 | 17272388.9941 | 1478867.319 | 7790676.6675 | 0 | 24772520.6486 | 51314453.6292 | 5623.4133 | 0.37668 | 65764.9175 | 136227.1873 | 1340.7068 | 2777.1755
1 | 4800 | 707 | 0.02 | 15 | 15 | 7 | 7.4989e-12 | 5spot_SharedNeighbor | Water | Porous | Wet | R600a | MinimizeLCOE_Brownfield | IgnoreSilica | 2019 | 17.5996 | 3.1227 | 0.1303 | 4 | 50464.5925 | 101387.7546 | 1028.789 | 2066.9265 | 105.0486 | 0 | 107.5155 | 810533.5664 | 52499.4451 | 857859.438 | 640005.0349 | 0 | 244304.0061 | 0 | 1016028.5813 | 2643497.9524 | 1804241.671 | 8068969.6952 | 961560.8286 | 17272388.9941 | 17272388.9941 | 1478867.319 | 7790676.6675 | 0 | 26302919.518 | 52844852.4987 | 7498.9421 | 0.52122 | 50464.5925 | 101387.7546 | 1028.789 | 2066.9265
1 | 4800 | 707 | 0.02 | 15 | 15 | 7 | 1e-11 | 5spot_SharedNeighbor | Water | Porous | Wet | R600a | MinimizeLCOE_Brownfield | IgnoreSilica | 2019 | 22.587 | 4.0485 | 0.17727 | 4 | 39659.0713 | 77091.1567 | 808.5038 | 1571.6075 | 105.6364 | 0 | 110.5046 | 976340.7583 | 63422.6102 | 1055436.4603 | 818632.6353 | 0 | 278373.028 | 0 | 1244960.1419 | 3239130.9129 | 2210773.4055 | 9887069.9525 | 961560.8286 | 17272388.9941 | 17272388.9941 | 1478867.319 | 7790676.6675 | 0 | 28121019.7753 | 54662952.7559 | 10000 | 0.70907 | 39659.0713 | 77091.1567 | 808.5038 | 1571.6075
1 | 4800 | 707 | 0.02 | 15 | 15 | 7 | 1.3335e-11 | 5spot_SharedNeighbor | Water | Porous | Wet | R600a | MinimizeLCOE_Brownfield | IgnoreSilica | 2019 | 28.6667 | 5.1775 | 0.23718 | 4 | 31867.3598 | 59844.4281 | 649.6592 | 1220.0096 | 106.0816 | 0 | 91.6137 | 1163975.076 | 75753.2029 | 1284567.856 | 1036342.1392 | 0 | 313347 | 0 | 1510854.2569 | 3930932.8576 | 2682942.4479 | 11998714.8365 | 961560.8286 | 17272388.9941 | 17272388.9941 | 1478867.319 | 7790676.6675 | 0 | 30232664.6593 | 56774597.64 | 13335.2143 | 0.9487 | 31867.3598 | 59844.4281 | 649.6592 | 1220.0096
1 | 4800 | 707 | 0.02 | 15 | 15 | 7 | 1.7783e-11 | 5spot_SharedNeighbor | Water | Porous | Wet | R600a | MinimizeLCOE_Brownfield | IgnoreSilica | 2019 | 35.9749 | 6.5349 | 0.31217 | 4 | 26154.0578 | 47409.7145 | 533.1858 | 966.5112 | 106.4221 | 0 | 104.1428 | 1374157.5742 | 89529.5581 | 1547202.2754 | 1297631.3112 | 0 | 348706.975 | 0 | 1816318.8006 | 4725688.941 | 3225379.8054 | 14424615.2409 | 961560.8286 | 17272388.9941 | 17272388.9941 | 1478867.319 | 7790676.6675 | 0 | 32658565.0637 | 59200498.0444 | 17782.7941 | 1.2487 | 26154.0578 | 47409.7145 | 533.1858 | 966.5112
1 | 4800 | 707 | 0.02 | 15 | 15 | 7 | 2.3714e-11 | 5spot_SharedNeighbor | Water | Porous | Wet | R600a | MinimizeLCOE_Brownfield | IgnoreSilica | 2019 | 44.4519 | 8.1099 | 0.40338 | 4 | 21912.6257 | 38362.4595 | 446.7185 | 782.0706 | 106.6794 | 0 | 121.8465 | 1602502.8723 | 104460.1592 | 1838598.1775 | 1600749.1606 | 0 | 381890.3817 | 0 | 2155998.293 | 5609465.3024 | 3828575.3319 | 17122239.6787 | 961560.8286 | 17272388.9941 | 17272388.9941 | 1478867.319 | 7790676.6675 | 0 | 35356189.5015 | 61898122.4821 | 23713.7371 | 1.6135 | 21912.6257 | 38362.4595 | 446.7185 | 782.0706
1 | 4800 | 707 | 0.02 | 15 | 15 | 7 | 3.1623e-11 | 5spot_SharedNeighbor | Water | Porous | Wet | R600a | MinimizeLCOE_Brownfield | IgnoreSilica | 2019 | 53.7823 | 9.8428 | 0.50953 | 4 | 18746.5265 | 31769.3817 | 382.1733 | 647.6618 | 106.8644 | 0 | 115.8203 | 1839100.8921 | 119890.7738 | 2146405.0163 | 1934331.0664 | 0 | 409024.1634 | 0 | 2515013.2456 | 6543548.565 | 4466106.3521 | 19973420.0747 | 961560.8286 | 17272388.9941 | 17272388.9941 | 1478867.319 | 7790676.6675 | 0 | 38207369.8974 | 64749302.8781 | 31622.7766 | 2.0381 | 18746.5265 | 31769.3817 | 382.1733 | 647.6618
1 | 4800 | 707 | 0.02 | 15 | 15 | 7 | 4.217e-11 | 5spot_SharedNeighbor | Water | Porous | Wet | R600a | MinimizeLCOE_Brownfield | IgnoreSilica | 2019 | 63.4682 | 11.6386 | 0.6265 | 4 | 16382.2946 | 26973.6222 | 333.9752 | 549.8938 | 106.9825 | 0 | 117.8052 | 2071514.2212 | 135003.954 | 2454140.8849 | 2280350.4471 | 0 | 426867.2098 | 0 | 2873471.9196 | 7476184.5047 | 5102649.5447 | 22820182.686 | 961560.8286 | 17272388.9941 | 17272388.9941 | 1478867.319 | 7790676.6675 | 0 | 41054132.5088 | 67596065.4894 | 42169.6503 | 2.506 | 16382.2946 | 26973.6222 | 333.9752 | 549.8938
1 | 4800 | 707 | 0.02 | 15 | 15 | 7 | 5.6234e-11 | 5spot_SharedNeighbor | Water | Porous | Wet | R600a | MinimizeLCOE_Brownfield | IgnoreSilica | 2019 | 72.9003 | 13.3813 | 0.74765 | 4 | 14620.6844 | 23495.7882 | 298.0624 | 478.9934 | 107.0406 | 0 | 119.9342 | 2286873.5975 | 148961.4115 | 2743856.8175 | 2616920.4916 | 0 | 433500.7712 | 0 | 3209744.1048 | 8351095.7517 | 5699794.4484 | 25490747.3941 | 961560.8286 | 17272388.9941 | 17272388.9941 | 1478867.319 | 7790676.6675 | 0 | 43724697.2169 | 70266630.1975 | 56234.1325 | 2.9906 | 14620.6844 | 23495.7882 | 298.0624 | 478.9934
1 | 4800 | 707 | 0.02 | 15 | 15 | 7 | 7.4989e-11 | 5spot_SharedNeighbor | Water | Porous | Wet | R600a | MinimizeLCOE_Brownfield | IgnoreSilica | 2019 | 81.5696 | 14.9754 | 0.86568 | 4 | 13311.317 | 20976.335 | 271.3692 | 427.631 | 107.0517 | 0 | 164.8452 | 2476325.5376 | 161194.0501 | 3002356.854 | 2925541.9381 | 0 | 429526.6503 | 0 | 3508028.5617 | 9127170.722 | 6229481.5624 | 27859625.8762 | 961560.8286 | 17272388.9941 | 17272388.9941 | 1478867.319 | 7790676.6675 | 0 | 46093575.699 | 72635508.6797 | 74989.4209 | 3.4627 | 13311.317 | 20976.335 | 271.3692 | 427.631
1 | 4800 | 707 | 0.02 | 15 | 15 | 7 | 1e-10 | 5spot_SharedNeighbor | Water | Porous | Wet | R600a | MinimizeLCOE_Brownfield | IgnoreSilica | 2019 | 89.1756 | 16.3663 | 0.97465 | 4 | 12339.0988 | 19147.1495 | 251.5492 | 390.3405 | 107.0319 | 0 | 141.0047 | 2636416.6272 | 171491.9676 | 3223487.2733 | 3195539.903 | 0 | 417537.9945 | 0 | 3761344.7686 | 9786247.53 | 6679315.0265 | 29871381.0907 | 961560.8286 | 17272388.9941 | 17272388.9941 | 1478867.319 | 7790676.6675 | 0 | 48105330.9134 | 74647263.8941 | 100000 | 3.8986 | 12339.0988 | 19147.1495 | 251.5492 | 390.3405
1 | 4800 | 707 | 0.02 | 15 | 15 | 7 | 1.3335e-10 | 5spot_SharedNeighbor | Water | Porous | Wet | R600a | MinimizeLCOE_Brownfield | IgnoreSilica | 2019 | 95.6038 | 17.5354 | 1.0708 | 4 | 11617.0228 | 17813.9038 | 236.8287 | 363.1605 | 106.9957 | 0 | 178.341 | 2767555.5316 | 179897.8765 | 3406496.4671 | 3423098.0311 | 0 | 400696.2895 | 0 | 3969320.2363 | 10327357.0354 | 7048633.3826 | 31523054.8501 | 961560.8286 | 17272388.9941 | 17272388.9941 | 1478867.319 | 7790676.6675 | 0 | 49757004.6728 | 76298937.6535 | 133352.1432 | 4.2831 | 11617.0228 | 17813.9038 | 236.8287 | 363.1605
1 | 4800 | 707 | 0.02 | 15 | 15 | 7 | 1.7783e-10 | 5spot_SharedNeighbor | Water | Porous | Wet | R600a | MinimizeLCOE_Brownfield | IgnoreSilica | 2019 | 100.8682 | 18.4879 | 1.1524 | 4 | 11080.0894 | 16837.9152 | 225.8826 | 343.2637 | 106.954 | 0 | 153.2079 | 2872283.0192 | 186590.8837 | 3553855.3243 | 3609141.6469 | 0 | 381748.5011 | 0 | 4135411.5563 | 10759492.58 | 7343574.7713 | 32842098.2828 | 961560.8286 | 17272388.9941 | 17272388.9941 | 1478867.319 | 7790676.6675 | 0 | 51076048.1056 | 77617981.0863 | 177827.941 | 4.6097 | 11080.0894 | 16837.9152 | 225.8826 | 343.2637
1 | 4800 | 707 | 0.02 | 15 | 15 | 7 | 2.3714e-10 | 5spot_SharedNeighbor | Water | Porous | Wet | R600a | MinimizeLCOE_Brownfield | IgnoreSilica | 2019 | 105.0682 | 19.2446 | 1.2197 | 4 | 10680.3162 | 16120.7938 | 217.7327 | 328.6442 | 106.9133 | 0 | 149.0553 | 2954168.9119 | 191810.5294 | 3669846.7242 | 3757281.2407 | 0 | 362735.3267 | 0 | 4264978.6658 | 11096599.6211 | 7573657.2537 | 33871078.2734 | 961560.8286 | 17272388.9941 | 17272388.9941 | 1478867.319 | 7790676.6675 | 0 | 52105028.0962 | 78646961.0769 | 237137.3706 | 4.8786 | 10680.3162 | 16120.7938 | 217.7327 | 328.6442
1 | 4800 | 707 | 0.02 | 15 | 15 | 7 | 3.1623e-10 | 5spot_SharedNeighbor | Water | Porous | Wet | R600a | MinimizeLCOE_Brownfield | IgnoreSilica | 2019 | 108.3707 | 19.8373 | 1.2738 | 4 | 10382.2316 | 15591.4768 | 211.6558 | 317.8533 | 106.8769 | 0 | 164.0784 | 3017548.1429 | 195841.9061 | 3760096.6006 | 3873576.7245 | 0 | 345165.4687 | 0 | 4364969.2487 | 11356754.6069 | 7751218.3771 | 34665171.0756 | 961560.8286 | 17272388.9941 | 17272388.9941 | 1478867.319 | 7790676.6675 | 0 | 52899120.8983 | 79441053.879 | 316227.766 | 5.0952 | 10382.2316 | 15591.4768 | 211.6558 | 317.8533
1 | 4800 | 707 | 0.02 | 15 | 15 | 7 | 4.217e-10 | 5spot_SharedNeighbor | Water | Porous | Wet | R600a | MinimizeLCOE_Brownfield | IgnoreSilica | 2019 | 110.9265 | 20.2947 | 1.3166 | 4 | 10159.6758 | 15199.6498 | 207.1187 | 309.8654 | 106.8462 | 0 | 147.3794 | 3066000.7672 | 198918.5844 | 3829374.0221 | 3963459.322 | 0 | 329686.1388 | 0 | 4441101.1455 | 11554834.1854 | 7886411.7596 | 35269785.925 | 961560.8286 | 17272388.9941 | 17272388.9941 | 1478867.319 | 7790676.6675 | 0 | 53503735.7478 | 80045668.7284 | 421696.5034 | 5.2663 | 10159.6758 | 15199.6498 | 207.1187 | 309.8654
1 | 4800 | 707 | 0.02 | 15 | 15 | 7 | 5.6234e-10 | 5spot_SharedNeighbor | Water | Porous | Wet | R600a | MinimizeLCOE_Brownfield | IgnoreSilica | 2019 | 112.8756 | 20.6426 | 1.3499 | 4 | 9993.3285 | 14909.0378 | 203.7275 | 303.9409 | 106.8213 | 0 | 159.0855 | 3102606.2138 | 201239.8704 | 3881876.6996 | 4031931.9697 | 0 | 316478.166 | 0 | 4498311.8386 | 11703684.6733 | 7988005.2762 | 35724134.7075 | 961560.8286 | 17272388.9941 | 17272388.9941 | 1478867.319 | 7790676.6675 | 0 | 53958084.5303 | 80500017.511 | 562341.3252 | 5.3994 | 9993.3285 | 14909.0378 | 203.7275 | 303.9409
1 | 4800 | 707 | 0.02 | 15 | 15 | 7 | 7.4989e-10 | 5spot_SharedNeighbor | Water | Porous | Wet | R600a | MinimizeLCOE_Brownfield | IgnoreSilica | 2019 | 112.6969 | 20.6107 | 1.3647 | 4 | 9861.2983 | 14723.5997 | 201.0359 | 300.1605 | 106.8235 | 0 | 170.2508 | 3099254.0609 | 201027.2245 | 3877068.1502 | 4025653.7201 | 0 | 289791.1261 | 0 | 4482189.7699 | 11661738.3577 | 7959376.0539 | 35596098.4632 | 961560.8286 | 17272388.9941 | 17272388.9941 | 1478867.319 | 7790676.6675 | 0 | 53830048.2859 | 80371981.2666 | 749894.2093 | 5.4587 | 9861.2983 | 14723.5997 | 201.0359 | 300.1605
1 | 4800 | 707 | 0.02 | 15 | 15 | 7 | 1e-09 | 5spot_SharedNeighbor | Water | Porous | Wet | R600a | MinimizeLCOE_Brownfield | IgnoreSilica | 2019 | 115.8956 | 21.1803 | 1.3992 | 4 | 9767.7536 | 14510.2288 | 199.1289 | 295.8106 | 106.7805 | 0 | 157.2298 | 3158753.6819 | 204795.1647 | 3962682.7352 | 4137910.072 | 0 | 298751.6491 | 0 | 4587528.3881 | 11935807.8344 | 8146434.1033 | 36432663.6288 | 961560.8286 | 17272388.9941 | 17272388.9941 | 1478867.319 | 7790676.6675 | 0 | 54666613.4516 | 81208546.4323 | 1000000 | 5.5966 | 9767.7536 | 14510.2288 | 199.1289 | 295.8106
1 | 4800 | 707 | 0.02 | 15 | 15 | 7 | 1.3335e-09 | 5spot_SharedNeighbor | Water | Porous | Wet | R600a | MinimizeLCOE_Brownfield | IgnoreSilica | 2019 | 116.7434 | 21.331 | 1.414 | 4 | 9699.166 | 14391.8154 | 197.7306 | 293.3966 | 106.7685 | 0 | 170.9699 | 3174387.0934 | 205783.864 | 3985243.6347 | 4167629.4928 | 0 | 292003.1335 | 0 | 4611768.4152 | 11998875.4126 | 8189479.0213 | 36625170.0676 | 961560.8286 | 17272388.9941 | 17272388.9941 | 1478867.319 | 7790676.6675 | 0 | 54859119.8903 | 81401052.871 | 1333521.4322 | 5.6561 | 9699.166 | 14391.8154 | 197.7306 | 293.3966
1 | 4800 | 707 | 0.02 | 15 | 15 | 7 | 1.7783e-09 | 5spot_SharedNeighbor | Water | Porous | Wet | R600a | MinimizeLCOE_Brownfield | IgnoreSilica | 2019 | 117.387 | 21.4452 | 1.4253 | 4 | 9647.7807 | 14303.2157 | 196.6831 | 291.5904 | 106.7593 | 0 | 172.2005 | 3186220.4238 | 206531.8901 | 4002338.197 | 4190185.7 | 0 | 286770.1494 | 0 | 4630098.0805 | 12046565.4417 | 8222028.4462 | 36770738.3286 | 961560.8286 | 17272388.9941 | 17272388.9941 | 1478867.319 | 7790676.6675 | 0 | 55004688.1514 | 81546621.1321 | 1778279.41 | 5.7013 | 9647.7807 | 14303.2157 | 196.6831 | 291.5904
1 | 4800 | 707 | 0.02 | 15 | 15 | 7 | 2.3714e-09 | 5spot_SharedNeighbor | Water | Porous | Wet | R600a | MinimizeLCOE_Brownfield | IgnoreSilica | 2019 | 117.8519 | 21.5277 | 1.4337 | 4 | 9609.2734 | 14237.405 | 195.898 | 290.2488 | 106.7525 | 0 | 140.9246 | 3194748.0964 | 207070.764 | 4014666.9362 | 4206473.6594 | 0 | 282555.4014 | 0 | 4643150.7944 | 12080525.9258 | 8245207.1743 | 36874398.7519 | 961560.8286 | 17272388.9941 | 17272388.9941 | 1478867.319 | 7790676.6675 | 0 | 55108348.5747 | 81650281.5553 | 2371373.7057 | 5.7349 | 9609.2734 | 14237.405 | 195.898 | 290.2488
1 | 4800 | 707 | 0.02 | 15 | 15 | 7 | 3.1623e-09 | 5spot_SharedNeighbor | Water | Porous | Wet | R600a | MinimizeLCOE_Brownfield | IgnoreSilica | 2019 | 118.2197 | 21.5929 | 1.4402 | 4 | 9580.4111 | 14187.725 | 195.3096 | 289.236 | 106.7471 | 0 | 172.4567 | 3201483.9471 | 207496.3029 | 4024410.7024 | 4219358.3484 | 0 | 279476.8007 | 0 | 4653568.1796 | 12107629.8252 | 8263706.1426 | 36957130.2489 | 961560.8286 | 17272388.9941 | 17272388.9941 | 1478867.319 | 7790676.6675 | 0 | 55191080.0716 | 81733013.0523 | 3162277.6602 | 5.7608 | 9580.4111 | 14187.725 | 195.3096 | 289.236
1 | 4800 | 707 | 0.02 | 15 | 15 | 7 | 4.217e-09 | 5spot_SharedNeighbor | Water | Porous | Wet | R600a | MinimizeLCOE_Brownfield | IgnoreSilica | 2019 | 118.4903 | 21.6409 | 1.445 | 4 | 9558.7754 | 14150.6594 | 194.8686 | 288.4803 | 106.7431 | 0 | 160.5365 | 3206432.5955 | 207808.8712 | 4031572.3819 | 4228835.3633 | 0 | 277077.0801 | 0 | 4661173.2539 | 12127416.6685 | 8277211.0697 | 37017527.2841 | 961560.8286 | 17272388.9941 | 17272388.9941 | 1478867.319 | 7790676.6675 | 0 | 55251477.1069 | 81793410.0876 | 4216965.0343 | 5.7802 | 9558.7754 | 14150.6594 | 194.8686 | 288.4803
1 | 4800 | 707 | 0.02 | 15 | 15 | 7 | 5.6234e-09 | 5spot_SharedNeighbor | Water | Porous | Wet | R600a | MinimizeLCOE_Brownfield | IgnoreSilica | 2019 | 118.6996 | 21.678 | 1.4487 | 4 | 9542.5552 | 14122.7552 | 194.5379 | 287.9115 | 106.74 | 0 | 154.5809 | 3210256.5088 | 208050.3632 | 4037108.1538 | 4236164.6917 | 0 | 275305.1067 | 0 | 4667085.0814 | 12142798.031 | 8287709.1657 | 37064477.1022 | 961560.8286 | 17272388.9941 | 17272388.9941 | 1478867.319 | 7790676.6675 | 0 | 55298426.925 | 81840359.9057 | 5623413.2519 | 5.7949 | 9542.5552 | 14122.7552 | 194.5379 | 287.9115
1 | 4800 | 707 | 0.02 | 15 | 15 | 7 | 7.4989e-09 | 5spot_SharedNeighbor | Water | Porous | Wet | R600a | MinimizeLCOE_Brownfield | IgnoreSilica | 2019 | 118.8434 | 21.7034 | 1.4514 | 4 | 9530.3941 | 14102.1543 | 194.29 | 287.4915 | 106.7378 | 0 | 166.7392 | 3212880.309 | 208216.0435 | 4040907.5537 | 4241197.1177 | 0 | 273848.6309 | 0 | 4671049.3654 | 12153112.2847 | 8294748.8558 | 37095960.1607 | 961560.8286 | 17272388.9941 | 17272388.9941 | 1478867.319 | 7790676.6675 | 0 | 55329909.9834 | 81871842.9641 | 7498942.0933 | 5.8056 | 9530.3941 | 14102.1543 | 194.29 | 287.4915
1 | 4800 | 707 | 0.02 | 15 | 15 | 7 | 1e-08 | 5spot_SharedNeighbor | Water | Porous | Wet | R600a | MinimizeLCOE_Brownfield | IgnoreSilica | 2019 | 118.9554 | 21.7233 | 1.4534 | 4 | 9521.2759 | 14086.6191 | 194.1041 | 287.1748 | 106.7362 | 0 | 159.4961 | 3214925.0207 | 208345.1476 | 4043868.9043 | 4245120.6076 | 0 | 272784.1847 | 0 | 4674167.1073 | 12161224.0096 | 8300285.2747 | 37120720.2564 | 961560.8286 | 17272388.9941 | 17272388.9941 | 1478867.319 | 7790676.6675 | 0 | 55354670.0792 | 81896603.0598 | 10000000 | 5.8138 | 9521.2759 | 14086.6191 | 194.1041 | 287.1748
1 | 4900 | 707 | 0.02 | 15 | 15 | 7 | 1e-13 | 5spot_SharedNeighbor | Water | Porous | Wet | R600a | MinimizeLCOE_Brownfield | IgnoreSilica | 2019 | 0 | 0 | 0 | 0 |  |  |  |  | 15 |  | 23.5558 | [19 empty] | 100 | 0
1 | 4900 | 707 | 0.02 | 15 | 15 | 7 | 1.3335e-13 | 5spot_SharedNeighbor | Water | Porous | Wet | R600a | MinimizeLCOE_Brownfield | IgnoreSilica | 2019 | 0 | 0 | 0 | 0 |  |  |  |  | 15 |  | 23.1466 | [19 empty] | 133.3521 | 0
1 | 4900 | 707 | 0.02 | 15 | 15 | 7 | 1.7783e-13 | 5spot_SharedNeighbor | Water | Porous | Wet | R600a | MinimizeLCOE_Brownfield | IgnoreSilica | 2019 | 0 | 0 | 0 | 0 |  |  |  |  | 15 |  | 24.3797 | [19 empty] | 177.8279 | 0
1 | 4900 | 707 | 0.02 | 15 | 15 | 7 | 2.3714e-13 | 5spot_SharedNeighbor | Water | Porous | Wet | R600a | MinimizeLCOE_Brownfield | IgnoreSilica | 2019 | 0 | 0 | 0 | 0 |  |  |  |  | 15 |  | 25.3673 | [19 empty] | 237.1374 | 0
1 | 4900 | 707 | 0.02 | 15 | 15 | 7 | 3.1623e-13 | 5spot_SharedNeighbor | Water | Porous | Wet | R600a | MinimizeLCOE_Brownfield | IgnoreSilica | 2019 | 0 | 0 | 0 | 0 |  |  |  |  | 15 |  | 23.24 | [19 empty] | 316.2278 | 0
1 | 4900 | 707 | 0.02 | 15 | 15 | 7 | 4.217e-13 | 5spot_SharedNeighbor | Water | Porous | Wet | R600a | MinimizeLCOE_Brownfield | IgnoreSilica | 2019 | 0 | 0 | 0 | 0 |  |  |  |  | 15 |  | 25.996 | [19 empty] | 421.6965 | 0
1 | 4900 | 707 | 0.02 | 15 | 15 | 7 | 5.6234e-13 | 5spot_SharedNeighbor | Water | Porous | Wet | R600a | MinimizeLCOE_Brownfield | IgnoreSilica | 2019 | 0 | 0 | 0 | 0 |  |  |  |  | 15 |  | 26.1041 | [19 empty] | 562.3413 | 0
1 | 4900 | 707 | 0.02 | 15 | 15 | 7 | 7.4989e-13 | 5spot_SharedNeighbor | Water | Porous | Wet | R600a | MinimizeLCOE_Brownfield | IgnoreSilica | 2019 | 1.6 | 0.18981 | 0.0021143 | 4 | 2332372.1257 | 5551483.4913 | 47548.5605 | 113174.4999 | 84.1189 | 0 | 27.0353 | 98128.8577 | 5590.2205 | 92746.9236 | 70899.6763 | 0 | 56700.6707 | 0 | 126385.876 | 328830.1241 | 224433.3165 | 1003715.6653 | 961560.8286 | 17759797.8658 | 17759797.8658 | 1478867.319 | 7985640.2162 | 0 | 19725074.3598 | 46949379.7609 | 749.8942 | 0.0084571 | 2332372.1257 | 5551483.4913 | 47548.5605 | 113174.4999
1 | 4900 | 707 | 0.02 | 15 | 15 | 7 | 1e-12 | 5spot_SharedNeighbor | Water | Porous | Wet | R600a | MinimizeLCOE_Brownfield | IgnoreSilica | 2019 | 2.546 | 0.35783 | 0.0063856 | 4 | 795052.3783 | 1860906.8621 | 16208.2181 | 37937.1034 | 92.34 | 0 | 415.2275 | 163227.4766 | 9786.9995 | 153049.4816 | 104202.9298 | 0 | 81817.6777 | 0 | 199712.9804 | 519612.2083 | 354646.0091 | 1586055.763 | 961560.8286 | 17759797.8658 | 17759797.8658 | 1478867.319 | 7985640.2162 | 0 | 20307414.4574 | 47531719.8585 | 1000 | 0.025542 | 795052.3783 | 1860906.8621 | 16208.2181 | 37937.1034
1 | 4900 | 707 | 0.02 | 15 | 15 | 7 | 1.3335e-12 | 5spot_SharedNeighbor | Water | Porous | Wet | R600a | MinimizeLCOE_Brownfield | IgnoreSilica | 2019 | 3.6198 | 0.55602 | 0.01295 | 4 | 403727.9365 | 929305.6924 | 8230.5401 | 18945.1535 | 96.9832 | 0 | 40.2925 | 229712.735 | 14174.5206 | 216987.0727 | 142718.0142 | 0 | 103895.8483 | 0 | 275920.3944 | 717888.2671 | 489973.4934 | 2191270.3455 | 961560.8286 | 17759797.8658 | 17759797.8658 | 1478867.319 | 7985640.2162 | 0 | 20912629.04 | 48136934.441 | 1333.5214 | 0.051799 | 403727.9365 | 929305.6924 | 8230.5401 | 18945.1535
1 | 4900 | 707 | 0.02 | 15 | 15 | 7 | 1.7783e-12 | 5spot_SharedNeighbor | Water | Porous | Wet | R600a | MinimizeLCOE_Brownfield | IgnoreSilica | 2019 | 4.8035 | 0.77806 | 0.022305 | 4 | 241253.9153 | 546390.6785 | 4918.2874 | 11138.913 | 99.8736 | 0 | 49.8028 | 296323.4513 | 18610.5396 | 283294.5428 | 185340.5054 | 0 | 121529.0484 | 0 | 352988.2541 | 918403.0294 | 626828.9388 | 2803318.3098 | 961560.8286 | 17759797.8658 | 17759797.8658 | 1478867.319 | 7985640.2162 | 0 | 21524677.0043 | 48748982.4053 | 1778.2794 | 0.08922 | 241253.9153 | 546390.6785 | 4918.2874 | 11138.913
1 | 4900 | 707 | 0.02 | 15 | 15 | 7 | 2.3714e-12 | 5spot_SharedNeighbor | Water | Porous | Wet | R600a | MinimizeLCOE_Brownfield | IgnoreSilica | 2019 | 6.4017 | 1.08 | 0.035186 | 4 | 158465.0602 | 351894.9925 | 3230.5246 | 7173.8554 | 102.1588 | 0 | 76.8253 | 378328.2113 | 24090.2456 | 367646.6056 | 242832.3333 | 0 | 143551.0303 | 0 | 451014.8862 | 1173448.2179 | 800902.5207 | 3581814.0508 | 961560.8286 | 17759797.8658 | 17759797.8658 | 1478867.319 | 7985640.2162 | 0 | 22303172.7452 | 49527478.1463 | 2371.3737 | 0.14075 | 158465.0602 | 351894.9925 | 3230.5246 | 7173.8554
1 | 4900 | 707 | 0.02 | 15 | 15 | 7 | 3.1623e-12 | 5spot_SharedNeighbor | Water | Porous | Wet | R600a | MinimizeLCOE_Brownfield | IgnoreSilica | 2019 | 8.3035 | 1.4392 | 0.052195 | 4 | 110960.9959 | 241359.1214 | 2262.09 | 4920.4322 | 103.6944 | 0 | 88.8495 | 467184.8858 | 30025.5135 | 462083.4373 | 311621.5094 | 0 | 164193.1263 | 0 | 559692.3042 | 1456204.5668 | 993889.5389 | 4444894.8821 | 961560.8286 | 17759797.8658 | 17759797.8658 | 1478867.319 | 7985640.2162 | 0 | 23166253.5766 | 50390558.9776 | 3162.2777 | 0.20878 | 110960.9959 | 241359.1214 | 2262.09 | 4920.4322
1 | 4900 | 707 | 0.02 | 15 | 15 | 7 | 4.217e-12 | 5spot_SharedNeighbor | Water | Porous | Wet | R600a | MinimizeLCOE_Brownfield | IgnoreSilica | 2019 | 11.154 | 1.9859 | 0.07637 | 4 | 79932.6362 | 169052.1929 | 1629.5349 | 3446.3576 | 105.2485 | 0 | 90.8812 | 591182.6424 | 38337.8628 | 597160.2062 | 415112.9494 | 0 | 197422.7821 | 0 | 717294.4127 | 1866252.9246 | 1273755.9687 | 5696519.7489 | 961560.8286 | 17759797.8658 | 17759797.8658 | 1478867.319 | 7985640.2162 | 0 | 24417878.4434 | 51642183.8444 | 4216.965 | 0.30548 | 79932.6362 | 169052.1929 | 1629.5349 | 3446.3576
1 | 4900 | 707 | 0.02 | 15 | 15 | 7 | 5.6234e-12 | 5spot_SharedNeighbor | Water | Porous | Wet | R600a | MinimizeLCOE_Brownfield | IgnoreSilica | 2019 | 14.5009 | 2.6258 | 0.10749 | 4 | 59978.0404 | 123297.481 | 1222.7335 | 2513.5859 | 106.2339 | 0 | 94.4328 | 723573.5573 | 47183.9529 | 746137.8638 | 536708.6873 | 0 | 227870.6496 | 0 | 889775.1373 | 2315012.3892 | 1580043.5244 | 7066305.7618 | 961560.8286 | 17759797.8658 | 17759797.8658 | 1478867.319 | 7985640.2162 | 0 | 25787664.4562 | 53011969.8573 | 5623.4133 | 0.42995 | 59978.0404 | 123297.481 | 1222.7335 | 2513.5859
1 | 4900 | 707 | 0.02 | 15 | 15 | 7 | 7.4989e-12 | 5spot_SharedNeighbor | Water | Porous | Wet | R600a | MinimizeLCOE_Brownfield | IgnoreSilica | 2019 | 18.723 | 3.4335 | 0.14819 | 4 | 46266.5568 | 92194.5849 | 943.2063 | 1879.5113 | 106.9849 | 0 | 100.7601 | 877504.4022 | 57443.9408 | 924204.3491 | 689685.4341 | 0 | 261268.5529 | 0 | 1095941.6048 | 2851415.2473 | 1946149.497 | 8703613.0281 | 961560.8286 | 17759797.8658 | 17759797.8658 | 1478867.319 | 7985640.2162 | 0 | 27424971.7226 | 54649277.1237 | 7498.9421 | 0.59276 | 46266.5568 | 92194.5849 | 943.2063 | 1879.5113
1 | 4900 | 707 | 0.02 | 15 | 15 | 7 | 1e-11 | 5spot_SharedNeighbor | Water | Porous | Wet | R600a | MinimizeLCOE_Brownfield | IgnoreSilica | 2019 | 23.9844 | 4.4412 | 0.20097 | 4 | 36533.4234 | 70399.1791 | 744.7833 | 1435.1825 | 107.5576 | 0 | 134.4225 | 1055227.6345 | 69266.6124 | 1135015.0454 | 881005.0102 | 0 | 297194.2371 | 0 | 1340706.3305 | 3488242.8551 | 2380797.4249 | 10647455.1501 | 961560.8286 | 17759797.8658 | 17759797.8658 | 1478867.319 | 7985640.2162 | 0 | 29368813.8445 | 56593119.2456 | 10000 | 0.80389 | 36533.4234 | 70399.1791 | 744.7833 | 1435.1825
1 | 4900 | 707 | 0.02 | 15 | 15 | 7 | 1.3335e-11 | 5spot_SharedNeighbor | Water | Porous | Wet | R600a | MinimizeLCOE_Brownfield | IgnoreSilica | 2019 | 30.3964 | 5.6702 | 0.26816 | 4 | 29485.6034 | 54865.9101 | 601.1039 | 1118.5158 | 107.9927 | 0 | 120.0387 | 1256473.136 | 82620.7714 | 1379548.0905 | 1114261.0264 | 0 | 334179.8989 | 0 | 1625162.34 | 4228339.0422 | 2885928.28 | 12906512.5854 | 961560.8286 | 17759797.8658 | 17759797.8658 | 1478867.319 | 7985640.2162 | 0 | 31627871.2798 | 58852176.6809 | 13335.2143 | 1.0727 | 29485.6034 | 54865.9101 | 601.1039 | 1118.5158
1 | 4900 | 707 | 0.02 | 15 | 15 | 7 | 1.7783e-11 | 5spot_SharedNeighbor | Water | Porous | Wet | R600a | MinimizeLCOE_Brownfield | IgnoreSilica | 2019 | 38.0406 | 7.1351 | 0.3518 | 4 | 24304.2084 | 43650.909 | 495.4742 | 889.8828 | 108.3242 | 0 | 119.7684 | 1480162.6464 | 97423.9725 | 1657591.8713 | 1391660.4487 | 0 | 370832.7327 | 0 | 1949091.9519 | 5071137.4452 | 3461155.5078 | 15479056.5767 | 961560.8286 | 17759797.8658 | 17759797.8658 | 1478867.319 | 7985640.2162 | 0 | 34200415.2711 | 61424720.6722 | 17782.7941 | 1.4072 | 24304.2084 | 43650.909 | 495.4742 | 889.8828
1 | 4900 | 707 | 0.02 | 15 | 15 | 7 | 2.3714e-11 | 5spot_SharedNeighbor | Water | Porous | Wet | R600a | MinimizeLCOE_Brownfield | IgnoreSilica | 2019 | 46.8297 | 8.8197 | 0.45276 | 4 | 20450.1432 | 35482.4476 | 416.9038 | 723.3577 | 108.573 | 0 | 108.9526 | 1721285.8569 | 113340.9084 | 1963564.5577 | 1710619.6839 | 0 | 404473.4764 | 0 | 2306180.9485 | 6000209.7653 | 4095266.4568 | 18314941.6539 | 961560.8286 | 17759797.8658 | 17759797.8658 | 1478867.319 | 7985640.2162 | 0 | 37036300.3484 | 64260605.7494 | 23713.7371 | 1.8111 | 20450.1432 | 35482.4476 | 416.9038 | 723.3577
1 | 4900 | 707 | 0.02 | 15 | 15 | 7 | 3.1623e-11 | 5spot_SharedNeighbor | Water | Porous | Wet | R600a | MinimizeLCOE_Brownfield | IgnoreSilica | 2019 | 56.4009 | 10.653 | 0.56915 | 4 | 17570.897 | 29529.2731 | 358.2065 | 601.9942 | 108.7481 | 0 | 111.8928 | 1968692.4426 | 129628.2236 | 2283522.7482 | 2057862.1334 | 0 | 431010.1577 | 0 | 2679579.1251 | 6971715.2263 | 4758338.8964 | 21280348.9533 | 961560.8286 | 17759797.8658 | 17759797.8658 | 1478867.319 | 7985640.2162 | 0 | 40001707.6478 | 67226013.0488 | 31622.7766 | 2.2766 | 17570.897 | 29529.2731 | 358.2065 | 601.9942
1 | 4900 | 707 | 0.02 | 15 | 15 | 7 | 4.217e-11 | 5spot_SharedNeighbor | Water | Porous | Wet | R600a | MinimizeLCOE_Brownfield | IgnoreSilica | 2019 | 66.2176 | 12.5291 | 0.69591 | 4 | 15420.8977 | 25200.9508 | 314.3759 | 513.7555 | 108.8542 | 0 | 135.289 | 2208997.537 | 145397.7441 | 2599740.9605 | 2413660.9234 | 0 | 447229.1942 | 0 | 3047860.2801 | 7929907.2466 | 5412324.6391 | 24205118.525 | 961560.8286 | 17759797.8658 | 17759797.8658 | 1478867.319 | 7985640.2162 | 0 | 42926477.2195 | 70150782.6205 | 42169.6503 | 2.7837 | 15420.8977 | 25200.9508 | 314.3759 | 513.7555
1 | 4900 | 707 | 0.02 | 15 | 15 | 7 | 5.6234e-11 | 5spot_SharedNeighbor | Water | Porous | Wet | R600a | MinimizeLCOE_Brownfield | IgnoreSilica | 2019 | 75.6575 | 14.3259 | 0.82555 | 4 | 13819.3777 | 22063.6331 | 281.7267 | 449.797 | 108.8997 | 0 | 158.4224 | 2429031.5795 | 159784.0994 | 2893869.1715 | 2755204.766 | 0 | 451486.1333 | 0 | 3388856.5424 | 8817109.5732 | 6017858.4572 | 26913200.3226 | 961560.8286 | 17759797.8658 | 17759797.8658 | 1478867.319 | 7985640.2162 | 0 | 45634559.017 | 72858864.4181 | 56234.1325 | 3.3022 | 13819.3777 | 22063.6331 | 281.7267 | 449.797
1 | 4900 | 707 | 0.02 | 15 | 15 | 7 | 7.4989e-11 | 5spot_SharedNeighbor | Water | Porous | Wet | R600a | MinimizeLCOE_Brownfield | IgnoreSilica | 2019 | 84.2808 | 15.9587 | 0.95066 | 4 | 12628.8516 | 19788.1442 | 257.4562 | 403.4081 | 108.8995 | 0 | 159.4484 | 2621577.0217 | 172323.6967 | 3154852.0851 | 3066488.3494 | 0 | 445328.1011 | 0 | 3689622.009 | 9599639.622 | 6551951.2949 | 29301782.1798 | 961560.8286 | 17759797.8658 | 17759797.8658 | 1478867.319 | 7985640.2162 | 0 | 48023140.8743 | 75247446.2754 | 74989.4209 | 3.8027 | 12628.8516 | 19788.1442 | 257.4562 | 403.4081
1 | 4900 | 707 | 0.02 | 15 | 15 | 7 | 1e-10 | 5spot_SharedNeighbor | Water | Porous | Wet | R600a | MinimizeLCOE_Brownfield | IgnoreSilica | 2019 | 91.7741 | 17.3693 | 1.065 | 4 | 11744.5158 | 18135.1144 | 239.4278 | 369.7088 | 108.8706 | 0 | 144.4476 | 2782873.1256 | 182787.2997 | 3376103.1019 | 3336299.1404 | 0 | 431194.1306 | 0 | 3942610.1513 | 10257862.8731 | 7001202.1889 | 31310932.0115 | 961560.8286 | 17759797.8658 | 17759797.8658 | 1478867.319 | 7985640.2162 | 0 | 50032290.7059 | 77256596.107 | 100000 | 4.2601 | 11744.5158 | 18135.1144 | 239.4278 | 369.7088
1 | 4900 | 707 | 0.02 | 15 | 15 | 7 | 1.3335e-10 | 5spot_SharedNeighbor | Water | Porous | Wet | R600a | MinimizeLCOE_Brownfield | IgnoreSilica | 2019 | 98.0734 | 18.5484 | 1.1652 | 4 | 11087.3589 | 16928.7296 | 226.0308 | 345.1151 | 108.8276 | 0 | 167.4182 | 2914413.4764 | 191289.8972 | 3558345.2205 | 3562560.75 | 0 | 412626.397 | 0 | 4149301.939 | 10795632.5065 | 7368241.0138 | 32952411.2005 | 961560.8286 | 17759797.8658 | 17759797.8658 | 1478867.319 | 7985640.2162 | 0 | 51673769.8949 | 78898075.296 | 133352.1432 | 4.6606 | 11087.3589 | 16928.7296 | 226.0308 | 345.1151
1 | 4900 | 707 | 0.02 | 15 | 15 | 7 | 1.7783e-10 | 5spot_SharedNeighbor | Water | Porous | Wet | R600a | MinimizeLCOE_Brownfield | IgnoreSilica | 2019 | 103.2091 | 19.5047 | 1.2497 | 4 | 10598.4788 | 16044.7523 | 216.0643 | 327.094 | 108.7809 | 0 | 155.1194 | 3019045.9654 | 198031.8429 | 3704492.1392 | 3746613.5168 | 0 | 392354.9749 | 0 | 4313609.9913 | 11223128.3543 | 7660015.7141 | 34257292.4989 | 961560.8286 | 17759797.8658 | 17759797.8658 | 1478867.319 | 7985640.2162 | 0 | 52978651.1934 | 80202956.5945 | 177827.941 | 4.9987 | 10598.4788 | 16044.7523 | 216.0643 | 327.094
1 | 4900 | 707 | 0.02 | 15 | 15 | 7 | 2.3714e-10 | 5spot_SharedNeighbor | Water | Porous | Wet | R600a | MinimizeLCOE_Brownfield | IgnoreSilica | 2019 | 107.277 | 20.2587 | 1.3188 | 4 | 10234.2752 | 15394.9969 | 208.6395 | 313.8478 | 108.7369 | 0 | 203.638 | 3100319.0892 | 203254.7317 | 3818750.2194 | 3892115.8065 | 0 | 372233.1857 | 0 | 4440802.4827 | 11554057.1261 | 7885881.4007 | 35267414.0421 | 961560.8286 | 17759797.8658 | 17759797.8658 | 1478867.319 | 7985640.2162 | 0 | 53988772.7366 | 81213078.1376 | 237137.3706 | 5.2753 | 10234.2752 | 15394.9969 | 208.6395 | 313.8478
1 | 4900 | 707 | 0.02 | 15 | 15 | 7 | 3.1623e-10 | 5spot_SharedNeighbor | Water | Porous | Wet | R600a | MinimizeLCOE_Brownfield | IgnoreSilica | 2019 | 110.4855 | 20.8513 | 1.3744 | 4 | 9962.5715 | 14914.4766 | 203.1005 | 304.0518 | 108.6981 | 0 | 139.8927 | 3163452.0181 | 207303.0724 | 3907959.297 | 4006699.7449 | 0 | 354028.7172 | 0 | 4539382.7114 | 11810542.6596 | 8060938.0475 | 36050306.2681 | 961560.8286 | 17759797.8658 | 17759797.8658 | 1478867.319 | 7985640.2162 | 0 | 54771664.9626 | 81995970.3636 | 316227.766 | 5.4977 | 9962.5715 | 14914.4766 | 203.1005 | 304.0518
1 | 4900 | 707 | 0.02 | 15 | 15 | 7 | 4.217e-10 | 5spot_SharedNeighbor | Water | Porous | Wet | R600a | MinimizeLCOE_Brownfield | IgnoreSilica | 2019 | 112.9534 | 21.3057 | 1.4182 | 4 | 9759.6224 | 14558.7776 | 198.9631 | 296.8004 | 108.6658 | 0 | 142.7091 | 3211438.9514 | 210374.8489 | 3976035.8119 | 4094718.5548 | 0 | 338019.6047 | 0 | 4613929.2309 | 12004497.4119 | 8193316.1514 | 36642330.5658 | 961560.8286 | 17759797.8658 | 17759797.8658 | 1478867.319 | 7985640.2162 | 0 | 55363689.2603 | 82587994.6613 | 421696.5034 | 5.6727 | 9759.6224 | 14558.7776 | 198.9631 | 296.8004
1 | 4900 | 707 | 0.02 | 15 | 15 | 7 | 5.6234e-10 | 5spot_SharedNeighbor | Water | Porous | Wet | R600a | MinimizeLCOE_Brownfield | IgnoreSilica | 2019 | 114.846 | 21.6534 | 1.4522 | 4 | 9607.8747 | 14294.4778 | 195.8695 | 291.4123 | 108.6397 | 0 | 173.4716 | 3247909.8501 | 212706.2808 | 4027932.5348 | 4162154.3711 | 0 | 324562.2579 | 0 | 4670353.4649 | 12151301.6946 | 8293513.0908 | 37090433.5451 | 961560.8286 | 17759797.8658 | 17759797.8658 | 1478867.319 | 7985640.2162 | 0 | 55811792.2395 | 83036097.6406 | 562341.3252 | 5.809 | 9607.8747 | 14294.4778 | 195.8695 | 291.4123
1 | 4900 | 707 | 0.02 | 15 | 15 | 7 | 7.4989e-10 | 5spot_SharedNeighbor | Water | Porous | Wet | R600a | MinimizeLCOE_Brownfield | IgnoreSilica | 2019 | 116.2661 | 21.9138 | 1.4783 | 4 | 9494.321 | 14098.1898 | 193.5546 | 287.4107 | 108.6193 | 0 | 142.1425 | 3275087.1879 | 214441.7915 | 4066694.2157 | 4212712.3857 | 0 | 313356.1415 | 0 | 4712093.7717 | 12259901.4106 | 8367634.6285 | 37421921.5331 | 961560.8286 | 17759797.8658 | 17759797.8658 | 1478867.319 | 7985640.2162 | 0 | 56143280.2275 | 83367585.6286 | 749894.2093 | 5.9134 | 9494.321 | 14098.1898 | 193.5546 | 287.4107
1 | 4900 | 707 | 0.02 | 15 | 15 | 7 | 1e-09 | 5spot_SharedNeighbor | Water | Porous | Wet | R600a | MinimizeLCOE_Brownfield | IgnoreSilica | 2019 | 116.505 | 21.9575 | 1.4931 | 4 | 9401.6443 | 13960.121 | 191.6652 | 284.5959 | 108.6157 | 0 | 214.3068 | 3279640.3197 | 214732.3119 | 4073197.8816 | 4221213.6832 | 0 | 295306.8845 | 0 | 4712795.5216 | 12261727.2199 | 8368880.7809 | 37427494.6032 | 961560.8286 | 17759797.8658 | 17759797.8658 | 1478867.319 | 7985640.2162 | 0 | 56148853.2977 | 83373158.6988 | 1000000 | 5.9722 | 9401.6443 | 13960.121 | 191.6652 | 284.5959
1 | 4900 | 707 | 0.02 | 15 | 15 | 7 | 1.3335e-09 | 5spot_SharedNeighbor | Water | Porous | Wet | R600a | MinimizeLCOE_Brownfield | IgnoreSilica | 2019 | 118.5876 | 22.3386 | 1.5178 | 4 | 9338.4016 | 13822.4795 | 190.3759 | 281.7899 | 108.5847 | 0 | 153.629 | 3319182.3029 | 217254.4265 | 4129744.5135 | 4295293.9189 | 0 | 299431.1378 | 0 | 4781753.4569 | 12441141.6222 | 8491334.7971 | 37975136.1758 | 961560.8286 | 17759797.8658 | 17759797.8658 | 1478867.319 | 7985640.2162 | 0 | 56696494.8702 | 83920800.2713 | 1333521.4322 | 6.0713 | 9338.4016 | 13822.4795 | 190.3759 | 281.7899
1 | 4900 | 707 | 0.02 | 15 | 15 | 7 | 1.7783e-09 | 5spot_SharedNeighbor | Water | Porous | Wet | R600a | MinimizeLCOE_Brownfield | IgnoreSilica | 2019 | 119.2092 | 22.4522 | 1.5293 | 4 | 9291.5086 | 13741.8629 | 189.42 | 280.1465 | 108.5752 | 0 | 149.7513 | 3330915.4122 | 218002.0719 | 4146556.9306 | 4317388.4292 | 0 | 294139.2157 | 0 | 4799730.8033 | 12487914.9899 | 8523258.5816 | 38117906.4344 | 961560.8286 | 17759797.8658 | 17759797.8658 | 1478867.319 | 7985640.2162 | 0 | 56839265.1288 | 84063570.5299 | 1778279.41 | 6.1173 | 9291.5086 | 13741.8629 | 189.42 | 280.1465
1 | 4900 | 707 | 0.02 | 15 | 15 | 7 | 2.3714e-09 | 5spot_SharedNeighbor | Water | Porous | Wet | R600a | MinimizeLCOE_Brownfield | IgnoreSilica | 2019 | 119.6741 | 22.537 | 1.538 | 4 | 9256.3642 | 13681.62 | 188.7035 | 278.9183 | 108.5679 | 0 | 136.3863 | 3339671.3323 | 218559.8091 | 4159112.8179 | 4333909.1258 | 0 | 290025.519 | 0 | 4813098.6556 | 12522695.3995 | 8546996.9258 | 38224069.585 | 961560.8286 | 17759797.8658 | 17759797.8658 | 1478867.319 | 7985640.2162 | 0 | 56945428.2795 | 84169733.6805 | 2371373.7057 | 6.152 | 9256.3642 | 13681.62 | 188.7035 | 278.9183
1 | 4900 | 707 | 0.02 | 15 | 15 | 7 | 3.1623e-09 | 5spot_SharedNeighbor | Water | Porous | Wet | R600a | MinimizeLCOE_Brownfield | IgnoreSilica | 2019 | 120.0102 | 22.5984 | 1.5444 | 4 | 9230.0207 | 13636.8183 | 188.1665 | 278.005 | 108.5626 | 0 | 139.321 | 3345992.2311 | 218962.331 | 4168182.0394 | 4345852.8914 | 0 | 286754.0365 | 0 | 4822639.9765 | 12547519.9594 | 8563940.198 | 38299843.6634 | 961560.8286 | 17759797.8658 | 17759797.8658 | 1478867.319 | 7985640.2162 | 0 | 57021202.3578 | 84245507.7589 | 3162277.6602 | 6.1778 | 9230.0207 | 13636.8183 | 188.1665 | 278.005
1 | 4900 | 707 | 0.02 | 15 | 15 | 7 | 4.217e-09 | 5spot_SharedNeighbor | Water | Porous | Wet | R600a | MinimizeLCOE_Brownfield | IgnoreSilica | 2019 | 120.266 | 22.645 | 1.5493 | 4 | 9210.2718 | 13603.1965 | 187.7638 | 277.3196 | 108.5586 | 0 | 144.3708 | 3350795.7114 | 219268.1631 | 4175076.8876 | 4354939.0592 | 0 | 284288.0341 | 0 | 4829903.4636 | 12566418.0628 | 8576838.5419 | 38357527.9237 | 961560.8286 | 17759797.8658 | 17759797.8658 | 1478867.319 | 7985640.2162 | 0 | 57078886.6181 | 84303192.0192 | 4216965.0343 | 6.1973 | 9210.2718 | 13603.1965 | 187.7638 | 277.3196
1 | 4900 | 707 | 0.02 | 15 | 15 | 7 | 5.6234e-09 | 5spot_SharedNeighbor | Water | Porous | Wet | R600a | MinimizeLCOE_Brownfield | IgnoreSilica | 2019 | 120.4707 | 22.6824 | 1.5531 | 4 | 9195.4656 | 13577.7363 | 187.462 | 276.8005 | 108.5553 | 0 | 143.5402 | 3354635.824 | 219512.6243 | 4180590.6205 | 4362208.7996 | 0 | 282525.4735 | 0 | 4835794.6034 | 12581745.6001 | 8587299.9011 | 38404313.4465 | 961560.8286 | 17759797.8658 | 17759797.8658 | 1478867.319 | 7985640.2162 | 0 | 57125672.1409 | 84349977.542 | 5623413.2519 | 6.2124 | 9195.4656 | 13577.7363 | 187.462 | 276.8005
1 | 4900 | 707 | 0.02 | 15 | 15 | 7 | 7.4989e-09 | 5spot_SharedNeighbor | Water | Porous | Wet | R600a | MinimizeLCOE_Brownfield | IgnoreSilica | 2019 | 120.6144 | 22.7086 | 1.5558 | 4 | 9184.3642 | 13558.8733 | 187.2357 | 276.416 | 108.553 | 0 | 152.9052 | 3357330.401 | 219684.1391 | 4184460.5569 | 4367313.2623 | 0 | 281103.8951 | 0 | 4839857.9792 | 12592317.6705 | 8594515.5564 | 38436583.4604 | 961560.8286 | 17759797.8658 | 17759797.8658 | 1478867.319 | 7985640.2162 | 0 | 57157942.1549 | 84382247.5559 | 7498942.0933 | 6.2234 | 9184.3642 | 13558.8733 | 187.2357 | 276.416
1 | 4900 | 707 | 0.02 | 15 | 15 | 7 | 1e-08 | 5spot_SharedNeighbor | Water | Porous | Wet | R600a | MinimizeLCOE_Brownfield | IgnoreSilica | 2019 | 120.7265 | 22.729 | 1.558 | 4 | 9176.0404 | 13544.6455 | 187.066 | 276.1259 | 108.5513 | 0 | 151.9146 | 3359430.2696 | 219817.7892 | 4187476.8872 | 4371292.9158 | 0 | 280066.9872 | 0 | 4843053.0911 | 12600630.6962 | 8600189.3672 | 38461958.0034 | 961560.8286 | 17759797.8658 | 17759797.8658 | 1478867.319 | 7985640.2162 | 0 | 57183316.6979 | 84407622.0989 | 10000000 | 6.2318 | 9176.0404 | 13544.6455 | 187.066 | 276.1259
1 | 5000 | 707 | 0.02 | 15 | 15 | 7 | 1e-13 | 5spot_SharedNeighbor | Water | Porous | Wet | R600a | MinimizeLCOE_Brownfield | IgnoreSilica | 2019 | 0 | 0 | 0 | 0 |  |  |  |  | 15 |  | 21.4406 | [19 empty] | 100 | 0
1 | 5000 | 707 | 0.02 | 15 | 15 | 7 | 1.3335e-13 | 5spot_SharedNeighbor | Water | Porous | Wet | R600a | MinimizeLCOE_Brownfield | IgnoreSilica | 2019 | 0 | 0 | 0 | 0 |  |  |  |  | 15 |  | 21.7901 | [19 empty] | 133.3521 | 0
1 | 5000 | 707 | 0.02 | 15 | 15 | 7 | 1.7783e-13 | 5spot_SharedNeighbor | Water | Porous | Wet | R600a | MinimizeLCOE_Brownfield | IgnoreSilica | 2019 | 0 | 0 | 0 | 0 |  |  |  |  | 15 |  | 22.0442 | [19 empty] | 177.8279 | 0
1 | 5000 | 707 | 0.02 | 15 | 15 | 7 | 2.3714e-13 | 5spot_SharedNeighbor | Water | Porous | Wet | R600a | MinimizeLCOE_Brownfield | IgnoreSilica | 2019 | 0 | 0 | 0 | 0 |  |  |  |  | 15 |  | 21.6219 | [19 empty] | 237.1374 | 0
1 | 5000 | 707 | 0.02 | 15 | 15 | 7 | 3.1623e-13 | 5spot_SharedNeighbor | Water | Porous | Wet | R600a | MinimizeLCOE_Brownfield | IgnoreSilica | 2019 | 0 | 0 | 0 | 0 |  |  |  |  | 15 |  | 21.1678 | [19 empty] | 316.2278 | 0
1 | 5000 | 707 | 0.02 | 15 | 15 | 7 | 4.217e-13 | 5spot_SharedNeighbor | Water | Porous | Wet | R600a | MinimizeLCOE_Brownfield | IgnoreSilica | 2019 | 0 | 0 | 0 | 0 |  |  |  |  | 15 |  | 25.8921 | [19 empty] | 421.6965 | 0
1 | 5000 | 707 | 0.02 | 15 | 15 | 7 | 5.6234e-13 | 5spot_SharedNeighbor | Water | Porous | Wet | R600a | MinimizeLCOE_Brownfield | IgnoreSilica | 2019 | 0 | 0 | 0 | 0 |  |  |  |  | 15 |  | 23.7952 | [19 empty] | 562.3413 | 0
1 | 5000 | 707 | 0.02 | 15 | 15 | 7 | 7.4989e-13 | 5spot_SharedNeighbor | Water | Porous | Wet | R600a | MinimizeLCOE_Brownfield | IgnoreSilica | 2019 | 1.6 | 0.19365 | 0.0027579 | 4 | 1833582.2398 | 4364006.1957 | 37380.0541 | 88966.1691 | 85.0761 | 0 | 26.9808 | 100340.5964 | 5746.6539 | 94176.8572 | 71163.4733 | 0 | 55605.5145 | 0 | 127542.9072 | 331840.4819 | 226487.9475 | 1012904.4319 | 961560.8286 | 18253066.8284 | 18253066.8284 | 1478867.319 | 8182947.8012 | 0 | 20227532.0889 | 48142414.0376 | 749.8942 | 0.011032 | 1833582.2398 | 4364006.1957 | 37380.0541 | 88966.1691
1 | 5000 | 707 | 0.02 | 15 | 15 | 7 | 1e-12 | 5spot_SharedNeighbor | Water | Porous | Wet | R600a | MinimizeLCOE_Brownfield | IgnoreSilica | 2019 | 2.7204 | 0.39935 | 0.0079481 | 4 | 658512.9666 | 1536548.5457 | 13424.6775 | 31324.6204 | 94.5754 | 0 | 48.36 | 179288.5744 | 10893.6371 | 166811.0455 | 111479.9519 | 0 | 87211.8946 | 0 | 216717.1903 | 563853.6745 | 384841.7189 | 1721097.6871 | 961560.8286 | 18253066.8284 | 18253066.8284 | 1478867.319 | 8182947.8012 | 0 | 20935725.3441 | 48850607.2928 | 1000 | 0.031792 | 658512.9666 | 1536548.5457 | 13424.6775 | 31324.6204
1 | 5000 | 707 | 0.02 | 15 | 15 | 7 | 1.3335e-12 | 5spot_SharedNeighbor | Water | Porous | Wet | R600a | MinimizeLCOE_Brownfield | IgnoreSilica | 2019 | 3.807 | 0.60656 | 0.015438 | 4 | 349043.0836 | 801105.7033 | 7115.7154 | 16331.6233 | 98.9646 | 0 | 76.6892 | 247606.3064 | 15454.1124 | 232284.9882 | 150942.1689 | 0 | 108831.2406 | 0 | 294496.3384 | 766219.0631 | 522960.2548 | 2338794.4727 | 961560.8286 | 18253066.8284 | 18253066.8284 | 1478867.319 | 8182947.8012 | 0 | 21553422.1297 | 49468304.0783 | 1333.5214 | 0.06175 | 349043.0836 | 801105.7033 | 7115.7154 | 16331.6233
1 | 5000 | 707 | 0.02 | 15 | 15 | 7 | 1.7783e-12 | 5spot_SharedNeighbor | Water | Porous | Wet | R600a | MinimizeLCOE_Brownfield | IgnoreSilica | 2019 | 5.1325 | 0.86307 | 0.026068 | 4 | 213398.7306 | 481115.1461 | 4350.4218 | 9808.183 | 101.978 | 0 | 52.1508 | 323226.8286 | 20544.6193 | 307325.8686 | 199190.1642 | 0 | 130107.1394 | 0 | 382353.9019 | 994806.4212 | 678975.8237 | 3036530.767 | 961560.8286 | 18253066.8284 | 18253066.8284 | 1478867.319 | 8182947.8012 | 0 | 22251158.424 | 50166040.3726 | 1778.2794 | 0.10427 | 213398.7306 | 481115.1461 | 4350.4218 | 9808.183
1 | 5000 | 707 | 0.02 | 15 | 15 | 7 | 2.3714e-12 | 5spot_SharedNeighbor | Water | Porous | Wet | R600a | MinimizeLCOE_Brownfield | IgnoreSilica | 2019 | 6.8038 | 1.1891 | 0.040651 | 4 | 141912.4547 | 313585.6926 | 2893.0773 | 6392.8685 | 104.1681 | 0 | 69.4052 | 410235.0117 | 26422.9802 | 396496.6686 | 260615.0987 | 0 | 152821.7117 | 0 | 486170.6737 | 1264916.3656 | 863331.411 | 3861009.9213 | 961560.8286 | 18253066.8284 | 18253066.8284 | 1478867.319 | 8182947.8012 | 0 | 23075637.5783 | 50990519.527 | 2371.3737 | 0.1626 | 141912.4547 | 313585.6926 | 2893.0773 | 6392.8685
1 | 5000 | 707 | 0.02 | 15 | 15 | 7 | 3.1623e-12 | 5spot_SharedNeighbor | Water | Porous | Wet | R600a | MinimizeLCOE_Brownfield | IgnoreSilica | 2019 | 9.3512 | 1.6894 | 0.060922 | 4 | 99613.1719 | 214165.5603 | 2030.7492 | 4366.0546 | 106.0985 | 0 | 80.3607 | 531020.15 | 34595.551 | 524377.9355 | 354325.4906 | 0 | 189311.1977 | 0 | 637115.8267 | 1657644.6906 | 1131376.5625 | 5059767.4046 | 961560.8286 | 18253066.8284 | 18253066.8284 | 1478867.319 | 8182947.8012 | 0 | 24274395.0616 | 52189277.0102 | 3162.2777 | 0.24369 | 99613.1719 | 214165.5603 | 2030.7492 | 4366.0546
1 | 5000 | 707 | 0.02 | 15 | 15 | 7 | 4.217e-12 | 5spot_SharedNeighbor | Water | Porous | Wet | R600a | MinimizeLCOE_Brownfield | IgnoreSilica | 2019 | 11.8922 | 2.1898 | 0.087209 | 4 | 72728.7761 | 152751.4986 | 1482.6745 | 3114.0459 | 107.2277 | 0 | 83.2721 | 641359.7555 | 42054.1187 | 644811.2948 | 447742.5188 | 0 | 211553.239 | 0 | 775133.1614 | 2016737.4844 | 1376464.7729 | 6155856.3455 | 961560.8286 | 18253066.8284 | 18253066.8284 | 1478867.319 | 8182947.8012 | 0 | 25370484.0025 | 53285365.9512 | 4216.965 | 0.34884 | 72728.7761 | 152751.4986 | 1482.6745 | 3114.0459
1 | 5000 | 707 | 0.02 | 15 | 15 | 7 | 5.6234e-12 | 5spot_SharedNeighbor | Water | Porous | Wet | R600a | MinimizeLCOE_Brownfield | IgnoreSilica | 2019 | 15.4265 | 2.8868 | 0.12222 | 4 | 54888.5145 | 111986.0161 | 1118.9766 | 2282.9864 | 108.1844 | 0 | 100.6459 | 783165.2834 | 51624.4842 | 803774.3532 | 578116.6921 | 0 | 243654.9586 | 0 | 959530.9508 | 2496502.7072 | 1703914.3957 | 7620283.8252 | 961560.8286 | 18253066.8284 | 18253066.8284 | 1478867.319 | 8182947.8012 | 0 | 26834911.4822 | 54749793.4308 | 5623.4133 | 0.4889 | 54888.5145 | 111986.0161 | 1118.9766 | 2282.9864
1 | 5000 | 707 | 0.02 | 15 | 15 | 7 | 7.4989e-12 | 5spot_SharedNeighbor | Water | Porous | Wet | R600a | MinimizeLCOE_Brownfield | IgnoreSilica | 2019 | 19.8823 | 3.7657 | 0.16792 | 4 | 42556.9054 | 84116.7687 | 867.5801 | 1714.8341 | 108.9156 | 0 | 111.8283 | 948040.147 | 62722.692 | 993701.6946 | 741879.8363 | 0 | 278899.1509 | 0 | 1179844.9732 | 3069714.6007 | 2095143.2913 | 9369946.386 | 961560.8286 | 18253066.8284 | 18253066.8284 | 1478867.319 | 8182947.8012 | 0 | 28584574.043 | 56499455.9917 | 7498.9421 | 0.67168 | 42556.9054 | 84116.7687 | 867.5801 | 1714.8341
1 | 5000 | 707 | 0.02 | 15 | 15 | 7 | 1e-11 | 5spot_SharedNeighbor | Water | Porous | Wet | R600a | MinimizeLCOE_Brownfield | IgnoreSilica | 2019 | 25.4413 | 4.8639 | 0.22709 | 4 | 33759.5581 | 64490.4173 | 688.2343 | 1314.7244 | 109.4755 | 0 | 94.3718 | 1138771.1063 | 75533.9705 | 1218949.4354 | 946989.5717 | 0 | 317038.8145 | 0 | 1441940.3304 | 3751632.9572 | 2560566.5816 | 11451422.7679 | 961560.8286 | 18253066.8284 | 18253066.8284 | 1478867.319 | 8182947.8012 | 0 | 30666050.4249 | 58580932.3735 | 10000 | 0.90837 | 33759.5581 | 64490.4173 | 688.2343 | 1314.7244
1 | 5000 | 707 | 0.02 | 15 | 15 | 7 | 1.3335e-11 | 5spot_SharedNeighbor | Water | Porous | Wet | R600a | MinimizeLCOE_Brownfield | IgnoreSilica | 2019 | 32.1628 | 6.1925 | 0.30209 | 4 | 27364.2956 | 50465.5874 | 557.8582 | 1028.8093 | 109.8993 | 0 | 88.9216 | 1353238.2234 | 89903.4164 | 1478302.3788 | 1195196.3804 | 0 | 355558.8831 | 0 | 1744157.7201 | 4537940.6116 | 3097237.7128 | 13851535.3267 | 961560.8286 | 18253066.8284 | 18253066.8284 | 1478867.319 | 8182947.8012 | 0 | 33066162.9837 | 60981044.9324 | 13335.2143 | 1.2084 | 27364.2956 | 50465.5874 | 557.8582 | 1028.8093
1 | 5000 | 707 | 0.02 | 15 | 15 | 7 | 1.7783e-11 | 5spot_SharedNeighbor | Water | Porous | Wet | R600a | MinimizeLCOE_Brownfield | IgnoreSilica | 2019 | 40.1601 | 7.7739 | 0.3952 | 4 | 22645.9226 | 40304.5062 | 461.6678 | 821.6619 | 110.2229 | 0 | 113.9801 | 1591535.3917 | 105829.9938 | 1772871.0784 | 1490554.1 | 0 | 393725.5753 | 0 | 2088261.2943 | 5433227.5264 | 3708289.4285 | 16584294.3884 | 961560.8286 | 18253066.8284 | 18253066.8284 | 1478867.319 | 8182947.8012 | 0 | 35798922.0454 | 63713803.9941 | 17782.7941 | 1.5808 | 22645.9226 | 40304.5062 | 461.6678 | 821.6619
1 | 5000 | 707 | 0.02 | 15 | 15 | 7 | 2.3714e-11 | 5spot_SharedNeighbor | Water | Porous | Wet | R600a | MinimizeLCOE_Brownfield | IgnoreSilica | 2019 | 49.2534 | 9.5719 | 0.5067 | 4 | 19132.3086 | 32905.1488 | 390.038 | 670.816 | 110.4628 | 0 | 119.5374 | 1845763.8879 | 122777.4048 | 2093588.2044 | 1826387.8129 | 0 | 427678.2653 | 0 | 2463316.2744 | 6409043.6503 | 4374303.984 | 19562859.4839 | 961560.8286 | 18253066.8284 | 18253066.8284 | 1478867.319 | 8182947.8012 | 0 | 38777487.1409 | 66692369.0896 | 23713.7371 | 2.0268 | 19132.3086 | 32905.1488 | 390.038 | 670.816
1 | 5000 | 707 | 0.02 | 15 | 15 | 7 | 3.1623e-11 | 5spot_SharedNeighbor | Water | Porous | Wet | R600a | MinimizeLCOE_Brownfield | IgnoreSilica | 2019 | 59.0487 | 11.5067 | 0.63394 | 4 | 16507.133 | 27515.6727 | 336.5202 | 560.9442 | 110.627 | 0 | 125.8365 | 2103982.4747 | 139940.3333 | 2425497.6359 | 2187941.4586 | 0 | 453405.6378 | 0 | 2851199.3407 | 7418235.8232 | 5063098.3788 | 22643301.0831 | 961560.8286 | 18253066.8284 | 18253066.8284 | 1478867.319 | 8182947.8012 | 0 | 41857928.7401 | 69772810.6888 | 31622.7766 | 2.5357 | 16507.133 | 27515.6727 | 336.5202 | 560.9442
1 | 5000 | 707 | 0.02 | 15 | 15 | 7 | 4.217e-11 | 5spot_SharedNeighbor | Water | Porous | Wet | R600a | MinimizeLCOE_Brownfield | IgnoreSilica | 2019 | 68.9755 | 13.4618 | 0.77089 | 4 | 14547.7553 | 23600.589 | 296.5757 | 481.1299 | 110.7203 | 0 | 134.4505 | 2351943.927 | 156363.9744 | 2749753.8039 | 2553785.7459 | 0 | 467787.7216 | 0 | 3229057.7174 | 8401345.8099 | 5734091.1456 | 25644129.8458 | 961560.8286 | 18253066.8284 | 18253066.8284 | 1478867.319 | 8182947.8012 | 0 | 44858757.5028 | 72773639.4515 | 42169.6503 | 3.0836 | 14547.7553 | 23600.589 | 296.5757 | 481.1299
1 | 5000 | 707 | 0.02 | 15 | 15 | 7 | 5.6234e-11 | 5spot_SharedNeighbor | Water | Porous | Wet | R600a | MinimizeLCOE_Brownfield | IgnoreSilica | 2019 | 78.4102 | 15.3114 | 0.90924 | 4 | 13088.8316 | 20764.1736 | 266.8335 | 423.3058 | 110.7527 | 0 | 130.083 | 2576473.7093 | 171176.0183 | 3047976.9424 | 2900628.017 | 0 | 469568.2716 | 0 | 3574670.9539 | 9300560.5561 | 6347823.687 | 28388878.1555 | 961560.8286 | 18253066.8284 | 18253066.8284 | 1478867.319 | 8182947.8012 | 0 | 47603505.8126 | 75518387.7612 | 56234.1325 | 3.637 | 13088.8316 | 20764.1736 | 266.8335 | 423.3058
1 | 5000 | 707 | 0.02 | 15 | 15 | 7 | 7.4989e-11 | 5spot_SharedNeighbor | Water | Porous | Wet | R600a | MinimizeLCOE_Brownfield | IgnoreSilica | 2019 | 86.9487 | 16.9755 | 1.0413 | 4 | 12004.3815 | 18706.2692 | 244.7256 | 381.3526 | 110.7411 | 0 | 141.5482 | 2771243.6243 | 183970.2716 | 3310252.7096 | 3213543.8973 | 0 | 460873.9375 | 0 | 3876554.9317 | 10086000.7415 | 6883902.7527 | 30786342.8662 | 961560.8286 | 18253066.8284 | 18253066.8284 | 1478867.319 | 8182947.8012 | 0 | 50000970.5232 | 77915852.4719 | 74989.4209 | 4.1652 | 12004.3815 | 18706.2692 | 244.7256 | 381.3526
1 | 5000 | 707 | 0.02 | 15 | 15 | 7 | 1e-10 | 5spot_SharedNeighbor | Water | Porous | Wet | R600a | MinimizeLCOE_Brownfield | IgnoreSilica | 2019 | 94.3151 | 18.4022 | 1.1609 | 4 | 11198.6224 | 17210.0261 | 228.2991 | 350.8497 | 110.7034 | 0 | 141.7912 | 2933332.9671 | 194573.5447 | 3531108.2641 | 3482611.0786 | 0 | 444496.5477 | 0 | 4128587.7369 | 10741738.4016 | 7331457.1797 | 32787905.7205 | 961560.8286 | 18253066.8284 | 18253066.8284 | 1478867.319 | 8182947.8012 | 0 | 52002533.3775 | 79917415.3262 | 100000 | 4.6437 | 11198.6224 | 17210.0261 | 228.2991 | 350.8497
1 | 5000 | 707 | 0.02 | 15 | 15 | 7 | 1.3335e-10 | 5spot_SharedNeighbor | Water | Porous | Wet | R600a | MinimizeLCOE_Brownfield | IgnoreSilica | 2019 | 100.4661 | 19.5863 | 1.2648 | 4 | 10599.5672 | 16117.1306 | 216.0865 | 328.5695 | 110.6539 | 0 | 133.9346 | 3064707.3559 | 203134.8819 | 3711879.0568 | 3706568.31 | 0 | 424043.5775 | 0 | 4333029.9411 | 11273655.08 | 7694501.2425 | 34411519.4457 | 961560.8286 | 18253066.8284 | 18253066.8284 | 1478867.319 | 8182947.8012 | 0 | 53626147.1027 | 81541029.0514 | 133352.1432 | 5.0593 | 10599.5672 | 16117.1306 | 216.0865 | 328.5695
1 | 5000 | 707 | 0.02 | 15 | 15 | 7 | 1.7783e-10 | 5spot_SharedNeighbor | Water | Porous | Wet | R600a | MinimizeLCOE_Brownfield | IgnoreSilica | 2019 | 105.4749 | 20.5454 | 1.3521 | 4 | 10153.6562 | 15314.9896 | 206.996 | 312.2168 | 110.6025 | 0 | 142.6691 | 3169137.0239 | 209917.7119 | 3856729.1276 | 3888418.2574 | 0 | 402476.8923 | 0 | 4495404.8151 | 11696121.1945 | 7982843.0465 | 35701048.069 | 961560.8286 | 18253066.8284 | 18253066.8284 | 1478867.319 | 8182947.8012 | 0 | 54915675.726 | 82830557.6747 | 177827.941 | 5.4085 | 10153.6562 | 15314.9896 | 206.996 | 312.2168
1 | 5000 | 707 | 0.02 | 15 | 15 | 7 | 2.3714e-10 | 5spot_SharedNeighbor | Water | Porous | Wet | R600a | MinimizeLCOE_Brownfield | IgnoreSilica | 2019 | 109.4307 | 21.2993 | 1.4232 | 4 | 9821.2743 | 14724.789 | 200.22 | 300.1847 | 110.5553 | 0 | 164.692 | 3250047.9141 | 215158.3474 | 3969676.3861 | 4031685.9808 | 0 | 381421.4422 | 0 | 4620716.1276 | 12022155.5247 | 8205368.1762 | 36696229.8993 | 961560.8286 | 18253066.8284 | 18253066.8284 | 1478867.319 | 8182947.8012 | 0 | 55910857.5563 | 83825739.5049 | 237137.3706 | 5.6928 | 9821.2743 | 14724.789 | 200.22 | 300.1847
1 | 5000 | 707 | 0.02 | 15 | 15 | 7 | 3.1623e-10 | 5spot_SharedNeighbor | Water | Porous | Wet | R600a | MinimizeLCOE_Brownfield | IgnoreSilica | 2019 | 112.5272 | 21.8872 | 1.4801 | 4 | 9573.182 | 14288.3453 | 195.1623 | 291.2872 | 110.5144 | 0 | 147.0053 | 3312444.7068 | 219190.6845 | 4057215.8585 | 4143608.0917 | 0 | 362408.6887 | 0 | 4716998.5318 | 12272662.5902 | 8376344.3958 | 37460873.548 | 961560.8286 | 18253066.8284 | 18253066.8284 | 1478867.319 | 8182947.8012 | 0 | 56675501.205 | 84590383.1536 | 316227.766 | 5.9202 | 9573.182 | 14288.3453 | 195.1623 | 291.2872
1 | 5000 | 707 | 0.02 | 15 | 15 | 7 | 4.217e-10 | 5spot_SharedNeighbor | Water | Porous | Wet | R600a | MinimizeLCOE_Brownfield | IgnoreSilica | 2019 | 114.9017 | 22.3367 | 1.5246 | 4 | 9387.7874 | 13965.0947 | 191.3827 | 284.6973 | 110.4808 | 0 | 170.1446 | 3359746.5016 | 222242.0259 | 4123835.4738 | 4229299.2879 | 0 | 345804.7429 | 0 | 4789561.9325 | 12461457.6741 | 8505200.9199 | 38037148.5586 | 961560.8286 | 18253066.8284 | 18253066.8284 | 1478867.319 | 8182947.8012 | 0 | 57251776.2156 | 85166658.1642 | 421696.5034 | 6.0985 | 9387.7874 | 13965.0947 | 191.3827 | 284.6973
1 | 5000 | 707 | 0.02 | 15 | 15 | 7 | 5.6234e-10 | 5spot_SharedNeighbor | Water | Porous | Wet | R600a | MinimizeLCOE_Brownfield | IgnoreSilica | 2019 | 116.7239 | 22.6808 | 1.5593 | 4 | 9249.115 | 13724.6806 | 188.5557 | 279.7962 | 110.4537 | 0 | 179.0461 | 3395726.5273 | 224559.7654 | 4174660.1852 | 4294973.3842 | 0 | 331959.9885 | 0 | 4844533.1417 | 12604481.4844 | 8602817.6093 | 38473712.0859 | 961560.8286 | 18253066.8284 | 18253066.8284 | 1478867.319 | 8182947.8012 | 0 | 57688339.7429 | 85603221.6916 | 562341.3252 | 6.2372 | 9249.115 | 13724.6806 | 188.5557 | 279.7962
1 | 5000 | 707 | 0.02 | 15 | 15 | 7 | 7.4989e-10 | 5spot_SharedNeighbor | Water | Porous | Wet | R600a | MinimizeLCOE_Brownfield | IgnoreSilica | 2019 | 118.1077 | 22.9416 | 1.586 | 4 | 9145.3153 | 13545.6519 | 186.4396 | 276.1464 | 110.4324 | 0 | 158.0337 | 3422867.55 | 226306.2169 | 4213086.1004 | 4344798.1981 | 0 | 320646.875 | 0 | 4885804.9267 | 12711862.203 | 8676107.1562 | 38801479.2262 | 961560.8286 | 18253066.8284 | 18253066.8284 | 1478867.319 | 8182947.8012 | 0 | 58016106.8832 | 85930988.8318 | 749894.2093 | 6.3438 | 9145.3153 | 13545.6519 | 186.4396 | 276.1464
1 | 5000 | 707 | 0.02 | 15 | 15 | 7 | 1e-09 | 5spot_SharedNeighbor | Water | Porous | Wet | R600a | MinimizeLCOE_Brownfield | IgnoreSilica | 2019 | 119.1601 | 23.1397 | 1.6064 | 4 | 9067.5778 | 13411.9931 | 184.8548 | 273.4216 | 110.4158 | 0 | 172.5255 | 3443404.5564 | 227626.6149 | 4242212.2208 | 4382663.1372 | 0 | 311637.9973 | 0 | 4916942.3654 | 12792875.4311 | 8731400.3491 | 39048762.6722 | 961560.8286 | 18253066.8284 | 18253066.8284 | 1478867.319 | 8182947.8012 | 0 | 58263390.3292 | 86178272.2778 | 1000000 | 6.4255 | 9067.5778 | 13411.9931 | 184.8548 | 273.4216
1 | 5000 | 707 | 0.02 | 15 | 15 | 7 | 1.3335e-09 | 5spot_SharedNeighbor | Water | Porous | Wet | R600a | MinimizeLCOE_Brownfield | IgnoreSilica | 2019 | 119.046 | 23.1182 | 1.6157 | 4 | 9002.4587 | 13321.7983 | 183.5273 | 271.5829 | 110.4175 | 0 | 221.797 | 3441177.1723 | 227483.3367 | 4239054.2694 | 4378556.2383 | 0 | 294603.6231 | 0 | 4906541.1095 | 12765813.497 | 8712930.0229 | 38966159.2692 | 961560.8286 | 18253066.8284 | 18253066.8284 | 1478867.319 | 8182947.8012 | 0 | 58180786.9262 | 86095668.8748 | 1333521.4322 | 6.4628 | 9002.4587 | 13321.7983 | 183.5273 | 271.5829
1 | 5000 | 707 | 0.02 | 15 | 15 | 7 | 1.7783e-09 | 5spot_SharedNeighbor | Water | Porous | Wet | R600a | MinimizeLCOE_Brownfield | IgnoreSilica | 2019 | 120.9628 | 23.4785 | 1.638 | 4 | 8958.9385 | 13219.351 | 182.6401 | 269.4944 | 110.3866 | 0 | 156.906 | 3478382.9838 | 229873.4534 | 4291915.2071 | 4447471.3361 | 0 | 300981.562 | 0 | 4971963.5715 | 12936029.3231 | 8829105.8218 | 39485723.2588 | 961560.8286 | 18253066.8284 | 18253066.8284 | 1478867.319 | 8182947.8012 | 0 | 58700350.9158 | 86615232.8644 | 1778279.41 | 6.5522 | 8958.9385 | 13219.351 | 182.6401 | 269.4944
1 | 5000 | 707 | 0.02 | 15 | 15 | 7 | 2.3714e-09 | 5spot_SharedNeighbor | Water | Porous | Wet | R600a | MinimizeLCOE_Brownfield | IgnoreSilica | 2019 | 121.4038 | 23.5612 | 1.6468 | 4 | 8926.8066 | 13164.6056 | 181.985 | 268.3783 | 110.3793 | 0 | 163.3842 | 3486897.5978 | 230419.91 | 4304034.6815 | 4463312.7621 | 0 | 296755.6215 | 0 | 4984754.0235 | 12969307.4554 | 8851818.8309 | 39587300.8828 | 961560.8286 | 18253066.8284 | 18253066.8284 | 1478867.319 | 8182947.8012 | 0 | 58801928.5398 | 86716810.4884 | 2371373.7057 | 6.5871 | 8926.8066 | 13164.6056 | 181.985 | 268.3783
1 | 5000 | 707 | 0.02 | 15 | 15 | 7 | 3.1623e-09 | 5spot_SharedNeighbor | Water | Porous | Wet | R600a | MinimizeLCOE_Brownfield | IgnoreSilica | 2019 | 121.7398 | 23.6242 | 1.6534 | 4 | 8902.7194 | 13123.5285 | 181.494 | 267.5409 | 110.3737 | 0 | 152.4985 | 3493374.5002 | 230835.4765 | 4313258.7725 | 4475379.4754 | 0 | 293558.883 | 0 | 4994498.772 | 12994661.2921 | 8869123.3455 | 39664690.5172 | 961560.8286 | 18253066.8284 | 18253066.8284 | 1478867.319 | 8182947.8012 | 0 | 58879318.1742 | 86794200.1229 | 3162277.6602 | 6.6136 | 8902.7194 | 13123.5285 | 181.494 | 267.5409
1 | 5000 | 707 | 0.02 | 15 | 15 | 7 | 4.217e-09 | 5spot_SharedNeighbor | Water | Porous | Wet | R600a | MinimizeLCOE_Brownfield | IgnoreSilica | 2019 | 121.9787 | 23.669 | 1.6583 | 4 | 8884.661 | 13093.0408 | 181.1258 | 266.9193 | 110.3696 | 0 | 132.294 | 3497974.6473 | 231130.5645 | 4319812.8358 | 4483958.5988 | 0 | 291001.6068 | 0 | 5001312.5187 | 13012389.2635 | 8881223.0502 | 39718803.0856 | 961560.8286 | 18253066.8284 | 18253066.8284 | 1478867.319 | 8182947.8012 | 0 | 58933430.7426 | 86848312.6912 | 4216965.0343 | 6.6332 | 8884.661 | 13093.0408 | 181.1258 | 266.9193
1 | 5000 | 707 | 0.02 | 15 | 15 | 7 | 5.6234e-09 | 5spot_SharedNeighbor | Water | Porous | Wet | R600a | MinimizeLCOE_Brownfield | IgnoreSilica | 2019 | 122.1808 | 23.7069 | 1.6621 | 4 | 8871.1215 | 13069.7356 | 180.8498 | 266.4442 | 110.3662 | 0 | 148.8035 | 3501861.704 | 231379.8768 | 4325352.4919 | 4491213.1107 | 0 | 289264.5437 | 0 | 5007237.9736 | 13027806.0816 | 8891745.3453 | 39765861.1277 | 961560.8286 | 18253066.8284 | 18253066.8284 | 1478867.319 | 8182947.8012 | 0 | 58980488.7847 | 86895370.7333 | 5623413.2519 | 6.6486 | 8871.1215 | 13069.7356 | 180.8498 | 266.4442
1 | 5000 | 707 | 0.02 | 15 | 15 | 7 | 7.4989e-09 | 5spot_SharedNeighbor | Water | Porous | Wet | R600a | MinimizeLCOE_Brownfield | IgnoreSilica | 2019 | 122.307 | 23.7305 | 1.6648 | 4 | 8860.9696 | 13052.7918 | 180.6429 | 266.0988 | 110.3641 | 0 | 170.9996 | 3504287.8059 | 231535.4605 | 4328811.0261 | 4495743.9704 | 0 | 287720.7418 | 0 | 5010758.6118 | 13036966.0601 | 8897997.2189 | 39793820.8955 | 961560.8286 | 18253066.8284 | 18253066.8284 | 1478867.319 | 8182947.8012 | 0 | 59008448.5525 | 86923330.5011 | 7498942.0933 | 6.6594 | 8860.9696 | 13052.7918 | 180.6429 | 266.0988
1 | 5000 | 707 | 0.02 | 15 | 15 | 7 | 1e-08 | 5spot_SharedNeighbor | Water | Porous | Wet | R600a | MinimizeLCOE_Brownfield | IgnoreSilica | 2019 | 122.4191 | 23.7515 | 1.667 | 4 | 8853.3576 | 13039.7387 | 180.4877 | 265.8327 | 110.3622 | 0 | 168.9555 | 3506440.8617 | 231673.5274 | 4331880.7049 | 4499766.3018 | 0 | 286711.3022 | 0 | 5014024.3522 | 13045462.8467 | 8903796.4503 | 39819756.3474 | 961560.8286 | 18253066.8284 | 18253066.8284 | 1478867.319 | 8182947.8012 | 0 | 59034384.0044 | 86949265.953 | 10000000 | 6.668 | 8853.3576 | 13039.7387 | 180.4877 | 265.8327
1 | 5100 | 707 | 0.02 | 15 | 15 | 7 | 1e-13 | 5spot_SharedNeighbor | Water | Porous | Wet | R600a | MinimizeLCOE_Brownfield | IgnoreSilica | 2019 | 0 | 0 | 0 | 0 |  |  |  |  | 15 |  | 23.9954 | [19 empty] | 100 | 0
1 | 5100 | 707 | 0.02 | 15 | 15 | 7 | 1.3335e-13 | 5spot_SharedNeighbor | Water | Porous | Wet | R600a | MinimizeLCOE_Brownfield | IgnoreSilica | 2019 | 0 | 0 | 0 | 0 |  |  |  |  | 15 |  | 22.6712 | [19 empty] | 133.3521 | 0
1 | 5100 | 707 | 0.02 | 15 | 15 | 7 | 1.7783e-13 | 5spot_SharedNeighbor | Water | Porous | Wet | R600a | MinimizeLCOE_Brownfield | IgnoreSilica | 2019 | 0 | 0 | 0 | 0 |  |  |  |  | 15 |  | 22.7107 | [19 empty] | 177.8279 | 0
1 | 5100 | 707 | 0.02 | 15 | 15 | 7 | 2.3714e-13 | 5spot_SharedNeighbor | Water | Porous | Wet | R600a | MinimizeLCOE_Brownfield | IgnoreSilica | 2019 | 0 | 0 | 0 | 0 |  |  |  |  | 15 |  | 22.7921 | [19 empty] | 237.1374 | 0
1 | 5100 | 707 | 0.02 | 15 | 15 | 7 | 3.1623e-13 | 5spot_SharedNeighbor | Water | Porous | Wet | R600a | MinimizeLCOE_Brownfield | IgnoreSilica | 2019 | 0 | 0 | 0 | 0 |  |  |  |  | 15 |  | 22.5915 | [19 empty] | 316.2278 | 0
1 | 5100 | 707 | 0.02 | 15 | 15 | 7 | 4.217e-13 | 5spot_SharedNeighbor | Water | Porous | Wet | R600a | MinimizeLCOE_Brownfield | IgnoreSilica | 2019 | 0 | 0 | 0 | 0 |  |  |  |  | 15 |  | 26.2764 | [19 empty] | 421.6965 | 0
1 | 5100 | 707 | 0.02 | 15 | 15 | 7 | 5.6234e-13 | 5spot_SharedNeighbor | Water | Porous | Wet | R600a | MinimizeLCOE_Brownfield | IgnoreSilica | 2019 | 1.6 | 0.19758 | 0.0002955 | 4 | 17575331.3901 | 41783372.19 | 358296.9028 | 851810.5583 | 86.0161 | 0 | 30.2206 | 102605.8672 | 5908.0564 | 95635.7656 | 71566.9159 | 0 | 66557.4619 | 0 | 133486.8862 | 347305.4959 | 237043.1374 | 1060109.5865 | 961560.8286 | 18752195.8818 | 18752195.8818 | 1478867.319 | 8382599.4226 | 0 | 20773866.2969 | 49387528.9204 | 562.3413 | 0.001182 | 17575331.3901 | 41783372.19 | 358296.9028 | 851810.5583
1 | 5100 | 707 | 0.02 | 15 | 15 | 7 | 7.4989e-13 | 5spot_SharedNeighbor | Water | Porous | Wet | R600a | MinimizeLCOE_Brownfield | IgnoreSilica | 2019 | 2.0404 | 0.27887 | 0.0039472 | 4 | 1333000.4034 | 3145280.819 | 27175.0162 | 64120.8038 | 90.9365 | 0 | 330.9537 | 135809.2071 | 8063.2659 | 125510.1735 | 87474.0258 | 0 | 73417.5147 | 0 | 167806.9329 | 436599.2175 | 297987.9371 | 1332668.2745 | 961560.8286 | 18752195.8818 | 18752195.8818 | 1478867.319 | 8382599.4226 | 0 | 21046424.9849 | 49660087.6083 | 749.8942 | 0.015789 | 1333000.4034 | 3145280.819 | 27175.0162 | 64120.8038
1 | 5100 | 707 | 0.02 | 15 | 15 | 7 | 1e-12 | 5spot_SharedNeighbor | Water | Porous | Wet | R600a | MinimizeLCOE_Brownfield | IgnoreSilica | 2019 | 2.9398 | 0.45158 | 0.0096942 | 4 | 557096.2728 | 1295005.2102 | 11357.161 | 26400.4328 | 96.9832 | 0 | 51.2878 | 198839.82 | 12253.455 | 183716.4598 | 120432.7142 | 0 | 94520.3816 | 0 | 237807.5039 | 618726.3443 | 422293.4435 | 1888590.1223 | 961560.8286 | 18752195.8818 | 18752195.8818 | 1478867.319 | 8382599.4226 | 0 | 21602346.8328 | 50216009.4562 | 1000 | 0.038777 | 557096.2728 | 1295005.2102 | 11357.161 | 26400.4328
1 | 5100 | 707 | 0.02 | 15 | 15 | 7 | 1.3335e-12 | 5spot_SharedNeighbor | Water | Porous | Wet | R600a | MinimizeLCOE_Brownfield | IgnoreSilica | 2019 | 4.0628 | 0.67287 | 0.018249 | 4 | 304745.3865 | 696733.3958 | 6212.6469 | 14203.8527 | 101.118 | 0 | 92.916 | 270229.1875 | 17076.6311 | 251987.4389 | 161802.4603 | 0 | 116247.7035 | 0 | 318763.9343 | 829358.3697 | 566054.1289 | 2531519.8543 | 961560.8286 | 18752195.8818 | 18752195.8818 | 1478867.319 | 8382599.4226 | 0 | 22245276.5647 | 50858939.1881 | 1333.5214 | 0.072996 | 304745.3865 | 696733.3958 | 6212.6469 | 14203.8527
1 | 5100 | 707 | 0.02 | 15 | 15 | 7 | 1.7783e-12 | 5spot_SharedNeighbor | Water | Porous | Wet | R600a | MinimizeLCOE_Brownfield | IgnoreSilica | 2019 | 5.5003 | 0.96029 | 0.03035 | 4 | 189572.195 | 425273.2333 | 3864.6856 | 8669.7701 | 104.1082 | 0 | 66.0711 | 353321.962 | 22734.8783 | 334199.0063 | 215211.4447 | 0 | 139976.9862 | 0 | 415523.2682 | 1081106.3083 | 737877.2699 | 3299951.1239 | 961560.8286 | 18752195.8818 | 18752195.8818 | 1478867.319 | 8382599.4226 | 0 | 23013707.8343 | 51627370.4577 | 1778.2794 | 0.1214 | 189572.195 | 425273.2333 | 3864.6856 | 8669.7701
1 | 5100 | 707 | 0.02 | 15 | 15 | 7 | 2.3714e-12 | 5spot_SharedNeighbor | Water | Porous | Wet | R600a | MinimizeLCOE_Brownfield | IgnoreSilica | 2019 | 7.2512 | 1.3121 | 0.046723 | 4 | 127795.5259 | 280896.7595 | 2605.2847 | 5726.4604 | 106.1905 | 0 | 84.4043 | 445363.1117 | 29017.1996 | 428342.136 | 280337.3803 | 0 | 163432.2599 | 0 | 525131.9141 | 1366285.5211 | 932517.9425 | 4170427.4651 | 961560.8286 | 18752195.8818 | 18752195.8818 | 1478867.319 | 8382599.4226 | 0 | 23884184.1755 | 52497846.7989 | 2371.3737 | 0.18689 | 127795.5259 | 280896.7595 | 2605.2847 | 5726.4604
1 | 5100 | 707 | 0.02 | 15 | 15 | 7 | 3.1623e-12 | 5spot_SharedNeighbor | Water | Porous | Wet | R600a | MinimizeLCOE_Brownfield | IgnoreSilica | 2019 | 9.6996 | 1.8087 | 0.069421 | 4 | 90191.5062 | 193235.8933 | 1838.6758 | 3939.3751 | 107.972 | 0 | 93.7027 | 563823.9175 | 37121.6463 | 553055.3142 | 371896.5894 | 0 | 195266.3671 | 0 | 671253.8954 | 1746464.9428 | 1191998.2097 | 5330880.8825 | 961560.8286 | 18752195.8818 | 18752195.8818 | 1478867.319 | 8382599.4226 | 0 | 25044637.5929 | 53658300.2163 | 3162.2777 | 0.27768 | 90191.5062 | 193235.8933 | 1838.6758 | 3939.3751
1 | 5100 | 707 | 0.02 | 15 | 15 | 7 | 4.217e-12 | 5spot_SharedNeighbor | Water | Porous | Wet | R600a | MinimizeLCOE_Brownfield | IgnoreSilica | 2019 | 12.6498 | 2.4071 | 0.099185 | 4 | 66415.4206 | 138537.399 | 1353.9682 | 2824.2723 | 109.1966 | 0 | 70.6956 | 694007.1515 | 46009.1655 | 694525.5937 | 481836.2896 | 0 | 226128.6534 | 0 | 835577.673 | 2174001.7046 | 1483800.8346 | 6635887.066 | 961560.8286 | 18752195.8818 | 18752195.8818 | 1478867.319 | 8382599.4226 | 0 | 26349643.7764 | 54963306.3999 | 4216.965 | 0.39674 | 66415.4206 | 138537.399 | 1353.9682 | 2824.2723
1 | 5100 | 707 | 0.02 | 15 | 15 | 7 | 5.6234e-12 | 5spot_SharedNeighbor | Water | Porous | Wet | R600a | MinimizeLCOE_Brownfield | IgnoreSilica | 2019 | 16.4009 | 3.17 | 0.13854 | 4 | 50391.54 | 102025.5477 | 1027.2997 | 2079.9288 | 110.132 | 0 | 95.3251 | 846712.8791 | 56419.2811 | 865053.5183 | 622493.1516 | 0 | 260500.9753 | 0 | 1033960.1241 | 2690152.1485 | 1836084.1185 | 8211376.1964 | 961560.8286 | 18752195.8818 | 18752195.8818 | 1478867.319 | 8382599.4226 | 0 | 27925132.9069 | 56538795.5303 | 5623.4133 | 0.55416 | 50391.54 | 102025.5477 | 1027.2997 | 2079.9288
1 | 5100 | 707 | 0.02 | 15 | 15 | 7 | 7.4989e-12 | 5spot_SharedNeighbor | Water | Porous | Wet | R600a | MinimizeLCOE_Brownfield | IgnoreSilica | 2019 | 21.1151 | 4.1295 | 0.1899 | 4 | 39238.0162 | 76907.8077 | 799.92 | 1567.8697 | 110.8457 | 0 | 88.276 | 1023985.902 | 68477.3637 | 1068293.5356 | 799335.5849 | 0 | 297992.9398 | 0 | 1270653.2772 | 3305979.1803 | 2256398.7217 | 10091116.5052 | 961560.8286 | 18752195.8818 | 18752195.8818 | 1478867.319 | 8382599.4226 | 0 | 29804873.2156 | 58418535.839 | 7498.9421 | 0.75959 | 39238.0162 | 76907.8077 | 799.92 | 1567.8697
1 | 5100 | 707 | 0.02 | 15 | 15 | 7 | 1e-11 | 5spot_SharedNeighbor | Water | Porous | Wet | R600a | MinimizeLCOE_Brownfield | IgnoreSilica | 2019 | 26.9151 | 5.3108 | 0.25589 | 4 | 31267.8245 | 59223.1322 | 637.4369 | 1207.3437 | 111.3871 | 0 | 103.3433 | 1226132.9034 | 82189.5644 | 1305959.0971 | 1016741.2452 | 0 | 337148.6437 | 0 | 1547586.867 | 4026503.5742 | 2748171.4258 | 12290433.3207 | 961560.8286 | 18752195.8818 | 18752195.8818 | 1478867.319 | 8382599.4226 | 0 | 32004190.0312 | 60617852.6546 | 10000 | 1.0236 | 31267.8245 | 59223.1322 | 637.4369 | 1207.3437
1 | 5100 | 707 | 0.02 | 15 | 15 | 7 | 1.3335e-11 | 5spot_SharedNeighbor | Water | Porous | Wet | R600a | MinimizeLCOE_Brownfield | IgnoreSilica | 2019 | 33.9797 | 6.7504 | 0.33945 | 4 | 25454.594 | 46528.3273 | 518.9263 | 948.5429 | 111.8023 | 0 | 137.2028 | 1455275.2902 | 97691.3741 | 1581749.137 | 1281534.1132 | 0 | 377734.7138 | 0 | 1869654.0051 | 4864456.2025 | 3320091.3128 | 14848186.1487 | 961560.8286 | 18752195.8818 | 18752195.8818 | 1478867.319 | 8382599.4226 | 0 | 34561942.8591 | 63175605.4826 | 13335.2143 | 1.3578 | 25454.594 | 46528.3273 | 518.9263 | 948.5429
1 | 5100 | 707 | 0.02 | 15 | 15 | 7 | 1.7783e-11 | 5spot_SharedNeighbor | Water | Porous | Wet | R600a | MinimizeLCOE_Brownfield | IgnoreSilica | 2019 | 42.2935 | 8.4449 | 0.44248 | 4 | 21154.3135 | 37321.1164 | 431.2593 | 760.8414 | 112.1169 | 0 | 112.3084 | 1707281.4848 | 114695.3068 | 1891719.704 | 1593066.1534 | 0 | 416795.9547 | 0 | 2232187.8555 | 5807694.9152 | 3963871.1158 | 17727312.4902 | 961560.8286 | 18752195.8818 | 18752195.8818 | 1478867.319 | 8382599.4226 | 0 | 37441069.2006 | 66054731.8241 | 17782.7941 | 1.7699 | 21154.3135 | 37321.1164 | 431.2593 | 760.8414
1 | 5100 | 707 | 0.02 | 15 | 15 | 7 | 2.3714e-11 | 5spot_SharedNeighbor | Water | Porous | Wet | R600a | MinimizeLCOE_Brownfield | IgnoreSilica | 2019 | 51.6823 | 10.3579 | 0.56495 | 4 | 17947.2547 | 30609.1766 | 365.8791 | 624.0095 | 112.3478 | 0 | 122.9434 | 1974484.0992 | 132675.2977 | 2227036.7294 | 1944627.2443 | 0 | 450947.1492 | 0 | 2624610.5027 | 6828698.1464 | 4660726.8007 | 20843805.9696 | 961560.8286 | 18752195.8818 | 18752195.8818 | 1478867.319 | 8382599.4226 | 0 | 40557562.68 | 69171225.3034 | 23713.7371 | 2.2598 | 17947.2547 | 30609.1766 | 365.8791 | 624.0095
1 | 5100 | 707 | 0.02 | 15 | 15 | 7 | 3.1623e-11 | 5spot_SharedNeighbor | Water | Porous | Wet | R600a | MinimizeLCOE_Brownfield | IgnoreSilica | 2019 | 61.6628 | 12.3884 | 0.70319 | 4 | 15549.5993 | 25722.4613 | 316.9996 | 524.3872 | 112.5003 | 0 | 140.9261 | 2242513.3253 | 150654.4007 | 2569657.3291 | 2318088.1097 | 0 | 475408.3531 | 0 | 3024965.392 | 7870339.4442 | 5371668.39 | 24023294.7442 | 961560.8286 | 18752195.8818 | 18752195.8818 | 1478867.319 | 8382599.4226 | 0 | 43737051.4546 | 72350714.078 | 31622.7766 | 2.8127 | 15549.5993 | 25722.4613 | 316.9996 | 524.3872
1 | 5100 | 707 | 0.02 | 15 | 15 | 7 | 4.217e-11 | 5spot_SharedNeighbor | Water | Porous | Wet | R600a | MinimizeLCOE_Brownfield | IgnoreSilica | 2019 | 71.6823 | 14.4198 | 0.85039 | 4 | 13759.9371 | 22171.8253 | 280.5149 | 452.0026 | 112.5802 | 0 | 127.3648 | 2497662.0196 | 167705.4002 | 2901391.735 | 2692409.987 | 0 | 487835.5553 | 0 | 3411331.8319 | 8875585.6661 | 6057769.5922 | 27091691.7873 | 961560.8286 | 18752195.8818 | 18752195.8818 | 1478867.319 | 8382599.4226 | 0 | 46805448.4977 | 75419111.1212 | 42169.6503 | 3.4016 | 13759.9371 | 22171.8253 | 280.5149 | 452.0026
1 | 5100 | 707 | 0.02 | 15 | 15 | 7 | 5.6234e-11 | 5spot_SharedNeighbor | Water | Porous | Wet | R600a | MinimizeLCOE_Brownfield | IgnoreSilica | 2019 | 81.1144 | 16.3223 | 0.99751 | 4 | 12427.3197 | 19598.6064 | 253.3477 | 399.5441 | 112.5995 | 0 | 143.6525 | 2726669.5834 | 182944.3974 | 3203737.624 | 3043946.3461 | 0 | 487261.0703 | 0 | 3761378.0182 | 9786334.0387 | 6679374.0705 | 29871645.1485 | 961560.8286 | 18752195.8818 | 18752195.8818 | 1478867.319 | 8382599.4226 | 0 | 49585401.859 | 78199064.4824 | 56234.1325 | 3.99 | 12427.3197 | 19598.6064 | 253.3477 | 399.5441
1 | 5100 | 707 | 0.02 | 15 | 15 | 7 | 7.4989e-11 | 5spot_SharedNeighbor | Water | Porous | Wet | R600a | MinimizeLCOE_Brownfield | IgnoreSilica | 2019 | 89.5692 | 18.017 | 1.1365 | 4 | 11436.4995 | 17730.7195 | 233.1485 | 361.4647 | 112.5767 | 0 | 145.5013 | 2923596.6804 | 195990.5921 | 3467253.3733 | 3358155.5772 | 0 | 476114.0697 | 0 | 4064233.0142 | 10574300.614 | 7217177.4492 | 32276821.3702 | 961560.8286 | 18752195.8818 | 18752195.8818 | 1478867.319 | 8382599.4226 | 0 | 51990578.0806 | 80604240.704 | 74989.4209 | 4.546 | 11436.4995 | 17730.7195 | 233.1485 | 361.4647
1 | 5100 | 707 | 0.02 | 15 | 15 | 7 | 1e-10 | 5spot_SharedNeighbor | Water | Porous | Wet | R600a | MinimizeLCOE_Brownfield | IgnoreSilica | 2019 | 96.8218 | 19.4614 | 1.2614 | 4 | 10699.9766 | 16370.9735 | 218.1335 | 333.7444 | 112.5302 | 0 | 159.8991 | 3086685.3984 | 206748.8545 | 3688009.843 | 3626882.7851 | 0 | 457669.9684 | 0 | 4315738.7712 | 11228667.003 | 7663795.9556 | 34274198.5792 | 961560.8286 | 18752195.8818 | 18752195.8818 | 1478867.319 | 8382599.4226 | 0 | 53987955.2896 | 82601617.9131 | 100000 | 5.0456 | 10699.9766 | 16370.9735 | 218.1335 | 333.7444
1 | 5100 | 707 | 0.02 | 15 | 15 | 7 | 1.3335e-10 | 5spot_SharedNeighbor | Water | Porous | Wet | R600a | MinimizeLCOE_Brownfield | IgnoreSilica | 2019 | 102.8413 | 20.6528 | 1.3691 | 4 | 10152.0952 | 15376.8238 | 206.9642 | 313.4774 | 112.4743 | 0 | 147.9468 | 3218181.5362 | 215389.4897 | 3867707.4817 | 3849295.251 | 0 | 435510.6367 | 0 | 4518572.9142 | 11756399.8359 | 8023984.4579 | 35885041.6032 | 961560.8286 | 18752195.8818 | 18752195.8818 | 1478867.319 | 8382599.4226 | 0 | 55598798.3136 | 84212460.937 | 133352.1432 | 5.4766 | 10152.0952 | 15376.8238 | 206.9642 | 313.4774
1 | 5100 | 707 | 0.02 | 15 | 15 | 7 | 1.7783e-10 | 5spot_SharedNeighbor | Water | Porous | Wet | R600a | MinimizeLCOE_Brownfield | IgnoreSilica | 2019 | 107.723 | 21.6138 | 1.4592 | 4 | 9744.0451 | 14646.3854 | 198.6455 | 298.5864 | 112.4184 | 0 | 166.9723 | 3322358.0558 | 222211.9894 | 4011177.98 | 4029219.6894 | 0 | 412647.0145 | 0 | 4679069.7444 | 12173979.6657 | 8308991.2721 | 37159655.4114 | 961560.8286 | 18752195.8818 | 18752195.8818 | 1478867.319 | 8382599.4226 | 0 | 56873412.1218 | 85487074.7452 | 177827.941 | 5.8367 | 9744.0451 | 14646.3854 | 198.6455 | 298.5864
1 | 5100 | 707 | 0.02 | 15 | 15 | 7 | 2.3714e-10 | 5spot_SharedNeighbor | Water | Porous | Wet | R600a | MinimizeLCOE_Brownfield | IgnoreSilica | 2019 | 111.5696 | 22.3675 | 1.5322 | 4 | 9439.7246 | 14108.359 | 192.4416 | 287.618 | 112.3679 | 0 | 175.9523 | 3402939.2971 | 227474.4803 | 4122839.5068 | 4170694.7165 | 0 | 390675.0654 | 0 | 4802702.9957 | 12495648.0251 | 8528536.537 | 38141510.6238 | 961560.8286 | 18752195.8818 | 18752195.8818 | 1478867.319 | 8382599.4226 | 0 | 57855267.3342 | 86468929.9576 | 237137.3706 | 6.1289 | 9439.7246 | 14108.359 | 192.4416 | 287.618
1 | 5100 | 707 | 0.02 | 15 | 15 | 7 | 3.1623e-10 | 5spot_SharedNeighbor | Water | Porous | Wet | R600a | MinimizeLCOE_Brownfield | IgnoreSilica | 2019 | 114.5682 | 22.9528 | 1.5904 | 4 | 9212.4732 | 13710.3111 | 187.8087 | 279.5032 | 112.3249 | 0 | 167.2179 | 3464857.8313 | 231509.0284 | 4209054.4001 | 4280792.2337 | 0 | 370961.8384 | 0 | 4897298.3795 | 12741765.8093 | 8696516.982 | 38892756.5027 | 961560.8286 | 18752195.8818 | 18752195.8818 | 1478867.319 | 8382599.4226 | 0 | 58606513.2132 | 87220175.8366 | 316227.766 | 6.3616 | 9212.4732 | 13710.3111 | 187.8087 | 279.5032
1 | 5100 | 707 | 0.02 | 15 | 15 | 7 | 4.217e-10 | 5spot_SharedNeighbor | Water | Porous | Wet | R600a | MinimizeLCOE_Brownfield | IgnoreSilica | 2019 | 116.8749 | 23.4017 | 1.636 | 4 | 9042.5875 | 13415.0579 | 184.3454 | 273.4841 | 112.2897 | 0 | 184.1534 | 3511963.1963 | 234572.8576 | 4274888.5019 | 4365370.245 | 0 | 353971.2158 | 0 | 4968898.7465 | 12928055.277 | 8823663.3715 | 39461383.4116 | 961560.8286 | 18752195.8818 | 18752195.8818 | 1478867.319 | 8382599.4226 | 0 | 59175140.122 | 87788802.7454 | 421696.5034 | 6.544 | 9042.5875 | 13415.0579 | 184.3454 | 273.4841
1 | 5100 | 707 | 0.02 | 15 | 15 | 7 | 5.6234e-10 | 5spot_SharedNeighbor | Water | Porous | Wet | R600a | MinimizeLCOE_Brownfield | IgnoreSilica | 2019 | 118.6413 | 23.7447 | 1.6714 | 4 | 8915.4762 | 13195.3899 | 181.754 | 269.0059 | 112.2615 | 0 | 162.7063 | 3547730.4618 | 236895.9718 | 4325019.6987 | 4430069.2799 | 0 | 339851.5461 | 0 | 5023031.1137 | 13068896.5926 | 8919790.4634 | 39891285.128 | 961560.8286 | 18752195.8818 | 18752195.8818 | 1478867.319 | 8382599.4226 | 0 | 59605041.8384 | 88218704.4619 | 562341.3252 | 6.6856 | 8915.4762 | 13195.3899 | 181.754 | 269.0059
1 | 5100 | 707 | 0.02 | 15 | 15 | 7 | 7.4989e-10 | 5spot_SharedNeighbor | Water | Porous | Wet | R600a | MinimizeLCOE_Brownfield | IgnoreSilica | 2019 | 119.9714 | 24.0024 | 1.6985 | 4 | 8820.3072 | 13031.9571 | 179.8139 | 265.6741 | 112.2395 | 0 | 138.967 | 3574488.8086 | 238632.0677 | 4362605.7328 | 4478745.0554 | 0 | 328259.3599 | 0 | 5063265.0995 | 13173577.1704 | 8991237.1087 | 40210810.403 | 961560.8286 | 18752195.8818 | 18752195.8818 | 1478867.319 | 8382599.4226 | 0 | 59924567.1134 | 88538229.7368 | 749894.2093 | 6.7939 | 8820.3072 | 13031.9571 | 179.8139 | 265.6741
1 | 5100 | 707 | 0.02 | 15 | 15 | 7 | 1e-09 | 5spot_SharedNeighbor | Water | Porous | Wet | R600a | MinimizeLCOE_Brownfield | IgnoreSilica | 2019 | 120.9823 | 24.198 | 1.7192 | 4 | 8749.0196 | 12909.8998 | 178.3606 | 263.1858 | 112.2225 | 0 | 176.2179 | 3594727.7077 | 239944.0952 | 4391080.9787 | 4515717.4869 | 0 | 319054.0669 | 0 | 5093604.4908 | 13252514.0432 | 9045113.1464 | 40451756.0159 | 961560.8286 | 18752195.8818 | 18752195.8818 | 1478867.319 | 8382599.4226 | 0 | 60165512.7263 | 88779175.3497 | 1000000 | 6.8768 | 8749.0196 | 12909.8998 | 178.3606 | 263.1858
1 | 5100 | 707 | 0.02 | 15 | 15 | 7 | 1.3335e-09 | 5spot_SharedNeighbor | Water | Porous | Wet | R600a | MinimizeLCOE_Brownfield | IgnoreSilica | 2019 | 121.7493 | 24.3463 | 1.735 | 4 | 8695.6028 | 12818.6224 | 177.2716 | 261.325 | 112.2093 | 0 | 168.8408 | 3610028.6513 | 240935.3844 | 4412635.5955 | 4543758.9514 | 0 | 311854.7766 | 0 | 5116493.2101 | 13312065.7955 | 9085758.441 | 40633530.8057 | 961560.8286 | 18752195.8818 | 18752195.8818 | 1478867.319 | 8382599.4226 | 0 | 60347287.5162 | 88960950.1396 | 1333521.4322 | 6.94 | 8695.6028 | 12818.6224 | 177.2716 | 261.325
1 | 5100 | 707 | 0.02 | 15 | 15 | 7 | 1.7783e-09 | 5spot_SharedNeighbor | Water | Porous | Wet | R600a | MinimizeLCOE_Brownfield | IgnoreSilica | 2019 | 120.6164 | 24.1272 | 1.7333 | 4 | 8650.0289 | 12776.9705 | 176.3425 | 260.4758 | 112.2285 | 0 | 164.6762 | 3587397.2221 | 239468.6542 | 4380771.0112 | 4502330.0089 | 0 | 288709.5016 | 0 | 5069483.7952 | 13189756.941 | 9002280.1347 | 40260197.2689 | 961560.8286 | 18752195.8818 | 18752195.8818 | 1478867.319 | 8382599.4226 | 0 | 59973953.9794 | 88587616.6028 | 1778279.41 | 6.9334 | 8650.0289 | 12776.9705 | 176.3425 | 260.4758
1 | 5100 | 707 | 0.02 | 15 | 15 | 7 | 2.3714e-09 | 5spot_SharedNeighbor | Water | Porous | Wet | R600a | MinimizeLCOE_Brownfield | IgnoreSilica | 2019 | 122.9332 | 24.5749 | 1.7586 | 4 | 8619.0506 | 12686.7033 | 175.711 | 258.6356 | 112.1887 | 0 | 169.1429 | 3633554.6919 | 242458.6183 | 4445819.02 | 4587017.8837 | 0 | 301706.7658 | 0 | 5152117.222 | 13404752.1671 | 9149018.7942 | 40916445.1629 | 961560.8286 | 18752195.8818 | 18752195.8818 | 1478867.319 | 8382599.4226 | 0 | 60630201.8733 | 89243864.4968 | 2371373.7057 | 7.0344 | 8619.0506 | 12686.7033 | 175.711 | 258.6356
1 | 5100 | 707 | 0.02 | 15 | 15 | 7 | 3.1623e-09 | 5spot_SharedNeighbor | Water | Porous | Wet | R600a | MinimizeLCOE_Brownfield | IgnoreSilica | 2019 | 123.4861 | 24.6816 | 1.7673 | 4 | 8596.944 | 12644.6153 | 175.2603 | 257.7776 | 112.179 | 0 | 149.6428 | 3644501.5019 | 243166.937 | 4461278.5203 | 4607209.8756 | 0 | 300579.1474 | 0 | 5170127.0331 | 13451610.0012 | 9181000.2287 | 41059473.2452 | 961560.8286 | 18752195.8818 | 18752195.8818 | 1478867.319 | 8382599.4226 | 0 | 60773229.9556 | 89386892.579 | 3162277.6602 | 7.0692 | 8596.944 | 12644.6153 | 175.2603 | 257.7776
1 | 5100 | 707 | 0.02 | 15 | 15 | 7 | 4.217e-09 | 5spot_SharedNeighbor | Water | Porous | Wet | R600a | MinimizeLCOE_Brownfield | IgnoreSilica | 2019 | 123.7297 | 24.7286 | 1.7724 | 4 | 8580.3838 | 12616.4815 | 174.9227 | 257.204 | 112.1746 | 0 | 158.3716 | 3649314.7216 | 243478.2601 | 4468080.4594 | 4616102.4991 | 0 | 298120.2041 | 0 | 5177287.4963 | 13470240.0577 | 9193715.6251 | 41116339.3235 | 961560.8286 | 18752195.8818 | 18752195.8818 | 1478867.319 | 8382599.4226 | 0 | 60830096.0339 | 89443758.6573 | 4216965.0343 | 7.0894 | 8580.3838 | 12616.4815 | 174.9227 | 257.204
1 | 5100 | 707 | 0.02 | 15 | 15 | 7 | 5.6234e-09 | 5spot_SharedNeighbor | Water | Porous | Wet | R600a | MinimizeLCOE_Brownfield | IgnoreSilica | 2019 | 123.9077 | 24.7629 | 1.7761 | 4 | 8567.9672 | 12595.4977 | 174.6696 | 256.7763 | 112.1714 | 0 | 152.3931 | 3652828.9078 | 243705.5243 | 4473048.1402 | 4622600.0959 | 0 | 296209.5217 | 0 | 5182472.9541 | 13483731.5551 | 9202923.8493 | 41157520.5483 | 961560.8286 | 18752195.8818 | 18752195.8818 | 1478867.319 | 8382599.4226 | 0 | 60871277.2588 | 89484939.8822 | 5623413.2519 | 7.1045 | 8567.9672 | 12595.4977 | 174.6696 | 256.7763
1 | 5100 | 707 | 0.02 | 15 | 15 | 7 | 7.4989e-09 | 5spot_SharedNeighbor | Water | Porous | Wet | R600a | MinimizeLCOE_Brownfield | IgnoreSilica | 2019 | 124.0392 | 24.7882 | 1.7789 | 4 | 8558.6571 | 12579.8127 | 174.4798 | 256.4565 | 112.169 | 0 | 150.14 | 3655423.6735 | 243873.3097 | 4476716.9355 | 4627400.4179 | 0 | 294745.0094 | 0 | 5186282.1449 | 13493642.2883 | 9209688.1284 | 41187771.9076 | 961560.8286 | 18752195.8818 | 18752195.8818 | 1478867.319 | 8382599.4226 | 0 | 60901528.618 | 89515191.2415 | 7498942.0933 | 7.1158 | 8558.6571 | 12579.8127 | 174.4798 | 256.4565
1 | 5100 | 707 | 0.02 | 15 | 15 | 7 | 1e-08 | 5spot_SharedNeighbor | Water | Porous | Wet | R600a | MinimizeLCOE_Brownfield | IgnoreSilica | 2019 | 124.1512 | 24.8098 | 1.7812 | 4 | 8551.676 | 12567.7979 | 174.3375 | 256.2116 | 112.167 | 0 | 152.6164 | 3657633.7721 | 244016.2127 | 4479842.2745 | 4631490.6503 | 0 | 293762.9796 | 0 | 5189630.8968 | 13502355.0538 | 9215634.7699 | 41214366.6098 | 961560.8286 | 18752195.8818 | 18752195.8818 | 1478867.319 | 8382599.4226 | 0 | 60928123.3202 | 89541785.9436 | 10000000 | 7.1247 | 8551.676 | 12567.7979 | 174.3375 | 256.2116
1 | 5200 | 707 | 0.02 | 15 | 15 | 7 | 1e-13 | 5spot_SharedNeighbor | Water | Porous | Wet | R600a | MinimizeLCOE_Brownfield | IgnoreSilica | 2019 | 0 | 0 | 0 | 0 |  |  |  |  | 15 |  | 23.2967 | [19 empty] | 100 | 0
1 | 5200 | 707 | 0.02 | 15 | 15 | 7 | 1.3335e-13 | 5spot_SharedNeighbor | Water | Porous | Wet | R600a | MinimizeLCOE_Brownfield | IgnoreSilica | 2019 | 0 | 0 | 0 | 0 |  |  |  |  | 15 |  | 21.6057 | [19 empty] | 133.3521 | 0
1 | 5200 | 707 | 0.02 | 15 | 15 | 7 | 1.7783e-13 | 5spot_SharedNeighbor | Water | Porous | Wet | R600a | MinimizeLCOE_Brownfield | IgnoreSilica | 2019 | 0 | 0 | 0 | 0 |  |  |  |  | 15 |  | 21.4682 | [19 empty] | 177.8279 | 0
1 | 5200 | 707 | 0.02 | 15 | 15 | 7 | 2.3714e-13 | 5spot_SharedNeighbor | Water | Porous | Wet | R600a | MinimizeLCOE_Brownfield | IgnoreSilica | 2019 | 0 | 0 | 0 | 0 |  |  |  |  | 15 |  | 25.3675 | [19 empty] | 237.1374 | 0
1 | 5200 | 707 | 0.02 | 15 | 15 | 7 | 3.1623e-13 | 5spot_SharedNeighbor | Water | Porous | Wet | R600a | MinimizeLCOE_Brownfield | IgnoreSilica | 2019 | 0 | 0 | 0 | 0 |  |  |  |  | 15 |  | 23.8026 | [19 empty] | 316.2278 | 0
1 | 5200 | 707 | 0.02 | 15 | 15 | 7 | 4.217e-13 | 5spot_SharedNeighbor | Water | Porous | Wet | R600a | MinimizeLCOE_Brownfield | IgnoreSilica | 2019 | 0 | 0 | 0 | 0 |  |  |  |  | 15 |  | 27.1715 | [19 empty] | 421.6965 | 0
1 | 5200 | 707 | 0.02 | 15 | 15 | 7 | 5.6234e-13 | 5spot_SharedNeighbor | Water | Porous | Wet | R600a | MinimizeLCOE_Brownfield | IgnoreSilica | 2019 | 1.6 | 0.2015 | 0.0010068 | 4 | 5286038.0683 | 12566446.5986 | 107763.0359 | 256184.0113 | 86.9462 | 0 | 28.958 | 104880.7716 | 6071.8365 | 97079.2599 | 72000.0417 | 0 | 65404.0248 | 0 | 134720.0145 | 350513.8428 | 239232.9001 | 1069902.692 | 961560.8286 | 19257185.0261 | 19257185.0261 | 1478867.319 | 8584595.0803 | 0 | 21288648.5467 | 50609295.9722 | 562.3413 | 0.0040273 | 5286038.0683 | 12566446.5986 | 107763.0359 | 256184.0113
1 | 5200 | 707 | 0.02 | 15 | 15 | 7 | 7.4989e-13 | 5spot_SharedNeighbor | Water | Porous | Wet | R600a | MinimizeLCOE_Brownfield | IgnoreSilica | 2019 | 2.2154 | 0.31896 | 0.0051084 | 4 | 1061536.8246 | 2496456.0484 | 21640.864 | 50893.6333 | 93.5666 | 0 | 346.1995 | 152239.9935 | 9182.4686 | 139464.6539 | 94619.717 | 0 | 79860.6494 | 0 | 185393.3181 | 482355.3844 | 329217.4613 | 1472333.6462 | 961560.8286 | 19257185.0261 | 19257185.0261 | 1478867.319 | 8584595.0803 | 0 | 21691079.5009 | 51011726.9263 | 749.8942 | 0.020434 | 1061536.8246 | 2496456.0484 | 21640.864 | 50893.6333
1 | 5200 | 707 | 0.02 | 15 | 15 | 7 | 1e-12 | 5spot_SharedNeighbor | Water | Porous | Wet | R600a | MinimizeLCOE_Brownfield | IgnoreSilica | 2019 | 3.1808 | 0.51088 | 0.011718 | 4 | 475604.9506 | 1101131.9013 | 9695.8502 | 22448.0632 | 99.4066 | 0 | 81.0426 | 220490.5296 | 13781.65 | 202410.1264 | 130458.8864 | 0 | 102655.5357 | 0 | 261220.724 | 679642.74 | 463870.1353 | 2074530.3274 | 961560.8286 | 19257185.0261 | 19257185.0261 | 1478867.319 | 8584595.0803 | 0 | 22293276.1821 | 51613923.6075 | 1000 | 0.046874 | 475604.9506 | 1101131.9013 | 9695.8502 | 22448.0632
1 | 5200 | 707 | 0.02 | 15 | 15 | 7 | 1.3335e-12 | 5spot_SharedNeighbor | Water | Porous | Wet | R600a | MinimizeLCOE_Brownfield | IgnoreSilica | 2019 | 4.3749 | 0.75401 | 0.021454 | 4 | 267825.2253 | 609499.7037 | 5459.9795 | 12425.4759 | 103.3723 | 0 | 67.4111 | 297095.6177 | 19020.7399 | 275560.8396 | 175152.3861 | 0 | 125754.6997 | 0 | 348107.8704 | 905705.272 | 618162.4585 | 2764559.8838 | 961560.8286 | 19257185.0261 | 19257185.0261 | 1478867.319 | 8584595.0803 | 0 | 22983305.7385 | 52303953.164 | 1333.5214 | 0.085815 | 267825.2253 | 609499.7037 | 5459.9795 | 12425.4759
1 | 5200 | 707 | 0.02 | 15 | 15 | 7 | 1.7783e-12 | 5spot_SharedNeighbor | Water | Porous | Wet | R600a | MinimizeLCOE_Brownfield | IgnoreSilica | 2019 | 5.8681 | 1.0619 | 0.035098 | 4 | 169436.8972 | 378284.3988 | 3454.2003 | 7711.8391 | 106.1981 | 0 | 73.0489 | 384303.7572 | 25026.2122 | 361661.8016 | 231469.5277 | 0 | 149831.7073 | 0 | 449394.2723 | 1169231.7131 | 798024.6695 | 3568943.6608 | 961560.8286 | 19257185.0261 | 19257185.0261 | 1478867.319 | 8584595.0803 | 0 | 23787689.5155 | 53108336.9409 | 1778.2794 | 0.14039 | 169436.8972 | 378284.3988 | 3454.2003 | 7711.8391
1 | 5200 | 707 | 0.02 | 15 | 15 | 7 | 2.3714e-12 | 5spot_SharedNeighbor | Water | Porous | Wet | R600a | MinimizeLCOE_Brownfield | IgnoreSilica | 2019 | 7.6728 | 1.4352 | 0.053388 | 4 | 115625.2541 | 252924.7392 | 2357.1772 | 5156.2129 | 108.159 | 0 | 87.0642 | 480262.821 | 31643.0235 | 459563.9837 | 299594.7967 | 0 | 173219.9168 | 0 | 563270.9713 | 1465515.5245 | 1000244.4588 | 4473315.4962 | 961560.8286 | 19257185.0261 | 19257185.0261 | 1478867.319 | 8584595.0803 | 0 | 24692061.3509 | 54012708.7764 | 2371.3737 | 0.21355 | 115625.2541 | 252924.7392 | 2357.1772 | 5156.2129
1 | 5200 | 707 | 0.02 | 15 | 15 | 7 | 3.1623e-12 | 5spot_SharedNeighbor | Water | Porous | Wet | R600a | MinimizeLCOE_Brownfield | IgnoreSilica | 2019 | 10.3038 | 1.9859 | 0.079027 | 4 | 82117.0193 | 174871.8314 | 1674.0665 | 3564.9988 | 109.9593 | 0 | 105.728 | 609540.2915 | 40582.9828 | 595123.6396 | 399460.5233 | 0 | 208288.267 | 0 | 722668.3246 | 1880234.741 | 1283298.8457 | 5739197.6154 | 961560.8286 | 19257185.0261 | 19257185.0261 | 1478867.319 | 8584595.0803 | 0 | 25957943.4701 | 55278590.8956 | 3162.2777 | 0.31611 | 82117.0193 | 174871.8314 | 1674.0665 | 3564.9988
1 | 5200 | 707 | 0.02 | 15 | 15 | 7 | 4.217e-12 | 5spot_SharedNeighbor | Water | Porous | Wet | R600a | MinimizeLCOE_Brownfield | IgnoreSilica | 2019 | 13.4346 | 2.641 | 0.11252 | 4 | 60800.1641 | 125947.1554 | 1239.4936 | 2567.6031 | 111.1585 | 0 | 76.8544 | 749843.228 | 50265.2527 | 746935.3307 | 518643.4499 | 0 | 241365.9919 | 0 | 899750.7687 | 2340966.936 | 1597758.0359 | 7145528.9938 | 961560.8286 | 19257185.0261 | 19257185.0261 | 1478867.319 | 8584595.0803 | 0 | 27364274.8485 | 56684922.2739 | 4216.965 | 0.45007 | 60800.1641 | 125947.1554 | 1239.4936 | 2567.6031
1 | 5200 | 707 | 0.02 | 15 | 15 | 7 | 5.6234e-12 | 5spot_SharedNeighbor | Water | Porous | Wet | R600a | MinimizeLCOE_Brownfield | IgnoreSilica | 2019 | 17.3903 | 3.4698 | 0.15653 | 4 | 46391.0638 | 93221.5135 | 945.7446 | 1900.4466 | 112.0703 | 0 | 95.62 | 913104.6286 | 61504.3759 | 928621.5965 | 668996.65 | 0 | 277652.7455 | 0 | 1111453.1986 | 2891773.2324 | 1973694.6511 | 8826801.0787 | 961560.8286 | 19257185.0261 | 19257185.0261 | 1478867.319 | 8584595.0803 | 0 | 29045546.9334 | 58366194.3588 | 5623.4133 | 0.6261 | 46391.0638 | 93221.5135 | 945.7446 | 1900.4466
1 | 5200 | 707 | 0.02 | 15 | 15 | 7 | 7.4989e-12 | 5spot_SharedNeighbor | Water | Porous | Wet | R600a | MinimizeLCOE_Brownfield | IgnoreSilica | 2019 | 22.3332 | 4.5059 | 0.21372 | 4 | 36306.5803 | 70603.9581 | 740.1587 | 1439.3572 | 112.7645 | 0 | 96.9611 | 1101601.3659 | 74447.9351 | 1143950.8274 | 856552.5302 | 0 | 316722.2426 | 0 | 1362377.2115 | 3544626.0422 | 2419280.1086 | 10819558.2635 | 961560.8286 | 19257185.0261 | 19257185.0261 | 1478867.319 | 8584595.0803 | 0 | 31038304.1182 | 60358951.5436 | 7498.9421 | 0.85489 | 36306.5803 | 70603.9581 | 740.1587 | 1439.3572
1 | 5200 | 707 | 0.02 | 15 | 15 | 7 | 1e-11 | 5spot_SharedNeighbor | Water | Porous | Wet | R600a | MinimizeLCOE_Brownfield | IgnoreSilica | 2019 | 28.4692 | 5.7932 | 0.28734 | 4 | 29056.9082 | 54567.5539 | 592.3644 | 1112.4334 | 113.2974 | 0 | 90.7315 | 1318756.7884 | 89322.8172 | 1398147.0864 | 1089765.0746 | 0 | 358679.6957 | 0 | 1659321.8703 | 4317215.1328 | 2946588.0381 | 13177796.5036 | 961560.8286 | 19257185.0261 | 19257185.0261 | 1478867.319 | 8584595.0803 | 0 | 33396542.3583 | 62717189.7837 | 10000 | 1.1493 | 29056.9082 | 54567.5539 | 592.3644 | 1112.4334
1 | 5200 | 707 | 0.02 | 15 | 15 | 7 | 1.3335e-11 | 5spot_SharedNeighbor | Water | Porous | Wet | R600a | MinimizeLCOE_Brownfield | IgnoreSilica | 2019 | 35.846 | 7.3418 | 0.38004 | 4 | 23749.3139 | 43037.1974 | 484.1619 | 877.3715 | 113.7017 | 0 | 124.3141 | 1561940.3505 | 105938.0282 | 1689412.4389 | 1370444.8353 | 0 | 400673.7614 | 0 | 2000079.6716 | 5203797.0327 | 3551698.4022 | 15883984.5208 | 961560.8286 | 19257185.0261 | 19257185.0261 | 1478867.319 | 8584595.0803 | 0 | 36102730.3755 | 65423377.801 | 13335.2143 | 1.5202 | 23749.3139 | 43037.1974 | 484.1619 | 877.3715
1 | 5200 | 707 | 0.02 | 15 | 15 | 7 | 1.7783e-11 | 5spot_SharedNeighbor | Water | Porous | Wet | R600a | MinimizeLCOE_Brownfield | IgnoreSilica | 2019 | 44.4861 | 9.1563 | 0.49379 | 4 | 19814.3399 | 34659.006 | 403.9421 | 706.5707 | 114.0077 | 0 | 108.6512 | 1828404.4763 | 124094.9922 | 2015456.2559 | 1699258.8497 | 0 | 440719.7253 | 0 | 2382094.3767 | 6197720.9335 | 4230071.8876 | 18917821.4972 | 961560.8286 | 19257185.0261 | 19257185.0261 | 1478867.319 | 8584595.0803 | 0 | 39136567.3519 | 68457214.7773 | 17782.7941 | 1.9752 | 19814.3399 | 34659.006 | 403.9421 | 706.5707
1 | 5200 | 707 | 0.02 | 15 | 15 | 7 | 2.3714e-11 | 5spot_SharedNeighbor | Water | Porous | Wet | R600a | MinimizeLCOE_Brownfield | IgnoreSilica | 2019 | 54.1501 | 11.1845 | 0.62793 | 4 | 16876.6719 | 28550.2005 | 344.0538 | 582.0345 | 114.2287 | 0 | 145.2674 | 2108477.2414 | 143125.3687 | 2364968.8805 | 2066877.2466 | 0 | 474746.554 | 0 | 2791696.1636 | 7263420.762 | 4957433.9185 | 22170746.1354 | 961560.8286 | 19257185.0261 | 19257185.0261 | 1478867.319 | 8584595.0803 | 0 | 42389491.9901 | 71710139.4155 | 23713.7371 | 2.5117 | 16876.6719 | 28550.2005 | 344.0538 | 582.0345
1 | 5200 | 707 | 0.02 | 15 | 15 | 7 | 3.1623e-11 | 5spot_SharedNeighbor | Water | Porous | Wet | R600a | MinimizeLCOE_Brownfield | IgnoreSilica | 2019 | 64.3157 | 13.3138 | 0.77777 | 4 | 14680.6333 | 24105.2264 | 299.2846 | 491.4176 | 114.3685 | 0 | 123.9644 | 2386632.3317 | 161960.9053 | 2718495.3984 | 2453168.8559 | 0 | 497944.1266 | 0 | 3205098.6309 | 8339009.1816 | 5691545.1159 | 25453854.5462 | 961560.8286 | 19257185.0261 | 19257185.0261 | 1478867.319 | 8584595.0803 | 0 | 45672600.4009 | 74993247.8263 | 31622.7766 | 3.1111 | 14680.6333 | 24105.2264 | 299.2846 | 491.4176
1 | 5200 | 707 | 0.02 | 15 | 15 | 7 | 4.217e-11 | 5spot_SharedNeighbor | Water | Porous | Wet | R600a | MinimizeLCOE_Brownfield | IgnoreSilica | 2019 | 74.3734 | 15.4118 | 0.93529 | 4 | 13042.1246 | 20879.4115 | 265.8814 | 425.655 | 114.4341 | 0 | 149.441 | 2647737.6723 | 179569.4696 | 3055981.8929 | 2834549.3325 | 0 | 507786.9042 | 0 | 3597993.8559 | 9361241.9629 | 6389239.994 | 28574101.0843 | 961560.8286 | 19257185.0261 | 19257185.0261 | 1478867.319 | 8584595.0803 | 0 | 48792846.939 | 78113494.3644 | 42169.6503 | 3.7412 | 13042.1246 | 20879.4115 | 265.8814 | 425.655
1 | 5200 | 707 | 0.02 | 15 | 15 | 7 | 5.6234e-11 | 5spot_SharedNeighbor | Water | Porous | Wet | R600a | MinimizeLCOE_Brownfield | IgnoreSilica | 2019 | 83.7692 | 17.3605 | 1.0911 | 4 | 11822.3216 | 18540.3779 | 241.014 | 377.9707 | 114.4401 | 0 | 130.5951 | 2880444.4955 | 195190.6955 | 3361364.6424 | 3189762.3132 | 0 | 504546.3303 | 0 | 3951210.306 | 10280238.7116 | 7016474.1585 | 31379231.6532 | 961560.8286 | 19257185.0261 | 19257185.0261 | 1478867.319 | 8584595.0803 | 0 | 51597977.5079 | 80918624.9333 | 56234.1325 | 4.3645 | 11822.3216 | 18540.3779 | 241.014 | 377.9707
1 | 5200 | 707 | 0.02 | 15 | 15 | 7 | 7.4989e-11 | 5spot_SharedNeighbor | Water | Porous | Wet | R600a | MinimizeLCOE_Brownfield | IgnoreSilica | 2019 | 92.1297 | 19.0829 | 1.237 | 4 | 10915.2775 | 16841.2667 | 222.5227 | 343.332 | 114.4062 | 0 | 151.486 | 3079200.4066 | 208469.615 | 3625693.1639 | 3504735.1991 | 0 | 490899.7623 | 0 | 4254509.2773 | 11069360.4197 | 7555065.939 | 33787933.7829 | 961560.8286 | 19257185.0261 | 19257185.0261 | 1478867.319 | 8584595.0803 | 0 | 54006679.6376 | 83327327.063 | 74989.4209 | 4.9478 | 10915.2775 | 16841.2667 | 222.5227 | 343.332
1 | 5200 | 707 | 0.02 | 15 | 15 | 7 | 1e-10 | 5spot_SharedNeighbor | Water | Porous | Wet | R600a | MinimizeLCOE_Brownfield | IgnoreSilica | 2019 | 99.2675 | 20.5433 | 1.367 | 4 | 10240.7793 | 15602.9052 | 208.7721 | 318.0863 | 114.3512 | 0 | 149.3637 | 3243120.5773 | 219371.5472 | 3846183.113 | 3772699.0125 | 0 | 470431.704 | 0 | 4505204.322 | 11721617.5013 | 8000244.7998 | 35778872.577 | 961560.8286 | 19257185.0261 | 19257185.0261 | 1478867.319 | 8584595.0803 | 0 | 55997618.4317 | 85318265.8571 | 100000 | 5.4681 | 10240.7793 | 15602.9052 | 208.7721 | 318.0863
1 | 5200 | 707 | 0.02 | 15 | 15 | 7 | 1.3335e-10 | 5spot_SharedNeighbor | Water | Porous | Wet | R600a | MinimizeLCOE_Brownfield | IgnoreSilica | 2019 | 105.1434 | 21.738 | 1.4783 | 4 | 9738.7812 | 14697.1376 | 198.5382 | 299.621 | 114.2893 | 0 | 157.3153 | 3374279.3305 | 228059.0879 | 4024271.8644 | 3992564.5226 | 0 | 446473.5072 | 0 | 4705602.8419 | 12243013.3428 | 8356108.1753 | 37370372.6727 | 961560.8286 | 19257185.0261 | 19257185.0261 | 1478867.319 | 8584595.0803 | 0 | 57589118.5274 | 86909765.9528 | 133352.1432 | 5.9134 | 9738.7812 | 14697.1376 | 198.5382 | 299.621
1 | 5200 | 707 | 0.02 | 15 | 15 | 7 | 1.7783e-10 | 5spot_SharedNeighbor | Water | Porous | Wet | R600a | MinimizeLCOE_Brownfield | IgnoreSilica | 2019 | 109.8936 | 22.6983 | 1.5709 | 4 | 9364.7 | 14030.8817 | 190.9121 | 286.0385 | 114.2291 | 0 | 145.938 | 3477915.6585 | 234899.6185 | 4166065.7068 | 4169800.5349 | 0 | 422283.4284 | 0 | 4863676.3294 | 12654288.1319 | 8636811.6697 | 38625741.0782 | 961560.8286 | 19257185.0261 | 19257185.0261 | 1478867.319 | 8584595.0803 | 0 | 58844486.933 | 88165134.3584 | 177827.941 | 6.2836 | 9364.7 | 14030.8817 | 190.9121 | 286.0385
1 | 5200 | 707 | 0.02 | 15 | 15 | 7 | 2.3714e-10 | 5spot_SharedNeighbor | Water | Porous | Wet | R600a | MinimizeLCOE_Brownfield | IgnoreSilica | 2019 | 113.6176 | 23.4477 | 1.6456 | 4 | 9085.5684 | 13539.8724 | 185.2216 | 276.0286 | 114.176 | 0 | 165.1174 | 3557710.9407 | 240151.2282 | 4275902.8104 | 4308416.5649 | 0 | 399270.2113 | 0 | 4984766.1847 | 12969339.0963 | 8851840.4265 | 39587397.4631 | 961560.8286 | 19257185.0261 | 19257185.0261 | 1478867.319 | 8584595.0803 | 0 | 59806143.3178 | 89126790.7432 | 237137.3706 | 6.5825 | 9085.5684 | 13539.8724 | 185.2216 | 276.0286
1 | 5200 | 707 | 0.02 | 15 | 15 | 7 | 3.1623e-10 | 5spot_SharedNeighbor | Water | Porous | Wet | R600a | MinimizeLCOE_Brownfield | IgnoreSilica | 2019 | 116.5265 | 24.0308 | 1.7051 | 4 | 8877.0312 | 13176.0631 | 180.9703 | 268.6119 | 114.131 | 0 | 171.5279 | 3619169.3508 | 244186.5595 | 4360899.9553 | 4416476.9303 | 0 | 378927.1315 | 0 | 5077667.3717 | 13211048.9283 | 9016812.3535 | 40325188.5808 | 961560.8286 | 19257185.0261 | 19257185.0261 | 1478867.319 | 8584595.0803 | 0 | 60543934.4355 | 89864581.8609 | 316227.766 | 6.8203 | 8877.0312 | 13176.0631 | 180.9703 | 268.6119
1 | 5200 | 707 | 0.02 | 15 | 15 | 7 | 4.217e-10 | 5spot_SharedNeighbor | Water | Porous | Wet | R600a | MinimizeLCOE_Brownfield | IgnoreSilica | 2019 | 118.7534 | 24.4759 | 1.7515 | 4 | 8721.0758 | 12906.1926 | 177.7909 | 263.1102 | 114.0945 | 0 | 149.6617 | 3665712.4155 | 247236.8858 | 4425504.9513 | 4499074.691 | 0 | 361430.8893 | 0 | 5147594.3348 | 13392984.5425 | 9140987.1486 | 40880525.8588 | 961560.8286 | 19257185.0261 | 19257185.0261 | 1478867.319 | 8584595.0803 | 0 | 61099271.7136 | 90419919.139 | 421696.5034 | 7.0059 | 8721.0758 | 12906.1926 | 177.7909 | 263.1102
1 | 5200 | 707 | 0.02 | 15 | 15 | 7 | 5.6234e-10 | 5spot_SharedNeighbor | Water | Porous | Wet | R600a | MinimizeLCOE_Brownfield | IgnoreSilica | 2019 | 120.4512 | 24.8144 | 1.7874 | 4 | 8604.3526 | 12705.4179 | 175.4114 | 259.0171 | 114.0655 | 0 | 153.4948 | 3700908.0348 | 249540.2028 | 4474495.5243 | 4561975.8399 | 0 | 346907.3455 | 0 | 5200192.5094 | 13529834.2034 | 9234389.8541 | 41298243.5142 | 961560.8286 | 19257185.0261 | 19257185.0261 | 1478867.319 | 8584595.0803 | 0 | 61516989.369 | 90837636.7944 | 562341.3252 | 7.1495 | 8604.3526 | 12705.4179 | 175.4114 | 259.0171
1 | 5200 | 707 | 0.02 | 15 | 15 | 7 | 7.4989e-10 | 5spot_SharedNeighbor | Water | Porous | Wet | R600a | MinimizeLCOE_Brownfield | IgnoreSilica | 2019 | 121.7493 | 25.0727 | 1.815 | 4 | 8516.9401 | 12555.5708 | 173.6293 | 255.9623 | 114.0427 | 0 | 178.524 | 3727647.6514 | 251288.1826 | 4511795.1665 | 4610020.6722 | 0 | 335228.1993 | 0 | 5240032.1501 | 13633488.7761 | 9305136.2299 | 41614637.0282 | 961560.8286 | 19257185.0261 | 19257185.0261 | 1478867.319 | 8584595.0803 | 0 | 61833382.8829 | 91154030.3083 | 749894.2093 | 7.26 | 8516.9401 | 12555.5708 | 173.6293 | 255.9623
1 | 5200 | 707 | 0.02 | 15 | 15 | 7 | 1e-09 | 5spot_SharedNeighbor | Water | Porous | Wet | R600a | MinimizeLCOE_Brownfield | IgnoreSilica | 2019 | 122.724 | 25.2664 | 1.836 | 4 | 8451.4502 | 12443.8509 | 172.2942 | 253.6847 | 114.0252 | 0 | 186.1711 | 3747628.3352 | 252593.2094 | 4539711.8526 | 4646066.8886 | 0 | 325863.9217 | 0 | 5269627.0409 | 13710488.6114 | 9357690.1996 | 41849670.0594 | 961560.8286 | 19257185.0261 | 19257185.0261 | 1478867.319 | 8584595.0803 | 0 | 62068415.9141 | 91389063.3395 | 1000000 | 7.3441 | 8451.4502 | 12443.8509 | 172.2942 | 253.6847
1 | 5200 | 707 | 0.02 | 15 | 15 | 7 | 1.3335e-09 | 5spot_SharedNeighbor | Water | Porous | Wet | R600a | MinimizeLCOE_Brownfield | IgnoreSilica | 2019 | 123.4519 | 25.4109 | 1.8519 | 4 | 8402.3703 | 12360.4993 | 171.2937 | 251.9855 | 114.0119 | 0 | 181.7634 | 3762498.3044 | 253563.8039 | 4560513.2158 | 4672974.4296 | 0 | 318446.3777 | 0 | 5291518.4912 | 13767445.6745 | 9396564.5655 | 42023524.8626 | 961560.8286 | 19257185.0261 | 19257185.0261 | 1478867.319 | 8584595.0803 | 0 | 62242270.7173 | 91562918.1427 | 1333521.4322 | 7.4077 | 8402.3703 | 12360.4993 | 171.2937 | 251.9855
1 | 5200 | 707 | 0.02 | 15 | 15 | 7 | 1.7783e-09 | 5spot_SharedNeighbor | Water | Porous | Wet | R600a | MinimizeLCOE_Brownfield | IgnoreSilica | 2019 | 124.0003 | 25.5197 | 1.864 | 4 | 8365.5814 | 12298.15 | 170.5437 | 250.7144 | 114.0018 | 0 | 158.0354 | 3773671.7813 | 254292.766 | 4576157.8382 | 4693238.8502 | 0 | 312691.9664 | 0 | 5307920.7488 | 13810120.9841 | 9425691.3412 | 42153786.2761 | 961560.8286 | 19257185.0261 | 19257185.0261 | 1478867.319 | 8584595.0803 | 0 | 62372532.1308 | 91693179.5562 | 1778279.41 | 7.4559 | 8365.5814 | 12298.15 | 170.5437 | 250.7144
1 | 5200 | 707 | 0.02 | 15 | 15 | 7 | 2.3714e-09 | 5spot_SharedNeighbor | Water | Porous | Wet | R600a | MinimizeLCOE_Brownfield | IgnoreSilica | 2019 | 124.4265 | 25.6041 | 1.8732 | 4 | 8338.0008 | 12251.2295 | 169.9814 | 249.7579 | 113.9939 | 0 | 173.649 | 3782335.8974 | 254857.8621 | 4588296.0459 | 4708976.0875 | 0 | 308391.9712 | 0 | 5320714.567 | 13843407.8747 | 9448410.3281 | 42255390.6338 | 961560.8286 | 19257185.0261 | 19257185.0261 | 1478867.319 | 8584595.0803 | 0 | 62474136.4886 | 91794783.914 | 2371373.7057 | 7.4927 | 8338.0008 | 12251.2295 | 169.9814 | 249.7579
1 | 5200 | 707 | 0.02 | 15 | 15 | 7 | 3.1623e-09 | 5spot_SharedNeighbor | Water | Porous | Wet | R600a | MinimizeLCOE_Brownfield | IgnoreSilica | 2019 | 123.1185 | 25.3446 | 1.8665 | 4 | 8312.2002 | 12239.524 | 169.4554 | 249.5193 | 114.0178 | 0 | 158.2805 | 3755676.9465 | 253118.242 | 4550977.4077 | 4660642.3849 | 0 | 287858.3914 | 0 | 5268226.6153 | 13706844.9912 | 9355203.354 | 41838548.333 | 961560.8286 | 19257185.0261 | 19257185.0261 | 1478867.319 | 8584595.0803 | 0 | 62057294.1877 | 91377941.6131 | 3162277.6602 | 7.4658 | 8312.2002 | 12239.524 | 169.4554 | 249.5193
1 | 5200 | 707 | 0.02 | 15 | 15 | 7 | 4.217e-09 | 5spot_SharedNeighbor | Water | Porous | Wet | R600a | MinimizeLCOE_Brownfield | IgnoreSilica | 2019 | 124.405 | 25.5999 | 1.8813 | 4 | 8295.9874 | 12192.4038 | 169.1249 | 248.5586 | 113.9942 | 0 | 174.4037 | 3781896.6434 | 254829.1455 | 4587682.1981 | 4708181.4165 | 0 | 295227.0934 | 0 | 5314848.4338 | 13828145.3994 | 9437993.3751 | 42208803.7053 | 961560.8286 | 19257185.0261 | 19257185.0261 | 1478867.319 | 8584595.0803 | 0 | 62427549.56 | 91748196.9854 | 4216965.0343 | 7.525 | 8295.9874 | 12192.4038 | 169.1249 | 248.5586
1 | 5200 | 707 | 0.02 | 15 | 15 | 7 | 5.6234e-09 | 5spot_SharedNeighbor | Water | Porous | Wet | R600a | MinimizeLCOE_Brownfield | IgnoreSilica | 2019 | 125.4011 | 25.7971 | 1.8926 | 4 | 8284.2844 | 12157.4393 | 168.8863 | 247.8458 | 113.9756 | 0 | 170.4972 | 3802098.0543 | 256146.3229 | 4616004.8429 | 4744948.8747 | 0 | 301066.1637 | 0 | 5350903.0608 | 13921952.1432 | 9502018.4052 | 42495137.8679 | 961560.8286 | 19257185.0261 | 19257185.0261 | 1478867.319 | 8584595.0803 | 0 | 62713883.7226 | 92034531.148 | 5623413.2519 | 7.5702 | 8284.2844 | 12157.4393 | 168.8863 | 247.8458
1 | 5200 | 707 | 0.02 | 15 | 15 | 7 | 7.4989e-09 | 5spot_SharedNeighbor | Water | Porous | Wet | R600a | MinimizeLCOE_Brownfield | IgnoreSilica | 2019 | 125.706 | 25.8575 | 1.897 | 4 | 8275.7216 | 12139.7831 | 168.7118 | 247.4859 | 113.9699 | 0 | 162.8869 | 3808263.0477 | 256548.0687 | 4624656.8439 | 4756196.4647 | 0 | 301271.925 | 0 | 5361305.1765 | 13949016.3143 | 9520490.2581 | 42577748.0988 | 961560.8286 | 19257185.0261 | 19257185.0261 | 1478867.319 | 8584595.0803 | 0 | 62796493.9535 | 92117141.3789 | 7498942.0933 | 7.588 | 8275.7216 | 12139.7831 | 168.7118 | 247.4859
1 | 5200 | 707 | 0.02 | 15 | 15 | 7 | 1e-08 | 5spot_SharedNeighbor | Water | Porous | Wet | R600a | MinimizeLCOE_Brownfield | IgnoreSilica | 2019 | 125.7908 | 25.8742 | 1.8991 | 4 | 8269.3073 | 12129.2033 | 168.581 | 247.2702 | 113.9682 | 0 | 144.9058 | 3809976.5954 | 256659.6949 | 4627062.8302 | 4759325.9758 | 0 | 300060.3594 | 0 | 5363703.3277 | 13955255.8119 | 9524748.8434 | 42596793.4387 | 961560.8286 | 19257185.0261 | 19257185.0261 | 1478867.319 | 8584595.0803 | 0 | 62815539.2934 | 92136186.7188 | 10000000 | 7.5962 | 8269.3073 | 12129.2033 | 168.581 | 247.2702
1 | 5300 | 707 | 0.02 | 15 | 15 | 7 | 1e-13 | 5spot_SharedNeighbor | Water | Porous | Wet | R600a | MinimizeLCOE_Brownfield | IgnoreSilica | 2019 | 0 | 0 | 0 | 0 |  |  |  |  | 15 |  | 22.6346 | [19 empty] | 100 | 0
1 | 5300 | 707 | 0.02 | 15 | 15 | 7 | 1.3335e-13 | 5spot_SharedNeighbor | Water | Porous | Wet | R600a | MinimizeLCOE_Brownfield | IgnoreSilica | 2019 | 0 | 0 | 0 | 0 |  |  |  |  | 15 |  | 23.3499 | [19 empty] | 133.3521 | 0
1 | 5300 | 707 | 0.02 | 15 | 15 | 7 | 1.7783e-13 | 5spot_SharedNeighbor | Water | Porous | Wet | R600a | MinimizeLCOE_Brownfield | IgnoreSilica | 2019 | 0 | 0 | 0 | 0 |  |  |  |  | 15 |  | 22.9213 | [19 empty] | 177.8279 | 0
1 | 5300 | 707 | 0.02 | 15 | 15 | 7 | 2.3714e-13 | 5spot_SharedNeighbor | Water | Porous | Wet | R600a | MinimizeLCOE_Brownfield | IgnoreSilica | 2019 | 0 | 0 | 0 | 0 |  |  |  |  | 15 |  | 21.1783 | [19 empty] | 237.1374 | 0
1 | 5300 | 707 | 0.02 | 15 | 15 | 7 | 3.1623e-13 | 5spot_SharedNeighbor | Water | Porous | Wet | R600a | MinimizeLCOE_Brownfield | IgnoreSilica | 2019 | 0 | 0 | 0 | 0 |  |  |  |  | 15 |  | 23.3229 | [19 empty] | 316.2278 | 0
1 | 5300 | 707 | 0.02 | 15 | 15 | 7 | 4.217e-13 | 5spot_SharedNeighbor | Water | Porous | Wet | R600a | MinimizeLCOE_Brownfield | IgnoreSilica | 2019 | 0 | 0 | 0 | 0 |  |  |  |  | 15 |  | 25.8672 | [19 empty] | 421.6965 | 0
1 | 5300 | 707 | 0.02 | 15 | 15 | 7 | 5.6234e-13 | 5spot_SharedNeighbor | Water | Porous | Wet | R600a | MinimizeLCOE_Brownfield | IgnoreSilica | 2019 | 1.6 | 0.20536 | 0.0017108 | 4 | 3186993.2014 | 7576233.9546 | 64971.1671 | 154451.7768 | 87.8631 | 0 | 29.3684 | 107105.3468 | 6232.9172 | 98493.8754 | 72355.8332 | 0 | 64246.3747 | 0 | 135889.3954 | 353556.3321 | 241309.4615 | 1079189.5364 | 961560.8286 | 19768034.2612 | 19768034.2612 | 1478867.319 | 8788934.7744 | 0 | 21808784.6262 | 51844620.9809 | 562.3413 | 0.0068431 | 3186993.2014 | 7576233.9546 | 64971.1671 | 154451.7768
1 | 5300 | 707 | 0.02 | 15 | 15 | 7 | 7.4989e-13 | 5spot_SharedNeighbor | Water | Porous | Wet | R600a | MinimizeLCOE_Brownfield | IgnoreSilica | 2019 | 2.371 | 0.35715 | 0.0064288 | 4 | 868381.5994 | 2036399.8594 | 17703.1335 | 41514.7656 | 95.937 | 0 | 359.3187 | 167688.7378 | 10257.1199 | 152398.0204 | 101126.681 | 0 | 85445.8555 | 0 | 201597.4017 | 524515.086 | 357992.3239 | 1601021.2264 | 961560.8286 | 19768034.2612 | 19768034.2612 | 1478867.319 | 8788934.7744 | 0 | 22330616.3163 | 52366452.6709 | 749.8942 | 0.025715 | 868381.5994 | 2036399.8594 | 17703.1335 | 41514.7656
1 | 5300 | 707 | 0.02 | 15 | 15 | 7 | 1e-12 | 5spot_SharedNeighbor | Water | Porous | Wet | R600a | MinimizeLCOE_Brownfield | IgnoreSilica | 2019 | 3.4003 | 0.56859 | 0.013991 | 4 | 410602.152 | 947287.3628 | 8370.6802 | 19311.7342 | 101.6605 | 0 | 61.6989 | 241298.4684 | 15280.0921 | 220141.4087 | 139814.2172 | 0 | 109897.9311 | 0 | 283308.5258 | 737110.6697 | 503093.1781 | 2249944.4912 | 961560.8286 | 19768034.2612 | 19768034.2612 | 1478867.319 | 8788934.7744 | 0 | 22979539.581 | 53015375.9357 | 1000 | 0.055965 | 410602.152 | 947287.3628 | 8370.6802 | 19311.7342
1 | 5300 | 707 | 0.02 | 15 | 15 | 7 | 1.3335e-12 | 5spot_SharedNeighbor | Water | Porous | Wet | R600a | MinimizeLCOE_Brownfield | IgnoreSilica | 2019 | 4.687 | 0.83912 | 0.025044 | 4 | 236911.4677 | 536740.569 | 4829.7607 | 10942.1825 | 105.5694 | 0 | 87.2742 | 324806.9726 | 21060.0433 | 299696.5457 | 188857.2552 | 0 | 135267.8123 | 0 | 378178.5653 | 983943.0519 | 671561.3509 | 3003371.5972 | 961560.8286 | 19768034.2612 | 19768034.2612 | 1478867.319 | 8788934.7744 | 0 | 23732966.6871 | 53768803.0417 | 1333.5214 | 0.10018 | 236911.4677 | 536740.569 | 4829.7607 | 10942.1825
1 | 5300 | 707 | 0.02 | 15 | 15 | 7 | 1.7783e-12 | 5spot_SharedNeighbor | Water | Porous | Wet | R600a | MinimizeLCOE_Brownfield | IgnoreSilica | 2019 | 6.236 | 1.1683 | 0.040367 | 4 | 152191.2665 | 338207.3349 | 3102.6248 | 6894.814 | 108.2531 | 0 | 80.5104 | 416265.7348 | 27428.4886 | 389777.7628 | 248150.524 | 0 | 159665.2204 | 0 | 484102.2149 | 1259534.6602 | 859658.2864 | 3844582.8921 | 961560.8286 | 19768034.2612 | 19768034.2612 | 1478867.319 | 8788934.7744 | 0 | 24574177.982 | 54610014.3366 | 1778.2794 | 0.16147 | 152191.2665 | 338207.3349 | 3102.6248 | 6894.814
1 | 5300 | 707 | 0.02 | 15 | 15 | 7 | 2.3714e-12 | 5spot_SharedNeighbor | Water | Porous | Wet | R600a | MinimizeLCOE_Brownfield | IgnoreSilica | 2019 | 8.1332 | 1.5719 | 0.060749 | 4 | 105081.1927 | 228687.2189 | 2142.2222 | 4662.0983 | 110.1286 | 0 | 86.0931 | 518207.8863 | 34527.8605 | 493561.4775 | 320824.0332 | 0 | 184179.1789 | 0 | 605007.1702 | 1574104.5528 | 1074358.7019 | 4804770.8612 | 961560.8286 | 19768034.2612 | 19768034.2612 | 1478867.319 | 8788934.7744 | 0 | 25534365.9511 | 55570202.3057 | 2371.3737 | 0.243 | 105081.1927 | 228687.2189 | 2142.2222 | 4662.0983
1 | 5300 | 707 | 0.02 | 15 | 15 | 7 | 3.1623e-12 | 5spot_SharedNeighbor | Water | Porous | Wet | R600a | MinimizeLCOE_Brownfield | IgnoreSilica | 2019 | 10.9371 | 2.1777 | 0.089705 | 4 | 74981.226 | 158688.4044 | 1528.5937 | 3235.0778 | 111.942 | 0 | 78.1136 | 658275.4967 | 44324.0064 | 639782.6947 | 429277.2835 | 0 | 222104.3538 | 0 | 777567.8957 | 2023072.1635 | 1380788.3216 | 6175192.2159 | 961560.8286 | 19768034.2612 | 19768034.2612 | 1478867.319 | 8788934.7744 | 0 | 26904787.3058 | 56940623.6604 | 3162.2777 | 0.35882 | 74981.226 | 158688.4044 | 1528.5937 | 3235.0778
1 | 5300 | 707 | 0.02 | 15 | 15 | 7 | 4.217e-12 | 5spot_SharedNeighbor | Water | Porous | Wet | R600a | MinimizeLCOE_Brownfield | IgnoreSilica | 2019 | 14.246 | 2.8904 | 0.12707 | 4 | 55885.643 | 114976.447 | 1139.3044 | 2343.9504 | 113.1136 | 0 | 88.9238 | 808373.4577 | 54782.6635 | 801746.5839 | 556529.8744 | 0 | 257233.9979 | 0 | 966679.9652 | 2515102.9762 | 1716609.4615 | 7677058.9804 | 961560.8286 | 19768034.2612 | 19768034.2612 | 1478867.319 | 8788934.7744 | 0 | 28406654.0703 | 58442490.4249 | 4216.965 | 0.5083 | 55885.643 | 114976.447 | 1139.3044 | 2343.9504
1 | 5300 | 707 | 0.02 | 15 | 15 | 7 | 5.6234e-12 | 5spot_SharedNeighbor | Water | Porous | Wet | R600a | MinimizeLCOE_Brownfield | IgnoreSilica | 2019 | 18.4233 | 3.7918 | 0.17624 | 4 | 42847.3448 | 85454.5295 | 873.5011 | 1742.1062 | 114.0049 | 0 | 88.9936 | 983252.9653 | 66946.2778 | 995572.7551 | 717813.761 | 0 | 295750.9072 | 0 | 1193141.2999 | 3104308.9155 | 2118754.622 | 9475541.504 | 961560.8286 | 19768034.2612 | 19768034.2612 | 1478867.319 | 8788934.7744 | 0 | 30205136.5938 | 60240972.9484 | 5623.4133 | 0.70495 | 42847.3448 | 85454.5295 | 873.5011 | 1742.1062
1 | 5300 | 707 | 0.02 | 15 | 15 | 7 | 7.4989e-12 | 5spot_SharedNeighbor | Water | Porous | Wet | R600a | MinimizeLCOE_Brownfield | IgnoreSilica | 2019 | 23.6413 | 4.9185 | 0.24009 | 4 | 33673.4245 | 64949.0278 | 686.4783 | 1324.0738 | 114.6844 | 0 | 110.3309 | 1185296.4728 | 80964.5382 | 1225339.8056 | 919296.5867 | 0 | 337266.0016 | 0 | 1461783.728 | 3803261.4071 | 2595804.0595 | 11609012.5996 | 961560.8286 | 19768034.2612 | 19768034.2612 | 1478867.319 | 8788934.7744 | 0 | 32338607.6894 | 62374444.0441 | 7498.9421 | 0.96036 | 33673.4245 | 64949.0278 | 686.4783 | 1324.0738
1 | 5300 | 707 | 0.02 | 15 | 15 | 7 | 1e-11 | 5spot_SharedNeighbor | Water | Porous | Wet | R600a | MinimizeLCOE_Brownfield | IgnoreSilica | 2019 | 30.0239 | 6.2975 | 0.3217 | 4 | 27061.2886 | 50402.9765 | 551.681 | 1027.5329 | 115.2007 | 0 | 102.3432 | 1414714.6582 | 96837.137 | 1492682.4016 | 1165627.4732 | 0 | 380164.207 | 0 | 1774510.092 | 4616911.2573 | 3151136.8012 | 14092584.0275 | 961560.8286 | 19768034.2612 | 19768034.2612 | 1478867.319 | 8788934.7744 | 0 | 34822179.1173 | 64858015.4719 | 10000 | 1.2868 | 27061.2886 | 50402.9765 | 551.681 | 1027.5329
1 | 5300 | 707 | 0.02 | 15 | 15 | 7 | 1.3335e-11 | 5spot_SharedNeighbor | Water | Porous | Wet | R600a | MinimizeLCOE_Brownfield | IgnoreSilica | 2019 | 37.7239 | 7.9617 | 0.42419 | 4 | 22208.9555 | 39910.8909 | 452.7596 | 813.6375 | 115.5962 | 0 | 117.8949 | 1672638.4728 | 114630.9685 | 1800178.7414 | 1462535.029 | 0 | 423752.4285 | 0 | 2134756.8997 | 5554199.5541 | 3790855.3231 | 16953547.417 | 961560.8286 | 19768034.2612 | 19768034.2612 | 1478867.319 | 8788934.7744 | 0 | 37683142.5069 | 67718978.8615 | 13335.2143 | 1.6968 | 22208.9555 | 39910.8909 | 452.7596 | 813.6375
1 | 5300 | 707 | 0.02 | 15 | 15 | 7 | 1.7783e-11 | 5spot_SharedNeighbor | Water | Porous | Wet | R600a | MinimizeLCOE_Brownfield | IgnoreSilica | 2019 | 46.6787 | 9.8975 | 0.54921 | 4 | 18603.0094 | 32275.2505 | 379.2475 | 657.9746 | 115.8937 | 0 | 98.1497 | 1953472.4542 | 133951.7903 | 2142114.514 | 1807878.2793 | 0 | 464598.1987 | 0 | 2535785.9422 | 6597594.8605 | 4502994.0593 | 20138390.0984 | 961560.8286 | 19768034.2612 | 19768034.2612 | 1478867.319 | 8788934.7744 | 0 | 40867985.1883 | 70903821.5429 | 17782.7941 | 2.1968 | 18603.0094 | 32275.2505 | 379.2475 | 657.9746
1 | 5300 | 707 | 0.02 | 15 | 15 | 7 | 2.3714e-11 | 5spot_SharedNeighbor | Water | Porous | Wet | R600a | MinimizeLCOE_Brownfield | IgnoreSilica | 2019 | 56.623 | 12.0458 | 0.69559 | 4 | 15907.3576 | 26702.3849 | 324.293 | 544.3642 | 116.1045 | 0 | 110.6933 | 2246804.0067 | 154073.1645 | 2506262.3761 | 2191520.89 | 0 | 498609.6114 | 0 | 2962935.319 | 7708949.9183 | 5261516.7223 | 23530672.0082 | 961560.8286 | 19768034.2612 | 19768034.2612 | 1478867.319 | 8788934.7744 | 0 | 44260267.0981 | 74296103.4527 | 23713.7371 | 2.7824 | 15907.3576 | 26702.3849 | 324.293 | 544.3642
1 | 5300 | 707 | 0.02 | 15 | 15 | 7 | 3.1623e-11 | 5spot_SharedNeighbor | Water | Porous | Wet | R600a | MinimizeLCOE_Brownfield | IgnoreSilica | 2019 | 66.9339 | 14.2676 | 0.85722 | 4 | 13891.8818 | 22651.5609 | 283.2048 | 461.7827 | 116.2308 | 0 | 155.1425 | 2534150.628 | 173712.8148 | 2869467.2635 | 2588978.3509 | 0 | 520069.767 | 0 | 3387687.7415 | 8814068.593 | 6015782.9257 | 26903918.0844 | 961560.8286 | 19768034.2612 | 19768034.2612 | 1478867.319 | 8788934.7744 | 0 | 47633513.1742 | 77669349.5288 | 31622.7766 | 3.4289 | 13891.8818 | 22651.5609 | 283.2048 | 461.7827
1 | 5300 | 707 | 0.02 | 15 | 15 | 7 | 4.217e-11 | 5spot_SharedNeighbor | Water | Porous | Wet | R600a | MinimizeLCOE_Brownfield | IgnoreSilica | 2019 | 77.0413 | 16.4353 | 1.0253 | 4 | 12388.5318 | 19712.0097 | 252.557 | 401.856 | 116.2818 | 0 | 127.1528 | 2801533.1542 | 191906.8221 | 3213120.9472 | 2977586.7195 | 0 | 527548.3229 | 0 | 3787561.4267 | 9854457.8966 | 6725870.0033 | 30079585.2924 | 961560.8286 | 19768034.2612 | 19768034.2612 | 1478867.319 | 8788934.7744 | 0 | 50809180.3822 | 80845016.7369 | 42169.6503 | 4.1013 | 12388.5318 | 19712.0097 | 252.557 | 401.856
1 | 5300 | 707 | 0.02 | 15 | 15 | 7 | 5.6234e-11 | 5spot_SharedNeighbor | Water | Porous | Wet | R600a | MinimizeLCOE_Brownfield | IgnoreSilica | 2019 | 86.3808 | 18.4256 | 1.1898 | 4 | 11269.4344 | 17580.7627 | 229.7427 | 358.4076 | 116.2745 | 0 | 149.6591 | 3037373.274 | 207875.5902 | 3520822.3246 | 3335424.4692 | 0 | 521478.6416 | 0 | 4142959.9768 | 10779132.0218 | 7356979.0939 | 32902045.3921 | 961560.8286 | 19768034.2612 | 19768034.2612 | 1478867.319 | 8788934.7744 | 0 | 53631640.4819 | 83667476.8365 | 56234.1325 | 4.759 | 11269.4344 | 17580.7627 | 229.7427 | 358.4076
1 | 5300 | 707 | 0.02 | 15 | 15 | 7 | 7.4989e-11 | 5spot_SharedNeighbor | Water | Porous | Wet | R600a | MinimizeLCOE_Brownfield | IgnoreSilica | 2019 | 94.6318 | 20.1714 | 1.3423 | 4 | 10437.0967 | 16031.3172 | 212.7743 | 326.8201 | 116.2298 | 0 | 139.0493 | 3237496.961 | 221358.2787 | 3785376.1189 | 3650330.1094 | 0 | 505230.7557 | 0 | 4445918.9673 | 11567369.1695 | 7894967.1438 | 35308047.5044 | 961560.8286 | 19768034.2612 | 19768034.2612 | 1478867.319 | 8788934.7744 | 0 | 56037642.5943 | 86073478.9489 | 74989.4209 | 5.3691 | 10437.0967 | 16031.3172 | 212.7743 | 326.8201
1 | 5300 | 707 | 0.02 | 15 | 15 | 7 | 1e-10 | 5spot_SharedNeighbor | Water | Porous | Wet | R600a | MinimizeLCOE_Brownfield | IgnoreSilica | 2019 | 101.6427 | 21.6442 | 1.4773 | 4 | 9817.8914 | 14900.6808 | 200.151 | 303.7705 | 116.1665 | 0 | 158.2707 | 3401865.4645 | 232379.7197 | 4005102.6671 | 3916875.7543 | 0 | 482662.0483 | 0 | 4695165.405 | 12215857.273 | 8337573.5996 | 37287481.9315 | 961560.8286 | 19768034.2612 | 19768034.2612 | 1478867.319 | 8788934.7744 | 0 | 58017077.0214 | 88052913.376 | 100000 | 5.9093 | 9817.8914 | 14900.6808 | 200.151 | 303.7705
1 | 5300 | 707 | 0.02 | 15 | 15 | 7 | 1.3335e-10 | 5spot_SharedNeighbor | Water | Porous | Wet | R600a | MinimizeLCOE_Brownfield | IgnoreSilica | 2019 | 107.4085 | 22.8475 | 1.5924 | 4 | 9356.807 | 14072.3436 | 190.7512 | 286.8838 | 116.0985 | 0 | 185.3365 | 3533323.2049 | 241157.1456 | 4182465.0747 | 4135303.5384 | 0 | 457267.3759 | 0 | 4894311.3724 | 12733994.2297 | 8691212.7192 | 38869034.6608 | 961560.8286 | 19768034.2612 | 19768034.2612 | 1478867.319 | 8788934.7744 | 0 | 59598629.7507 | 89634466.1053 | 133352.1432 | 6.3695 | 9356.807 | 14072.3436 | 190.7512 | 286.8838
1 | 5300 | 707 | 0.02 | 15 | 15 | 7 | 1.7783e-10 | 5spot_SharedNeighbor | Water | Porous | Wet | R600a | MinimizeLCOE_Brownfield | IgnoreSilica | 2019 | 112.0176 | 23.804 | 1.6873 | 4 | 9013.0296 | 13463.3231 | 183.7428 | 274.4681 | 116.0346 | 0 | 153.4697 | 3636087.5635 | 247993.966 | 4322152.0822 | 4309379.5117 | 0 | 431655.0312 | 0 | 5049434.5803 | 13137592.9965 | 8966677.1707 | 40100972.9022 | 961560.8286 | 19768034.2612 | 19768034.2612 | 1478867.319 | 8788934.7744 | 0 | 60830567.9921 | 90866404.3467 | 177827.941 | 6.7492 | 9013.0296 | 13463.3231 | 183.7428 | 274.4681
1 | 5300 | 707 | 0.02 | 15 | 15 | 7 | 2.3714e-10 | 5spot_SharedNeighbor | Water | Porous | Wet | R600a | MinimizeLCOE_Brownfield | IgnoreSilica | 2019 | 115.6787 | 24.5601 | 1.7641 | 4 | 8756.3575 | 13012.7855 | 178.5102 | 265.2832 | 115.978 | 0 | 157.9143 | 3716305.3434 | 253315.6818 | 4431820.9211 | 4447412.1733 | 0 | 408170.2734 | 0 | 5170239.5132 | 13451902.6515 | 9181199.9686 | 41060366.5263 | 961560.8286 | 19768034.2612 | 19768034.2612 | 1478867.319 | 8788934.7744 | 0 | 61789961.6162 | 91825797.9708 | 237137.3706 | 7.0566 | 8756.3575 | 13012.7855 | 178.5102 | 265.2832
1 | 5300 | 707 | 0.02 | 15 | 15 | 7 | 3.1623e-10 | 5spot_SharedNeighbor | Water | Porous | Wet | R600a | MinimizeLCOE_Brownfield | IgnoreSilica | 2019 | 118.4903 | 25.1387 | 1.8247 | 4 | 8564.4899 | 12679.555 | 174.5987 | 258.4899 | 115.9311 | 0 | 174.0655 | 3777097.0612 | 257340.1229 | 4515291.2077 | 4553363.5012 | 0 | 387107.0357 | 0 | 5261177.5822 | 13688504.8529 | 9342685.8327 | 41782567.1964 | 961560.8286 | 19768034.2612 | 19768034.2612 | 1478867.319 | 8788934.7744 | 0 | 62512162.2862 | 92547998.6409 | 316227.766 | 7.299 | 8564.4899 | 12679.555 | 174.5987 | 258.4899
1 | 5300 | 707 | 0.02 | 15 | 15 | 7 | 4.217e-10 | 5spot_SharedNeighbor | Water | Porous | Wet | R600a | MinimizeLCOE_Brownfield | IgnoreSilica | 2019 | 120.6487 | 25.5815 | 1.8721 | 4 | 8420.9523 | 12432.0386 | 171.6725 | 253.4439 | 115.8933 | 0 | 158.4788 | 3823278.6214 | 260391.7155 | 4578924.1693 | 4634583.8429 | 0 | 369193.7811 | 0 | 5329885.1308 | 13867267.8005 | 9464695.2177 | 42328220.2792 | 961560.8286 | 19768034.2612 | 19768034.2612 | 1478867.319 | 8788934.7744 | 0 | 63057815.369 | 93093651.7237 | 421696.5034 | 7.4882 | 8420.9523 | 12432.0386 | 171.6725 | 253.4439
1 | 5300 | 707 | 0.02 | 15 | 15 | 7 | 5.6234e-10 | 5spot_SharedNeighbor | Water | Porous | Wet | R600a | MinimizeLCOE_Brownfield | IgnoreSilica | 2019 | 122.2876 | 25.9169 | 1.9085 | 4 | 8313.4924 | 12247.9047 | 169.4818 | 249.6901 | 115.8634 | 0 | 180.8646 | 3858067.0506 | 262687.1682 | 4626987.65 | 4696189.6088 | 0 | 354335.6957 | 0 | 5381324.1976 | 14001101.7008 | 9556039.6047 | 42736732.6764 | 961560.8286 | 19768034.2612 | 19768034.2612 | 1478867.319 | 8788934.7744 | 0 | 63466327.7663 | 93502164.1209 | 562341.3252 | 7.6341 | 8313.4924 | 12247.9047 | 169.4818 | 249.6901
1 | 5300 | 707 | 0.02 | 15 | 15 | 7 | 7.4989e-10 | 5spot_SharedNeighbor | Water | Porous | Wet | R600a | MinimizeLCOE_Brownfield | IgnoreSilica | 2019 | 123.5445 | 26.1736 | 1.9366 | 4 | 8232.9995 | 12110.3353 | 167.8408 | 246.8856 | 115.8399 | 0 | 176.7753 | 3884585.525 | 264435.0063 | 4663700.4737 | 4743396.348 | 0 | 342470.2994 | 0 | 5420449.1844 | 14102896.8909 | 9625516.9136 | 43047450.6413 | 961560.8286 | 19768034.2612 | 19768034.2612 | 1478867.319 | 8788934.7744 | 0 | 63777045.7312 | 93812882.0858 | 749894.2093 | 7.7465 | 8232.9995 | 12110.3353 | 167.8408 | 246.8856
1 | 5300 | 707 | 0.02 | 15 | 15 | 7 | 1e-09 | 5spot_SharedNeighbor | Water | Porous | Wet | R600a | MinimizeLCOE_Brownfield | IgnoreSilica | 2019 | 124.4756 | 26.3636 | 1.9579 | 4 | 8172.6835 | 12007.9619 | 166.6112 | 244.7985 | 115.8222 | 0 | 171.2987 | 3904139.769 | 265722.7334 | 4690813.972 | 4778343.5114 | 0 | 332862.7109 | 0 | 5449034.2517 | 14177269.3723 | 9676277.6604 | 43274463.981 | 961560.8286 | 19768034.2612 | 19768034.2612 | 1478867.319 | 8788934.7744 | 0 | 64004059.0709 | 94039895.4255 | 1000000 | 7.8315 | 8172.6835 | 12007.9619 | 166.6112 | 244.7985
1 | 5300 | 707 | 0.02 | 15 | 15 | 7 | 1.3335e-09 | 5spot_SharedNeighbor | Water | Porous | Wet | R600a | MinimizeLCOE_Brownfield | IgnoreSilica | 2019 | 125.177 | 26.5065 | 1.974 | 4 | 8127.4755 | 11931.4493 | 165.6896 | 243.2387 | 115.8086 | 0 | 182.8981 | 3918820.236 | 266688.8869 | 4711193.1651 | 4804657.4252 | 0 | 325332.5968 | 0 | 5470410.0009 | 14232884.6869 | 9714236.2554 | 43444223.2532 | 961560.8286 | 19768034.2612 | 19768034.2612 | 1478867.319 | 8788934.7744 | 0 | 64173818.3431 | 94209654.6977 | 1333521.4322 | 7.8959 | 8127.4755 | 11931.4493 | 165.6896 | 243.2387
1 | 5300 | 707 | 0.02 | 15 | 15 | 7 | 1.7783e-09 | 5spot_SharedNeighbor | Water | Porous | Wet | R600a | MinimizeLCOE_Brownfield | IgnoreSilica | 2019 | 125.7176 | 26.6166 | 1.9863 | 4 | 8093.5853 | 11873.9842 | 164.9987 | 242.0672 | 115.798 | 0 | 163.7766 | 3930107.18 | 267431.3481 | 4726875.227 | 4824933.564 | 0 | 319618.6908 | 0 | 5486896.7439 | 14275779.8102 | 9743513.0584 | 43575155.6224 | 961560.8286 | 19768034.2612 | 19768034.2612 | 1478867.319 | 8788934.7744 | 0 | 64304750.7123 | 94340587.0669 | 1778279.41 | 7.9452 | 8093.5853 | 11873.9842 | 164.9987 | 242.0672
1 | 5300 | 707 | 0.02 | 15 | 15 | 7 | 2.3714e-09 | 5spot_SharedNeighbor | Water | Porous | Wet | R600a | MinimizeLCOE_Brownfield | IgnoreSilica | 2019 | 126.1197 | 26.6984 | 1.9955 | 4 | 8068.177 | 11831.051 | 164.4807 | 241.192 | 115.7901 | 0 | 157.0062 | 3938484.8822 | 267982.2323 | 4738523.0029 | 4840008.9881 | 0 | 315179.5489 | 0 | 5499069.6752 | 14307451.2806 | 9765129.4877 | 43671829.0979 | 961560.8286 | 19768034.2612 | 19768034.2612 | 1478867.319 | 8788934.7744 | 0 | 64401424.1878 | 94437260.5424 | 2371373.7057 | 7.9822 | 8068.177 | 11831.051 | 164.4807 | 241.192
1 | 5300 | 707 | 0.02 | 15 | 15 | 7 | 3.1623e-09 | 5spot_SharedNeighbor | Water | Porous | Wet | R600a | MinimizeLCOE_Brownfield | IgnoreSilica | 2019 | 126.4144 | 26.7584 | 2.0024 | 4 | 8049.126 | 11799.0319 | 164.0923 | 240.5392 | 115.7842 | 0 | 167.2719 | 3944615.2969 | 268385.23 | 4747050.5908 | 4851054.4269 | 0 | 311713.348 | 0 | 5507899.3681 | 14330424.3302 | 9780809.0661 | 43741951.6569 | 961560.8286 | 19768034.2612 | 19768034.2612 | 1478867.319 | 8788934.7744 | 0 | 64471546.7468 | 94507383.1014 | 3162277.6602 | 8.0098 | 8049.126 | 11799.0319 | 164.0923 | 240.5392
1 | 5300 | 707 | 0.02 | 15 | 15 | 7 | 4.217e-09 | 5spot_SharedNeighbor | Water | Porous | Wet | R600a | MinimizeLCOE_Brownfield | IgnoreSilica | 2019 | 126.6339 | 26.803 | 2.0076 | 4 | 8034.8412 | 11775.0771 | 163.8011 | 240.0509 | 115.7799 | 0 | 149.5549 | 3949176.5195 | 268685.0113 | 4753397.7176 | 4859280.1896 | 0 | 309058.9543 | 0 | 5514443.373 | 14347450.4886 | 9792429.7691 | 43793922.023 | 961560.8286 | 19768034.2612 | 19768034.2612 | 1478867.319 | 8788934.7744 | 0 | 64523517.1129 | 94559353.4675 | 4216965.0343 | 8.0305 | 8034.8412 | 11775.0771 | 163.8011 | 240.0509
1 | 5300 | 707 | 0.02 | 15 | 15 | 7 | 5.6234e-09 | 5spot_SharedNeighbor | Water | Porous | Wet | R600a | MinimizeLCOE_Brownfield | IgnoreSilica | 2019 | 126.7971 | 26.8362 | 2.0115 | 4 | 8024.1298 | 11757.1551 | 163.5827 | 239.6855 | 115.7766 | 0 | 158.7567 | 3952564.6847 | 268907.6603 | 4758113.7821 | 4865394.6656 | 0 | 307031.3678 | 0 | 5519284.7426 | 14360046.7392 | 9801026.969 | 43832370.6113 | 961560.8286 | 19768034.2612 | 19768034.2612 | 1478867.319 | 8788934.7744 | 0 | 64561965.7012 | 94597802.0558 | 5623413.2519 | 8.046 | 8024.1298 | 11757.1551 | 163.5827 | 239.6855
1 | 5300 | 707 | 0.02 | 15 | 15 | 7 | 7.4989e-09 | 5spot_SharedNeighbor | Water | Porous | Wet | R600a | MinimizeLCOE_Brownfield | IgnoreSilica | 2019 | 124.405 | 26.349 | 1.9912 | 4 | 8012.5686 | 11783.6522 | 163.347 | 240.2257 | 115.823 | 0 | 498.6292 | 3902629.6331 | 265622.5715 | 4688735.8012 | 4775679.4894 | 0 | 279244.1644 | 0 | 5425645.5472 | 14116416.7609 | 9634744.5027 | 43088718.4704 | 961560.8286 | 19768034.2612 | 19768034.2612 | 1478867.319 | 8788934.7744 | 0 | 63818313.5603 | 93854149.9149 | 7498942.0933 | 7.9648 | 8012.5686 | 11783.6522 | 163.347 | 240.2257
1 | 5300 | 707 | 0.02 | 15 | 15 | 7 | 1e-08 | 5spot_SharedNeighbor | Water | Porous | Wet | R600a | MinimizeLCOE_Brownfield | IgnoreSilica | 2019 | 124.846 | 26.4389 | 1.9968 | 4 | 8006.0972 | 11766.5722 | 163.2151 | 239.8775 | 115.8146 | 0 | 437.5733 | 3911872.1038 | 266231.0458 | 4701559.8542 | 4792228.313 | 0 | 281459.8578 | 0 | 5441806.9581 | 14158465.437 | 9663443.5881 | 43217067.158 | 961560.8286 | 19768034.2612 | 19768034.2612 | 1478867.319 | 8788934.7744 | 0 | 63946662.2479 | 93982498.6025 | 10000000 | 7.9872 | 8006.0972 | 11766.5722 | 163.2151 | 239.8775
1 | 5400 | 707 | 0.02 | 15 | 15 | 7 | 1e-13 | 5spot_SharedNeighbor | Water | Porous | Wet | R600a | MinimizeLCOE_Brownfield | IgnoreSilica | 2019 | 0 | 0 | 0 | 0 |  |  |  |  | 15 |  | 23.1352 | [19 empty] | 100 | 0
1 | 5400 | 707 | 0.02 | 15 | 15 | 7 | 1.3335e-13 | 5spot_SharedNeighbor | Water | Porous | Wet | R600a | MinimizeLCOE_Brownfield | IgnoreSilica | 2019 | 0 | 0 | 0 | 0 |  |  |  |  | 15 |  | 21.6788 | [19 empty] | 133.3521 | 0
1 | 5400 | 707 | 0.02 | 15 | 15 | 7 | 1.7783e-13 | 5spot_SharedNeighbor | Water | Porous | Wet | R600a | MinimizeLCOE_Brownfield | IgnoreSilica | 2019 | 0 | 0 | 0 | 0 |  |  |  |  | 15 |  | 22.6748 | [19 empty] | 177.8279 | 0
1 | 5400 | 707 | 0.02 | 15 | 15 | 7 | 2.3714e-13 | 5spot_SharedNeighbor | Water | Porous | Wet | R600a | MinimizeLCOE_Brownfield | IgnoreSilica | 2019 | 0 | 0 | 0 | 0 |  |  |  |  | 15 |  | 24.6855 | [19 empty] | 237.1374 | 0
1 | 5400 | 707 | 0.02 | 15 | 15 | 7 | 3.1623e-13 | 5spot_SharedNeighbor | Water | Porous | Wet | R600a | MinimizeLCOE_Brownfield | IgnoreSilica | 2019 | 0 | 0 | 0 | 0 |  |  |  |  | 15 |  | 25.0997 | [19 empty] | 316.2278 | 0
1 | 5400 | 707 | 0.02 | 15 | 15 | 7 | 4.217e-13 | 5spot_SharedNeighbor | Water | Porous | Wet | R600a | MinimizeLCOE_Brownfield | IgnoreSilica | 2019 | 0 | 0 | 0 | 0 |  |  |  |  | 15 |  | 25.9883 | [19 empty] | 421.6965 | 0
1 | 5400 | 707 | 0.02 | 15 | 15 | 7 | 5.6234e-13 | 5spot_SharedNeighbor | Water | Porous | Wet | R600a | MinimizeLCOE_Brownfield | IgnoreSilica | 2019 | 1.6 | 0.20926 | 0.002423 | 4 | 2304483.9134 | 5478138.1443 | 46980.0216 | 111679.2558 | 88.7669 | 0 | 30.3391 | 109364.1904 | 6397.9797 | 99915.2511 | 72800.6512 | 0 | 63084.6818 | 0 | 137109.4742 | 356730.7267 | 243476.0511 | 1088879.0062 | 961560.8286 | 20284743.5872 | 20284743.5872 | 1478867.319 | 8995618.5048 | 0 | 22335183.4221 | 53094412.8331 | 562.3413 | 0.0096921 | 2304483.9134 | 5478138.1443 | 46980.0216 | 111679.2558
1 | 5400 | 707 | 0.02 | 15 | 15 | 7 | 7.4989e-13 | 5spot_SharedNeighbor | Water | Porous | Wet | R600a | MinimizeLCOE_Brownfield | IgnoreSilica | 2019 | 2.6044 | 0.41347 | 0.0079892 | 4 | 720817.9711 | 1683341.6206 | 14694.8493 | 34317.1958 | 98.7717 | 0 | 402.2946 | 189530.7369 | 11788.4968 | 170979.008 | 110710.8999 | 0 | 94525.5813 | 0 | 225238.5419 | 586024.4833 | 399973.7515 | 1788771.4996 | 961560.8286 | 20284743.5872 | 20284743.5872 | 1478867.319 | 8995618.5048 | 0 | 23035075.9155 | 53794305.3265 | 749.8942 | 0.031957 | 720817.9711 | 1683341.6206 | 14694.8493 | 34317.1958
1 | 5400 | 707 | 0.02 | 15 | 15 | 7 | 1e-12 | 5spot_SharedNeighbor | Water | Porous | Wet | R600a | MinimizeLCOE_Brownfield | IgnoreSilica | 2019 | 3.6561 | 0.63707 | 0.016598 | 4 | 356989.1686 | 820276.5316 | 7277.7071 | 16722.4466 | 103.9953 | 0 | 75.3363 | 265369.7722 | 17035.0178 | 240695.5147 | 151017.7282 | 0 | 118656.9036 | 0 | 309182.2253 | 804428.7282 | 549039.1363 | 2455425.0264 | 961560.8286 | 20284743.5872 | 20284743.5872 | 1478867.319 | 8995618.5048 | 0 | 23701729.4423 | 54460958.8533 | 1000 | 0.066393 | 356989.1686 | 820276.5316 | 7277.7071 | 16722.4466
1 | 5400 | 707 | 0.02 | 15 | 15 | 7 | 1.3335e-12 | 5spot_SharedNeighbor | Water | Porous | Wet | R600a | MinimizeLCOE_Brownfield | IgnoreSilica | 2019 | 4.9861 | 0.92539 | 0.029045 | 4 | 210760.2681 | 475515.1108 | 4296.6331 | 9694.0187 | 107.6917 | 0 | 68.1615 | 352576.4349 | 23142.4477 | 323605.8647 | 202434.6191 | 0 | 144274.7463 | 0 | 407953.304 | 1061410.8142 | 724434.6905 | 3239832.9213 | 961560.8286 | 20284743.5872 | 20284743.5872 | 1478867.319 | 8995618.5048 | 0 | 24486137.3372 | 55245366.7482 | 1333.5214 | 0.11618 | 210760.2681 | 475515.1108 | 4296.6331 | 9694.0187
1 | 5400 | 707 | 0.02 | 15 | 15 | 7 | 1.7783e-12 | 5spot_SharedNeighbor | Water | Porous | Wet | R600a | MinimizeLCOE_Brownfield | IgnoreSilica | 2019 | 6.6381 | 1.287 | 0.046238 | 4 | 137301.5698 | 303611.7947 | 2799.0782 | 6189.5371 | 110.3187 | 0 | 83.6868 | 451210.7754 | 30086.0521 | 420527.9765 | 266675.0837 | 0 | 170669.5946 | 0 | 522276.0981 | 1358855.2737 | 927446.646 | 4147747.5 | 961560.8286 | 20284743.5872 | 20284743.5872 | 1478867.319 | 8995618.5048 | 0 | 25394051.9158 | 56153281.3269 | 1778.2794 | 0.18495 | 137301.5698 | 303611.7947 | 2799.0782 | 6189.5371
1 | 5400 | 707 | 0.02 | 15 | 15 | 7 | 2.3714e-12 | 5spot_SharedNeighbor | Water | Porous | Wet | R600a | MinimizeLCOE_Brownfield | IgnoreSilica | 2019 | 9.2929 | 1.8726 | 0.07024 | 4 | 95347.4893 | 204826.5927 | 1943.7875 | 4175.6671 | 112.6888 | 0 | 70.1419 | 594996.4671 | 40229.2615 | 566720.7923 | 370277.7871 | 0 | 217267.2564 | 0 | 697901.7101 | 1815797.0903 | 1239318.825 | 5542509.1897 | 961560.8286 | 20284743.5872 | 20284743.5872 | 1478867.319 | 8995618.5048 | 0 | 26788813.6055 | 57548043.0166 | 2371.3737 | 0.28096 | 95347.4893 | 204826.5927 | 1943.7875 | 4175.6671
1 | 5400 | 707 | 0.02 | 15 | 15 | 7 | 3.1623e-12 | 5spot_SharedNeighbor | Water | Porous | Wet | R600a | MinimizeLCOE_Brownfield | IgnoreSilica | 2019 | 11.595 | 2.3831 | 0.10141 | 4 | 68726.6839 | 144553.3084 | 1401.0864 | 2946.9147 | 113.9181 | 0 | 93.052 | 709593.0915 | 48316.1373 | 686654.3466 | 460372.605 | 0 | 236580.1473 | 0 | 835191.3678 | 2172996.6178 | 1483114.8423 | 6632819.1558 | 961560.8286 | 20284743.5872 | 20284743.5872 | 1478867.319 | 8995618.5048 | 0 | 27879123.5716 | 58638352.9827 | 3162.2777 | 0.40565 | 68726.6839 | 144553.3084 | 1401.0864 | 2946.9147
1 | 5400 | 707 | 0.02 | 15 | 15 | 7 | 4.217e-12 | 5spot_SharedNeighbor | Water | Porous | Wet | R600a | MinimizeLCOE_Brownfield | IgnoreSilica | 2019 | 15.0787 | 3.1558 | 0.14315 | 4 | 51488.3924 | 105208.1444 | 1049.6605 | 2144.8103 | 115.0608 | 0 | 69.3851 | 869918.4782 | 59607.9572 | 858948.4817 | 596808.0045 | 0 | 273613.8363 | 0 | 1036969.7356 | 2697982.5403 | 1841428.5217 | 8235277.5555 | 961560.8286 | 20284743.5872 | 20284743.5872 | 1478867.319 | 8995618.5048 | 0 | 29481581.9713 | 60240811.3824 | 4216.965 | 0.57259 | 51488.3924 | 105208.1444 | 1049.6605 | 2144.8103
1 | 5400 | 707 | 0.02 | 15 | 15 | 7 | 5.6234e-12 | 5spot_SharedNeighbor | Water | Porous | Wet | R600a | MinimizeLCOE_Brownfield | IgnoreSilica | 2019 | 19.4755 | 4.1319 | 0.1978 | 4 | 39682.02 | 78559.679 | 808.9717 | 1601.5453 | 115.932 | 0 | 95.1397 | 1056426.2934 | 72707.7496 | 1064965.1153 | 768532.7696 | 0 | 314245.1761 | 0 | 1277982.0706 | 3325047.1975 | 2269413.0352 | 10149319.4072 | 961560.8286 | 20284743.5872 | 20284743.5872 | 1478867.319 | 8995618.5048 | 0 | 31395623.8231 | 62154853.2341 | 5623.4133 | 0.79118 | 39682.02 | 78559.679 | 808.9717 | 1601.5453
1 | 5400 | 707 | 0.02 | 15 | 15 | 7 | 7.4989e-12 | 5spot_SharedNeighbor | Water | Porous | Wet | R600a | MinimizeLCOE_Brownfield | IgnoreSilica | 2019 | 24.964 | 5.3521 | 0.26877 | 4 | 31318.0062 | 59929.107 | 638.4599 | 1221.7359 | 116.5972 | 0 | 99.6928 | 1272128.9049 | 87824.4677 | 1309265.9642 | 983710.4889 | 0 | 358064.1758 | 0 | 1564287.6606 | 4069955.6134 | 2777828.3353 | 12423065.6108 | 961560.8286 | 20284743.5872 | 20284743.5872 | 1478867.319 | 8995618.5048 | 0 | 33669370.0267 | 64428599.4377 | 7498.9421 | 1.0751 | 31318.0062 | 59929.107 | 638.4599 | 1221.7359
1 | 5400 | 707 | 0.02 | 15 | 15 | 7 | 1e-11 | 5spot_SharedNeighbor | Water | Porous | Wet | R600a | MinimizeLCOE_Brownfield | IgnoreSilica | 2019 | 31.6487 | 6.8392 | 0.35924 | 4 | 25266.2025 | 46672.1698 | 515.0857 | 951.4753 | 117.102 | 0 | 93.2431 | 1516217.7448 | 104883.471 | 1592416.5771 | 1245899.4555 | 0 | 402915.1307 | 0 | 1896309.6278 | 4933808.665 | 3367425.7935 | 15059876.4655 | 961560.8286 | 20284743.5872 | 20284743.5872 | 1478867.319 | 8995618.5048 | 0 | 36306180.8813 | 67065410.2924 | 10000 | 1.4369 | 25266.2025 | 46672.1698 | 515.0857 | 951.4753
1 | 5400 | 707 | 0.02 | 15 | 15 | 7 | 1.3335e-11 | 5spot_SharedNeighbor | Water | Porous | Wet | R600a | MinimizeLCOE_Brownfield | IgnoreSilica | 2019 | 39.6802 | 8.6262 | 0.47244 | 4 | 20813.4602 | 37090.3026 | 424.3105 | 756.136 | 117.4885 | 0 | 104.0672 | 1789723.2442 | 123945.2261 | 1916864.4519 | 1560708.9567 | 0 | 448130.4944 | 0 | 2277355.2256 | 5925211.1471 | 4044078.3588 | 18086017.1048 | 961560.8286 | 20284743.5872 | 20284743.5872 | 1478867.319 | 8995618.5048 | 0 | 39332321.5207 | 70091550.9317 | 13335.2143 | 1.8898 | 20813.4602 | 37090.3026 | 424.3105 | 756.136
1 | 5400 | 707 | 0.02 | 15 | 15 | 7 | 1.7783e-11 | 5spot_SharedNeighbor | Water | Porous | Wet | R600a | MinimizeLCOE_Brownfield | IgnoreSilica | 2019 | 48.9561 | 10.6904 | 0.6097 | 4 | 17499.6346 | 30112.1074 | 356.7537 | 613.876 | 117.7769 | 0 | 129.8708 | 2085664.2141 | 144511.2334 | 2275306.5452 | 1924321.6993 | 0 | 489780.9259 | 0 | 2698638.001 | 7021302.5117 | 4792183.2376 | 21431708.3681 | 961560.8286 | 20284743.5872 | 20284743.5872 | 1478867.319 | 8995618.5048 | 0 | 42678012.784 | 73437242.195 | 17782.7941 | 2.4388 | 17499.6346 | 30112.1074 | 356.7537 | 613.876
1 | 5400 | 707 | 0.02 | 15 | 15 | 7 | 2.3714e-11 | 5spot_SharedNeighbor | Water | Porous | Wet | R600a | MinimizeLCOE_Brownfield | IgnoreSilica | 2019 | 59.105 | 12.9462 | 0.76864 | 4 | 15021.8539 | 25026.29 | 306.2408 | 510.1948 | 117.9753 | 0 | 135.2549 | 2390358.0372 | 165616.1286 | 2651544.8202 | 2321925.452 | 0 | 522615.54 | 0 | 3140303.3914 | 8170425.2597 | 5576483.1252 | 24939271.7544 | 961560.8286 | 20284743.5872 | 20284743.5872 | 1478867.319 | 8995618.5048 | 0 | 46185576.1703 | 76944805.5813 | 23713.7371 | 3.0746 | 15021.8539 | 25026.29 | 306.2408 | 510.1948
1 | 5400 | 707 | 0.02 | 15 | 15 | 7 | 3.1623e-11 | 5spot_SharedNeighbor | Water | Porous | Wet | R600a | MinimizeLCOE_Brownfield | IgnoreSilica | 2019 | 69.548 | 15.2598 | 0.94242 | 4 | 13169.8433 | 21329.5235 | 268.4851 | 434.8312 | 118.0872 | 0 | 165.7188 | 2686673.1945 | 186057.8643 | 3024068.3825 | 2730269.1541 | 0 | 542197.4903 | 0 | 3576013.7734 | 9304054.2972 | 6350208.237 | 28399542.3933 | 961560.8286 | 20284743.5872 | 20284743.5872 | 1478867.319 | 8995618.5048 | 0 | 49645846.8092 | 80405076.2202 | 31622.7766 | 3.7697 | 13169.8433 | 21329.5235 | 268.4851 | 434.8312
1 | 5400 | 707 | 0.02 | 15 | 15 | 7 | 4.217e-11 | 5spot_SharedNeighbor | Water | Porous | Wet | R600a | MinimizeLCOE_Brownfield | IgnoreSilica | 2019 | 79.6749 | 17.4915 | 1.1212 | 4 | 11788.5244 | 18647.2849 | 240.325 | 380.1501 | 118.1232 | 0 | 133.1095 | 2959596.003 | 204796.1762 | 3372891.1963 | 3125173.4994 | 0 | 546992.978 | 0 | 3981685.4427 | 10359528.7658 | 7070591.2497 | 31621255.3111 | 961560.8286 | 20284743.5872 | 20284743.5872 | 1478867.319 | 8995618.5048 | 0 | 52867559.727 | 83626789.138 | 42169.6503 | 4.4847 | 11788.5244 | 18647.2849 | 240.325 | 380.1501
1 | 5400 | 707 | 0.02 | 15 | 15 | 7 | 5.6234e-11 | 5spot_SharedNeighbor | Water | Porous | Wet | R600a | MinimizeLCOE_Brownfield | IgnoreSilica | 2019 | 88.9755 | 19.5271 | 1.2945 | 4 | 10760.1374 | 16700.6706 | 219.36 | 340.4658 | 118.1024 | 0 | 136.2051 | 3199019.8354 | 221149.0863 | 3683467.3107 | 3486618.7859 | 0 | 538360.5089 | 0 | 4340160.0556 | 11292206.1755 | 7707162.7464 | 34468144.5049 | 961560.8286 | 20284743.5872 | 20284743.5872 | 1478867.319 | 8995618.5048 | 0 | 55714448.9208 | 86473678.3318 | 56234.1325 | 5.1779 | 10760.1374 | 16700.6706 | 219.36 | 340.4658
1 | 5400 | 707 | 0.02 | 15 | 15 | 7 | 7.4989e-11 | 5spot_SharedNeighbor | Water | Porous | Wet | R600a | MinimizeLCOE_Brownfield | IgnoreSilica | 2019 | 97.1339 | 21.2993 | 1.4538 | 4 | 9995.0034 | 15284.3263 | 203.7617 | 311.5917 | 118.0468 | 0 | 133.3599 | 3400883.3552 | 234864.6791 | 3948726.045 | 3802496.7322 | 0 | 519730.6827 | 0 | 4643613.5827 | 12081730.0062 | 8246028.984 | 36878074.0671 | 961560.8286 | 20284743.5872 | 20284743.5872 | 1478867.319 | 8995618.5048 | 0 | 58124378.483 | 88883607.894 | 74989.4209 | 5.8153 | 9995.0034 | 15284.3263 | 203.7617 | 311.5917
1 | 5400 | 707 | 0.02 | 15 | 15 | 7 | 1e-10 | 5spot_SharedNeighbor | Water | Porous | Wet | R600a | MinimizeLCOE_Brownfield | IgnoreSilica | 2019 | 104.001 | 22.7802 | 1.5937 | 4 | 9425.5313 | 14250.5238 | 192.1522 | 290.5162 | 117.9756 | 0 | 147.4484 | 3565238.614 | 245977.187 | 4167072.2108 | 4067373.2283 | 0 | 494889.6188 | 0 | 4890814.835 | 12724896.9566 | 8685003.6433 | 38841266.2938 | 961560.8286 | 20284743.5872 | 20284743.5872 | 1478867.319 | 8995618.5048 | 0 | 60087570.7097 | 90846800.1207 | 100000 | 6.375 | 9425.5313 | 14250.5238 | 192.1522 | 290.5162
1 | 5400 | 707 | 0.02 | 15 | 15 | 7 | 1.3335e-10 | 5spot_SharedNeighbor | Water | Porous | Wet | R600a | MinimizeLCOE_Brownfield | IgnoreSilica | 2019 | 109.6204 | 23.9838 | 1.7122 | 4 | 9001.274 | 13492.4374 | 183.5031 | 275.0616 | 117.9021 | 0 | 165.0942 | 3696116.4508 | 254787.6662 | 4342521.2472 | 4283317.279 | 0 | 467691.803 | 0 | 5087329.434 | 13236187.6326 | 9033970.0357 | 40401921.5485 | 961560.8286 | 20284743.5872 | 20284743.5872 | 1478867.319 | 8995618.5048 | 0 | 61648225.9643 | 92407455.3754 | 133352.1432 | 6.8488 | 9001.274 | 13492.4374 | 183.5031 | 275.0616
1 | 5400 | 707 | 0.02 | 15 | 15 | 7 | 1.7783e-10 | 5spot_SharedNeighbor | Water | Porous | Wet | R600a | MinimizeLCOE_Brownfield | IgnoreSilica | 2019 | 114.1272 | 24.9435 | 1.8098 | 4 | 8684.7922 | 12933.8751 | 177.0512 | 263.6745 | 117.834 | 0 | 166.3293 | 3798819.5711 | 261676.0203 | 4481204.7344 | 4455991.4638 | 0 | 441036.184 | 0 | 5241103.9097 | 13636277.2748 | 9307039.4375 | 41623148.5956 | 961560.8286 | 20284743.5872 | 20284743.5872 | 1478867.319 | 8995618.5048 | 0 | 62869453.0115 | 93628682.4225 | 177827.941 | 7.239 | 8684.7922 | 12933.8751 | 177.0512 | 263.6745
1 | 5400 | 707 | 0.02 | 15 | 15 | 7 | 2.3714e-10 | 5spot_SharedNeighbor | Water | Porous | Wet | R600a | MinimizeLCOE_Brownfield | IgnoreSilica | 2019 | 117.6519 | 25.6905 | 1.888 | 4 | 8448.4133 | 12521.3519 | 172.2323 | 255.2647 | 117.7752 | 0 | 171.1293 | 3877775.3618 | 266955.5788 | 4588436.8735 | 4590704.5241 | 0 | 416344.7956 | 0 | 5358684.6822 | 13942198.3257 | 9515836.8408 | 42556936.9826 | 961560.8286 | 20284743.5872 | 20284743.5872 | 1478867.319 | 8995618.5048 | 0 | 63803241.3985 | 94562470.8095 | 237137.3706 | 7.5521 | 8448.4133 | 12521.3519 | 172.2323 | 255.2647
1 | 5400 | 707 | 0.02 | 15 | 15 | 7 | 3.1623e-10 | 5spot_SharedNeighbor | Water | Porous | Wet | R600a | MinimizeLCOE_Brownfield | IgnoreSilica | 2019 | 120.3781 | 26.266 | 1.9498 | 4 | 8271.6702 | 12215.5973 | 168.6292 | 249.0315 | 117.7266 | 0 | 163.726 | 3938038.1368 | 270975.4082 | 4670648.9585 | 4694694.0309 | 0 | 394659.9786 | 0 | 5447916.44 | 14174361.0557 | 9674292.6745 | 43265586.6832 | 961560.8286 | 20284743.5872 | 20284743.5872 | 1478867.319 | 8995618.5048 | 0 | 64511891.0991 | 95271120.5101 | 316227.766 | 7.7991 | 8271.6702 | 12215.5973 | 168.6292 | 249.0315
1 | 5400 | 707 | 0.02 | 15 | 15 | 7 | 4.217e-10 | 5spot_SharedNeighbor | Water | Porous | Wet | R600a | MinimizeLCOE_Brownfield | IgnoreSilica | 2019 | 122.4682 | 26.7059 | 1.9979 | 4 | 8139.4013 | 11988.3613 | 165.9327 | 244.399 | 117.6875 | 0 | 177.5376 | 3983769.619 | 274020.0986 | 4733252.9511 | 4774294.3358 | 0 | 376315.1952 | 0 | 5515244.3579 | 14349534.487 | 9793852.1409 | 43800283.1855 | 961560.8286 | 20284743.5872 | 20284743.5872 | 1478867.319 | 8995618.5048 | 0 | 65046587.6013 | 95805817.0124 | 421696.5034 | 7.9916 | 8139.4013 | 11988.3613 | 165.9327 | 244.399
1 | 5400 | 707 | 0.02 | 15 | 15 | 7 | 5.6234e-10 | 5spot_SharedNeighbor | Water | Porous | Wet | R600a | MinimizeLCOE_Brownfield | IgnoreSilica | 2019 | 124.0586 | 27.0399 | 2.035 | 4 | 8040.3501 | 11819.1495 | 163.9134 | 240.9493 | 117.6567 | 0 | 173.3691 | 4018299.2472 | 276315.5831 | 4780647.2903 | 4834793.5213 | 0 | 361208.5022 | 0 | 5565793.0162 | 14481051.727 | 9883615.3596 | 44201724.2469 | 961560.8286 | 20284743.5872 | 20284743.5872 | 1478867.319 | 8995618.5048 | 0 | 65448028.6628 | 96207258.0738 | 562341.3252 | 8.1399 | 8040.3501 | 11819.1495 | 163.9134 | 240.9493
1 | 5400 | 707 | 0.02 | 15 | 15 | 7 | 7.4989e-10 | 5spot_SharedNeighbor | Water | Porous | Wet | R600a | MinimizeLCOE_Brownfield | IgnoreSilica | 2019 | 125.2501 | 27.2896 | 2.0633 | 4 | 7966.1392 | 11693.1703 | 162.4005 | 238.3811 | 117.6331 | 0 | 185.6218 | 4044014.9972 | 278023.1838 | 4816014.7404 | 4880074.0901 | 0 | 348902.2803 | 0 | 5603141.4238 | 14578224.6223 | 9949937.8573 | 44498333.1951 | 961560.8286 | 20284743.5872 | 20284743.5872 | 1478867.319 | 8995618.5048 | 0 | 65744637.6109 | 96503867.022 | 749894.2093 | 8.253 | 7966.1392 | 11693.1703 | 162.4005 | 238.3811
1 | 5400 | 707 | 0.02 | 15 | 15 | 7 | 1e-09 | 5spot_SharedNeighbor | Water | Porous | Wet | R600a | MinimizeLCOE_Brownfield | IgnoreSilica | 2019 | 126.1586 | 27.4797 | 2.0849 | 4 | 7910.5212 | 11598.9251 | 161.2667 | 236.4598 | 117.6147 | 0 | 172.6854 | 4063536.3602 | 279318.3395 | 4842903.4428 | 4914575.8851 | 0 | 339240.772 | 0 | 5631434.1719 | 14651836.5492 | 10000179.51 | 44723025.0307 | 961560.8286 | 20284743.5872 | 20284743.5872 | 1478867.319 | 8995618.5048 | 0 | 65969329.4466 | 96728558.8576 | 1000000 | 8.3394 | 7910.5212 | 11598.9251 | 161.2667 | 236.4598
1 | 5400 | 707 | 0.02 | 15 | 15 | 7 | 1.3335e-09 | 5spot_SharedNeighbor | Water | Porous | Wet | R600a | MinimizeLCOE_Brownfield | IgnoreSilica | 2019 | 126.836 | 27.6214 | 2.1012 | 4 | 7868.8288 | 11528.5921 | 160.4167 | 235.0259 | 117.6008 | 0 | 178.9887 | 4078041.5943 | 280280.06 | 4862905.8353 | 4940284.6087 | 0 | 331610.4578 | 0 | 5652317.7969 | 14706171.4577 | 10037264.2015 | 44888876.0121 | 961560.8286 | 20284743.5872 | 20284743.5872 | 1478867.319 | 8995618.5048 | 0 | 66135180.428 | 96894409.839 | 1333521.4322 | 8.4047 | 7868.8288 | 11528.5921 | 160.4167 | 235.0259
1 | 5400 | 707 | 0.02 | 15 | 15 | 7 | 1.7783e-09 | 5spot_SharedNeighbor | Water | Porous | Wet | R600a | MinimizeLCOE_Brownfield | IgnoreSilica | 2019 | 127.3501 | 27.7288 | 2.1136 | 4 | 7837.571 | 11475.8932 | 159.7795 | 233.9516 | 117.5902 | 0 | 175.3319 | 4089024.8883 | 281007.9094 | 4878064.5257 | 4959792.1841 | 0 | 325747.0845 | 0 | 5668118.2709 | 14747281.0499 | 10065322.3429 | 45014358.2558 | 961560.8286 | 20284743.5872 | 20284743.5872 | 1478867.319 | 8995618.5048 | 0 | 66260662.6717 | 97019892.0827 | 1778279.41 | 8.4542 | 7837.571 | 11475.8932 | 159.7795 | 233.9516
1 | 5400 | 707 | 0.02 | 15 | 15 | 7 | 2.3714e-09 | 5spot_SharedNeighbor | Water | Porous | Wet | R600a | MinimizeLCOE_Brownfield | IgnoreSilica | 2019 | 127.7445 | 27.8111 | 2.123 | 4 | 7814.1342 | 11436.3102 | 159.3017 | 233.1447 | 117.582 | 0 | 164.6159 | 4097432.6693 | 281564.8735 | 4889676.134 | 4974749.2362 | 0 | 321319.1987 | 0 | 5680249.4236 | 14778843.8208 | 10086864.5826 | 45110699.9388 | 961560.8286 | 20284743.5872 | 20284743.5872 | 1478867.319 | 8995618.5048 | 0 | 66357004.3547 | 97116233.7657 | 2371373.7057 | 8.4919 | 7814.1342 | 11436.3102 | 159.3017 | 233.1447
1 | 5400 | 707 | 0.02 | 15 | 15 | 7 | 3.1623e-09 | 5spot_SharedNeighbor | Water | Porous | Wet | R600a | MinimizeLCOE_Brownfield | IgnoreSilica | 2019 | 128.0345 | 27.8716 | 2.13 | 4 | 7796.5609 | 11406.7708 | 158.9434 | 232.5425 | 117.5759 | 0 | 160.8035 | 4103607.6999 | 281973.8119 | 4898208.4455 | 4985747.7263 | 0 | 317874.0273 | 0 | 5689090.5672 | 14801846.663 | 10102564.495 | 45180913.4361 | 961560.8286 | 20284743.5872 | 20284743.5872 | 1478867.319 | 8995618.5048 | 0 | 66427217.852 | 97186447.263 | 3162277.6602 | 8.5201 | 7796.5609 | 11406.7708 | 158.9434 | 232.5425
1 | 5400 | 707 | 0.02 | 15 | 15 | 7 | 4.217e-09 | 5spot_SharedNeighbor | Water | Porous | Wet | R600a | MinimizeLCOE_Brownfield | IgnoreSilica | 2019 | 128.2392 | 27.9143 | 2.1352 | 4 | 7783.3832 | 11384.8607 | 158.6748 | 232.0958 | 117.5716 | 0 | 151.6145 | 4107960.2679 | 282261.9924 | 4904224.8587 | 4993507.2532 | 0 | 315123.0978 | 0 | 5695200.2133 | 14817742.7088 | 10113413.8729 | 45229434.265 | 961560.8286 | 20284743.5872 | 20284743.5872 | 1478867.319 | 8995618.5048 | 0 | 66475738.6809 | 97234968.0919 | 4216965.0343 | 8.5407 | 7783.3832 | 11384.8607 | 158.6748 | 232.0958
1 | 5400 | 707 | 0.02 | 15 | 15 | 7 | 5.6234e-09 | 5spot_SharedNeighbor | Water | Porous | Wet | R600a | MinimizeLCOE_Brownfield | IgnoreSilica | 2019 | 128.4024 | 27.9483 | 2.1392 | 4 | 7773.5018 | 11368.2818 | 158.4733 | 231.7578 | 117.5682 | 0 | 164.9043 | 4111427.7905 | 282491.5432 | 4909019.0826 | 4999692.7859 | 0 | 313134.3529 | 0 | 5700148.5665 | 14830617.3087 | 10122201.0519 | 45268732.4821 | 961560.8286 | 20284743.5872 | 20284743.5872 | 1478867.319 | 8995618.5048 | 0 | 66515036.898 | 97274266.309 | 5623413.2519 | 8.5566 | 7773.5018 | 11368.2818 | 158.4733 | 231.7578
1 | 5400 | 707 | 0.02 | 15 | 15 | 7 | 7.4989e-09 | 5spot_SharedNeighbor | Water | Porous | Wet | R600a | MinimizeLCOE_Brownfield | IgnoreSilica | 2019 | 128.5339 | 27.9758 | 2.1422 | 4 | 7766.0919 | 11355.7048 | 158.3223 | 231.5014 | 117.5654 | 0 | 167.3153 | 4114220.8388 | 282676.4244 | 4912881.511 | 5004677.5712 | 0 | 311721.5822 | 0 | 5704209.3918 | 14841182.7431 | 10129412.178 | 45300982.2405 | 961560.8286 | 20284743.5872 | 20284743.5872 | 1478867.319 | 8995618.5048 | 0 | 66547286.6563 | 97306516.0674 | 7498942.0933 | 8.569 | 7766.0919 | 11355.7048 | 158.3223 | 231.5014
1 | 5400 | 707 | 0.02 | 15 | 15 | 7 | 1e-08 | 5spot_SharedNeighbor | Water | Porous | Wet | R600a | MinimizeLCOE_Brownfield | IgnoreSilica | 2019 | 128.6265 | 27.9951 | 2.1445 | 4 | 7760.5353 | 11346.3785 | 158.209 | 231.3113 | 117.5634 | 0 | 159.5614 | 4116186.7495 | 282806.5399 | 4915600.6062 | 5008187.6573 | 0 | 310594.9449 | 0 | 5707016.8341 | 14848487.1323 | 10134397.5737 | 45323278.0379 | 961560.8286 | 20284743.5872 | 20284743.5872 | 1478867.319 | 8995618.5048 | 0 | 66569582.4537 | 97328811.8648 | 10000000 | 8.578 | 7760.5353 | 11346.3785 | 158.209 | 231.3113
1 | 5500 | 707 | 0.02 | 15 | 15 | 7 | 1e-13 | 5spot_SharedNeighbor | Water | Porous | Wet | R600a | MinimizeLCOE_Brownfield | IgnoreSilica | 2019 | 0 | 0 | 0 | 0 |  |  |  |  | 15 |  | 22.9075 | [19 empty] | 100 | 0
1 | 5500 | 707 | 0.02 | 15 | 15 | 7 | 1.3335e-13 | 5spot_SharedNeighbor | Water | Porous | Wet | R600a | MinimizeLCOE_Brownfield | IgnoreSilica | 2019 | 0 | 0 | 0 | 0 |  |  |  |  | 15 |  | 23.4059 | [19 empty] | 133.3521 | 0
1 | 5500 | 707 | 0.02 | 15 | 15 | 7 | 1.7783e-13 | 5spot_SharedNeighbor | Water | Porous | Wet | R600a | MinimizeLCOE_Brownfield | IgnoreSilica | 2019 | 0 | 0 | 0 | 0 |  |  |  |  | 15 |  | 22.7645 | [19 empty] | 177.8279 | 0
1 | 5500 | 707 | 0.02 | 15 | 15 | 7 | 2.3714e-13 | 5spot_SharedNeighbor | Water | Porous | Wet | R600a | MinimizeLCOE_Brownfield | IgnoreSilica | 2019 | 0 | 0 | 0 | 0 |  |  |  |  | 15 |  | 25.0058 | [19 empty] | 237.1374 | 0
1 | 5500 | 707 | 0.02 | 15 | 15 | 7 | 3.1623e-13 | 5spot_SharedNeighbor | Water | Porous | Wet | R600a | MinimizeLCOE_Brownfield | IgnoreSilica | 2019 | 0 | 0 | 0 | 0 |  |  |  |  | 15 |  | 24.1954 | [19 empty] | 316.2278 | 0
1 | 5500 | 707 | 0.02 | 15 | 15 | 7 | 4.217e-13 | 5spot_SharedNeighbor | Water | Porous | Wet | R600a | MinimizeLCOE_Brownfield | IgnoreSilica | 2019 | 0 | 0 | 0 | 0 |  |  |  |  | 15 |  | 25.5351 | [19 empty] | 421.6965 | 0
1 | 5500 | 707 | 0.02 | 15 | 15 | 7 | 5.6234e-13 | 5spot_SharedNeighbor | Water | Porous | Wet | R600a | MinimizeLCOE_Brownfield | IgnoreSilica | 2019 | 1.6 | 0.21313 | 0.0031338 | 4 | 1824268.5686 | 4336493.4608 | 37190.1823 | 88405.2847 | 89.6578 | 0 | 29.3083 | 111603.9469 | 6562.7802 | 101321.2923 | 73230.3148 | 0 | 61917.2261 | 0 | 138307.8685 | 359848.7031 | 245604.134 | 1098396.266 | 961560.8286 | 20807313.0041 | 20807313.0041 | 1478867.319 | 9204646.2715 | 0 | 22867270.0987 | 54358096.6933 | 562.3413 | 0.012535 | 1824268.5686 | 4336493.4608 | 37190.1823 | 88405.2847
1 | 5500 | 707 | 0.02 | 15 | 15 | 7 | 7.4989e-13 | 5spot_SharedNeighbor | Water | Porous | Wet | R600a | MinimizeLCOE_Brownfield | IgnoreSilica | 2019 | 2.7989 | 0.46436 | 0.0097461 | 4 | 608480.9378 | 1416259.0915 | 12404.7069 | 28872.3572 | 101.2175 | 0 | 440.9607 | 209022.4287 | 13188.125 | 187276.8663 | 119026.3089 | 0 | 101867.5394 | 0 | 245848.6946 | 639647.8729 | 436572.8167 | 1952450.6526 | 961560.8286 | 20807313.0041 | 20807313.0041 | 1478867.319 | 9204646.2715 | 0 | 23721324.4853 | 55212151.08 | 749.8942 | 0.038984 | 608480.9378 | 1416259.0915 | 12404.7069 | 28872.3572
1 | 5500 | 707 | 0.02 | 15 | 15 | 7 | 1e-12 | 5spot_SharedNeighbor | Water | Porous | Wet | R600a | MinimizeLCOE_Brownfield | IgnoreSilica | 2019 | 3.8996 | 0.70599 | 0.019507 | 4 | 313043.1218 | 716634.528 | 6381.8075 | 14609.5642 | 106.222 | 0 | 77.1725 | 289270.8665 | 18810.9238 | 260888.5852 | 161923.226 | 0 | 126894.2987 | 0 | 334537.2811 | 870397.3823 | 594064.0983 | 2656786.6619 | 961560.8286 | 20807313.0041 | 20807313.0041 | 1478867.319 | 9204646.2715 | 0 | 24425660.4946 | 55916487.0893 | 1000 | 0.078027 | 313043.1218 | 716634.528 | 6381.8075 | 14609.5642
1 | 5500 | 707 | 0.02 | 15 | 15 | 7 | 1.3335e-12 | 5spot_SharedNeighbor | Water | Porous | Wet | R600a | MinimizeLCOE_Brownfield | IgnoreSilica | 2019 | 5.3151 | 1.0223 | 0.033511 | 4 | 188521.6499 | 423453.7206 | 3843.2688 | 8632.6769 | 109.835 | 0 | 70.3769 | 383084.7769 | 25457.9805 | 349892.7216 | 217500.6063 | 0 | 154418.5294 | 0 | 440838.2997 | 1146970.8276 | 782831.1577 | 3500994.8997 | 961560.8286 | 20807313.0041 | 20807313.0041 | 1478867.319 | 9204646.2715 | 0 | 25269868.7325 | 56760695.3271 | 1333.5214 | 0.13404 | 188521.6499 | 423453.7206 | 3843.2688 | 8632.6769
1 | 5500 | 707 | 0.02 | 15 | 15 | 7 | 1.7783e-12 | 5spot_SharedNeighbor | Water | Porous | Wet | R600a | MinimizeLCOE_Brownfield | IgnoreSilica | 2019 | 7.013 | 1.4049 | 0.052672 | 4 | 124405.0244 | 273870.4913 | 2536.1647 | 5583.2204 | 112.3197 | 0 | 72.0031 | 485648.5579 | 32756.8983 | 450430.2398 | 284629.9812 | 0 | 180700.6901 | 0 | 559324.8833 | 1455248.6129 | 993237.0807 | 4441976.9442 | 961560.8286 | 20807313.0041 | 20807313.0041 | 1478867.319 | 9204646.2715 | 0 | 26210850.777 | 57701677.3716 | 1778.2794 | 0.21069 | 124405.0244 | 273870.4913 | 2536.1647 | 5583.2204
1 | 5500 | 707 | 0.02 | 15 | 15 | 7 | 2.3714e-12 | 5spot_SharedNeighbor | Water | Porous | Wet | R600a | MinimizeLCOE_Brownfield | IgnoreSilica | 2019 | 9.4755 | 1.9647 | 0.07933 | 4 | 86699.9438 | 185940.3808 | 1767.4956 | 3790.6462 | 114.4728 | 0 | 86.307 | 621988.7987 | 42486.0933 | 588167.0689 | 382258.7037 | 0 | 219200.7451 | 0 | 723099.5498 | 1881356.7005 | 1284064.6061 | 5742622.2661 | 961560.8286 | 20807313.0041 | 20807313.0041 | 1478867.319 | 9204646.2715 | 0 | 27511496.0988 | 59002322.6934 | 2371.3737 | 0.31732 | 86699.9438 | 185940.3808 | 1767.4956 | 3790.6462
1 | 5500 | 707 | 0.02 | 15 | 15 | 7 | 3.1623e-12 | 5spot_SharedNeighbor | Water | Porous | Wet | R600a | MinimizeLCOE_Brownfield | IgnoreSilica | 2019 | 12.2555 | 2.598 | 0.11424 | 4 | 63180.8872 | 132092.5652 | 1288.0278 | 2692.8856 | 115.879 | 0 | 73.2907 | 762657.1437 | 52511.3958 | 734743.9255 | 492361.9578 | 0 | 251090.2112 | 0 | 894412.2073 | 2327077.0942 | 1588277.9334 | 7103131.869 | 961560.8286 | 20807313.0041 | 20807313.0041 | 1478867.319 | 9204646.2715 | 0 | 28872005.7017 | 60362832.2964 | 3162.2777 | 0.45697 | 63180.8872 | 132092.5652 | 1288.0278 | 2692.8856
1 | 5500 | 707 | 0.02 | 15 | 15 | 7 | 4.217e-12 | 5spot_SharedNeighbor | Water | Porous | Wet | R600a | MinimizeLCOE_Brownfield | IgnoreSilica | 2019 | 15.9607 | 3.444 | 0.16078 | 4 | 47579.8309 | 96544.8415 | 969.9792 | 1968.1972 | 117.0074 | 0 | 81.1113 | 935544.0292 | 64814.2702 | 919886.6295 | 639788.6253 | 0 | 291235.4624 | 0 | 1111994.9165 | 2893182.6712 | 1974656.622 | 8831103.2263 | 961560.8286 | 20807313.0041 | 20807313.0041 | 1478867.319 | 9204646.2715 | 0 | 30599977.059 | 62090803.6537 | 4216.965 | 0.64313 | 47579.8309 | 96544.8415 | 969.9792 | 1968.1972
1 | 5500 | 707 | 0.02 | 15 | 15 | 7 | 5.6234e-12 | 5spot_SharedNeighbor | Water | Porous | Wet | R600a | MinimizeLCOE_Brownfield | IgnoreSilica | 2019 | 20.5692 | 4.4971 | 0.22152 | 4 | 36827.6515 | 72366.778 | 750.7815 | 1475.2947 | 117.8555 | 0 | 76.116 | 1133906.0465 | 78895.8386 | 1138066.1145 | 822983.9061 | 0 | 333675.0848 | 0 | 1367935.5263 | 3559087.6372 | 2429150.4443 | 10863700.5982 | 961560.8286 | 20807313.0041 | 20807313.0041 | 1478867.319 | 9204646.2715 | 0 | 32632574.431 | 64123401.0256 | 5623.4133 | 0.88609 | 36827.6515 | 72366.778 | 750.7815 | 1475.2947
1 | 5500 | 707 | 0.02 | 15 | 15 | 7 | 7.4989e-12 | 5spot_SharedNeighbor | Water | Porous | Wet | R600a | MinimizeLCOE_Brownfield | IgnoreSilica | 2019 | 26.3085 | 5.8095 | 0.30007 | 4 | 29191.5818 | 55427.5581 | 595.1099 | 1129.9657 | 118.5043 | 0 | 118.1685 | 1362705.4664 | 95091.6593 | 1396173.9063 | 1051056.1888 | 0 | 379265.7419 | 0 | 1670874.2554 | 4347272.0692 | 2967102.5148 | 13269541.8021 | 961560.8286 | 20807313.0041 | 20807313.0041 | 1478867.319 | 9204646.2715 | 0 | 35038415.6348 | 66529242.2295 | 7498.9421 | 1.2003 | 29191.5818 | 55427.5581 | 595.1099 | 1129.9657
1 | 5500 | 707 | 0.02 | 15 | 15 | 7 | 1e-11 | 5spot_SharedNeighbor | Water | Porous | Wet | R600a | MinimizeLCOE_Brownfield | IgnoreSilica | 2019 | 33.307 | 7.411 | 0.40001 | 4 | 23645.4533 | 43326.6931 | 482.0445 | 883.2732 | 118.9991 | 0 | 113.0055 | 1622107.382 | 113400.8513 | 1695822.0968 | 1329235.6252 | 0 | 426243.4516 | 0 | 2022855.6687 | 5263055.5052 | 3592143.5273 | 16064864.1082 | 961560.8286 | 20807313.0041 | 20807313.0041 | 1478867.319 | 9204646.2715 | 0 | 37833737.9409 | 69324564.5356 | 10000 | 1.6 | 23645.4533 | 43326.6931 | 482.0445 | 883.2732
1 | 5500 | 707 | 0.02 | 15 | 15 | 7 | 1.3335e-11 | 5spot_SharedNeighbor | Water | Porous | Wet | R600a | MinimizeLCOE_Brownfield | IgnoreSilica | 2019 | 41.6628 | 9.3244 | 0.52461 | 4 | 19550.2595 | 34556.9174 | 398.5585 | 704.4895 | 119.3766 | 0 | 110.3101 | 1911352.4455 | 133762.5015 | 2037323.74 | 1661933.0319 | 0 | 472912.3024 | 0 | 2424740.7683 | 6308678.0965 | 4305802.4312 | 19256505.3175 | 961560.8286 | 20807313.0041 | 20807313.0041 | 1478867.319 | 9204646.2715 | 0 | 41025379.1502 | 72516205.7449 | 13335.2143 | 2.0985 | 19550.2595 | 34556.9174 | 398.5585 | 704.4895
1 | 5500 | 707 | 0.02 | 15 | 15 | 7 | 1.7783e-11 | 5spot_SharedNeighbor | Water | Porous | Wet | R600a | MinimizeLCOE_Brownfield | IgnoreSilica | 2019 | 51.2413 | 11.5176 | 0.67472 | 4 | 16498.5024 | 28166.5499 | 336.3443 | 574.2132 | 119.6554 | 0 | 116.2636 | 2222190.4884 | 155578.4284 | 2411940.065 | 2043300.7708 | 0 | 515061.34 | 0 | 2865747.7262 | 7456087.7378 | 5088933.0883 | 22758839.6449 | 961560.8286 | 20807313.0041 | 20807313.0041 | 1478867.319 | 9204646.2715 | 0 | 44527713.4777 | 76018540.0723 | 17782.7941 | 2.6989 | 16498.5024 | 28166.5499 | 336.3443 | 574.2132
1 | 5500 | 707 | 0.02 | 15 | 15 | 7 | 2.3714e-11 | 5spot_SharedNeighbor | Water | Porous | Wet | R600a | MinimizeLCOE_Brownfield | IgnoreSilica | 2019 | 61.6091 | 13.8877 | 0.84691 | 4 | 14216.0281 | 23511.8212 | 289.813 | 479.3203 | 119.8409 | 0 | 131.7034 | 2538953.7414 | 177731.7261 | 2801071.7813 | 2455730.8302 | 0 | 546947.9685 | 0 | 3322970.0585 | 8645686.4573 | 5900858.6582 | 26389951.2215 | 961560.8286 | 20807313.0041 | 20807313.0041 | 1478867.319 | 9204646.2715 | 0 | 48158825.0543 | 79649651.6489 | 23713.7371 | 3.3876 | 14216.0281 | 23511.8212 | 289.813 | 479.3203
1 | 5500 | 707 | 0.02 | 15 | 15 | 7 | 3.1623e-11 | 5spot_SharedNeighbor | Water | Porous | Wet | R600a | MinimizeLCOE_Brownfield | IgnoreSilica | 2019 | 72.1498 | 16.2879 | 1.0331 | 4 | 12510.3694 | 20131.0384 | 255.0408 | 410.3984 | 119.9375 | 0 | 115.3203 | 2843472.9031 | 198935.7478 | 3181882.0067 | 2874127.5597 | 0 | 564213.527 | 0 | 3768426.3803 | 9804672.4309 | 6691890.4 | 29927620.9555 | 961560.8286 | 20807313.0041 | 20807313.0041 | 1478867.319 | 9204646.2715 | 0 | 51696494.7882 | 83187321.3829 | 31622.7766 | 4.1323 | 12510.3694 | 20131.0384 | 255.0408 | 410.3984
1 | 5500 | 707 | 0.02 | 15 | 15 | 7 | 4.217e-11 | 5spot_SharedNeighbor | Water | Porous | Wet | R600a | MinimizeLCOE_Brownfield | IgnoreSilica | 2019 | 82.2929 | 18.5837 | 1.2227 | 4 | 11238.5663 | 17677.5147 | 229.1134 | 360.38 | 119.9581 | 0 | 155.2881 | 3121905.4144 | 218223.6484 | 3535819.7812 | 3275375.8888 | 0 | 566344.944 | 0 | 4179891.1739 | 10875219.421 | 7422560.7182 | 33195340.9899 | 961560.8286 | 20807313.0041 | 20807313.0041 | 1478867.319 | 9204646.2715 | 0 | 54964214.8227 | 86455041.4173 | 42169.6503 | 4.8907 | 11238.5663 | 17677.5147 | 229.1134 | 360.38
1 | 5500 | 707 | 0.02 | 15 | 15 | 7 | 5.6234e-11 | 5spot_SharedNeighbor | Water | Porous | Wet | R600a | MinimizeLCOE_Brownfield | IgnoreSilica | 2019 | 91.5159 | 20.6556 | 1.4046 | 4 | 10291.7126 | 15896.8302 | 209.8105 | 324.0784 | 119.9239 | 0 | 178.0139 | 3363837.8102 | 234890.1757 | 3847908.944 | 3638702.3368 | 0 | 554750.8274 | 0 | 4539635.1367 | 11811199.4185 | 8061386.299 | 36052310.9484 | 961560.8286 | 20807313.0041 | 20807313.0041 | 1478867.319 | 9204646.2715 | 0 | 57821184.7811 | 89312011.3758 | 56234.1325 | 5.6182 | 10291.7126 | 15896.8302 | 209.8105 | 324.0784
1 | 5500 | 707 | 0.02 | 15 | 15 | 7 | 7.4989e-11 | 5spot_SharedNeighbor | Water | Porous | Wet | R600a | MinimizeLCOE_Brownfield | IgnoreSilica | 2019 | 99.5427 | 22.4444 | 1.5703 | 4 | 9587.0425 | 14600.4344 | 195.4448 | 297.6496 | 119.858 | 0 | 165.0268 | 3566322.5896 | 248762.6255 | 4112462.3743 | 3953510.0696 | 0 | 533364.663 | 0 | 4841624.7056 | 12596914.3302 | 8597652.8711 | 38450614.2289 | 961560.8286 | 20807313.0041 | 20807313.0041 | 1478867.319 | 9204646.2715 | 0 | 60219488.0616 | 91710314.6563 | 74989.4209 | 6.2813 | 9587.0425 | 14600.4344 | 195.4448 | 297.6496
1 | 5500 | 707 | 0.02 | 15 | 15 | 7 | 1e-10 | 5spot_SharedNeighbor | Water | Porous | Wet | R600a | MinimizeLCOE_Brownfield | IgnoreSilica | 2019 | 106.2977 | 23.9383 | 1.7152 | 4 | 9062.325 | 13652.3533 | 184.7478 | 278.3217 | 119.7789 | 0 | 174.4071 | 3731235.0043 | 260003.4249 | 4330258.1669 | 4217309.6913 | 0 | 506640.835 | 0 | 5087724.3777 | 13237215.195 | 9034671.3682 | 40405058.0633 | 961560.8286 | 20807313.0041 | 20807313.0041 | 1478867.319 | 9204646.2715 | 0 | 62173931.896 | 93664758.4907 | 100000 | 6.8607 | 9062.325 | 13652.3533 | 184.7478 | 278.3217
1 | 5500 | 707 | 0.02 | 15 | 15 | 7 | 1.3335e-10 | 5spot_SharedNeighbor | Water | Porous | Wet | R600a | MinimizeLCOE_Brownfield | IgnoreSilica | 2019 | 111.7935 | 25.1453 | 1.8371 | 4 | 8671.1901 | 12956.6646 | 176.7739 | 264.1391 | 119.6999 | 0 | 153.3951 | 3861866.967 | 268867.6689 | 4504315.3191 | 4431116.8985 | 0 | 477890.2437 | 0 | 5282182.2679 | 13743154.7364 | 9379985.5012 | 41949379.6026 | 961560.8286 | 20807313.0041 | 20807313.0041 | 1478867.319 | 9204646.2715 | 0 | 63718253.4354 | 95209080.03 | 133352.1432 | 7.3483 | 8671.1901 | 12956.6646 | 176.7739 | 264.1391
1 | 5500 | 707 | 0.02 | 15 | 15 | 7 | 1.7783e-10 | 5spot_SharedNeighbor | Water | Porous | Wet | R600a | MinimizeLCOE_Brownfield | IgnoreSilica | 2019 | 116.1586 | 26.0983 | 1.9367 | 4 | 8379.2681 | 12444.2184 | 170.8227 | 253.6922 | 119.6284 | 0 | 169.0916 | 3963434.9743 | 275733.6697 | 4640612.3316 | 4600385.9005 | 0 | 449789.7549 | 0 | 5432683.0861 | 14134726.9934 | 9647241.6126 | 43144608.3231 | 961560.8286 | 20807313.0041 | 20807313.0041 | 1478867.319 | 9204646.2715 | 0 | 64913482.1559 | 96404308.7505 | 177827.941 | 7.7469 | 8379.2681 | 12444.2184 | 170.8227 | 253.6922
1 | 5500 | 707 | 0.02 | 15 | 15 | 7 | 2.3714e-10 | 5spot_SharedNeighbor | Water | Porous | Wet | R600a | MinimizeLCOE_Brownfield | IgnoreSilica | 2019 | 119.5841 | 26.8426 | 2.0166 | 4 | 8161.1325 | 12065.0555 | 166.3757 | 245.9625 | 119.5672 | 0 | 127.3518 | 4041814.9275 | 281015.755 | 4746384.5924 | 4732861.8556 | 0 | 424252.0348 | 0 | 5548268.3745 | 14435456.204 | 9852495.4782 | 44062549.2219 | 961560.8286 | 20807313.0041 | 20807313.0041 | 1478867.319 | 9204646.2715 | 0 | 65831423.0547 | 97322249.6493 | 237137.3706 | 8.0665 | 8161.1325 | 12065.0555 | 166.3757 | 245.9625
1 | 5500 | 707 | 0.02 | 15 | 15 | 7 | 3.1623e-10 | 5spot_SharedNeighbor | Water | Porous | Wet | R600a | MinimizeLCOE_Brownfield | IgnoreSilica | 2019 | 122.2339 | 27.416 | 2.0795 | 4 | 7997.9659 | 11783.7578 | 163.0494 | 240.2278 | 119.5167 | 0 | 190.8149 | 4101663.3475 | 285038.9748 | 4827503.4924 | 4835121.5114 | 0 | 402022.8128 | 0 | 5636026.5542 | 14663784.9859 | 10008334.5635 | 44759496.2424 | 961560.8286 | 20807313.0041 | 20807313.0041 | 1478867.319 | 9204646.2715 | 0 | 66528370.0752 | 98019196.6698 | 316227.766 | 8.3182 | 7997.9659 | 11783.7578 | 163.0494 | 240.2278
1 | 5500 | 707 | 0.02 | 15 | 15 | 7 | 4.217e-10 | 5spot_SharedNeighbor | Water | Porous | Wet | R600a | MinimizeLCOE_Brownfield | IgnoreSilica | 2019 | 124.2561 | 27.8523 | 2.1284 | 4 | 7875.8178 | 11574.7111 | 160.5592 | 235.9661 | 119.4765 | 0 | 178.1962 | 4146882.9936 | 288072.8658 | 4889001.6838 | 4913029.9739 | 0 | 383235.1676 | 0 | 5701886.847 | 14835139.9582 | 10125287.8531 | 45282537.343 | 961560.8286 | 20807313.0041 | 20807313.0041 | 1478867.319 | 9204646.2715 | 0 | 67051411.1757 | 98542237.7703 | 421696.5034 | 8.5136 | 7875.8178 | 11574.7111 | 160.5592 | 235.9661
1 | 5500 | 707 | 0.02 | 15 | 15 | 7 | 5.6234e-10 | 5spot_SharedNeighbor | Water | Porous | Wet | R600a | MinimizeLCOE_Brownfield | IgnoreSilica | 2019 | 125.7908 | 28.1826 | 2.166 | 4 | 7784.3219 | 11419.0239 | 158.6939 | 232.7922 | 119.4451 | 0 | 159.4568 | 4180942.1076 | 290354.52 | 4935441.0528 | 4972080.4251 | 0 | 367793.6238 | 0 | 5751178.5745 | 14963386.9218 | 10212819.041 | 45673996.2666 | 961560.8286 | 20807313.0041 | 20807313.0041 | 1478867.319 | 9204646.2715 | 0 | 67442870.0993 | 98933696.6939 | 562341.3252 | 8.6639 | 7784.3219 | 11419.0239 | 158.6939 | 232.7922
1 | 5500 | 707 | 0.02 | 15 | 15 | 7 | 7.4989e-10 | 5spot_SharedNeighbor | Water | Porous | Wet | R600a | MinimizeLCOE_Brownfield | IgnoreSilica | 2019 | 126.948 | 28.4312 | 2.1947 | 4 | 7715.7577 | 11302.9347 | 157.2962 | 230.4256 | 119.4208 | 0 | 179.7355 | 4206476.4864 | 292063.1127 | 4970325.0193 | 5016561.6733 | 0 | 355338.464 | 0 | 5787898.2548 | 15058923.9977 | 10278025.0584 | 45965612.0666 | 961560.8286 | 20807313.0041 | 20807313.0041 | 1478867.319 | 9204646.2715 | 0 | 67734485.8993 | 99225312.494 | 749894.2093 | 8.7787 | 7715.7577 | 11302.9347 | 157.2962 | 230.4256
1 | 5500 | 707 | 0.02 | 15 | 15 | 7 | 1e-09 | 5spot_SharedNeighbor | Water | Porous | Wet | R600a | MinimizeLCOE_Brownfield | IgnoreSilica | 2019 | 127.8176 | 28.6178 | 2.2165 | 4 | 7664.3635 | 11216.2718 | 156.2484 | 228.6589 | 119.4022 | 0 | 164.1087 | 4225581.6823 | 293340.3809 | 4996464.1599 | 5049962.1266 | 0 | 345450.8961 | 0 | 5815211.7059 | 15129987.9948 | 10326527.6966 | 46182526.6432 | 961560.8286 | 20807313.0041 | 20807313.0041 | 1478867.319 | 9204646.2715 | 0 | 67951400.4759 | 99442227.0705 | 1000000 | 8.8659 | 7664.3635 | 11216.2718 | 156.2484 | 228.6589
1 | 5500 | 707 | 0.02 | 15 | 15 | 7 | 1.3335e-09 | 5spot_SharedNeighbor | Water | Porous | Wet | R600a | MinimizeLCOE_Brownfield | IgnoreSilica | 2019 | 128.4903 | 28.762 | 2.2332 | 4 | 7625.8327 | 11151.1796 | 155.4629 | 227.3319 | 119.3877 | 0 | 166.0865 | 4240312.6093 | 294324.5542 | 5016640.9749 | 5075784.7839 | 0 | 337909.4661 | 0 | 5836339.2315 | 15184957.4826 | 10364045.5015 | 46350314.6041 | 961560.8286 | 20807313.0041 | 20807313.0041 | 1478867.319 | 9204646.2715 | 0 | 68119188.4369 | 99610015.0315 | 1333521.4322 | 8.9327 | 7625.8327 | 11151.1796 | 155.4629 | 227.3319
1 | 5500 | 707 | 0.02 | 15 | 15 | 7 | 1.7783e-09 | 5spot_SharedNeighbor | Water | Porous | Wet | R600a | MinimizeLCOE_Brownfield | IgnoreSilica | 2019 | 128.9696 | 28.8646 | 2.2455 | 4 | 7596.9425 | 11102.9088 | 154.8739 | 226.3478 | 119.3772 | 0 | 202.3261 | 4250780.8712 | 295023.5725 | 5030991.5277 | 5094172.8355 | 0 | 331800.0558 | 0 | 5851079.8564 | 15223309.5649 | 10390221.5858 | 46467379.8698 | 961560.8286 | 20807313.0041 | 20807313.0041 | 1478867.319 | 9204646.2715 | 0 | 68236253.7025 | 99727080.2971 | 1778279.41 | 8.9821 | 7596.9425 | 11102.9088 | 154.8739 | 226.3478
1 | 5500 | 707 | 0.02 | 15 | 15 | 7 | 2.3714e-09 | 5spot_SharedNeighbor | Water | Porous | Wet | R600a | MinimizeLCOE_Brownfield | IgnoreSilica | 2019 | 129.3398 | 28.9438 | 2.2549 | 4 | 7575.2795 | 11066.6046 | 154.4323 | 225.6077 | 119.3691 | 0 | 171.2084 | 4258854.2966 | 295562.4784 | 5042065.8263 | 5108375.1421 | 0 | 327214.4536 | 0 | 5862508.1568 | 15253043.6582 | 10410515.7154 | 46558139.7274 | 961560.8286 | 20807313.0041 | 20807313.0041 | 1478867.319 | 9204646.2715 | 0 | 68327013.5601 | 99817840.1548 | 2371373.7057 | 9.0197 | 7575.2795 | 11066.6046 | 154.4323 | 225.6077
1 | 5500 | 707 | 0.02 | 15 | 15 | 7 | 3.1623e-09 | 5spot_SharedNeighbor | Water | Porous | Wet | R600a | MinimizeLCOE_Brownfield | IgnoreSilica | 2019 | 129.6345 | 29.0068 | 2.2622 | 4 | 7559.0351 | 11039.1474 | 154.1012 | 225.048 | 119.3626 | 0 | 184.8783 | 4265270.7404 | 295990.6619 | 5050871.3391 | 5119675.3794 | 0 | 323883.1122 | 0 | 5871719.5809 | 15277009.8941 | 10426873.1639 | 46631293.8718 | 961560.8286 | 20807313.0041 | 20807313.0041 | 1478867.319 | 9204646.2715 | 0 | 68400167.7046 | 99890994.2992 | 3162277.6602 | 9.0488 | 7559.0351 | 11039.1474 | 154.1012 | 225.048
1 | 5500 | 707 | 0.02 | 15 | 15 | 7 | 4.217e-09 | 5spot_SharedNeighbor | Water | Porous | Wet | R600a | MinimizeLCOE_Brownfield | IgnoreSilica | 2019 | 129.8346 | 29.0496 | 2.2674 | 4 | 7546.8537 | 11018.9156 | 153.8528 | 224.6355 | 119.3581 | 0 | 178.0014 | 4269621.5059 | 296280.9247 | 5056844.403 | 5127344.7399 | 0 | 321133.0191 | 0 | 5877777.5911 | 15292771.5941 | 10437630.848 | 46679404.6259 | 961560.8286 | 20807313.0041 | 20807313.0041 | 1478867.319 | 9204646.2715 | 0 | 68448278.4586 | 99939105.0533 | 4216965.0343 | 9.0698 | 7546.8537 | 11018.9156 | 153.8528 | 224.6355
1 | 5500 | 707 | 0.02 | 15 | 15 | 7 | 5.6234e-09 | 5spot_SharedNeighbor | Water | Porous | Wet | R600a | MinimizeLCOE_Brownfield | IgnoreSilica | 2019 | 129.9829 | 29.0813 | 2.2714 | 4 | 7537.7191 | 11003.7823 | 153.6666 | 224.327 | 119.3548 | 0 | 187.2724 | 4272845.7246 | 296495.9959 | 5061271.9865 | 5133031.7457 | 0 | 319032.0165 | 0 | 5882244.213 | 15304392.828 | 10445562.5789 | 46714877.0892 | 961560.8286 | 20807313.0041 | 20807313.0041 | 1478867.319 | 9204646.2715 | 0 | 68483750.9219 | 99974577.5166 | 5623413.2519 | 9.0855 | 7537.7191 | 11003.7823 | 153.6666 | 224.327
1 | 5500 | 707 | 0.02 | 15 | 15 | 7 | 7.4989e-09 | 5spot_SharedNeighbor | Water | Porous | Wet | R600a | MinimizeLCOE_Brownfield | IgnoreSilica | 2019 | 130.1 | 29.1064 | 2.2744 | 4 | 7530.869 | 10992.3474 | 153.527 | 224.0939 | 119.3522 | 0 | 186.2629 | 4275389.1025 | 296665.6342 | 5064765.2454 | 5137519.8335 | 0 | 317503.7006 | 0 | 5885818.9713 | 15313693.6158 | 10451910.5577 | 46743266.6609 | 961560.8286 | 20807313.0041 | 20807313.0041 | 1478867.319 | 9204646.2715 | 0 | 68512140.4936 | 100002967.0883 | 7498942.0933 | 9.0975 | 7530.869 | 10992.3474 | 153.527 | 224.0939
1 | 5500 | 707 | 0.02 | 15 | 15 | 7 | 1e-08 | 5spot_SharedNeighbor | Water | Porous | Wet | R600a | MinimizeLCOE_Brownfield | IgnoreSilica | 2019 | 130.1876 | 29.1251 | 2.2766 | 4 | 7525.7322 | 10983.7798 | 153.4222 | 223.9192 | 119.3503 | 0 | 184.0424 | 4277290.6916 | 296792.4547 | 5067377.4176 | 5140876.6172 | 0 | 316348.3012 | 0 | 5888487.3381 | 15320636.1589 | 10456648.986 | 46764457.9654 | 961560.8286 | 20807313.0041 | 20807313.0041 | 1478867.319 | 9204646.2715 | 0 | 68533331.7981 | 100024158.3928 | 10000000 | 9.1065 | 7525.7322 | 10983.7798 | 153.4222 | 223.9192
1 | 5600 | 707 | 0.02 | 15 | 15 | 7 | 1e-13 | 5spot_SharedNeighbor | Water | Porous | Wet | R600a | MinimizeLCOE_Brownfield | IgnoreSilica | 2019 | 0 | 0 | 0 | 0 |  |  |  |  | 15 |  | 23.2012 | [19 empty] | 100 | 0
1 | 5600 | 707 | 0.02 | 15 | 15 | 7 | 1.3335e-13 | 5spot_SharedNeighbor | Water | Porous | Wet | R600a | MinimizeLCOE_Brownfield | IgnoreSilica | 2019 | 0 | 0 | 0 | 0 |  |  |  |  | 15 |  | 22.713 | [19 empty] | 133.3521 | 0
1 | 5600 | 707 | 0.02 | 15 | 15 | 7 | 1.7783e-13 | 5spot_SharedNeighbor | Water | Porous | Wet | R600a | MinimizeLCOE_Brownfield | IgnoreSilica | 2019 | 0 | 0 | 0 | 0 |  |  |  |  | 15 |  | 23.8158 | [19 empty] | 177.8279 | 0
1 | 5600 | 707 | 0.02 | 15 | 15 | 7 | 2.3714e-13 | 5spot_SharedNeighbor | Water | Porous | Wet | R600a | MinimizeLCOE_Brownfield | IgnoreSilica | 2019 | 0 | 0 | 0 | 0 |  |  |  |  | 15 |  | 23.4265 | [19 empty] | 237.1374 | 0
1 | 5600 | 707 | 0.02 | 15 | 15 | 7 | 3.1623e-13 | 5spot_SharedNeighbor | Water | Porous | Wet | R600a | MinimizeLCOE_Brownfield | IgnoreSilica | 2019 | 0 | 0 | 0 | 0 |  |  |  |  | 15 |  | 23.8277 | [19 empty] | 316.2278 | 0
1 | 5600 | 707 | 0.02 | 15 | 15 | 7 | 4.217e-13 | 5spot_SharedNeighbor | Water | Porous | Wet | R600a | MinimizeLCOE_Brownfield | IgnoreSilica | 2019 | 0 | 0 | 0 | 0 |  |  |  |  | 15 |  | 26.3423 | [19 empty] | 421.6965 | 0
1 | 5600 | 707 | 0.02 | 15 | 15 | 7 | 5.6234e-13 | 5spot_SharedNeighbor | Water | Porous | Wet | R600a | MinimizeLCOE_Brownfield | IgnoreSilica | 2019 | 1.6 | 0.21694 | 0.0038406 | 4 | 1523506.1443 | 3621511.685 | 31058.7334 | 73829.4142 | 90.5362 | 0 | 28.9917 | 113809.9623 | 6726.3298 | 102699.0449 | 73620.2175 | 0 | 60742.7763 | 0 | 139463.349 | 362855.0263 | 247656.0114 | 1107572.7174 | 961560.8286 | 21335742.5118 | 21335742.5118 | 1478867.319 | 9416018.0746 | 0 | 23404876.0579 | 55635503.9634 | 562.3413 | 0.015363 | 1523506.1443 | 3621511.685 | 31058.7334 | 73829.4142
1 | 5600 | 707 | 0.02 | 15 | 15 | 7 | 7.4989e-13 | 5spot_SharedNeighbor | Water | Porous | Wet | R600a | MinimizeLCOE_Brownfield | IgnoreSilica | 2019 | 3.0128 | 0.52217 | 0.011758 | 4 | 519466.2445 | 1204738.7355 | 10590.022 | 24560.2287 | 103.691 | 0 | 464.8288 | 230657.0789 | 14765.5275 | 205336.6649 | 128404.7053 | 0 | 110127.1198 | 0 | 268823.5276 | 699423.6755 | 477371.0303 | 2134909.3298 | 961560.8286 | 21335742.5118 | 21335742.5118 | 1478867.319 | 9416018.0746 | 0 | 24432212.6703 | 56662840.5758 | 749.8942 | 0.047033 | 519466.2445 | 1204738.7355 | 10590.022 | 24560.2287
1 | 5600 | 707 | 0.02 | 15 | 15 | 7 | 1e-12 | 5spot_SharedNeighbor | Water | Porous | Wet | R600a | MinimizeLCOE_Brownfield | IgnoreSilica | 2019 | 4.1554 | 0.78087 | 0.022766 | 4 | 276389.0787 | 630328.5931 | 5634.5652 | 12850.101 | 108.4374 | 0 | 87.6183 | 314762.3598 | 20733.5906 | 282348.3568 | 173587.3189 | 0 | 135643.1304 | 0 | 361559.1551 | 940702.7555 | 642048.9601 | 2871385.6273 | 961560.8286 | 21335742.5118 | 21335742.5118 | 1478867.319 | 9416018.0746 | 0 | 25168688.9677 | 57399316.8732 | 1000 | 0.091063 | 276389.0787 | 630328.5931 | 5634.5652 | 12850.101
1 | 5600 | 707 | 0.02 | 15 | 15 | 7 | 1.3335e-12 | 5spot_SharedNeighbor | Water | Porous | Wet | R600a | MinimizeLCOE_Brownfield | IgnoreSilica | 2019 | 5.6318 | 1.1209 | 0.038475 | 4 | 169325.1293 | 378752.213 | 3451.9218 | 7721.3762 | 111.9168 | 0 | 64.0131 | 413831.7058 | 27836.0485 | 376091.7959 | 232682.6834 | 0 | 164076.3704 | 0 | 473662.2556 | 1232372.0275 | 841119.2315 | 3761672.1186 | 961560.8286 | 21335742.5118 | 21335742.5118 | 1478867.319 | 9416018.0746 | 0 | 26058975.459 | 58289603.3645 | 1333.5214 | 0.1539 | 169325.1293 | 378752.213 | 3451.9218 | 7721.3762
1 | 5600 | 707 | 0.02 | 15 | 15 | 7 | 1.7783e-12 | 5spot_SharedNeighbor | Water | Porous | Wet | R600a | MinimizeLCOE_Brownfield | IgnoreSilica | 2019 | 7.4345 | 1.5383 | 0.059776 | 4 | 113206.7799 | 248004.7659 | 2307.8733 | 5055.9126 | 114.3411 | 0 | 73.6103 | 523779.0372 | 35743.1192 | 483653.4483 | 304802.3639 | 0 | 192353.8941 | 0 | 600729.4264 | 1562974.741 | 1066762.3766 | 4770798.4066 | 961560.8286 | 21335742.5118 | 21335742.5118 | 1478867.319 | 9416018.0746 | 0 | 27068101.7471 | 59298729.6525 | 1778.2794 | 0.2391 | 113206.7799 | 248004.7659 | 2307.8733 | 5055.9126
1 | 5600 | 707 | 0.02 | 15 | 15 | 7 | 2.3714e-12 | 5spot_SharedNeighbor | Water | Porous | Wet | R600a | MinimizeLCOE_Brownfield | IgnoreSilica | 2019 | 9.936 | 2.1241 | 0.089422 | 4 | 79403.8897 | 169512.1088 | 1618.7557 | 3455.7336 | 116.4146 | 0 | 88.9524 | 664424.8431 | 45892.523 | 625175.82 | 405423.7423 | 0 | 230027.4217 | 0 | 768668.2966 | 1999917.2321 | 1364984.6051 | 6104514.4839 | 961560.8286 | 21335742.5118 | 21335742.5118 | 1478867.319 | 9416018.0746 | 0 | 28401817.8243 | 60632445.7298 | 2371.3737 | 0.35769 | 79403.8897 | 169512.1088 | 1618.7557 | 3455.7336
1 | 5600 | 707 | 0.02 | 15 | 15 | 7 | 3.1623e-12 | 5spot_SharedNeighbor | Water | Porous | Wet | R600a | MinimizeLCOE_Brownfield | IgnoreSilica | 2019 | 12.9787 | 2.8373 | 0.12847 | 4 | 58219.1414 | 120937.4608 | 1186.8759 | 2465.4737 | 117.8487 | 0 | 68.2089 | 820639.735 | 57147.6494 | 787307.9454 | 528142.2441 | 0 | 267400.3595 | 0 | 959648.794 | 2496809.3109 | 1704123.659 | 7621219.6972 | 961560.8286 | 21335742.5118 | 21335742.5118 | 1478867.319 | 9416018.0746 | 0 | 29918523.0377 | 62149150.9432 | 3162.2777 | 0.51389 | 58219.1414 | 120937.4608 | 1186.8759 | 2465.4737
1 | 5600 | 707 | 0.02 | 15 | 15 | 7 | 4.217e-12 | 5spot_SharedNeighbor | Water | Porous | Wet | R600a | MinimizeLCOE_Brownfield | IgnoreSilica | 2019 | 16.8452 | 3.7449 | 0.18 | 4 | 44082.8044 | 88847.4518 | 898.6876 | 1811.2755 | 118.9421 | 0 | 61.068 | 1003303.6841 | 70278.9676 | 982302.3747 | 683874.6931 | 0 | 308875.475 | 0 | 1188967.7258 | 3093450.1318 | 2111343.279 | 9442396.3312 | 961560.8286 | 21335742.5118 | 21335742.5118 | 1478867.319 | 9416018.0746 | 0 | 31739699.6716 | 63970327.5771 | 4216.965 | 0.72 | 44082.8044 | 88847.4518 | 898.6876 | 1811.2755
1 | 5600 | 707 | 0.02 | 15 | 15 | 7 | 5.6234e-12 | 5spot_SharedNeighbor | Water | Porous | Wet | R600a | MinimizeLCOE_Brownfield | IgnoreSilica | 2019 | 21.705 | 4.8877 | 0.24742 | 4 | 34266.7937 | 66833.9851 | 698.5749 | 1362.5012 | 119.7753 | 0 | 90.1779 | 1215532.8212 | 85500.6197 | 1214854.4365 | 880269.3654 | 0 | 354056.2664 | 0 | 1462583.2686 | 3805341.6477 | 2597223.8665 | 11615362.292 | 961560.8286 | 21335742.5118 | 21335742.5118 | 1478867.319 | 9416018.0746 | 0 | 33912665.6324 | 66143293.5379 | 5623.4133 | 0.98967 | 34266.7937 | 66833.9851 | 698.5749 | 1362.5012
1 | 5600 | 707 | 0.02 | 15 | 15 | 7 | 7.4989e-12 | 5spot_SharedNeighbor | Water | Porous | Wet | R600a | MinimizeLCOE_Brownfield | IgnoreSilica | 2019 | 27.7117 | 6.301 | 0.33432 | 4 | 27267.6519 | 51369.3998 | 555.888 | 1047.2347 | 120.4091 | 0 | 100.36 | 1458606.129 | 102886.3556 | 1487906.9816 | 1122973.633 | 0 | 401680.465 | 0 | 1783880.89 | 4641292.1516 | 3167777.2625 | 14167003.8683 | 961560.8286 | 21335742.5118 | 21335742.5118 | 1478867.319 | 9416018.0746 | 0 | 36464307.2088 | 68694935.1142 | 7498.9421 | 1.3373 | 27267.6519 | 51369.3998 | 555.888 | 1047.2347
1 | 5600 | 707 | 0.02 | 15 | 15 | 7 | 1e-11 | 5spot_SharedNeighbor | Water | Porous | Wet | R600a | MinimizeLCOE_Brownfield | IgnoreSilica | 2019 | 35.0197 | 8.0214 | 0.44457 | 4 | 22169.1765 | 40293.7074 | 451.9486 | 821.4417 | 120.8933 | 0 | 96.8884 | 1733735.9415 | 122508.1439 | 1804267.787 | 1418272.1374 | 0 | 450588.113 | 0 | 2156455.1278 | 5610653.8929 | 3829386.5693 | 17125867.7127 | 961560.8286 | 21335742.5118 | 21335742.5118 | 1478867.319 | 9416018.0746 | 0 | 39423171.0532 | 71653798.9587 | 10000 | 1.7783 | 22169.1765 | 40293.7074 | 451.9486 | 821.4417
1 | 5600 | 707 | 0.02 | 15 | 15 | 7 | 1.3335e-11 | 5spot_SharedNeighbor | Water | Porous | Wet | R600a | MinimizeLCOE_Brownfield | IgnoreSilica | 2019 | 43.6897 | 10.0633 | 0.58131 | 4 | 18397.4786 | 32258.5725 | 375.0575 | 657.6346 | 121.2612 | 0 | 112.0317 | 2038707.0786 | 144196.7283 | 2162627.3211 | 1768858.1544 | 0 | 498434.5342 | 0 | 2579001.2885 | 6710032.3267 | 4579734.9403 | 20481592.3721 | 961560.8286 | 21335742.5118 | 21335742.5118 | 1478867.319 | 9416018.0746 | 0 | 42778895.7125 | 75009523.618 | 13335.2143 | 2.3253 | 18397.4786 | 32258.5725 | 375.0575 | 657.6346
1 | 5600 | 707 | 0.02 | 15 | 15 | 7 | 1.7783e-11 | 5spot_SharedNeighbor | Water | Porous | Wet | R600a | MinimizeLCOE_Brownfield | IgnoreSilica | 2019 | 53.5434 | 12.3832 | 0.74487 | 4 | 15583.0844 | 26400.5502 | 317.6823 | 538.2109 | 121.5292 | 0 | 127.6809 | 2363882.8178 | 167249.8961 | 2552548.8444 | 2167300.541 | 0 | 540591.6996 | 0 | 3038713.7816 | 7906109.9337 | 5396082.4841 | 24132479.9983 | 961560.8286 | 21335742.5118 | 21335742.5118 | 1478867.319 | 9416018.0746 | 0 | 46429783.3387 | 78660411.2442 | 17782.7941 | 2.9795 | 15583.0844 | 26400.5502 | 317.6823 | 538.2109
1 | 5600 | 707 | 0.02 | 15 | 15 | 7 | 2.3714e-11 | 5spot_SharedNeighbor | Water | Porous | Wet | R600a | MinimizeLCOE_Brownfield | IgnoreSilica | 2019 | 64.0964 | 14.8625 | 0.93068 | 4 | 13477.6538 | 22135.4488 | 274.7602 | 451.2611 | 121.7008 | 0 | 139.4544 | 2691928.3372 | 190417.5349 | 2953443.927 | 2593511.559 | 0 | 571044.8371 | 0 | 3510135.0162 | 9132651.2843 | 6233222.1588 | 27876354.6545 | 961560.8286 | 21335742.5118 | 21335742.5118 | 1478867.319 | 9416018.0746 | 0 | 50173657.995 | 82404285.9005 | 23713.7371 | 3.7227 | 13477.6538 | 22135.4488 | 274.7602 | 451.2611
1 | 5600 | 707 | 0.02 | 15 | 15 | 7 | 3.1623e-11 | 5spot_SharedNeighbor | Water | Porous | Wet | R600a | MinimizeLCOE_Brownfield | IgnoreSilica | 2019 | 74.7366 | 17.3509 | 1.1296 | 4 | 11904.6327 | 19037.7619 | 242.692 | 388.1105 | 121.7815 | 0 | 134.7171 | 3004808.3377 | 212408.9516 | 3342636.8536 | 3022132.2642 | 0 | 586081.3953 | 0 | 3965546.4429 | 10317538.3991 | 7041931.9616 | 31493084.6061 | 961560.8286 | 21335742.5118 | 21335742.5118 | 1478867.319 | 9416018.0746 | 0 | 53790387.9465 | 86021015.852 | 31622.7766 | 4.5184 | 11904.6327 | 19037.7619 | 242.692 | 388.1105
1 | 5600 | 707 | 0.02 | 15 | 15 | 7 | 4.217e-11 | 5spot_SharedNeighbor | Water | Porous | Wet | R600a | MinimizeLCOE_Brownfield | IgnoreSilica | 2019 | 84.8681 | 19.7046 | 1.33 | 4 | 10731.8806 | 16790.1691 | 218.7839 | 342.2903 | 121.7865 | 0 | 141.066 | 3288007.4233 | 232203.72 | 3700694.1406 | 3428705.4022 | 0 | 585260.405 | 0 | 4381599.7256 | 11400023.6962 | 7780750.4197 | 34797244.9326 | 961560.8286 | 21335742.5118 | 21335742.5118 | 1478867.319 | 9416018.0746 | 0 | 57094548.2731 | 89325176.1786 | 42169.6503 | 5.3201 | 10731.8806 | 16790.1691 | 218.7839 | 342.2903
1 | 5600 | 707 | 0.02 | 15 | 15 | 7 | 5.6234e-11 | 5spot_SharedNeighbor | Water | Porous | Wet | R600a | MinimizeLCOE_Brownfield | IgnoreSilica | 2019 | 94.0056 | 21.8104 | 1.5205 | 4 | 9858.6526 | 15158.0994 | 200.982 | 309.0184 | 121.7392 | 0 | 149.7131 | 3532213.8756 | 249172.3312 | 4013979.1179 | 3793727.8155 | 0 | 570676.7167 | 0 | 4742310.2442 | 12338518.4739 | 8421292.3896 | 37661890.9647 | 961560.8286 | 21335742.5118 | 21335742.5118 | 1478867.319 | 9416018.0746 | 0 | 59959194.3052 | 92189822.2107 | 56234.1325 | 6.0819 | 9858.6526 | 15158.0994 | 200.982 | 309.0184
1 | 5600 | 707 | 0.02 | 15 | 15 | 7 | 7.4989e-11 | 5spot_SharedNeighbor | Water | Porous | Wet | R600a | MinimizeLCOE_Brownfield | IgnoreSilica | 2019 | 101.925 | 23.6205 | 1.6928 | 4 | 9208.5453 | 13968.3795 | 187.7287 | 284.7643 | 121.6629 | 0 | 158.858 | 3735872.9179 | 263241.7125 | 4278562.6269 | 4108610.9504 | 0 | 546853.6627 | 0 | 5043925.3294 | 13123259.0559 | 8956893.9616 | 40057220.2174 | 961560.8286 | 21335742.5118 | 21335742.5118 | 1478867.319 | 9416018.0746 | 0 | 62354523.5578 | 94585151.4633 | 74989.4209 | 6.7714 | 9208.5453 | 13968.3795 | 187.7287 | 284.7643
1 | 5600 | 707 | 0.02 | 15 | 15 | 7 | 1e-10 | 5spot_SharedNeighbor | Water | Porous | Wet | R600a | MinimizeLCOE_Brownfield | IgnoreSilica | 2019 | 108.5487 | 25.1225 | 1.8424 | 4 | 8724.2256 | 13097.6741 | 177.8551 | 267.0138 | 121.5763 | 0 | 163.4052 | 3900815.5767 | 274575.8079 | 4495137.6038 | 4370804.0767 | 0 | 518058.2822 | 0 | 5288162.6254 | 13758714.4 | 9390605.2913 | 41996873.6639 | 961560.8286 | 21335742.5118 | 21335742.5118 | 1478867.319 | 9416018.0746 | 0 | 64294177.0044 | 96524804.9099 | 100000 | 7.3696 | 8724.2256 | 13097.6741 | 177.8551 | 267.0138
1 | 5600 | 707 | 0.02 | 15 | 15 | 7 | 1.3335e-10 | 5spot_SharedNeighbor | Water | Porous | Wet | R600a | MinimizeLCOE_Brownfield | IgnoreSilica | 2019 | 113.9077 | 26.3292 | 1.9675 | 4 | 8363.0189 | 12458.3414 | 170.4915 | 253.9801 | 121.4923 | 0 | 167.1981 | 4030817.9669 | 283467.4174 | 4667328.9822 | 4582102.6831 | 0 | 487620.1487 | 0 | 5480021.5074 | 14257891.8552 | 9731304.1616 | 43520554.7226 | 961560.8286 | 21335742.5118 | 21335742.5118 | 1478867.319 | 9416018.0746 | 0 | 65817858.0631 | 98048485.9685 | 133352.1432 | 7.8701 | 8363.0189 | 12458.3414 | 170.4915 | 253.9801
1 | 5600 | 707 | 0.02 | 15 | 15 | 7 | 1.7783e-10 | 5spot_SharedNeighbor | Water | Porous | Wet | R600a | MinimizeLCOE_Brownfield | IgnoreSilica | 2019 | 118.166 | 27.2823 | 2.0696 | 4 | 8093.3012 | 11986.7106 | 164.9929 | 244.3653 | 121.4171 | 0 | 172.2582 | 4131989.2075 | 290360.0704 | 4802272.134 | 4749446.0091 | 0 | 458425.9419 | 0 | 5628672.4115 | 14644651.0154 | 9995275.2355 | 44701092.0254 | 961560.8286 | 21335742.5118 | 21335742.5118 | 1478867.319 | 9416018.0746 | 0 | 66998395.3658 | 99229023.2713 | 177827.941 | 8.2783 | 8093.3012 | 11986.7106 | 164.9929 | 244.3653
1 | 5600 | 707 | 0.02 | 15 | 15 | 7 | 2.3714e-10 | 5spot_SharedNeighbor | Water | Porous | Wet | R600a | MinimizeLCOE_Brownfield | IgnoreSilica | 2019 | 121.4982 | 28.0245 | 2.1511 | 4 | 7891.6694 | 11637.538 | 160.8824 | 237.247 | 121.3533 | 0 | 177.1592 | 4209870.3461 | 295649.0604 | 4906725.4971 | 4880035.9616 | 0 | 432084.3812 | 0 | 5742502.4461 | 14940813.4155 | 10197412.1591 | 45605093.2672 | 961560.8286 | 21335742.5118 | 21335742.5118 | 1478867.319 | 9416018.0746 | 0 | 67902396.6076 | 100133024.5131 | 237137.3706 | 8.6043 | 7891.6694 | 11637.538 | 160.8824 | 237.247
1 | 5600 | 707 | 0.02 | 15 | 15 | 7 | 3.1623e-10 | 5spot_SharedNeighbor | Water | Porous | Wet | R600a | MinimizeLCOE_Brownfield | IgnoreSilica | 2019 | 124.0586 | 28.5926 | 2.215 | 4 | 7740.7917 | 11378.5592 | 157.8065 | 231.9673 | 121.3015 | 0 | 174.4596 | 4268960.513 | 299651.7077 | 4986317.5888 | 4980163.6639 | 0 | 409155.3324 | 0 | 5828257.0343 | 15163929.2632 | 10349693.3098 | 46286128.4131 | 961560.8286 | 21335742.5118 | 21335742.5118 | 1478867.319 | 9416018.0746 | 0 | 68583431.7535 | 100814059.659 | 316227.766 | 8.86 | 7740.7917 | 11378.5592 | 157.8065 | 231.9673
1 | 5600 | 707 | 0.02 | 15 | 15 | 7 | 4.217e-10 | 5spot_SharedNeighbor | Water | Porous | Wet | R600a | MinimizeLCOE_Brownfield | IgnoreSilica | 2019 | 126.0271 | 29.028 | 2.2647 | 4 | 7627.8088 | 11185.7162 | 155.5032 | 228.036 | 121.26 | 0 | 168.6636 | 4313949.8492 | 302693.1048 | 5047116.9973 | 5057011.5147 | 0 | 390048.1047 | 0 | 5893219.6326 | 15332948.6184 | 10465052.4927 | 46802040.3144 | 961560.8286 | 21335742.5118 | 21335742.5118 | 1478867.319 | 9416018.0746 | 0 | 69099343.6548 | 101329971.5603 | 421696.5034 | 9.0589 | 7627.8088 | 11185.7162 | 155.5032 | 228.036
1 | 5600 | 707 | 0.02 | 15 | 15 | 7 | 5.6234e-10 | 5spot_SharedNeighbor | Water | Porous | Wet | R600a | MinimizeLCOE_Brownfield | IgnoreSilica | 2019 | 127.5009 | 29.3532 | 2.3027 | 4 | 7543.1576 | 11042.352 | 153.7775 | 225.1133 | 121.2279 | 0 | 165.3131 | 4347384.2333 | 304949.8546 | 5092414.9821 | 5114470.2949 | 0 | 374194.786 | 0 | 5941031.5189 | 15457345.339 | 10549955.8106 | 47181746.8194 | 961560.8286 | 21335742.5118 | 21335742.5118 | 1478867.319 | 9416018.0746 | 0 | 69479050.1599 | 101709678.0654 | 562341.3252 | 9.2109 | 7543.1576 | 11042.352 | 153.7775 | 225.1133
1 | 5600 | 707 | 0.02 | 15 | 15 | 7 | 7.4989e-10 | 5spot_SharedNeighbor | Water | Porous | Wet | R600a | MinimizeLCOE_Brownfield | IgnoreSilica | 2019 | 128.6265 | 29.6011 | 2.3319 | 4 | 7479.7104 | 10935.1746 | 152.484 | 222.9283 | 121.203 | 0 | 177.5914 | 4372777.0834 | 306661.7995 | 5126883.5364 | 5158309.0619 | 0 | 361602.1797 | 0 | 5977231.1278 | 15551529.2958 | 10614238.2963 | 47469232.3808 | 961560.8286 | 21335742.5118 | 21335742.5118 | 1478867.319 | 9416018.0746 | 0 | 69766535.7213 | 101997163.6267 | 749894.2093 | 9.3274 | 7479.7104 | 10935.1746 | 152.484 | 222.9283
1 | 5600 | 707 | 0.02 | 15 | 15 | 7 | 1e-09 | 5spot_SharedNeighbor | Water | Porous | Wet | R600a | MinimizeLCOE_Brownfield | IgnoreSilica | 2019 | 129.4714 | 29.787 | 2.354 | 4 | 7432.1448 | 10855.1561 | 151.5143 | 221.297 | 121.1839 | 0 | 171.7174 | 4391757.0518 | 307940.2399 | 5152684.5103 | 5191190.1464 | 0 | 351616.7198 | 0 | 6004123.5806 | 15621497.9417 | 10661993.3349 | 47682803.5254 | 961560.8286 | 21335742.5118 | 21335742.5118 | 1478867.319 | 9416018.0746 | 0 | 69980106.8659 | 102210734.7714 | 1000000 | 9.4159 | 7432.1448 | 10855.1561 | 151.5143 | 221.297
1 | 5600 | 707 | 0.02 | 15 | 15 | 7 | 1.3335e-09 | 5spot_SharedNeighbor | Water | Porous | Wet | R600a | MinimizeLCOE_Brownfield | IgnoreSilica | 2019 | 130.1 | 29.9251 | 2.3706 | 4 | 7396.4804 | 10795.4284 | 150.7873 | 220.0794 | 121.1696 | 0 | 191.8398 | 4405834.7543 | 308887.8273 | 5171842.2688 | 5215641.7602 | 0 | 343750.2846 | 0 | 6023923.1891 | 15673012.4616 | 10697153.0532 | 47840045.5992 | 961560.8286 | 21335742.5118 | 21335742.5118 | 1478867.319 | 9416018.0746 | 0 | 70137348.9397 | 102367976.8452 | 1333521.4322 | 9.4825 | 7396.4804 | 10795.4284 | 150.7873 | 220.0794
1 | 5600 | 707 | 0.02 | 15 | 15 | 7 | 1.7783e-09 | 5spot_SharedNeighbor | Water | Porous | Wet | R600a | MinimizeLCOE_Brownfield | IgnoreSilica | 2019 | 130.5702 | 30.0283 | 2.3832 | 4 | 7369.7371 | 10750.767 | 150.2421 | 219.1689 | 121.1588 | 0 | 184.5718 | 4416340.1885 | 309594.5987 | 5186150.2709 | 5233923.9056 | 0 | 337646.6667 | 0 | 6038625.6958 | 15711265.3681 | 10723261.448 | 47956808.1422 | 961560.8286 | 21335742.5118 | 21335742.5118 | 1478867.319 | 9416018.0746 | 0 | 70254111.4827 | 102484739.3882 | 1778279.41 | 9.5328 | 7369.7371 | 10750.767 | 150.2421 | 219.1689
1 | 5600 | 707 | 0.02 | 15 | 15 | 7 | 2.3714e-09 | 5spot_SharedNeighbor | Water | Porous | Wet | R600a | MinimizeLCOE_Brownfield | IgnoreSilica | 2019 | 130.9381 | 30.109 | 2.3928 | 4 | 7349.6826 | 10717.1028 | 149.8332 | 218.4826 | 121.1503 | 0 | 187.2157 | 4424543.5003 | 310146.2834 | 5197329.6041 | 5248220.3886 | 0 | 333116.5637 | 0 | 6050208.9726 | 15741402.6783 | 10743830.7814 | 48048798.7724 | 961560.8286 | 21335742.5118 | 21335742.5118 | 1478867.319 | 9416018.0746 | 0 | 70346102.1129 | 102576730.0184 | 2371373.7057 | 9.5713 | 7349.6826 | 10717.1028 | 149.8332 | 218.4826
1 | 5600 | 707 | 0.02 | 15 | 15 | 7 | 3.1623e-09 | 5spot_SharedNeighbor | Water | Porous | Wet | R600a | MinimizeLCOE_Brownfield | IgnoreSilica | 2019 | 131.2009 | 30.1667 | 2.3999 | 4 | 7334.6436 | 10692.0921 | 149.5266 | 217.9728 | 121.1442 | 0 | 179.4499 | 4430396.9605 | 310539.8136 | 5205310.4567 | 5258433.191 | 0 | 329519.0924 | 0 | 6058337.8106 | 15762552.2471 | 10758265.7967 | 48113355.3687 | 961560.8286 | 21335742.5118 | 21335742.5118 | 1478867.319 | 9416018.0746 | 0 | 70410658.7092 | 102641286.6147 | 3162277.6602 | 9.5997 | 7334.6436 | 10692.0921 | 149.5266 | 217.9728
1 | 5600 | 707 | 0.02 | 15 | 15 | 7 | 4.217e-09 | 5spot_SharedNeighbor | Water | Porous | Wet | R600a | MinimizeLCOE_Brownfield | IgnoreSilica | 2019 | 131.4056 | 30.2115 | 2.4054 | 4 | 7323.3656 | 10673.2401 | 149.2967 | 217.5884 | 121.1394 | 0 | 179.1733 | 4434950.5451 | 310845.8899 | 5211521.0599 | 5266384.3633 | 0 | 326863.4361 | 0 | 6064720.4648 | 15779158.6042 | 10769599.9766 | 48164044.3399 | 961560.8286 | 21335742.5118 | 21335742.5118 | 1478867.319 | 9416018.0746 | 0 | 70461347.6804 | 102691975.5859 | 4216965.0343 | 9.6214 | 7323.3656 | 10673.2401 | 149.2967 | 217.5884
1 | 5600 | 707 | 0.02 | 15 | 15 | 7 | 5.6234e-09 | 5spot_SharedNeighbor | Water | Porous | Wet | R600a | MinimizeLCOE_Brownfield | IgnoreSilica | 2019 | 131.5519 | 30.2436 | 2.4094 | 4 | 7314.9082 | 10659.2227 | 149.1243 | 217.3027 | 121.136 | 0 | 162.959 | 4438203.4481 | 311064.4988 | 5215958.9025 | 5272068.0253 | 0 | 324775.8861 | 0 | 6069207.5967 | 15790833.201 | 10777568.1288 | 48199679.6873 | 961560.8286 | 21335742.5118 | 21335742.5118 | 1478867.319 | 9416018.0746 | 0 | 70496983.0277 | 102727610.9332 | 5623413.2519 | 9.6374 | 7314.9082 | 10659.2227 | 149.1243 | 217.3027
1 | 5600 | 707 | 0.02 | 15 | 15 | 7 | 7.4989e-09 | 5spot_SharedNeighbor | Water | Porous | Wet | R600a | MinimizeLCOE_Brownfield | IgnoreSilica | 2019 | 131.6614 | 30.2676 | 2.4124 | 4 | 7308.5658 | 10648.7209 | 148.995 | 217.0886 | 121.1334 | 0 | 183.8493 | 4440635.4095 | 311227.917 | 5219277.388 | 5276319.1989 | 0 | 323195.5058 | 0 | 6072555.6135 | 15799544.0539 | 10783513.4649 | 48226268.5515 | 961560.8286 | 21335742.5118 | 21335742.5118 | 1478867.319 | 9416018.0746 | 0 | 70523571.8919 | 102754199.7974 | 7498942.0933 | 9.6494 | 7308.5658 | 10648.7209 | 148.995 | 217.0886
1 | 5600 | 707 | 0.02 | 15 | 15 | 7 | 1e-08 | 5spot_SharedNeighbor | Water | Porous | Wet | R600a | MinimizeLCOE_Brownfield | IgnoreSilica | 2019 | 131.7493 | 30.2869 | 2.4147 | 4 | 7303.8096 | 10640.7595 | 148.898 | 216.9263 | 121.1314 | 0 | 186.6262 | 4442589.4872 | 311359.2147 | 5221944.1058 | 5279736.0465 | 0 | 322065.3702 | 0 | 6075300.7475 | 15806686.3294 | 10788388.2148 | 48248069.516 | 961560.8286 | 21335742.5118 | 21335742.5118 | 1478867.319 | 9416018.0746 | 0 | 70545372.8565 | 102776000.7619 | 10000000 | 9.6587 | 7303.8096 | 10640.7595 | 148.898 | 216.9263
1 | 5700 | 707 | 0.02 | 15 | 15 | 7 | 1e-13 | 5spot_SharedNeighbor | Water | Porous | Wet | R600a | MinimizeLCOE_Brownfield | IgnoreSilica | 2019 | 0 | 0 | 0 | 0 |  |  |  |  | 15 |  | 22.9082 | [19 empty] | 100 | 0
1 | 5700 | 707 | 0.02 | 15 | 15 | 7 | 1.3335e-13 | 5spot_SharedNeighbor | Water | Porous | Wet | R600a | MinimizeLCOE_Brownfield | IgnoreSilica | 2019 | 0 | 0 | 0 | 0 |  |  |  |  | 15 |  | 22.0201 | [19 empty] | 133.3521 | 0
1 | 5700 | 707 | 0.02 | 15 | 15 | 7 | 1.7783e-13 | 5spot_SharedNeighbor | Water | Porous | Wet | R600a | MinimizeLCOE_Brownfield | IgnoreSilica | 2019 | 0 | 0 | 0 | 0 |  |  |  |  | 15 |  | 24.1408 | [19 empty] | 177.8279 | 0
1 | 5700 | 707 | 0.02 | 15 | 15 | 7 | 2.3714e-13 | 5spot_SharedNeighbor | Water | Porous | Wet | R600a | MinimizeLCOE_Brownfield | IgnoreSilica | 2019 | 0 | 0 | 0 | 0 |  |  |  |  | 15 |  | 25.6962 | [19 empty] | 237.1374 | 0
1 | 5700 | 707 | 0.02 | 15 | 15 | 7 | 3.1623e-13 | 5spot_SharedNeighbor | Water | Porous | Wet | R600a | MinimizeLCOE_Brownfield | IgnoreSilica | 2019 | 0 | 0 | 0 | 0 |  |  |  |  | 15 |  | 25.0321 | [19 empty] | 316.2278 | 0
1 | 5700 | 707 | 0.02 | 15 | 15 | 7 | 4.217e-13 | 5spot_SharedNeighbor | Water | Porous | Wet | R600a | MinimizeLCOE_Brownfield | IgnoreSilica | 2019 | 1.6 | 0.2207 | 0.00075768 | 4 | 7915789.9677 | 18797185.7511 | 161374.0854 | 383206.0566 | 91.3973 | 0 | 29.9242 | 115981.099 | 6888.4425 | 104049.6125 | 73988.7529 | 0 | 73318.2615 | 0 | 145948.2057 | 379727.2931 | 259171.6802 | 1159073.3475 | 961560.8286 | 21870032.1104 | 21870032.1104 | 1478867.319 | 9629733.914 | 0 | 23990666.2865 | 56969299.63 | 421.6965 | 0.0030307 | 7915789.9677 | 18797185.7511 | 161374.0854 | 383206.0566
1 | 5700 | 707 | 0.02 | 15 | 15 | 7 | 5.6234e-13 | 5spot_SharedNeighbor | Water | Porous | Wet | R600a | MinimizeLCOE_Brownfield | IgnoreSilica | 2019 | 2.2349 | 0.35775 | 0.0057531 | 4 | 1062754.0264 | 2495835.3 | 21665.6783 | 50880.9785 | 99.2234 | 0 | 342.4814 | 172012.4161 | 10714.613 | 152231.7756 | 98710.5504 | 0 | 90964.2266 | 0 | 204607.0968 | 532345.6952 | 363336.8756 | 1624923.2493 | 961560.8286 | 21870032.1104 | 21870032.1104 | 1478867.319 | 9629733.914 | 0 | 24456516.1884 | 57435149.5319 | 562.3413 | 0.023012 | 1062754.0264 | 2495835.3 | 21665.6783 | 50880.9785
1 | 5700 | 707 | 0.02 | 15 | 15 | 7 | 7.4989e-13 | 5spot_SharedNeighbor | Water | Porous | Wet | R600a | MinimizeLCOE_Brownfield | IgnoreSilica | 2019 | 3.2073 | 0.57828 | 0.014024 | 4 | 448136.1739 | 1036032.9774 | 9135.8621 | 21120.9336 | 105.9807 | 0 | 510.4193 | 251413.1121 | 16310.9634 | 222433.139 | 137242.512 | 0 | 117464.7705 | 0 | 290497.1538 | 755814.0051 | 515858.5889 | 2307034.2448 | 961560.8286 | 21870032.1104 | 21870032.1104 | 1478867.319 | 9629733.914 | 0 | 25138627.1838 | 58117260.5273 | 749.8942 | 0.056096 | 448136.1739 | 1036032.9774 | 9135.8621 | 21120.9336
1 | 5700 | 707 | 0.02 | 15 | 15 | 7 | 1e-12 | 5spot_SharedNeighbor | Water | Porous | Wet | R600a | MinimizeLCOE_Brownfield | IgnoreSilica | 2019 | 4.4527 | 0.86908 | 0.026447 | 4 | 245322.3322 | 557059.12 | 5001.2276 | 11356.4036 | 110.724 | 0 | 79.3854 | 344048.7239 | 22968.0684 | 307083.4888 | 187387.0671 | 0 | 146197.4733 | 0 | 392997.0804 | 1022497.7884 | 697875.7508 | 3121055.4411 | 961560.8286 | 21870032.1104 | 21870032.1104 | 1478867.319 | 9629733.914 | 0 | 25952648.3802 | 58931281.7237 | 1000 | 0.10579 | 245322.3322 | 557059.12 | 5001.2276 | 11356.4036
1 | 5700 | 707 | 0.02 | 15 | 15 | 7 | 1.3335e-12 | 5spot_SharedNeighbor | Water | Porous | Wet | R600a | MinimizeLCOE_Brownfield | IgnoreSilica | 2019 | 5.9802 | 1.2311 | 0.043952 | 4 | 152891.9988 | 340475.8886 | 3116.9102 | 6941.0615 | 114.019 | 0 | 69.788 | 447446.6985 | 30465.6439 | 404785.3175 | 249289.6684 | 0 | 174960.7731 | 0 | 509709.7596 | 1326160.2386 | 905131.6127 | 4047949.7123 | 961560.8286 | 21870032.1104 | 21870032.1104 | 1478867.319 | 9629733.914 | 0 | 26879542.6513 | 59858175.9948 | 1333.5214 | 0.17581 | 152891.9988 | 340475.8886 | 3116.9102 | 6941.0615
1 | 5700 | 707 | 0.02 | 15 | 15 | 7 | 1.7783e-12 | 5spot_SharedNeighbor | Water | Porous | Wet | R600a | MinimizeLCOE_Brownfield | IgnoreSilica | 2019 | 7.8413 | 1.6737 | 0.067501 | 4 | 103439.8239 | 225581.7331 | 2108.7607 | 4598.7888 | 116.3157 | 0 | 82.8858 | 562072.4527 | 38796.1476 | 516692.1032 | 324772.436 | 0 | 203456.7656 | 0 | 641858.063 | 1669983.0168 | 1139797.7237 | 5097428.7086 | 961560.8286 | 21870032.1104 | 21870032.1104 | 1478867.319 | 9629733.914 | 0 | 27929021.6476 | 60907654.9911 | 1778.2794 | 0.27 | 103439.8239 | 225581.7331 | 2108.7607 | 4598.7888
1 | 5700 | 707 | 0.02 | 15 | 15 | 7 | 2.3714e-12 | 5spot_SharedNeighbor | Water | Porous | Wet | R600a | MinimizeLCOE_Brownfield | IgnoreSilica | 2019 | 10.489 | 2.3123 | 0.10063 | 4 | 72942.5367 | 154871.4106 | 1487.0323 | 3157.2632 | 118.3931 | 0 | 97.5436 | 713248.8329 | 49833.1039 | 668177.6018 | 433177.0438 | 0 | 243815.5936 | 0 | 822218.3486 | 2139243.483 | 1460077.6342 | 6529791.6418 | 961560.8286 | 21870032.1104 | 21870032.1104 | 1478867.319 | 9629733.914 | 0 | 29361384.5809 | 62340017.9244 | 2371.3737 | 0.40253 | 72942.5367 | 154871.4106 | 1487.0323 | 3157.2632
1 | 5700 | 707 | 0.02 | 15 | 15 | 7 | 3.1623e-12 | 5spot_SharedNeighbor | Water | Porous | Wet | R600a | MinimizeLCOE_Brownfield | IgnoreSilica | 2019 | 13.7144 | 3.0898 | 0.14401 | 4 | 53799.3239 | 111051.1613 | 1096.772 | 2263.9281 | 119.8072 | 0 | 88.8328 | 880988.4114 | 62045.5518 | 841743.0507 | 565215.029 | 0 | 284050.4731 | 0 | 1027276.5812 | 2672762.941 | 1824215.627 | 8158297.6652 | 961560.8286 | 21870032.1104 | 21870032.1104 | 1478867.319 | 9629733.914 | 0 | 30989890.6043 | 63968523.9478 | 3162.2777 | 0.57603 | 53799.3239 | 111051.1613 | 1096.772 | 2263.9281
1 | 5700 | 707 | 0.02 | 15 | 15 | 7 | 4.217e-12 | 5spot_SharedNeighbor | Water | Porous | Wet | R600a | MinimizeLCOE_Brownfield | IgnoreSilica | 2019 | 17.7661 | 4.0682 | 0.20112 | 4 | 40925.2428 | 81919.944 | 834.3164 | 1670.0489 | 120.8734 | 0 | 55.7562 | 1075083.8562 | 76149.8536 | 1048153.6694 | 731259.0482 | 0 | 327454.2012 | 0 | 1270659.2452 | 3305994.708 | 2256409.3196 | 10091163.9015 | 961560.8286 | 21870032.1104 | 21870032.1104 | 1478867.319 | 9629733.914 | 0 | 32922756.8405 | 65901390.1841 | 4216.965 | 0.80446 | 40925.2428 | 81919.944 | 834.3164 | 1670.0489
1 | 5700 | 707 | 0.02 | 15 | 15 | 7 | 5.6234e-12 | 5spot_SharedNeighbor | Water | Porous | Wet | R600a | MinimizeLCOE_Brownfield | IgnoreSilica | 2019 | 22.8667 | 5.3013 | 0.2757 | 4 | 31948.4454 | 61853.0546 | 651.3123 | 1260.9582 | 121.6894 | 0 | 74.8223 | 1300980.3566 | 92524.2168 | 1294694.8768 | 940643.8346 | 0 | 375017.2114 | 0 | 1561505.5935 | 4062717.2455 | 2772888.0005 | 12400971.3357 | 961560.8286 | 21870032.1104 | 21870032.1104 | 1478867.319 | 9629733.914 | 0 | 35232564.2747 | 68211197.6182 | 5623.4133 | 1.1028 | 31948.4454 | 61853.0546 | 651.3123 | 1260.9582
1 | 5700 | 707 | 0.02 | 15 | 15 | 7 | 7.4989e-12 | 5spot_SharedNeighbor | Water | Porous | Wet | R600a | MinimizeLCOE_Brownfield | IgnoreSilica | 2019 | 29.0734 | 6.802 | 0.37107 | 4 | 25531.3137 | 47749.8531 | 520.4904 | 973.4453 | 122.3037 | 0 | 100.8063 | 1555654.3537 | 110919.0098 | 1579743.365 | 1194282.4415 | 0 | 423109.7938 | 0 | 1896846.4959 | 4935205.4855 | 3368379.1522 | 15064140.0974 | 961560.8286 | 21870032.1104 | 21870032.1104 | 1478867.319 | 9629733.914 | 0 | 37895733.0365 | 70874366.38 | 7498.9421 | 1.4843 | 25531.3137 | 47749.8531 | 520.4904 | 973.4453
1 | 5700 | 707 | 0.02 | 15 | 15 | 7 | 1e-11 | 5spot_SharedNeighbor | Water | Porous | Wet | R600a | MinimizeLCOE_Brownfield | IgnoreSilica | 2019 | 36.6982 | 8.6453 | 0.49192 | 4 | 20844.0225 | 37604.256 | 424.9336 | 766.6136 | 122.78 | 0 | 88.5816 | 1846671.4031 | 131865.23 | 1913229.3889 | 1504638.876 | 0 | 474149.5012 | 0 | 2289516.2157 | 5956851.5488 | 4065673.5831 | 18182595.7468 | 961560.8286 | 21870032.1104 | 21870032.1104 | 1478867.319 | 9629733.914 | 0 | 41014188.6859 | 73992822.0294 | 10000 | 1.9677 | 20844.0225 | 37604.256 | 424.9336 | 766.6136
1 | 5700 | 707 | 0.02 | 15 | 15 | 7 | 1.3335e-11 | 5spot_SharedNeighbor | Water | Porous | Wet | R600a | MinimizeLCOE_Brownfield | IgnoreSilica | 2019 | 45.736 | 10.8316 | 0.64151 | 4 | 17362.3199 | 30214.2796 | 353.9544 | 615.959 | 123.1415 | 0 | 118.593 | 2169308.3861 | 155028.5346 | 2290826.8045 | 1873562.2435 | 0 | 524197.2848 | 0 | 2735040.0689 | 7116013.2253 | 4856825.2457 | 21720801.7933 | 961560.8286 | 21870032.1104 | 21870032.1104 | 1478867.319 | 9629733.914 | 0 | 44552394.7324 | 77531028.0759 | 13335.2143 | 2.566 | 17362.3199 | 30214.2796 | 353.9544 | 615.959
1 | 5700 | 707 | 0.02 | 15 | 15 | 7 | 1.7783e-11 | 5spot_SharedNeighbor | Water | Porous | Wet | R600a | MinimizeLCOE_Brownfield | IgnoreSilica | 2019 | 55.8675 | 13.2819 | 0.81907 | 4 | 14757.9834 | 24823.8762 | 300.8615 | 506.0683 | 123.3984 | 0 | 125.3231 | 2509051.5122 | 179352.6897 | 2696285.558 | 2288348.2129 | 0 | 566397.0429 | 0 | 3213379.6561 | 8360554.7105 | 5706250.3821 | 25519619.7644 | 961560.8286 | 21870032.1104 | 21870032.1104 | 1478867.319 | 9629733.914 | 0 | 48351212.7035 | 81329846.047 | 17782.7941 | 3.2763 | 14757.9834 | 24823.8762 | 300.8615 | 506.0683
1 | 5700 | 707 | 0.02 | 15 | 15 | 7 | 2.3714e-11 | 5spot_SharedNeighbor | Water | Porous | Wet | R600a | MinimizeLCOE_Brownfield | IgnoreSilica | 2019 | 66.6003 | 15.8706 | 1.0188 | 4 | 12809.7342 | 20902.2194 | 261.1438 | 426.12 | 123.5551 | 0 | 128.8652 | 2848194.0848 | 203532.3854 | 3108739.5421 | 2727059.6876 | 0 | 595344.4548 | 0 | 3698319.3603 | 9622268.3459 | 6567395.864 | 29370853.7249 | 961560.8286 | 21870032.1104 | 21870032.1104 | 1478867.319 | 9629733.914 | 0 | 52202446.664 | 85181080.0075 | 23713.7371 | 4.0752 | 12809.7342 | 20902.2194 | 261.1438 | 426.12
1 | 5700 | 707 | 0.02 | 15 | 15 | 7 | 3.1623e-11 | 5spot_SharedNeighbor | Water | Porous | Wet | R600a | MinimizeLCOE_Brownfield | IgnoreSilica | 2019 | 77.2971 | 18.4372 | 1.2303 | 4 | 11354.613 | 18056.028 | 231.4791 | 368.0966 | 123.6192 | 0 | 145.3783 | 3168050.1868 | 226218.4516 | 3504662.0536 | 3162956.1648 | 0 | 607598.4049 | 0 | 4161099.252 | 10826326.695 | 7389190.4281 | 33046101.6368 | 961560.8286 | 21870032.1104 | 21870032.1104 | 1478867.319 | 9629733.914 | 0 | 55877694.5758 | 88856327.9193 | 31622.7766 | 4.9211 | 11354.613 | 18056.028 | 231.4791 | 368.0966
1 | 5700 | 707 | 0.02 | 15 | 15 | 7 | 4.217e-11 | 5spot_SharedNeighbor | Water | Porous | Wet | R600a | MinimizeLCOE_Brownfield | IgnoreSilica | 2019 | 87.3897 | 20.8412 | 1.4412 | 4 | 10269.9349 | 15990.6841 | 209.3665 | 325.9917 | 123.6086 | 0 | 143.4081 | 3455065.7118 | 246453.4364 | 3865737.5824 | 3572467.5339 | 0 | 603555.1755 | 0 | 4579878.9816 | 11915905.6477 | 8132850.4519 | 36371914.5211 | 961560.8286 | 21870032.1104 | 21870032.1104 | 1478867.319 | 9629733.914 | 0 | 59203507.4602 | 92182140.8037 | 42169.6503 | 5.7647 | 10269.9349 | 15990.6841 | 209.3665 | 325.9917
1 | 5700 | 707 | 0.02 | 15 | 15 | 7 | 5.6234e-11 | 5spot_SharedNeighbor | Water | Porous | Wet | R600a | MinimizeLCOE_Brownfield | IgnoreSilica | 2019 | 96.454 | 22.9822 | 1.6401 | 4 | 9462.1942 | 14489.1497 | 192.8996 | 295.3809 | 123.5482 | 0 | 147.0403 | 3701653.2648 | 263728.8585 | 4180474.7085 | 3938436.3899 | 0 | 586221.7908 | 0 | 4941500.8549 | 12856771.5832 | 8775010.7858 | 39243798.2363 | 961560.8286 | 21870032.1104 | 21870032.1104 | 1478867.319 | 9629733.914 | 0 | 62075391.1754 | 95054024.5189 | 56234.1325 | 6.5604 | 9462.1942 | 14489.1497 | 192.8996 | 295.3809
1 | 5700 | 707 | 0.02 | 15 | 15 | 7 | 7.4989e-11 | 5spot_SharedNeighbor | Water | Porous | Wet | R600a | MinimizeLCOE_Brownfield | IgnoreSilica | 2019 | 104.2567 | 24.8094 | 1.8187 | 4 | 8860.6455 | 13393.8878 | 180.6362 | 273.0525 | 123.4619 | 0 | 157.7849 | 3906007.2093 | 277958.0113 | 4444592.8802 | 4251889.0676 | 0 | 559920.1733 | 0 | 5241743.2633 | 13637940.7416 | 9308174.7878 | 41628226.1344 | 961560.8286 | 21870032.1104 | 21870032.1104 | 1478867.319 | 9629733.914 | 0 | 64459819.0735 | 97438452.417 | 74989.4209 | 7.2748 | 8860.6455 | 13393.8878 | 180.6362 | 273.0525
1 | 5700 | 707 | 0.02 | 15 | 15 | 7 | 1e-10 | 5spot_SharedNeighbor | Water | Porous | Wet | R600a | MinimizeLCOE_Brownfield | IgnoreSilica | 2019 | 110.7413 | 26.3157 | 1.9726 | 4 | 8412.3049 | 12591.8157 | 171.4962 | 256.7012 | 123.3684 | 0 | 144.9338 | 4070550.8541 | 289351.2919 | 4659507.1345 | 4511166.6675 | 0 | 529011.199 | 0 | 5483238.9873 | 14266263.078 | 9737017.6932 | 43546106.9055 | 961560.8286 | 21870032.1104 | 21870032.1104 | 1478867.319 | 9629733.914 | 0 | 66377699.8446 | 99356333.1881 | 100000 | 7.8905 | 8412.3049 | 12591.8157 | 171.4962 | 256.7012
1 | 5700 | 707 | 0.02 | 15 | 15 | 7 | 1.3335e-10 | 5spot_SharedNeighbor | Water | Porous | Wet | R600a | MinimizeLCOE_Brownfield | IgnoreSilica | 2019 | 115.9734 | 27.5225 | 2.1008 | 4 | 8077.7743 | 12002.2409 | 164.6764 | 244.6819 | 123.2794 | 0 | 174.0171 | 4199951.5379 | 298267.818 | 4829981.0602 | 4719506.9835 | 0 | 497018.5884 | 0 | 5672443.1353 | 14758533.4599 | 10073002.3439 | 45048704.927 | 961560.8286 | 21870032.1104 | 21870032.1104 | 1478867.319 | 9629733.914 | 0 | 67880297.8661 | 100858931.2096 | 133352.1432 | 8.4033 | 8077.7743 | 12002.2409 | 164.6764 | 244.6819
1 | 5700 | 707 | 0.02 | 15 | 15 | 7 | 1.7783e-10 | 5spot_SharedNeighbor | Water | Porous | Wet | R600a | MinimizeLCOE_Brownfield | IgnoreSilica | 2019 | 120.1345 | 28.4765 | 2.2051 | 4 | 7827.8639 | 11566.6933 | 159.5816 | 235.8027 | 123.2007 | 0 | 158.4149 | 4300782.5416 | 305187.5174 | 4963736.8975 | 4884626.9892 | 0 | 466848.1329 | 0 | 5819261.0107 | 15140523.4553 | 10333718.3649 | 46214684.9097 | 961560.8286 | 21870032.1104 | 21870032.1104 | 1478867.319 | 9629733.914 | 0 | 69046277.8487 | 102024911.1923 | 177827.941 | 8.8206 | 7827.8639 | 11566.6933 | 159.5816 | 235.8027
1 | 5700 | 707 | 0.02 | 15 | 15 | 7 | 2.3714e-10 | 5spot_SharedNeighbor | Water | Porous | Wet | R600a | MinimizeLCOE_Brownfield | IgnoreSilica | 2019 | 123.3593 | 29.2122 | 2.288 | 4 | 7640.9647 | 11244.451 | 155.7714 | 229.2333 | 123.1349 | 0 | 177.755 | 4377682.2551 | 310447.4438 | 5066303.666 | 5012229.4708 | 0 | 439554.6465 | 0 | 5930424.818 | 15429748.8791 | 10531120.6596 | 47097511.839 | 961560.8286 | 21870032.1104 | 21870032.1104 | 1478867.319 | 9629733.914 | 0 | 69929104.778 | 102907738.1215 | 237137.3706 | 9.1519 | 7640.9647 | 11244.451 | 155.7714 | 229.2333
1 | 5700 | 707 | 0.02 | 15 | 15 | 7 | 3.1623e-10 | 5spot_SharedNeighbor | Water | Porous | Wet | R600a | MinimizeLCOE_Brownfield | IgnoreSilica | 2019 | 125.8567 | 29.7798 | 2.353 | 4 | 7501.0544 | 11004.9035 | 152.9191 | 224.3498 | 123.0812 | 0 | 181.6468 | 4436504.5745 | 314460.2503 | 5145092.5372 | 5110831.7912 | 0 | 416193.8117 | 0 | 6015002.3563 | 15649802.2844 | 10681311.6304 | 47769199.2359 | 961560.8286 | 21870032.1104 | 21870032.1104 | 1478867.319 | 9629733.914 | 0 | 70600792.175 | 103579425.5185 | 316227.766 | 9.4121 | 7501.0544 | 11004.9035 | 152.9191 | 224.3498
1 | 5700 | 707 | 0.02 | 15 | 15 | 7 | 4.217e-10 | 5spot_SharedNeighbor | Water | Porous | Wet | R600a | MinimizeLCOE_Brownfield | IgnoreSilica | 2019 | 127.7593 | 30.2108 | 2.4034 | 4 | 7396.2528 | 10826.6965 | 150.7826 | 220.7169 | 123.0388 | 0 | 173.5385 | 4480890.4711 | 317481.9521 | 5204739.081 | 5185814.3456 | 0 | 396630.2273 | 0 | 6078366.8701 | 15814663.7514 | 10793832.9692 | 48272419.6677 | 961560.8286 | 21870032.1104 | 21870032.1104 | 1478867.319 | 9629733.914 | 0 | 71104012.6068 | 104082645.9503 | 421696.5034 | 9.6135 | 7396.2528 | 10826.6965 | 150.7826 | 220.7169
1 | 5700 | 707 | 0.02 | 15 | 15 | 7 | 5.6234e-10 | 5spot_SharedNeighbor | Water | Porous | Wet | R600a | MinimizeLCOE_Brownfield | IgnoreSilica | 2019 | 129.1935 | 30.535 | 2.4419 | 4 | 7317.7128 | 10693.9893 | 149.1815 | 218.0114 | 123.0059 | 0 | 177.4009 | 4514109.4882 | 319739.8266 | 5249490.378 | 5242262.4903 | 0 | 380575.1526 | 0 | 6125409.1609 | 15937058.1425 | 10877369.656 | 48646014.2951 | 961560.8286 | 21870032.1104 | 21870032.1104 | 1478867.319 | 9629733.914 | 0 | 71477607.2341 | 104456240.5776 | 562341.3252 | 9.7678 | 7317.7128 | 10693.9893 | 149.1815 | 218.0114
1 | 5700 | 707 | 0.02 | 15 | 15 | 7 | 7.4989e-10 | 5spot_SharedNeighbor | Water | Porous | Wet | R600a | MinimizeLCOE_Brownfield | IgnoreSilica | 2019 | 130.3682 | 30.8003 | 2.4725 | 4 | 7258.7955 | 10593.4017 | 147.9804 | 215.9608 | 122.9784 | 0 | 174.9407 | 4541242.0193 | 321585.4028 | 5286042.1253 | 5288870.8398 | 0 | 368695.5349 | 0 | 6164510.0096 | 16038790.5302 | 10946804.101 | 48956540.563 | 961560.8286 | 21870032.1104 | 21870032.1104 | 1478867.319 | 9629733.914 | 0 | 71788133.5021 | 104766766.8456 | 749894.2093 | 9.8898 | 7258.7955 | 10593.4017 | 147.9804 | 215.9608
1 | 5700 | 707 | 0.02 | 15 | 15 | 7 | 1e-09 | 5spot_SharedNeighbor | Water | Porous | Wet | R600a | MinimizeLCOE_Brownfield | IgnoreSilica | 2019 | 131.1692 | 30.981 | 2.4947 | 4 | 7214.6142 | 10519.4972 | 147.0797 | 214.4542 | 122.9593 | 0 | 165.7263 | 4559681.2367 | 322839.1663 | 5310905.4825 | 5320719.2473 | 0 | 358403.6793 | 0 | 6190294.0367 | 16105875.2797 | 10992590.821 | 49161308.9495 | 961560.8286 | 21870032.1104 | 21870032.1104 | 1478867.319 | 9629733.914 | 0 | 71992901.8886 | 104971535.2321 | 1000000 | 9.9788 | 7214.6142 | 10519.4972 | 147.0797 | 214.4542
1 | 5700 | 707 | 0.02 | 15 | 15 | 7 | 1.3335e-09 | 5spot_SharedNeighbor | Water | Porous | Wet | R600a | MinimizeLCOE_Brownfield | IgnoreSilica | 2019 | 131.7929 | 31.1215 | 2.5118 | 4 | 7181.4849 | 10463.9061 | 146.4043 | 213.3209 | 122.9444 | 0 | 193.3725 | 4573993.0471 | 323811.675 | 5330222.7671 | 5345504.3354 | 0 | 350611.2629 | 0 | 6210415.8041 | 16158227.9909 | 11028322.6222 | 49321109.5046 | 961560.8286 | 21870032.1104 | 21870032.1104 | 1478867.319 | 9629733.914 | 0 | 72152702.4437 | 105131335.7872 | 1333521.4322 | 10.047 | 7181.4849 | 10463.9061 | 146.4043 | 213.3209
1 | 5700 | 707 | 0.02 | 15 | 15 | 7 | 1.7783e-09 | 5spot_SharedNeighbor | Water | Porous | Wet | R600a | MinimizeLCOE_Brownfield | IgnoreSilica | 2019 | 132.2487 | 31.2242 | 2.5245 | 4 | 7156.6414 | 10422.4925 | 145.8978 | 212.4766 | 122.9333 | 0 | 178.5876 | 4584429.8356 | 324520.5152 | 5344320.7205 | 5363615.6962 | 0 | 344454.9143 | 0 | 6224923.2559 | 16195973.4045 | 11054084.6426 | 49436322.9848 | 961560.8286 | 21870032.1104 | 21870032.1104 | 1478867.319 | 9629733.914 | 0 | 72267915.9239 | 105246549.2674 | 1778279.41 | 10.098 | 7156.6414 | 10422.4925 | 145.8978 | 212.4766
1 | 5700 | 707 | 0.02 | 15 | 15 | 7 | 2.3714e-09 | 5spot_SharedNeighbor | Water | Porous | Wet | R600a | MinimizeLCOE_Brownfield | IgnoreSilica | 2019 | 132.5971 | 31.3026 | 2.5342 | 4 | 7138.0107 | 10391.3927 | 145.518 | 211.8426 | 122.9248 | 0 | 183.5622 | 4592393.4799 | 325061.1909 | 5355084.0528 | 5377455.9966 | 0 | 339799.845 | 0 | 6236019.8804 | 16224844.5454 | 11073789.7894 | 49524448.7805 | 961560.8286 | 21870032.1104 | 21870032.1104 | 1478867.319 | 9629733.914 | 0 | 72356041.7196 | 105334675.0631 | 2371373.7057 | 10.1367 | 7138.0107 | 10391.3927 | 145.518 | 211.8426
1 | 5700 | 707 | 0.02 | 15 | 15 | 7 | 3.1623e-09 | 5spot_SharedNeighbor | Water | Porous | Wet | R600a | MinimizeLCOE_Brownfield | IgnoreSilica | 2019 | 132.8601 | 31.3617 | 2.5415 | 4 | 7124.0391 | 10368.0754 | 145.2332 | 211.3672 | 122.9184 | 0 | 189.0385 | 4598397.8101 | 325468.7298 | 5363202.7731 | 5387903.0622 | 0 | 336265.1727 | 0 | 6244382.6437 | 16246602.7399 | 11088640.2043 | 49590863.1358 | 961560.8286 | 21870032.1104 | 21870032.1104 | 1478867.319 | 9629733.914 | 0 | 72422456.0749 | 105401089.4184 | 3162277.6602 | 10.1659 | 7124.0391 | 10368.0754 | 145.2332 | 211.3672
1 | 5700 | 707 | 0.02 | 15 | 15 | 7 | 4.217e-09 | 5spot_SharedNeighbor | Water | Porous | Wet | R600a | MinimizeLCOE_Brownfield | IgnoreSilica | 2019 | 133.0381 | 31.4018 | 2.5467 | 4 | 7113.5614 | 10350.888 | 145.0196 | 211.0169 | 122.914 | 0 | 191.6319 | 4602456.905 | 325744.1703 | 5368693.2001 | 5394971.9848 | 0 | 333372.4397 | 0 | 6249843.0929 | 16260809.7087 | 11098336.7524 | 49634228.254 | 961560.8286 | 21870032.1104 | 21870032.1104 | 1478867.319 | 9629733.914 | 0 | 72465821.193 | 105444454.5365 | 4216965.0343 | 10.187 | 7113.5614 | 10350.888 | 145.0196 | 211.0169
1 | 5700 | 707 | 0.02 | 15 | 15 | 7 | 5.6234e-09 | 5spot_SharedNeighbor | Water | Porous | Wet | R600a | MinimizeLCOE_Brownfield | IgnoreSilica | 2019 | 133.189 | 31.4357 | 2.5509 | 4 | 7105.7038 | 10337.7525 | 144.8594 | 210.7491 | 122.9103 | 0 | 197.9386 | 4605897.5201 | 325977.6185 | 5373347.9275 | 5400966.9504 | 0 | 331369.8516 | 0 | 6254648.3486 | 16273311.9982 | 11106869.8219 | 49672390.0369 | 961560.8286 | 21870032.1104 | 21870032.1104 | 1478867.319 | 9629733.914 | 0 | 72503982.9759 | 105482616.3194 | 5623413.2519 | 10.2036 | 7105.7038 | 10337.7525 | 144.8594 | 210.7491
1 | 5700 | 707 | 0.02 | 15 | 15 | 7 | 7.4989e-09 | 5spot_SharedNeighbor | Water | Porous | Wet | R600a | MinimizeLCOE_Brownfield | IgnoreSilica | 2019 | 133.3035 | 31.4614 | 2.554 | 4 | 7099.8113 | 10327.889 | 144.7393 | 210.548 | 122.9075 | 0 | 151.7285 | 4608505.4933 | 326154.5504 | 5376876.8462 | 5405513.3363 | 0 | 329870.2686 | 0 | 6258298.993 | 16282810.2261 | 11113352.5576 | 49701382.2715 | 961560.8286 | 21870032.1104 | 21870032.1104 | 1478867.319 | 9629733.914 | 0 | 72532975.2106 | 105511608.5541 | 7498942.0933 | 10.2162 | 7099.8113 | 10327.889 | 144.7393 | 210.548
1 | 5700 | 707 | 0.02 | 15 | 15 | 7 | 1e-08 | 5spot_SharedNeighbor | Water | Porous | Wet | R600a | MinimizeLCOE_Brownfield | IgnoreSilica | 2019 | 133.3741 | 31.4773 | 2.5562 | 4 | 7095.3925 | 10320.7178 | 144.6492 | 210.4018 | 122.9058 | 0 | 165.3159 | 4610111.8924 | 326263.5147 | 5379050.966 | 5408315.1284 | 0 | 328575.0327 | 0 | 6260403.4484 | 16288285.5873 | 11117089.6041 | 49718095.174 | 961560.8286 | 21870032.1104 | 21870032.1104 | 1478867.319 | 9629733.914 | 0 | 72549688.1131 | 105528321.4566 | 10000000 | 10.2249 | 7095.3925 | 10320.7178 | 144.6492 | 210.4018
1 | 5800 | 707 | 0.02 | 15 | 15 | 7 | 1e-13 | 5spot_SharedNeighbor | Water | Porous | Wet | R600a | MinimizeLCOE_Brownfield | IgnoreSilica | 2019 | 0 | 0 | 0 | 0 |  |  |  |  | 15 |  | 21.7955 | [19 empty] | 100 | 0
1 | 5800 | 707 | 0.02 | 15 | 15 | 7 | 1.3335e-13 | 5spot_SharedNeighbor | Water | Porous | Wet | R600a | MinimizeLCOE_Brownfield | IgnoreSilica | 2019 | 0 | 0 | 0 | 0 |  |  |  |  | 15 |  | 21.3581 | [19 empty] | 133.3521 | 0
1 | 5800 | 707 | 0.02 | 15 | 15 | 7 | 1.7783e-13 | 5spot_SharedNeighbor | Water | Porous | Wet | R600a | MinimizeLCOE_Brownfield | IgnoreSilica | 2019 | 0 | 0 | 0 | 0 |  |  |  |  | 15 |  | 24.4473 | [19 empty] | 177.8279 | 0
1 | 5800 | 707 | 0.02 | 15 | 15 | 7 | 2.3714e-13 | 5spot_SharedNeighbor | Water | Porous | Wet | R600a | MinimizeLCOE_Brownfield | IgnoreSilica | 2019 | 0 | 0 | 0 | 0 |  |  |  |  | 15 |  | 23.7299 | [19 empty] | 237.1374 | 0
1 | 5800 | 707 | 0.02 | 15 | 15 | 7 | 3.1623e-13 | 5spot_SharedNeighbor | Water | Porous | Wet | R600a | MinimizeLCOE_Brownfield | IgnoreSilica | 2019 | 0 | 0 | 0 | 0 |  |  |  |  | 15 |  | 23.808 | [19 empty] | 316.2278 | 0
1 | 5800 | 707 | 0.02 | 15 | 15 | 7 | 4.217e-13 | 5spot_SharedNeighbor | Water | Porous | Wet | R600a | MinimizeLCOE_Brownfield | IgnoreSilica | 2019 | 1.6 | 0.22447 | 0.001522 | 4 | 4030813.8207 | 9571999.0714 | 82173.5918 | 195138.1482 | 92.251 | 0 | 29.8447 | 118164.3693 | 7052.6208 | 105402.142 | 74382.8157 | 0 | 72083.6809 | 0 | 147063.3952 | 382628.7874 | 261152.0097 | 1167929.821 | 961560.8286 | 22410181.7999 | 22410181.7999 | 1478867.319 | 9845793.7898 | 0 | 24539672.4495 | 58274515.3582 | 421.6965 | 0.006088 | 4030813.8207 | 9571999.0714 | 82173.5918 | 195138.1482
1 | 5800 | 707 | 0.02 | 15 | 15 | 7 | 5.6234e-13 | 5spot_SharedNeighbor | Water | Porous | Wet | R600a | MinimizeLCOE_Brownfield | IgnoreSilica | 2019 | 2.3904 | 0.40014 | 0.0071868 | 4 | 874448.1427 | 2047940.6142 | 17826.8082 | 41750.0395 | 101.7185 | 0 | 378.2049 | 189178.9178 | 11956.9989 | 166191.7212 | 105476.9211 | 0 | 97493.2862 | 0 | 222416.1596 | 578681.2236 | 394961.8258 | 1766357.0542 | 961560.8286 | 22410181.7999 | 22410181.7999 | 1478867.319 | 9845793.7898 | 0 | 25138099.6828 | 58872942.5915 | 562.3413 | 0.028747 | 874448.1427 | 2047940.6142 | 17826.8082 | 41750.0395
1 | 5800 | 707 | 0.02 | 15 | 15 | 7 | 7.4989e-13 | 5spot_SharedNeighbor | Water | Porous | Wet | R600a | MinimizeLCOE_Brownfield | IgnoreSilica | 2019 | 3.4212 | 0.6415 | 0.016574 | 4 | 390204.3198 | 899048.1249 | 7954.8428 | 18328.3121 | 108.3062 | 0 | 536.5892 | 274310.5731 | 18039.8637 | 241281.1972 | 147055.0847 | 0 | 125722.0462 | 0 | 314499.4183 | 818262.9737 | 558481.2932 | 2497652.45 | 961560.8286 | 22410181.7999 | 22410181.7999 | 1478867.319 | 9845793.7898 | 0 | 25869395.0785 | 59604237.9873 | 749.8942 | 0.066297 | 390204.3198 | 899048.1249 | 7954.8428 | 18328.3121
1 | 5800 | 707 | 0.02 | 15 | 15 | 7 | 1e-12 | 5spot_SharedNeighbor | Water | Porous | Wet | R600a | MinimizeLCOE_Brownfield | IgnoreSilica | 2019 | 4.7085 | 0.95116 | 0.030483 | 4 | 219124.4817 | 495795.8924 | 4467.1489 | 10107.4699 | 112.8429 | 0 | 85.952 | 371139.5626 | 25083.0151 | 329581.1415 | 199688.1683 | 0 | 154930.2304 | 0 | 421364.626 | 1096304.323 | 748250.2272 | 3346341.294 | 961560.8286 | 22410181.7999 | 22410181.7999 | 1478867.319 | 9845793.7898 | 0 | 26718083.9225 | 60452926.8312 | 1000 | 0.12193 | 219124.4817 | 495795.8924 | 4467.1489 | 10107.4699
1 | 5800 | 707 | 0.02 | 15 | 15 | 7 | 1.3335e-12 | 5spot_SharedNeighbor | Water | Porous | Wet | R600a | MinimizeLCOE_Brownfield | IgnoreSilica | 2019 | 6.3286 | 1.3459 | 0.049974 | 4 | 138632.9869 | 307393.5825 | 2826.221 | 6266.634 | 116.0857 | 0 | 71.799 | 482029.4309 | 33217.0244 | 434090.4508 | 266286.704 | 0 | 185831.7678 | 0 | 546567.5974 | 1422056.7719 | 970582.9672 | 4340662.7144 | 961560.8286 | 22410181.7999 | 22410181.7999 | 1478867.319 | 9845793.7898 | 0 | 27712405.3429 | 61447248.2517 | 1333.5214 | 0.1999 | 138632.9869 | 307393.5825 | 2826.221 | 6266.634
1 | 5800 | 707 | 0.02 | 15 | 15 | 7 | 1.7783e-12 | 5spot_SharedNeighbor | Water | Porous | Wet | R600a | MinimizeLCOE_Brownfield | IgnoreSilica | 2019 | 8.2239 | 1.8087 | 0.0759 | 4 | 94826.7571 | 205943.5062 | 1933.1717 | 4198.4369 | 118.2415 | 0 | 85.4133 | 600083.0571 | 41888.4827 | 549039.323 | 344457.867 | 0 | 213657.7651 | 0 | 682159.333 | 1774838.6544 | 1211363.8509 | 5417488.3332 | 961560.8286 | 22410181.7999 | 22410181.7999 | 1478867.319 | 9845793.7898 | 0 | 28789230.9618 | 62524073.8705 | 1778.2794 | 0.3036 | 94826.7571 | 205943.5062 | 1933.1717 | 4198.4369
1 | 5800 | 707 | 0.02 | 15 | 15 | 7 | 2.3714e-12 | 5spot_SharedNeighbor | Water | Porous | Wet | R600a | MinimizeLCOE_Brownfield | IgnoreSilica | 2019 | 11.0958 | 2.522 | 0.113 | 4 | 67188.0359 | 141821.6582 | 1369.719 | 2891.2263 | 120.3835 | 0 | 88.3047 | 766565.7958 | 54182.3988 | 715228.6895 | 463985.011 | 0 | 259346.4021 | 0 | 881130.2359 | 2292520.1291 | 1564692.0947 | 6997650.7568 | 961560.8286 | 22410181.7999 | 22410181.7999 | 1478867.319 | 9845793.7898 | 0 | 30369393.3853 | 64104236.2941 | 2371.3737 | 0.45201 | 67188.0359 | 141821.6582 | 1369.719 | 2891.2263
1 | 5800 | 707 | 0.02 | 15 | 15 | 7 | 3.1623e-12 | 5spot_SharedNeighbor | Water | Porous | Wet | R600a | MinimizeLCOE_Brownfield | IgnoreSilica | 2019 | 14.4797 | 3.3606 | 0.16106 | 4 | 49824.664 | 102189.6962 | 1015.7432 | 2083.2752 | 121.7609 | 0 | 92.0024 | 944800.0863 | 67302.9292 | 899018.5945 | 604827.4597 | 0 | 301557.5396 | 0 | 1098827.5776 | 2858923.9564 | 1951274.3453 | 8726532.4886 | 961560.8286 | 22410181.7999 | 22410181.7999 | 1478867.319 | 9845793.7898 | 0 | 32098275.1171 | 65833118.0259 | 3162.2777 | 0.64422 | 49824.664 | 102189.6962 | 1015.7432 | 2083.2752
1 | 5800 | 707 | 0.02 | 15 | 15 | 7 | 4.217e-12 | 5spot_SharedNeighbor | Water | Porous | Wet | R600a | MinimizeLCOE_Brownfield | IgnoreSilica | 2019 | 18.6649 | 4.3977 | 0.22367 | 4 | 38121.7026 | 75826.9624 | 777.1625 | 1545.8352 | 122.7898 | 0 | 87.3681 | 1147455.496 | 82164.9111 | 1114086.2554 | 777136.0638 | 0 | 345354.2529 | 0 | 1351816.8219 | 3517150.0747 | 2400527.1962 | 10735691.0719 | 961560.8286 | 22410181.7999 | 22410181.7999 | 1478867.319 | 9845793.7898 | 0 | 34107433.7004 | 67842276.6092 | 4216.965 | 0.8947 | 38121.7026 | 75826.9624 | 777.1625 | 1545.8352
1 | 5800 | 707 | 0.02 | 15 | 15 | 7 | 5.6234e-12 | 5spot_SharedNeighbor | Water | Porous | Wet | R600a | MinimizeLCOE_Brownfield | IgnoreSilica | 2019 | 24.0434 | 5.733 | 0.30592 | 4 | 29886.6913 | 57455.3188 | 609.2806 | 1171.3044 | 123.5968 | 0 | 97.0944 | 1388824.4235 | 99837.9667 | 1376583.4054 | 1000237.3093 | 0 | 396241.0477 | 0 | 1662072.4195 | 4324371.4976 | 2951472.4041 | 13199640.4737 | 961560.8286 | 22410181.7999 | 22410181.7999 | 1478867.319 | 9845793.7898 | 0 | 36571383.1022 | 70306226.0109 | 5623.4133 | 1.2237 | 29886.6913 | 57455.3188 | 609.2806 | 1171.3044
1 | 5800 | 707 | 0.02 | 15 | 15 | 7 | 7.4989e-12 | 5spot_SharedNeighbor | Water | Porous | Wet | R600a | MinimizeLCOE_Brownfield | IgnoreSilica | 2019 | 30.6009 | 7.363 | 0.41136 | 4 | 23961.5675 | 44463.4788 | 488.489 | 906.4482 | 124.2044 | 0 | 88.637 | 1662025.4935 | 119788.7755 | 1680950.2371 | 1273029.5397 | 0 | 448084.6244 | 0 | 2021712.6813 | 5260081.6866 | 3590113.8349 | 16055786.873 | 961560.8286 | 22410181.7999 | 22410181.7999 | 1478867.319 | 9845793.7898 | 0 | 39427529.5015 | 73162372.4102 | 7498.9421 | 1.6454 | 23961.5675 | 44463.4788 | 488.489 | 906.4482
1 | 5800 | 707 | 0.02 | 15 | 15 | 7 | 1e-11 | 5spot_SharedNeighbor | Water | Porous | Wet | R600a | MinimizeLCOE_Brownfield | IgnoreSilica | 2019 | 38.5398 | 9.3374 | 0.54437 | 4 | 19621.4035 | 35114.0295 | 400.0088 | 715.847 | 124.6693 | 0 | 106.5339 | 1970102.511 | 142215.1107 | 2032145.0995 | 1603198.6841 | 0 | 500913.0503 | 0 | 2436944.0377 | 6340428.5 | 4327472.7341 | 19353419.7273 | 961560.8286 | 22410181.7999 | 22410181.7999 | 1478867.319 | 9845793.7898 | 0 | 42725162.3558 | 76460005.2646 | 10000 | 2.1775 | 19621.4035 | 35114.0295 | 400.0088 | 715.847
1 | 5800 | 707 | 0.02 | 15 | 15 | 7 | 1.3335e-11 | 5spot_SharedNeighbor | Water | Porous | Wet | R600a | MinimizeLCOE_Brownfield | IgnoreSilica | 2019 | 47.8554 | 11.6548 | 0.70776 | 4 | 16398.411 | 28314.5008 | 334.3038 | 577.2294 | 125.019 | 0 | 121.5084 | 2308244.1744 | 166753.9222 | 2425902.2179 | 1990756.0082 | 0 | 551292.3117 | 0 | 2902749.9674 | 7552359.9794 | 5154640.8714 | 23052699.4526 | 961560.8286 | 22410181.7999 | 22410181.7999 | 1478867.319 | 9845793.7898 | 0 | 46424442.0811 | 80159284.9899 | 13335.2143 | 2.831 | 16398.411 | 28314.5008 | 334.3038 | 577.2294
1 | 5800 | 707 | 0.02 | 15 | 15 | 7 | 1.7783e-11 | 5spot_SharedNeighbor | Water | Porous | Wet | R600a | MinimizeLCOE_Brownfield | IgnoreSilica | 2019 | 58.223 | 14.2317 | 0.90016 | 4 | 13987.9287 | 23357.0234 | 285.1628 | 476.1645 | 125.2628 | 0 | 128.182 | 2661848.5496 | 192334.4971 | 2845759.7797 | 2422724.462 | 0 | 592767.2729 | 0 | 3399019.4789 | 8843551.4494 | 6035905.581 | 26993911.0708 | 961560.8286 | 22410181.7999 | 22410181.7999 | 1478867.319 | 9845793.7898 | 0 | 50365653.6993 | 84100496.6081 | 17782.7941 | 3.6007 | 13987.9287 | 23357.0234 | 285.1628 | 476.1645
1 | 5800 | 707 | 0.02 | 15 | 15 | 7 | 2.3714e-11 | 5spot_SharedNeighbor | Water | Porous | Wet | R600a | MinimizeLCOE_Brownfield | IgnoreSilica | 2019 | 69.105 | 16.9274 | 1.1145 | 4 | 12185.2703 | 19752.3953 | 248.4132 | 402.6793 | 125.4035 | 0 | 138.7255 | 3011693.8198 | 217526.8934 | 3269036.477 | 2875096.7679 | 0 | 619743.9617 | 0 | 3897308.1888 | 10139996.4594 | 6920755.9396 | 30951158.5077 | 961560.8286 | 22410181.7999 | 22410181.7999 | 1478867.319 | 9845793.7898 | 0 | 54322901.1363 | 88057744.045 | 23713.7371 | 4.4581 | 12185.2703 | 19752.3953 | 248.4132 | 402.6793
1 | 5800 | 707 | 0.02 | 15 | 15 | 7 | 3.1623e-11 | 5spot_SharedNeighbor | Water | Porous | Wet | R600a | MinimizeLCOE_Brownfield | IgnoreSilica | 2019 | 79.8575 | 19.5749 | 1.3392 | 4 | 10839.4652 | 17137.0372 | 220.9772 | 349.3617 | 125.4503 | 0 | 148.1104 | 3338869.2101 | 240952.302 | 3671927.6042 | 3320269.3914 | 0 | 629234.343 | 0 | 4368488.6118 | 11365911.2676 | 7757467.9863 | 34693120.7165 | 961560.8286 | 22410181.7999 | 22410181.7999 | 1478867.319 | 9845793.7898 | 0 | 58064863.345 | 91799706.2537 | 31622.7766 | 5.3568 | 10839.4652 | 17137.0372 | 220.9772 | 349.3617
1 | 5800 | 707 | 0.02 | 15 | 15 | 7 | 4.217e-11 | 5spot_SharedNeighbor | Water | Porous | Wet | R600a | MinimizeLCOE_Brownfield | IgnoreSilica | 2019 | 89.8982 | 22.0274 | 1.5609 | 4 | 9836.4296 | 15239.6798 | 200.5289 | 310.6815 | 125.4239 | 0 | 143.8823 | 3629489.9786 | 261625.3049 | 4035644.2465 | 3733714.4417 | 0 | 621816.9139 | 0 | 4790093.4454 | 12462840.5616 | 8506144.7691 | 38041369.6616 | 961560.8286 | 22410181.7999 | 22410181.7999 | 1478867.319 | 9845793.7898 | 0 | 61413112.2901 | 95147955.1989 | 42169.6503 | 6.2434 | 9836.4296 | 15239.6798 | 200.5289 | 310.6815
1 | 5800 | 707 | 0.02 | 15 | 15 | 7 | 5.6234e-11 | 5spot_SharedNeighbor | Water | Porous | Wet | R600a | MinimizeLCOE_Brownfield | IgnoreSilica | 2019 | 98.8628 | 24.1974 | 1.7682 | 4 | 9089.3628 | 13859.1049 | 185.299 | 282.5366 | 125.3506 | 0 | 176.9794 | 3877782.6916 | 279168.2761 | 4350901.1137 | 4100608.8685 | 0 | 601429.1498 | 0 | 5151857.1388 | 13404075.484 | 9148556.9441 | 40914379.6665 | 961560.8286 | 22410181.7999 | 22410181.7999 | 1478867.319 | 9845793.7898 | 0 | 64286122.295 | 98020965.2037 | 56234.1325 | 7.0727 | 9089.3628 | 13859.1049 | 185.299 | 282.5366
1 | 5800 | 707 | 0.02 | 15 | 15 | 7 | 7.4989e-11 | 5spot_SharedNeighbor | Water | Porous | Wet | R600a | MinimizeLCOE_Brownfield | IgnoreSilica | 2019 | 106.5413 | 26.0392 | 1.953 | 4 | 8532.7828 | 12851.0894 | 173.9523 | 261.9868 | 125.2546 | 0 | 160.4459 | 4082587.6114 | 293544.6553 | 4614204.8338 | 4412958.6324 | 0 | 572575.0169 | 0 | 5450589.5925 | 14181316.05 | 9679039.601 | 43286815.9933 | 961560.8286 | 22410181.7999 | 22410181.7999 | 1478867.319 | 9845793.7898 | 0 | 66658558.6219 | 100393401.5306 | 74989.4209 | 7.8121 | 8532.7828 | 12851.0894 | 173.9523 | 261.9868
1 | 5800 | 707 | 0.02 | 15 | 15 | 7 | 1e-10 | 5spot_SharedNeighbor | Water | Porous | Wet | R600a | MinimizeLCOE_Brownfield | IgnoreSilica | 2019 | 112.8802 | 27.547 | 2.1112 | 4 | 8117.7503 | 12112.512 | 165.4913 | 246.9299 | 125.1543 | 0 | 147.2527 | 4246454.6362 | 304979.688 | 4827091.3582 | 4669373.6054 | 0 | 539472.3799 | 0 | 5689074.9505 | 14801806.0314 | 10102536.7631 | 45180789.4128 | 961560.8286 | 22410181.7999 | 22410181.7999 | 1478867.319 | 9845793.7898 | 0 | 68552532.0413 | 102287374.95 | 100000 | 8.4448 | 8117.7503 | 12112.512 | 165.4913 | 246.9299
1 | 5800 | 707 | 0.02 | 15 | 15 | 7 | 1.3335e-10 | 5spot_SharedNeighbor | Water | Porous | Wet | R600a | MinimizeLCOE_Brownfield | IgnoreSilica | 2019 | 118.0003 | 28.756 | 2.2426 | 4 | 7807.9087 | 11568.6726 | 159.1748 | 235.843 | 125.0605 | 0 | 178.6054 | 4375499.6751 | 313938.9219 | 4996178.0001 | 4875476.5058 | 0 | 506074.9872 | 0 | 5876195.5551 | 15288655.461 | 10434821.5026 | 46666840.6088 | 961560.8286 | 22410181.7999 | 22410181.7999 | 1478867.319 | 9845793.7898 | 0 | 70038583.2373 | 103773426.1461 | 133352.1432 | 8.9702 | 7807.9087 | 11568.6726 | 159.1748 | 235.843
1 | 5800 | 707 | 0.02 | 15 | 15 | 7 | 1.7783e-10 | 5spot_SharedNeighbor | Water | Porous | Wet | R600a | MinimizeLCOE_Brownfield | IgnoreSilica | 2019 | 122.0855 | 29.7148 | 2.3493 | 4 | 7576.2988 | 11166.1235 | 154.4531 | 227.6365 | 124.9778 | 0 | 160.7065 | 4476430.5631 | 320918.242 | 5129305.706 | 5039430.6568 | 0 | 475141.8822 | 0 | 6022078.5496 | 15668213.0878 | 10693877.382 | 47825396.0696 | 961560.8286 | 22410181.7999 | 22410181.7999 | 1478867.319 | 9845793.7898 | 0 | 71197138.6981 | 104931981.6069 | 177827.941 | 9.3974 | 7576.2988 | 11166.1235 | 154.4531 | 227.6365
1 | 5800 | 707 | 0.02 | 15 | 15 | 7 | 2.3714e-10 | 5spot_SharedNeighbor | Water | Porous | Wet | R600a | MinimizeLCOE_Brownfield | IgnoreSilica | 2019 | 125.2112 | 30.4449 | 2.4336 | 4 | 7402.9562 | 10868.5212 | 150.9193 | 221.5695 | 124.91 | 0 | 172.4294 | 4552517.9372 | 326165.9086 | 5230128.0889 | 5164888.9955 | 0 | 446949.289 | 0 | 6131053.5855 | 15951743.7774 | 10887392.9036 | 48690840.4856 | 961560.8286 | 22410181.7999 | 22410181.7999 | 1478867.319 | 9845793.7898 | 0 | 72062583.1141 | 105797426.0229 | 237137.3706 | 9.7343 | 7402.9562 | 10868.5212 | 150.9193 | 221.5695
1 | 5800 | 707 | 0.02 | 15 | 15 | 7 | 3.1623e-10 | 5spot_SharedNeighbor | Water | Porous | Wet | R600a | MinimizeLCOE_Brownfield | IgnoreSilica | 2019 | 127.6324 | 31.0082 | 2.4997 | 4 | 7273.1603 | 10647.1152 | 148.2732 | 217.0558 | 124.8549 | 0 | 198.1749 | 4610749.4197 | 330171.5234 | 5307605.0862 | 5261856.5684 | 0 | 422995.9845 | 0 | 6214017.6471 | 16167599.2473 | 11034718.6973 | 49349714.1739 | 961560.8286 | 22410181.7999 | 22410181.7999 | 1478867.319 | 9845793.7898 | 0 | 72721456.8024 | 106456299.7111 | 316227.766 | 9.9986 | 7273.1603 | 10647.1152 | 148.2732 | 217.0558
1 | 5800 | 707 | 0.02 | 15 | 15 | 7 | 4.217e-10 | 5spot_SharedNeighbor | Water | Porous | Wet | R600a | MinimizeLCOE_Brownfield | IgnoreSilica | 2019 | 129.4714 | 31.4347 | 2.5507 | 4 | 7175.9114 | 10482.3873 | 146.2907 | 213.6976 | 124.8116 | 0 | 165.0494 | 4654569.7731 | 333179.6125 | 5366091.6969 | 5335379.1553 | 0 | 402980.605 | 0 | 6275958.3287 | 16328756.1952 | 11144711.6256 | 49841626.9922 | 961560.8286 | 22410181.7999 | 22410181.7999 | 1478867.319 | 9845793.7898 | 0 | 73213369.6207 | 106948212.5295 | 421696.5034 | 10.2027 | 7175.9114 | 10482.3873 | 146.2907 | 213.6976
1 | 5800 | 707 | 0.02 | 15 | 15 | 7 | 5.6234e-10 | 5spot_SharedNeighbor | Water | Porous | Wet | R600a | MinimizeLCOE_Brownfield | IgnoreSilica | 2019 | 130.8527 | 31.7543 | 2.5896 | 4 | 7103.0172 | 10359.7307 | 144.8046 | 211.1971 | 124.7783 | 0 | 191.6141 | 4687256.3454 | 335419.8542 | 5409822.3896 | 5390534.2113 | 0 | 386567.7928 | 0 | 6321744.2314 | 16447881.722 | 11226017.2454 | 50205243.792 | 961560.8286 | 22410181.7999 | 22410181.7999 | 1478867.319 | 9845793.7898 | 0 | 73576986.4205 | 107311829.3292 | 562341.3252 | 10.3586 | 7103.0172 | 10359.7307 | 144.8046 | 211.1971
1 | 5800 | 707 | 0.02 | 15 | 15 | 7 | 7.4989e-10 | 5spot_SharedNeighbor | Water | Porous | Wet | R600a | MinimizeLCOE_Brownfield | IgnoreSilica | 2019 | 131.9003 | 31.9963 | 2.6194 | 4 | 7048.3636 | 10268.0736 | 143.6904 | 209.3286 | 124.7525 | 0 | 166.218 | 4711915.1055 | 337107.8552 | 5442872.2748 | 5432321.5101 | 0 | 373516.1433 | 0 | 6356115.8267 | 16537309.5624 | 11287053.5841 | 50478211.8621 | 961560.8286 | 22410181.7999 | 22410181.7999 | 1478867.319 | 9845793.7898 | 0 | 73849954.4906 | 107584797.3993 | 749894.2093 | 10.4776 | 7048.3636 | 10268.0736 | 143.6904 | 209.3286
1 | 5800 | 707 | 0.02 | 15 | 15 | 7 | 1e-09 | 5spot_SharedNeighbor | Water | Porous | Wet | R600a | MinimizeLCOE_Brownfield | IgnoreSilica | 2019 | 132.6897 | 32.1784 | 2.642 | 4 | 7007.3797 | 10199.5582 | 142.8549 | 207.9318 | 124.7328 | 0 | 173.7899 | 4730422.0225 | 338373.5679 | 5467710.7934 | 5463785.2669 | 0 | 363246.7535 | 0 | 6381779.9777 | 16604082.4189 | 11332627.4307 | 50682028.2316 | 961560.8286 | 22410181.7999 | 22410181.7999 | 1478867.319 | 9845793.7898 | 0 | 74053770.8601 | 107788613.7688 | 1000000 | 10.568 | 7007.3797 | 10199.5582 | 142.8549 | 207.9318
1 | 5800 | 707 | 0.02 | 15 | 15 | 7 | 1.3335e-09 | 5spot_SharedNeighbor | Water | Porous | Wet | R600a | MinimizeLCOE_Brownfield | IgnoreSilica | 2019 | 133.2692 | 32.3119 | 2.6589 | 4 | 6976.644 | 10148.5046 | 142.2283 | 206.891 | 124.7182 | 0 | 165.0465 | 4743968.9226 | 339299.4077 | 5485911.0944 | 5486872.3259 | 0 | 355100.1441 | 0 | 6400349.2389 | 16652395.8274 | 11365602.3247 | 50829499.2856 | 961560.8286 | 22410181.7999 | 22410181.7999 | 1478867.319 | 9845793.7898 | 0 | 74201241.9141 | 107936084.8229 | 1333521.4322 | 10.6357 | 6976.644 | 10148.5046 | 142.2283 | 206.891
1 | 5800 | 707 | 0.02 | 15 | 15 | 7 | 1.7783e-09 | 5spot_SharedNeighbor | Water | Porous | Wet | R600a | MinimizeLCOE_Brownfield | IgnoreSilica | 2019 | 133.7102 | 32.4135 | 2.6718 | 4 | 6953.5932 | 10110.2101 | 141.7584 | 206.1103 | 124.707 | 0 | 164.7717 | 4754254.2571 | 340001.981 | 5499739.9147 | 5504432.2224 | 0 | 348878.2373 | 0 | 6414449.5789 | 16689082.0197 | 11390641.4048 | 50941479.6158 | 961560.8286 | 22410181.7999 | 22410181.7999 | 1478867.319 | 9845793.7898 | 0 | 74313222.2443 | 108048065.1531 | 1778279.41 | 10.687 | 6953.5932 | 10110.2101 | 141.7584 | 206.1103
1 | 5800 | 707 | 0.02 | 15 | 15 | 7 | 2.3714e-09 | 5spot_SharedNeighbor | Water | Porous | Wet | R600a | MinimizeLCOE_Brownfield | IgnoreSilica | 2019 | 134.0586 | 32.4936 | 2.6816 | 4 | 6936.3056 | 10081.2907 | 141.406 | 205.5207 | 124.6981 | 0 | 174.2307 | 4762366.1625 | 340555.8809 | 5510652.7112 | 5518300.2045 | 0 | 344299.8938 | 0 | 6425708.1926 | 16718374.6233 | 11410634.2086 | 51030891.8775 | 961560.8286 | 22410181.7999 | 22410181.7999 | 1478867.319 | 9845793.7898 | 0 | 74402634.506 | 108137477.4147 | 2371373.7057 | 10.7266 | 6936.3056 | 10081.2907 | 141.406 | 205.5207
1 | 5800 | 707 | 0.02 | 15 | 15 | 7 | 3.1623e-09 | 5spot_SharedNeighbor | Water | Porous | Wet | R600a | MinimizeLCOE_Brownfield | IgnoreSilica | 2019 | 134.3 | 32.5491 | 2.6888 | 4 | 6923.3404 | 10059.9084 | 141.1417 | 205.0848 | 124.6919 | 0 | 177.7155 | 4767978.3231 | 340938.9628 | 5518206.2321 | 5527905.1347 | 0 | 340587.8715 | 0 | 6433290.4444 | 16738102.087 | 11424098.608 | 51091107.6636 | 961560.8286 | 22410181.7999 | 22410181.7999 | 1478867.319 | 9845793.7898 | 0 | 74462850.2921 | 108197693.2008 | 3162277.6602 | 10.7553 | 6923.3404 | 10059.9084 | 141.1417 | 205.0848
1 | 5800 | 707 | 0.02 | 15 | 15 | 7 | 4.217e-09 | 5spot_SharedNeighbor | Water | Porous | Wet | R600a | MinimizeLCOE_Brownfield | IgnoreSilica | 2019 | 134.4802 | 32.5906 | 2.6942 | 4 | 6913.617 | 10043.8986 | 140.9434 | 204.7585 | 124.6873 | 0 | 175.1853 | 4772164.2628 | 341224.6294 | 5523841.9617 | 5535074.4895 | 0 | 337760.1721 | 0 | 6438925.551 | 16752763.4785 | 11434105.309 | 51135859.854 | 961560.8286 | 22410181.7999 | 22410181.7999 | 1478867.319 | 9845793.7898 | 0 | 74507602.4825 | 108242445.3912 | 4216965.0343 | 10.7769 | 6913.617 | 10043.8986 | 140.9434 | 204.7585
1 | 5800 | 707 | 0.02 | 15 | 15 | 7 | 5.6234e-09 | 5spot_SharedNeighbor | Water | Porous | Wet | R600a | MinimizeLCOE_Brownfield | IgnoreSilica | 2019 | 134.6239 | 32.6236 | 2.6984 | 4 | 6906.3249 | 10031.7811 | 140.7948 | 204.5114 | 124.6836 | 0 | 179.7135 | 4775500.8857 | 341452.3037 | 5528335.1822 | 5540792.1993 | 0 | 335713.8812 | 0 | 6443499.8363 | 16764664.8305 | 11442228.2262 | 51172187.3451 | 961560.8286 | 22410181.7999 | 22410181.7999 | 1478867.319 | 9845793.7898 | 0 | 74543929.9736 | 108278772.8824 | 5623413.2519 | 10.7936 | 6906.3249 | 10031.7811 | 140.7948 | 204.5114
1 | 5800 | 707 | 0.02 | 15 | 15 | 7 | 7.4989e-09 | 5spot_SharedNeighbor | Water | Porous | Wet | R600a | MinimizeLCOE_Brownfield | IgnoreSilica | 2019 | 134.7313 | 32.6483 | 2.7015 | 4 | 6900.8563 | 10022.7035 | 140.6833 | 204.3264 | 124.6808 | 0 | 188.5121 | 4777993.5337 | 341622.3672 | 5531692.5101 | 5545065.5479 | 0 | 334164.1785 | 0 | 6446909.8736 | 16773537.048 | 11448283.697 | 51199268.7559 | 961560.8286 | 22410181.7999 | 22410181.7999 | 1478867.319 | 9845793.7898 | 0 | 74571011.3844 | 108305854.2931 | 7498942.0933 | 10.8061 | 6900.8563 | 10022.7035 | 140.6833 | 204.3264
1 | 5800 | 707 | 0.02 | 15 | 15 | 7 | 1e-08 | 5spot_SharedNeighbor | Water | Porous | Wet | R600a | MinimizeLCOE_Brownfield | IgnoreSilica | 2019 | 134.8091 | 32.6662 | 2.7038 | 4 | 6896.7553 | 10015.9371 | 140.5997 | 204.1884 | 124.6788 | 0 | 175.5672 | 4779797.7569 | 341745.4484 | 5534122.9782 | 5548159.7566 | 0 | 332965.22 | 0 | 6449348.5524 | 16779881.9902 | 11452614.2504 | 51218635.9531 | 961560.8286 | 22410181.7999 | 22410181.7999 | 1478867.319 | 9845793.7898 | 0 | 74590378.5816 | 108325221.4904 | 10000000 | 10.8153 | 6896.7553 | 10015.9371 | 140.5997 | 204.1884
1 | 5900 | 707 | 0.02 | 15 | 15 | 7 | 1e-13 | 5spot_SharedNeighbor | Water | Porous | Wet | R600a | MinimizeLCOE_Brownfield | IgnoreSilica | 2019 | 0 | 0 | 0 | 0 |  |  |  |  | 15 |  | 22.643 | [19 empty] | 100 | 0
1 | 5900 | 707 | 0.02 | 15 | 15 | 7 | 1.3335e-13 | 5spot_SharedNeighbor | Water | Porous | Wet | R600a | MinimizeLCOE_Brownfield | IgnoreSilica | 2019 | 0 | 0 | 0 | 0 |  |  |  |  | 15 |  | 23.1396 | [19 empty] | 133.3521 | 0
1 | 5900 | 707 | 0.02 | 15 | 15 | 7 | 1.7783e-13 | 5spot_SharedNeighbor | Water | Porous | Wet | R600a | MinimizeLCOE_Brownfield | IgnoreSilica | 2019 | 0 | 0 | 0 | 0 |  |  |  |  | 15 |  | 24.2708 | [19 empty] | 177.8279 | 0
1 | 5900 | 707 | 0.02 | 15 | 15 | 7 | 2.3714e-13 | 5spot_SharedNeighbor | Water | Porous | Wet | R600a | MinimizeLCOE_Brownfield | IgnoreSilica | 2019 | 0 | 0 | 0 | 0 |  |  |  |  | 15 |  | 22.7282 | [19 empty] | 237.1374 | 0
1 | 5900 | 707 | 0.02 | 15 | 15 | 7 | 3.1623e-13 | 5spot_SharedNeighbor | Water | Porous | Wet | R600a | MinimizeLCOE_Brownfield | IgnoreSilica | 2019 | 0 | 0 | 0 | 0 |  |  |  |  | 15 |  | 27.028 | [19 empty] | 316.2278 | 0
1 | 5900 | 707 | 0.02 | 15 | 15 | 7 | 4.217e-13 | 5spot_SharedNeighbor | Water | Porous | Wet | R600a | MinimizeLCOE_Brownfield | IgnoreSilica | 2019 | 1.6 | 0.22826 | 0.0022897 | 4 | 2739956.1927 | 6506743.153 | 55857.7131 | 132648.7602 | 93.0926 | 0 | 31.7524 | 120360.3664 | 7219.1204 | 106751.8566 | 74824.5259 | 0 | 70846.7001 | 0 | 148201.0021 | 385588.6072 | 263172.1474 | 1176964.3261 | 961560.8286 | 22956191.5802 | 22956191.5802 | 1478867.319 | 10064197.702 | 0 | 25094716.7349 | 59593973.3361 | 421.6965 | 0.0091588 | 2739956.1927 | 6506743.153 | 55857.7131 | 132648.7602
1 | 5900 | 707 | 0.02 | 15 | 15 | 7 | 5.6234e-13 | 5spot_SharedNeighbor | Water | Porous | Wet | R600a | MinimizeLCOE_Brownfield | IgnoreSilica | 2019 | 2.5655 | 0.44928 | 0.008848 | 4 | 730267.3044 | 1705047.2189 | 14887.4868 | 34759.6938 | 104.2868 | 0 | 422.2035 | 208641.4242 | 13388.1421 | 181987.7682 | 113345.4458 | 0 | 105044.2958 | 0 | 242738.7596 | 631556.46 | 431050.2612 | 1927752.5569 | 961560.8286 | 22956191.5802 | 22956191.5802 | 1478867.319 | 10064197.702 | 0 | 25845504.9657 | 60344761.5669 | 562.3413 | 0.035392 | 730267.3044 | 1705047.2189 | 14887.4868 | 34759.6938
1 | 5900 | 707 | 0.02 | 15 | 15 | 7 | 7.4989e-13 | 5spot_SharedNeighbor | Water | Porous | Wet | R600a | MinimizeLCOE_Brownfield | IgnoreSilica | 2019 | 3.674 | 0.71726 | 0.019466 | 4 | 342147.8208 | 785220.685 | 6975.1461 | 16007.7858 | 110.738 | 0 | 590.2263 | 301039.5422 | 20083.0833 | 263358.0823 | 158844.2297 | 0 | 135878.1987 | 0 | 342889.2231 | 892127.4223 | 608895.2971 | 2723115.0787 | 961560.8286 | 22956191.5802 | 22956191.5802 | 1478867.319 | 10064197.702 | 0 | 26640867.4875 | 61140124.0887 | 749.8942 | 0.077864 | 342147.8208 | 785220.685 | 6975.1461 | 16007.7858
1 | 5900 | 707 | 0.02 | 15 | 15 | 7 | 1e-12 | 5spot_SharedNeighbor | Water | Porous | Wet | R600a | MinimizeLCOE_Brownfield | IgnoreSilica | 2019 | 4.8742 | 1.0144 | 0.034847 | 4 | 196795.792 | 444304.4631 | 4011.9484 | 9057.7474 | 114.7016 | 0 | 72.1902 | 392521.9231 | 26818.3129 | 346525.9518 | 208675.6481 | 0 | 159635.9311 | 0 | 442329.3291 | 1150850.1802 | 785478.8956 | 3512836.1719 | 961560.8286 | 22956191.5802 | 22956191.5802 | 1478867.319 | 10064197.702 | 0 | 27430588.5808 | 61929845.182 | 1000 | 0.13939 | 196795.792 | 444304.4631 | 4011.9484 | 9057.7474
1 | 5900 | 707 | 0.02 | 15 | 15 | 7 | 1.3335e-12 | 5spot_SharedNeighbor | Water | Porous | Wet | R600a | MinimizeLCOE_Brownfield | IgnoreSilica | 2019 | 6.4601 | 1.4113 | 0.056242 | 4 | 126299.2535 | 279650.3536 | 2574.7811 | 5701.0507 | 117.8081 | 0 | 70.8887 | 503303.5311 | 35035.3991 | 450342.8539 | 274890.178 | 0 | 187931.7326 | 0 | 566086.4409 | 1472840.7989 | 1005244.1091 | 4495675.0436 | 961560.8286 | 22956191.5802 | 22956191.5802 | 1478867.319 | 10064197.702 | 0 | 28413427.4524 | 62912684.0536 | 1333.5214 | 0.22497 | 126299.2535 | 279650.3536 | 2574.7811 | 5701.0507
1 | 5900 | 707 | 0.02 | 15 | 15 | 7 | 1.7783e-12 | 5spot_SharedNeighbor | Water | Porous | Wet | R600a | MinimizeLCOE_Brownfield | IgnoreSilica | 2019 | 8.5795 | 1.9424 | 0.084965 | 4 | 87230.0081 | 188740.7846 | 1778.3017 | 3847.7362 | 120.1264 | 0 | 74.2411 | 637558.3626 | 44998.3442 | 580512.148 | 363514.6574 | 0 | 222819.398 | 0 | 721267.1349 | 1876589.1329 | 1280810.6433 | 5728069.8212 | 961560.8286 | 22956191.5802 | 22956191.5802 | 1478867.319 | 10064197.702 | 0 | 29645822.2301 | 64145078.8313 | 1778.2794 | 0.33986 | 87230.0081 | 188740.7846 | 1778.3017 | 3847.7362
1 | 5900 | 707 | 0.02 | 15 | 15 | 7 | 2.3714e-12 | 5spot_SharedNeighbor | Water | Porous | Wet | R600a | MinimizeLCOE_Brownfield | IgnoreSilica | 2019 | 11.4099 | 2.6658 | 0.12568 | 4 | 62100.9036 | 130725.4769 | 1266.0109 | 2665.0157 | 122.2085 | 0 | 98.0911 | 805071.6858 | 57516.5508 | 746730.9888 | 483114.1606 | 0 | 265105.3693 | 0 | 919440.1146 | 2392194.575 | 1632721.9521 | 7301895.397 | 961560.8286 | 22956191.5802 | 22956191.5802 | 1478867.319 | 10064197.702 | 0 | 31219647.8059 | 65718904.4071 | 2371.3737 | 0.50272 | 62100.9036 | 130725.4769 | 1266.0109 | 2665.0157
1 | 5900 | 707 | 0.02 | 15 | 15 | 7 | 3.1623e-12 | 5spot_SharedNeighbor | Water | Porous | Wet | R600a | MinimizeLCOE_Brownfield | IgnoreSilica | 2019 | 15.1689 | 3.6214 | 0.17905 | 4 | 46319.0981 | 94487.9266 | 944.2775 | 1926.2642 | 123.6786 | 0 | 90.4809 | 1005988.5945 | 72452.2195 | 953167.8975 | 640378.7939 | 0 | 316692.1264 | 0 | 1165585.0563 | 3032613.2222 | 2069820.8381 | 9256698.7483 | 961560.8286 | 22956191.5802 | 22956191.5802 | 1478867.319 | 10064197.702 | 0 | 33174451.1572 | 67673707.7584 | 3162.2777 | 0.71622 | 46319.0981 | 94487.9266 | 944.2775 | 1926.2642
1 | 5900 | 707 | 0.02 | 15 | 15 | 7 | 4.217e-12 | 5spot_SharedNeighbor | Water | Porous | Wet | R600a | MinimizeLCOE_Brownfield | IgnoreSilica | 2019 | 19.6996 | 4.7765 | 0.24889 | 4 | 35550.844 | 70203.3306 | 724.752 | 1431.1899 | 124.7218 | 0 | 84.4139 | 1229020.3673 | 89007.5529 | 1188635.8932 | 831602.7564 | 0 | 366915.7233 | 0 | 1445021.0943 | 3759648.4728 | 2566037.3358 | 11475889.1961 | 961560.8286 | 22956191.5802 | 22956191.5802 | 1478867.319 | 10064197.702 | 0 | 35393641.6049 | 69892898.2061 | 4216.965 | 0.99558 | 35550.844 | 70203.3306 | 724.752 | 1431.1899
1 | 5900 | 707 | 0.02 | 15 | 15 | 7 | 5.6234e-12 | 5spot_SharedNeighbor | Water | Porous | Wet | R600a | MinimizeLCOE_Brownfield | IgnoreSilica | 2019 | 25.2956 | 6.2056 | 0.33961 | 4 | 27968.9185 | 53365.4813 | 570.1842 | 1087.9275 | 125.5047 | 0 | 73.3127 | 1483962.3613 | 107887.1931 | 1464686.6624 | 1068754.2061 | 0 | 419332.4113 | 0 | 1772402.9054 | 4611428.7899 | 3147394.9045 | 14075849.434 | 961560.8286 | 22956191.5802 | 22956191.5802 | 1478867.319 | 10064197.702 | 0 | 37993601.8428 | 72492858.444 | 5623.4133 | 1.3584 | 27968.9185 | 53365.4813 | 570.1842 | 1087.9275
1 | 5900 | 707 | 0.02 | 15 | 15 | 7 | 7.4989e-12 | 5spot_SharedNeighbor | Water | Porous | Wet | R600a | MinimizeLCOE_Brownfield | IgnoreSilica | 2019 | 32.1286 | 7.9522 | 0.45565 | 4 | 22502.515 | 41430.9879 | 458.7442 | 844.6267 | 126.0983 | 0 | 95.3438 | 1773109.2771 | 129239.2089 | 1785346.1172 | 1358806.3601 | 0 | 473097.1666 | 0 | 2152643.2706 | 5600736.2224 | 3822617.5554 | 17095595.1782 | 961560.8286 | 22956191.5802 | 22956191.5802 | 1478867.319 | 10064197.702 | 0 | 41013347.5871 | 75512604.1883 | 7498.9421 | 1.8226 | 22502.515 | 41430.9879 | 458.7442 | 844.6267
1 | 5900 | 707 | 0.02 | 15 | 15 | 7 | 1e-11 | 5spot_SharedNeighbor | Water | Porous | Wet | R600a | MinimizeLCOE_Brownfield | IgnoreSilica | 2019 | 40.377 | 10.0607 | 0.60146 | 4 | 18491.7315 | 32831.5087 | 376.979 | 669.3147 | 126.5528 | 0 | 113.8218 | 2098274.0225 | 153170.5827 | 2154260.3024 | 1708208.0489 | 0 | 527601.6956 | 0 | 2590190.7143 | 6739144.9175 | 4599604.8818 | 20570455.1658 | 961560.8286 | 22956191.5802 | 22956191.5802 | 1478867.319 | 10064197.702 | 0 | 44488207.5746 | 78987464.1758 | 10000 | 2.4058 | 18491.7315 | 32831.5087 | 376.979 | 669.3147
1 | 5900 | 707 | 0.02 | 15 | 15 | 7 | 1.3335e-11 | 5spot_SharedNeighbor | Water | Porous | Wet | R600a | MinimizeLCOE_Brownfield | IgnoreSilica | 2019 | 49.9696 | 12.513 | 0.77941 | 4 | 15508.7836 | 26574.6025 | 316.1675 | 541.7592 | 126.8913 | 0 | 128.3665 | 2452227.7714 | 179136.0701 | 2564379.5926 | 2114588.8532 | 0 | 578293.8723 | 0 | 3076564.2022 | 8004588.9641 | 5463296.4458 | 24433075.7716 | 961560.8286 | 22956191.5802 | 22956191.5802 | 1478867.319 | 10064197.702 | 0 | 48350828.1804 | 82850084.7816 | 13335.2143 | 3.1176 | 15508.7836 | 26574.6025 | 316.1675 | 541.7592
1 | 5900 | 707 | 0.02 | 15 | 15 | 7 | 1.7783e-11 | 5spot_SharedNeighbor | Water | Porous | Wet | R600a | MinimizeLCOE_Brownfield | IgnoreSilica | 2019 | 60.5614 | 15.2162 | 0.9871 | 4 | 13278.2479 | 22015.7705 | 270.695 | 448.8213 | 127.1214 | 0 | 136.555 | 2819345.6898 | 205962.6245 | 2998246.5451 | 2562552.0197 | 0 | 618859.395 | 0 | 3589936.8469 | 9340279.2783 | 6374932.531 | 28510114.9303 | 961560.8286 | 22956191.5802 | 22956191.5802 | 1478867.319 | 10064197.702 | 0 | 52427867.3391 | 86927123.9403 | 17782.7941 | 3.9484 | 13278.2479 | 22015.7705 | 270.695 | 448.8213
1 | 5900 | 707 | 0.02 | 15 | 15 | 7 | 2.3714e-11 | 5spot_SharedNeighbor | Water | Porous | Wet | R600a | MinimizeLCOE_Brownfield | IgnoreSilica | 2019 | 71.5897 | 18.0192 | 1.2164 | 4 | 11609.6106 | 18700.0625 | 236.6776 | 381.2261 | 127.2455 | 0 | 128.94 | 3179763.402 | 232169.2603 | 3432215.5025 | 3027715.3575 | 0 | 643869.9165 | 0 | 4101136.0411 | 10670314.7203 | 7282709.0497 | 32569893.2499 | 961560.8286 | 22956191.5802 | 22956191.5802 | 1478867.319 | 10064197.702 | 0 | 56487645.6587 | 90986902.2599 | 23713.7371 | 4.8656 | 11609.6106 | 18700.0625 | 236.6776 | 381.2261
1 | 5900 | 707 | 0.02 | 15 | 15 | 7 | 3.1623e-11 | 5spot_SharedNeighbor | Water | Porous | Wet | R600a | MinimizeLCOE_Brownfield | IgnoreSilica | 2019 | 82.3855 | 20.7452 | 1.4544 | 4 | 10363.519 | 16293.6462 | 211.2744 | 332.168 | 127.2747 | 0 | 154.8431 | 3513880.2573 | 256316.6552 | 3841596.8405 | 3481453.34 | 0 | 650484.7934 | 0 | 4580055.4357 | 11916364.7451 | 8133163.7953 | 36373315.8624 | 961560.8286 | 22956191.5802 | 22956191.5802 | 1478867.319 | 10064197.702 | 0 | 60291068.2712 | 94790324.8724 | 31622.7766 | 5.8176 | 10363.519 | 16293.6462 | 211.2744 | 332.168
1 | 5900 | 707 | 0.02 | 15 | 15 | 7 | 4.217e-11 | 5spot_SharedNeighbor | Water | Porous | Wet | R600a | MinimizeLCOE_Brownfield | IgnoreSilica | 2019 | 92.4003 | 23.2528 | 1.6873 | 4 | 9434.487 | 14546.2105 | 192.3348 | 296.5442 | 127.2322 | 0 | 139.4823 | 3808928.5878 | 277496.2502 | 4208919.0245 | 3900450.8359 | 0 | 640103.6859 | 0 | 5006000.3699 | 13024586.0905 | 8889547.6352 | 39756032.4798 | 961560.8286 | 22956191.5802 | 22956191.5802 | 1478867.319 | 10064197.702 | 0 | 63673784.8887 | 98173041.4898 | 42169.6503 | 6.749 | 9434.487 | 14546.2105 | 192.3348 | 296.5442
1 | 5900 | 707 | 0.02 | 15 | 15 | 7 | 5.6234e-11 | 5spot_SharedNeighbor | Water | Porous | Wet | R600a | MinimizeLCOE_Brownfield | IgnoreSilica | 2019 | 101.2749 | 25.4545 | 1.9033 | 4 | 8742.2341 | 13273.7626 | 178.2223 | 270.6036 | 127.1459 | 0 | 145.8685 | 4059328.3949 | 295346.3618 | 4525093.7366 | 4269901.2056 | 0 | 616811.6158 | 0 | 5368927.7128 | 13968848.5901 | 9534026.1939 | 42638283.8117 | 961560.8286 | 22956191.5802 | 22956191.5802 | 1478867.319 | 10064197.702 | 0 | 66556036.2205 | 101055292.8217 | 56234.1325 | 7.6132 | 8742.2341 | 13273.7626 | 178.2223 | 270.6036
1 | 5900 | 707 | 0.02 | 15 | 15 | 7 | 7.4989e-11 | 5spot_SharedNeighbor | Water | Porous | Wet | R600a | MinimizeLCOE_Brownfield | IgnoreSilica | 2019 | 108.8239 | 27.3103 | 2.0945 | 4 | 8226.2366 | 12343.9869 | 167.703 | 251.6489 | 127.0403 | 0 | 172.6535 | 4264640.5657 | 309885.8795 | 4787505.585 | 4582638.57 | 0 | 585345.9142 | 0 | 5666706.4406 | 14743607.7572 | 10062815.2451 | 45003145.9573 | 961560.8286 | 22956191.5802 | 22956191.5802 | 1478867.319 | 10064197.702 | 0 | 68920898.3662 | 103420154.9674 | 74989.4209 | 8.3782 | 8226.2366 | 12343.9869 | 167.703 | 251.6489
1 | 5900 | 707 | 0.02 | 15 | 15 | 7 | 1e-10 | 5spot_SharedNeighbor | Water | Porous | Wet | R600a | MinimizeLCOE_Brownfield | IgnoreSilica | 2019 | 115.0332 | 28.8236 | 2.2573 | 4 | 7841.3242 | 11662.1231 | 159.856 | 237.7482 | 126.9332 | 0 | 170.4883 | 4428389.254 | 321412.4386 | 4998942.3314 | 4838370.0792 | 0 | 550218.3302 | 0 | 5903559.649 | 15359851.2202 | 10483414.0711 | 46884157.3737 | 961560.8286 | 22956191.5802 | 22956191.5802 | 1478867.319 | 10064197.702 | 0 | 70801909.7826 | 105301166.3838 | 100000 | 9.0293 | 7841.3242 | 11662.1231 | 159.856 | 237.7482
1 | 5900 | 707 | 0.02 | 15 | 15 | 7 | 1.3335e-10 | 5spot_SharedNeighbor | Water | Porous | Wet | R600a | MinimizeLCOE_Brownfield | IgnoreSilica | 2019 | 120.0251 | 30.0309 | 2.3918 | 4 | 7553.8559 | 11159.8018 | 153.9956 | 227.5077 | 126.8348 | 0 | 130.3748 | 4556781.9938 | 330403.5125 | 5166113.109 | 5042886.6932 | 0 | 515207.9204 | 0 | 6088443.3592 | 15840880.7093 | 10811726.5816 | 48352443.879 | 961560.8286 | 22956191.5802 | 22956191.5802 | 1478867.319 | 10064197.702 | 0 | 72270196.2878 | 106769452.889 | 133352.1432 | 9.5673 | 7553.8559 | 11159.8018 | 153.9956 | 227.5077
1 | 5900 | 707 | 0.02 | 15 | 15 | 7 | 1.7783e-10 | 5spot_SharedNeighbor | Water | Porous | Wet | R600a | MinimizeLCOE_Brownfield | IgnoreSilica | 2019 | 123.966 | 30.9782 | 2.5004 | 4 | 7338.9042 | 10788.2832 | 149.6135 | 219.9337 | 126.7497 | 0 | 167.0939 | 4656175.9323 | 337334.212 | 5296386.8838 | 5203760.3032 | 0 | 482728.9694 | 0 | 6230790.6573 | 16211239.1794 | 11064503.8476 | 49482919.9851 | 961560.8286 | 22956191.5802 | 22956191.5802 | 1478867.319 | 10064197.702 | 0 | 73400672.394 | 107899928.9952 | 177827.941 | 10.0016 | 7338.9042 | 10788.2832 | 149.6135 | 219.9337
1 | 5900 | 707 | 0.02 | 15 | 15 | 7 | 2.3714e-10 | 5spot_SharedNeighbor | Water | Porous | Wet | R600a | MinimizeLCOE_Brownfield | IgnoreSilica | 2019 | 127.0166 | 31.7077 | 2.5862 | 4 | 7178.0199 | 10512.9203 | 146.3336 | 214.3201 | 126.6796 | 0 | 167.3807 | 4731941.3748 | 342599.0879 | 5396209.735 | 5327918.7263 | 0 | 453872.9105 | 0 | 6338491.3155 | 16491454.1995 | 11255756.3566 | 50338243.7061 | 961560.8286 | 22956191.5802 | 22956191.5802 | 1478867.319 | 10064197.702 | 0 | 74255996.1149 | 108755252.7161 | 237137.3706 | 10.3449 | 7178.0199 | 10512.9203 | 146.3336 | 214.3201
1 | 5900 | 707 | 0.02 | 15 | 15 | 7 | 3.1623e-10 | 5spot_SharedNeighbor | Water | Porous | Wet | R600a | MinimizeLCOE_Brownfield | IgnoreSilica | 2019 | 129.3593 | 32.2658 | 2.6532 | 4 | 7057.5111 | 10308.2104 | 143.8769 | 210.1468 | 126.6233 | 0 | 160.988 | 4789443.3904 | 346583.9504 | 5472276.2405 | 5423047.6226 | 0 | 429268.0071 | 0 | 6419641.4923 | 16702590.3135 | 11399861.0929 | 50982712.1099 | 961560.8286 | 22956191.5802 | 22956191.5802 | 1478867.319 | 10064197.702 | 0 | 74900464.5187 | 109399721.1199 | 316227.766 | 10.6129 | 7057.5111 | 10308.2104 | 143.8769 | 210.1468
1 | 5900 | 707 | 0.02 | 15 | 15 | 7 | 4.217e-10 | 5spot_SharedNeighbor | Water | Porous | Wet | R600a | MinimizeLCOE_Brownfield | IgnoreSilica | 2019 | 131.1233 | 32.6848 | 2.7047 | 4 | 6967.1952 | 10156.0296 | 142.0357 | 207.0444 | 126.5795 | 0 | 185.9988 | 4832351.7536 | 349551.1605 | 5529213.0868 | 5494547.076 | 0 | 408640.1943 | 0 | 6479578.2758 | 16858533.5293 | 11506295.542 | 51458710.6183 | 961560.8286 | 22956191.5802 | 22956191.5802 | 1478867.319 | 10064197.702 | 0 | 75376463.0272 | 109875719.6284 | 421696.5034 | 10.8188 | 6967.1952 | 10156.0296 | 142.0357 | 207.0444
1 | 5900 | 707 | 0.02 | 15 | 15 | 7 | 5.6234e-10 | 5spot_SharedNeighbor | Water | Porous | Wet | R600a | MinimizeLCOE_Brownfield | IgnoreSilica | 2019 | 132.4728 | 33.0045 | 2.7443 | 4 | 6899.4826 | 10042.3103 | 140.6553 | 204.7261 | 126.5452 | 0 | 174.654 | 4864954.6207 | 351802.053 | 5572576.5568 | 5549170.5345 | 0 | 392069.6661 | 0 | 6524923.6381 | 16976512.8605 | 11586818.8597 | 51818828.7894 | 961560.8286 | 22956191.5802 | 22956191.5802 | 1478867.319 | 10064197.702 | 0 | 75736581.1982 | 110235837.7994 | 562341.3252 | 10.9771 | 6899.4826 | 10042.3103 | 140.6553 | 204.7261
1 | 5900 | 707 | 0.02 | 15 | 15 | 7 | 7.4989e-10 | 5spot_SharedNeighbor | Water | Porous | Wet | R600a | MinimizeLCOE_Brownfield | IgnoreSilica | 2019 | 133.4861 | 33.2442 | 2.7744 | 4 | 6848.7052 | 9957.4448 | 139.6201 | 202.996 | 126.519 | 0 | 161.0147 | 4889309.0113 | 353481.3617 | 5605027.0745 | 5590143.2001 | 0 | 378806.7909 | 0 | 6558539.301 | 17063973.9199 | 11646512.8299 | 52085793.4894 | 961560.8286 | 22956191.5802 | 22956191.5802 | 1478867.319 | 10064197.702 | 0 | 76003545.8982 | 110502802.4994 | 749894.2093 | 11.0975 | 6848.7052 | 9957.4448 | 139.6201 | 202.996
1 | 5900 | 707 | 0.02 | 15 | 15 | 7 | 1e-09 | 5spot_SharedNeighbor | Water | Porous | Wet | R600a | MinimizeLCOE_Brownfield | IgnoreSilica | 2019 | 134.2366 | 33.4214 | 2.797 | 4 | 6810.6228 | 9894.1678 | 138.8438 | 201.706 | 126.4993 | 0 | 167.2573 | 4907276.2624 | 354719.0781 | 5628999.3511 | 5620463.9515 | 0 | 368244.8277 | 0 | 6583084.3536 | 17127835.1118 | 11690099.4056 | 52280722.3418 | 961560.8286 | 22956191.5802 | 22956191.5802 | 1478867.319 | 10064197.702 | 0 | 76198474.7506 | 110697731.3518 | 1000000 | 11.1882 | 6810.6228 | 9894.1678 | 138.8438 | 201.706
1 | 5900 | 707 | 0.02 | 15 | 15 | 7 | 1.3335e-09 | 5spot_SharedNeighbor | Water | Porous | Wet | R600a | MinimizeLCOE_Brownfield | IgnoreSilica | 2019 | 134.8091 | 33.5565 | 2.8143 | 4 | 6782.0601 | 9846.7113 | 138.2615 | 200.7385 | 126.4842 | 0 | 176.8358 | 4920942.8144 | 355659.8664 | 5647251.7334 | 5643580.0404 | 0 | 360128.9861 | 0 | 6601749.7418 | 17176398.6232 | 11723245 | 52428956.8056 | 961560.8286 | 22956191.5802 | 22956191.5802 | 1478867.319 | 10064197.702 | 0 | 76346709.2144 | 110845965.8156 | 1333521.4322 | 11.2572 | 6782.0601 | 9846.7113 | 138.2615 | 200.7385
1 | 5900 | 707 | 0.02 | 15 | 15 | 7 | 1.7783e-09 | 5spot_SharedNeighbor | Water | Porous | Wet | R600a | MinimizeLCOE_Brownfield | IgnoreSilica | 2019 | 136.4 | 33.9326 | 2.8418 | 4 | 6760.5962 | 9795.5528 | 137.8239 | 199.6956 | 126.4443 | 0 | 152.7087 | 4958958.3465 | 358280.4489 | 5697988.9907 | 5707890.8487 | 0 | 366848.6331 | 0 | 6665087.2345 | 17341189.7867 | 11835718.3552 | 52931962.6443 | 961560.8286 | 22956191.5802 | 22956191.5802 | 1478867.319 | 10064197.702 | 0 | 76849715.0531 | 111348971.6543 | 1778279.41 | 11.3673 | 6760.5962 | 9795.5528 | 137.8239 | 199.6956
1 | 5900 | 707 | 0.02 | 15 | 15 | 7 | 2.3714e-09 | 5spot_SharedNeighbor | Water | Porous | Wet | R600a | MinimizeLCOE_Brownfield | IgnoreSilica | 2019 | 137.0406 | 34.0848 | 2.8558 | 4 | 6744.3121 | 9764.4504 | 137.4919 | 199.0615 | 126.4299 | 0 | 175.132 | 4974344.4768 | 359344.4386 | 5718477.2041 | 5733859.3366 | 0 | 365623.9204 | 0 | 6689143.2568 | 17403778.6224 | 11878436.5216 | 53123007.7774 | 961560.8286 | 22956191.5802 | 22956191.5802 | 1478867.319 | 10064197.702 | 0 | 77040760.1862 | 111540016.7874 | 2371373.7057 | 11.4231 | 6744.3121 | 9764.4504 | 137.4919 | 199.0615
1 | 5900 | 707 | 0.02 | 15 | 15 | 7 | 3.1623e-09 | 5spot_SharedNeighbor | Water | Porous | Wet | R600a | MinimizeLCOE_Brownfield | IgnoreSilica | 2019 | 137.2964 | 34.1455 | 2.8634 | 4 | 6732.1131 | 9744.1734 | 137.2432 | 198.6482 | 126.4241 | 0 | 182.8752 | 4980474.6401 | 359768.1248 | 5726646.1246 | 5744222.6731 | 0 | 362134.6947 | 0 | 6697566.0403 | 17425692.9772 | 11893393.5191 | 53189898.7938 | 961560.8286 | 22956191.5802 | 22956191.5802 | 1478867.319 | 10064197.702 | 0 | 77107651.2027 | 111606907.8039 | 3162277.6602 | 11.4537 | 6732.1131 | 9744.1734 | 137.2432 | 198.6482
1 | 5900 | 707 | 0.02 | 15 | 15 | 7 | 4.217e-09 | 5spot_SharedNeighbor | Water | Porous | Wet | R600a | MinimizeLCOE_Brownfield | IgnoreSilica | 2019 | 137.4887 | 34.1911 | 2.8692 | 4 | 6722.9642 | 9728.9745 | 137.0567 | 198.3383 | 126.4197 | 0 | 154.6569 | 4985078.9827 | 360086.2953 | 5732783.5221 | 5752011.9207 | 0 | 359490.302 | 0 | 6703885.8989 | 17442135.9529 | 11904616.1879 | 53240089.0626 | 961560.8286 | 22956191.5802 | 22956191.5802 | 1478867.319 | 10064197.702 | 0 | 77157841.4714 | 111657098.0726 | 4216965.0343 | 11.4768 | 6722.9642 | 9728.9745 | 137.0567 | 198.3383
1 | 5900 | 707 | 0.02 | 15 | 15 | 7 | 5.6234e-09 | 5spot_SharedNeighbor | Water | Porous | Wet | R600a | MinimizeLCOE_Brownfield | IgnoreSilica | 2019 | 137.6271 | 34.2239 | 2.8734 | 4 | 6716.1029 | 9717.6598 | 136.9168 | 198.1076 | 126.4165 | 0 | 188.2341 | 4988391.7978 | 360315.1833 | 5737200.3686 | 5757619.268 | 0 | 357423.7467 | 0 | 6708370.6421 | 17453804.3348 | 11912580.0983 | 53275705.4396 | 961560.8286 | 22956191.5802 | 22956191.5802 | 1478867.319 | 10064197.702 | 0 | 77193457.8484 | 111692714.4496 | 5623413.2519 | 11.4938 | 6716.1029 | 9717.6598 | 136.9168 | 198.1076
1 | 5900 | 707 | 0.02 | 15 | 15 | 7 | 7.4989e-09 | 5spot_SharedNeighbor | Water | Porous | Wet | R600a | MinimizeLCOE_Brownfield | IgnoreSilica | 2019 | 137.7346 | 34.2494 | 2.8767 | 4 | 6710.9573 | 9709.1313 | 136.8119 | 197.9338 | 126.4141 | 0 | 185.1975 | 4990961.4648 | 360492.7104 | 5740626.899 | 5761970.3105 | 0 | 355903.9144 | 0 | 6711882.5666 | 17462941.642 | 11918816.4982 | 53303596.006 | 961560.8286 | 22956191.5802 | 22956191.5802 | 1478867.319 | 10064197.702 | 0 | 77221348.4148 | 111720605.016 | 7498942.0933 | 11.5068 | 6710.9573 | 9709.1313 | 136.8119 | 197.9338
1 | 5900 | 707 | 0.02 | 15 | 15 | 7 | 1e-08 | 5spot_SharedNeighbor | Water | Porous | Wet | R600a | MinimizeLCOE_Brownfield | IgnoreSilica | 2019 | 137.8124 | 34.2678 | 2.8791 | 4 | 6707.0984 | 9702.7743 | 136.7333 | 197.8042 | 126.4123 | 0 | 176.9795 | 4992821.5438 | 360621.2035 | 5743107.5538 | 5765120.8223 | 0 | 354726.9826 | 0 | 6714395.2613 | 17469479.1582 | 11923278.4874 | 53323551.0129 | 961560.8286 | 22956191.5802 | 22956191.5802 | 1478867.319 | 10064197.702 | 0 | 77241303.4218 | 111740560.0229 | 10000000 | 11.5164 | 6707.0984 | 9702.7743 | 136.7333 | 197.8042
1 | 6000 | 707 | 0.02 | 15 | 15 | 7 | 1e-13 | 5spot_SharedNeighbor | Water | Porous | Wet | R600a | MinimizeLCOE_Brownfield | IgnoreSilica | 2019 | 0 | 0 | 0 | 0 |  |  |  |  | 15 |  | 22.5953 | [19 empty] | 100 | 0
1 | 6000 | 707 | 0.02 | 15 | 15 | 7 | 1.3335e-13 | 5spot_SharedNeighbor | Water | Porous | Wet | R600a | MinimizeLCOE_Brownfield | IgnoreSilica | 2019 | 0 | 0 | 0 | 0 |  |  |  |  | 15 |  | 21.6516 | [19 empty] | 133.3521 | 0
1 | 6000 | 707 | 0.02 | 15 | 15 | 7 | 1.7783e-13 | 5spot_SharedNeighbor | Water | Porous | Wet | R600a | MinimizeLCOE_Brownfield | IgnoreSilica | 2019 | 0 | 0 | 0 | 0 |  |  |  |  | 15 |  | 23.3734 | [19 empty] | 177.8279 | 0
1 | 6000 | 707 | 0.02 | 15 | 15 | 7 | 2.3714e-13 | 5spot_SharedNeighbor | Water | Porous | Wet | R600a | MinimizeLCOE_Brownfield | IgnoreSilica | 2019 | 0 | 0 | 0 | 0 |  |  |  |  | 15 |  | 24.54 | [19 empty] | 237.1374 | 0
1 | 6000 | 707 | 0.02 | 15 | 15 | 7 | 3.1623e-13 | 5spot_SharedNeighbor | Water | Porous | Wet | R600a | MinimizeLCOE_Brownfield | IgnoreSilica | 2019 | 0 | 0 | 0 | 0 |  |  |  |  | 15 |  | 25.8277 | [19 empty] | 316.2278 | 0
1 | 6000 | 707 | 0.02 | 15 | 15 | 7 | 4.217e-13 | 5spot_SharedNeighbor | Water | Porous | Wet | R600a | MinimizeLCOE_Brownfield | IgnoreSilica | 2019 | 1.6 | 0.23194 | 0.0030464 | 4 | 2105359.7194 | 4999924.1146 | 42920.6056 | 101930.216 | 93.9223 | 0 | 26.7109 | 122492.4201 | 7381.8776 | 108057.8714 | 75174.1354 | 0 | 69605.3164 | 0 | 149257.5321 | 388337.4817 | 265048.3108 | 1185354.9455 | 961560.8286 | 23508061.4514 | 23508061.4514 | 1478867.319 | 10284945.6504 | 0 | 25654977.2255 | 60926851.6464 | 421.6965 | 0.012186 | 2105359.7194 | 4999924.1146 | 42920.6056 | 101930.216
1 | 6000 | 707 | 0.02 | 15 | 15 | 7 | 5.6234e-13 | 5spot_SharedNeighbor | Water | Porous | Wet | R600a | MinimizeLCOE_Brownfield | IgnoreSilica | 2019 | 2.76 | 0.50543 | 0.010731 | 4 | 619192.1921 | 1440927.5905 | 12623.0704 | 29375.2579 | 106.903 | 0 | 432.9833 | 230345.2062 | 15009.5621 | 199588.5586 | 122134.1645 | 0 | 113641.8621 | 0 | 265480.5478 | 690725.9278 | 471434.6387 | 2108360.4676 | 961560.8286 | 23508061.4514 | 23508061.4514 | 1478867.319 | 10284945.6504 | 0 | 26577982.7477 | 61849857.1685 | 562.3413 | 0.042924 | 619192.1921 | 1440927.5905 | 12623.0704 | 29375.2579
1 | 6000 | 707 | 0.02 | 15 | 15 | 7 | 7.4989e-13 | 5spot_SharedNeighbor | Water | Porous | Wet | R600a | MinimizeLCOE_Brownfield | IgnoreSilica | 2019 | 3.7365 | 0.74847 | 0.022501 | 4 | 303043.5868 | 694929.0823 | 6177.9534 | 14167.0693 | 112.3168 | 0 | 63.9735 | 313106.9327 | 21079.7331 | 272182.0854 | 162895.0848 | 0 | 136695.6187 | 0 | 353324.1874 | 919277.0587 | 627425.4818 | 2805986.1827 | 961560.8286 | 23508061.4514 | 23508061.4514 | 1478867.319 | 10284945.6504 | 0 | 27275608.4627 | 62547482.8835 | 749.8942 | 0.090006 | 303043.5868 | 694929.0823 | 6177.9534 | 14167.0693
1 | 6000 | 707 | 0.02 | 15 | 15 | 7 | 1e-12 | 5spot_SharedNeighbor | Water | Porous | Wet | R600a | MinimizeLCOE_Brownfield | IgnoreSilica | 2019 | 4.9474 | 1.056 | 0.039342 | 4 | 178465.1132 | 402603.7081 | 3638.2527 | 8207.6212 | 116.3183 | 0 | 68.7061 | 407537.2586 | 28106.6413 | 357469.6017 | 213803.882 | 0 | 160175.5119 | 0 | 455166.2293 | 1184249.1611 | 808274.3863 | 3614782.6722 | 961560.8286 | 23508061.4514 | 23508061.4514 | 1478867.319 | 10284945.6504 | 0 | 28084404.9522 | 63356279.3731 | 1000 | 0.15737 | 178465.1132 | 402603.7081 | 3638.2527 | 8207.6212
1 | 6000 | 707 | 0.02 | 15 | 15 | 7 | 1.3335e-12 | 5spot_SharedNeighbor | Water | Porous | Wet | R600a | MinimizeLCOE_Brownfield | IgnoreSilica | 2019 | 6.5721 | 1.4737 | 0.062802 | 4 | 115878.0932 | 256286.819 | 2362.3317 | 5224.7535 | 119.4992 | 0 | 76.8344 | 523738.345 | 36820.9149 | 465635.6038 | 282713.3765 | 0 | 189176.1133 | 0 | 584252.8979 | 1520106.1935 | 1037503.7121 | 4639947.157 | 961560.8286 | 23508061.4514 | 23508061.4514 | 1478867.319 | 10284945.6504 | 0 | 29109569.437 | 64381443.8578 | 1333.5214 | 0.25121 | 115878.0932 | 256286.819 | 2362.3317 | 5224.7535
1 | 6000 | 707 | 0.02 | 15 | 15 | 7 | 1.7783e-12 | 5spot_SharedNeighbor | Water | Porous | Wet | R600a | MinimizeLCOE_Brownfield | IgnoreSilica | 2019 | 8.7259 | 2.0277 | 0.094245 | 4 | 80596.7407 | 174161.2743 | 1643.0736 | 3550.5131 | 121.8443 | 0 | 64.5005 | 663382.1959 | 47300.8708 | 600096.2433 | 374304.296 | 0 | 224241.8457 | 0 | 744636.9262 | 1937392.5358 | 1322310.2151 | 5913665.1289 | 961560.8286 | 23508061.4514 | 23508061.4514 | 1478867.319 | 10284945.6504 | 0 | 30383287.4089 | 65655161.8297 | 1778.2794 | 0.37698 | 80596.7407 | 174161.2743 | 1643.0736 | 3550.5131
1 | 6000 | 707 | 0.02 | 15 | 15 | 7 | 2.3714e-12 | 5spot_SharedNeighbor | Water | Porous | Wet | R600a | MinimizeLCOE_Brownfield | IgnoreSilica | 2019 | 11.6022 | 2.7818 | 0.13863 | 4 | 57717.2744 | 121326.1748 | 1176.6447 | 2473.3982 | 123.9681 | 0 | 80.9089 | 837375.9252 | 60441.4364 | 771703.9441 | 496671.1668 | 0 | 266697.4297 | 0 | 948827.0618 | 2468653.3837 | 1684906.6601 | 7535277.0078 | 961560.8286 | 23508061.4514 | 23508061.4514 | 1478867.319 | 10284945.6504 | 0 | 32004899.2878 | 67276773.7086 | 2371.3737 | 0.55451 | 57717.2744 | 121326.1748 | 1176.6447 | 2473.3982
1 | 6000 | 707 | 0.02 | 15 | 15 | 7 | 3.1623e-12 | 5spot_SharedNeighbor | Water | Porous | Wet | R600a | MinimizeLCOE_Brownfield | IgnoreSilica | 2019 | 15.4079 | 3.7772 | 0.1972 | 4 | 43136.2444 | 87852.1336 | 879.3907 | 1790.9846 | 125.4565 | 0 | 83.0212 | 1046341.7479 | 76171.1642 | 984614.2118 | 660091.0868 | 0 | 318169.7779 | 0 | 1203301.3156 | 3130743.1921 | 2136796.559 | 9556229.0554 | 961560.8286 | 23508061.4514 | 23508061.4514 | 1478867.319 | 10284945.6504 | 0 | 34025851.3355 | 69297725.7563 | 3162.2777 | 0.7888 | 43136.2444 | 87852.1336 | 879.3907 | 1790.9846
1 | 6000 | 707 | 0.02 | 15 | 15 | 7 | 4.217e-12 | 5spot_SharedNeighbor | Water | Porous | Wet | R600a | MinimizeLCOE_Brownfield | IgnoreSilica | 2019 | 20.4574 | 5.1006 | 0.27538 | 4 | 33195.4631 | 65216.8009 | 676.7344 | 1329.5327 | 126.5958 | 0 | 90.5667 | 1300398.8333 | 95254.2829 | 1251058.6976 | 877682.7767 | 0 | 380860.2895 | 0 | 1523049.4032 | 3962662.1267 | 2704598.3261 | 12095564.736 | 961560.8286 | 23508061.4514 | 23508061.4514 | 1478867.319 | 10284945.6504 | 0 | 36565187.016 | 71837061.4368 | 4216.965 | 1.1015 | 33195.4631 | 65216.8009 | 676.7344 | 1329.5327
1 | 6000 | 707 | 0.02 | 15 | 15 | 7 | 5.6234e-12 | 5spot_SharedNeighbor | Water | Porous | Wet | R600a | MinimizeLCOE_Brownfield | IgnoreSilica | 2019 | 26.5332 | 6.6936 | 0.37595 | 4 | 26224.8442 | 49679.9768 | 534.6289 | 1012.7935 | 127.4032 | 0 | 86.6213 | 1581410.0854 | 116287.4972 | 1554060.1603 | 1138686.1251 | 0 | 442014.7561 | 0 | 1884658.8634 | 4903495.7658 | 3346736.6169 | 14967349.8702 | 961560.8286 | 23508061.4514 | 23508061.4514 | 1478867.319 | 10284945.6504 | 0 | 39436972.1502 | 74708846.5711 | 5623.4133 | 1.5038 | 26224.8442 | 49679.9768 | 534.6289 | 1012.7935
1 | 6000 | 707 | 0.02 | 15 | 15 | 7 | 7.4989e-12 | 5spot_SharedNeighbor | Water | Porous | Wet | R600a | MinimizeLCOE_Brownfield | IgnoreSilica | 2019 | 33.6561 | 8.5621 | 0.50295 | 4 | 21184.6582 | 38717.0985 | 431.8779 | 789.3004 | 127.9859 | 0 | 88.3905 | 1886882.3352 | 139076.2766 | 1891598.0769 | 1444402.7113 | 0 | 498008.7449 | 0 | 2285387.5765 | 5946109.6765 | 4058342.0346 | 18149807.4324 | 961560.8286 | 23508061.4514 | 23508061.4514 | 1478867.319 | 10284945.6504 | 0 | 42619429.7124 | 77891304.1333 | 7498.9421 | 2.0118 | 21184.6582 | 38717.0985 | 431.8779 | 789.3004
1 | 6000 | 707 | 0.02 | 15 | 15 | 7 | 1e-11 | 5spot_SharedNeighbor | Water | Porous | Wet | R600a | MinimizeLCOE_Brownfield | IgnoreSilica | 2019 | 42.2212 | 10.8105 | 0.66219 | 4 | 17470.0325 | 30786.4862 | 356.1502 | 627.6242 | 128.4313 | 0 | 101.0907 | 2229626.7786 | 164567.8236 | 2278804.5119 | 1812461.3458 | 0 | 554330.6005 | 0 | 2745518.5136 | 7143275.989 | 4875432.6421 | 21804018.2051 | 961560.8286 | 23508061.4514 | 23508061.4514 | 1478867.319 | 10284945.6504 | 0 | 46273640.4851 | 81545514.906 | 10000 | 2.6487 | 17470.0325 | 30786.4862 | 356.1502 | 627.6242
1 | 6000 | 707 | 0.02 | 15 | 15 | 7 | 1.3335e-11 | 5spot_SharedNeighbor | Water | Porous | Wet | R600a | MinimizeLCOE_Brownfield | IgnoreSilica | 2019 | 52.1085 | 13.4055 | 0.85537 | 4 | 14702.6596 | 25011.5925 | 299.7336 | 509.8951 | 128.7591 | 0 | 130.2926 | 2600147.6662 | 192031.7378 | 2706204.5192 | 2237332.5427 | 0 | 605650.5472 | 0 | 3253133.1351 | 8463985.1081 | 5776843.7538 | 25835329.01 | 961560.8286 | 23508061.4514 | 23508061.4514 | 1478867.319 | 10284945.6504 | 0 | 50304951.2901 | 85576825.7109 | 13335.2143 | 3.4215 | 14702.6596 | 25011.5925 | 299.7336 | 509.8951
1 | 6000 | 707 | 0.02 | 15 | 15 | 7 | 1.7783e-11 | 5spot_SharedNeighbor | Water | Porous | Wet | R600a | MinimizeLCOE_Brownfield | IgnoreSilica | 2019 | 62.9346 | 16.2413 | 1.0791 | 4 | 12631.7898 | 20803.2048 | 257.5161 | 424.1015 | 128.975 | 0 | 116.4889 | 2981460.199 | 220178.3345 | 3154765.5759 | 2702022.1049 | 0 | 645473.6578 | 0 | 3784520.9501 | 9846547.2002 | 6720470.7905 | 30055438.8129 | 961560.8286 | 23508061.4514 | 23508061.4514 | 1478867.319 | 10284945.6504 | 0 | 54525061.0929 | 89796935.5138 | 17782.7941 | 4.3165 | 12631.7898 | 20803.2048 | 257.5161 | 424.1015
1 | 6000 | 707 | 0.02 | 15 | 15 | 7 | 2.3714e-11 | 5spot_SharedNeighbor | Water | Porous | Wet | R600a | MinimizeLCOE_Brownfield | IgnoreSilica | 2019 | 74.0593 | 19.1414 | 1.3234 | 4 | 11082.677 | 17745.5534 | 225.9354 | 361.7671 | 129.0812 | 0 | 132.6819 | 3351045.6734 | 247315.7441 | 3597634.3568 | 3178214.7528 | 0 | 667749.9796 | 0 | 4306364.5976 | 11204277.3262 | 7647149.5 | 34199751.9305 | 961560.8286 | 23508061.4514 | 23508061.4514 | 1478867.319 | 10284945.6504 | 0 | 58669374.2105 | 93941248.6314 | 23713.7371 | 5.2938 | 11082.677 | 17745.5534 | 225.9354 | 361.7671
1 | 6000 | 707 | 0.02 | 15 | 15 | 7 | 3.1623e-11 | 5spot_SharedNeighbor | Water | Porous | Wet | R600a | MinimizeLCOE_Brownfield | IgnoreSilica | 2019 | 84.883 | 21.9424 | 1.5748 | 4 | 9926.1454 | 15525.5055 | 202.3579 | 316.5084 | 129.0924 | 0 | 150.9409 | 3691643.5995 | 272160.7372 | 4012935.191 | 3639529.1903 | 0 | 671338.5678 | 0 | 4792166.8415 | 12468235.113 | 8509826.6612 | 38057835.9015 | 961560.8286 | 23508061.4514 | 23508061.4514 | 1478867.319 | 10284945.6504 | 0 | 62527458.1815 | 97799332.6024 | 31622.7766 | 6.2993 | 9926.1454 | 15525.5055 | 202.3579 | 316.5084
1 | 6000 | 707 | 0.02 | 15 | 15 | 7 | 4.217e-11 | 5spot_SharedNeighbor | Water | Porous | Wet | R600a | MinimizeLCOE_Brownfield | IgnoreSilica | 2019 | 94.8487 | 24.4982 | 1.8185 | 4 | 9063.8823 | 13912.8521 | 184.7795 | 283.6323 | 129.0341 | 0 | 152.3315 | 3990240.7314 | 293783.3973 | 4382870.5545 | 4062020.5647 | 0 | 657761.2642 | 0 | 5220803.8397 | 13583460.6568 | 9270991.0105 | 41461932.019 | 961560.8286 | 23508061.4514 | 23508061.4514 | 1478867.319 | 10284945.6504 | 0 | 65931554.299 | 101203428.7199 | 42169.6503 | 7.2741 | 9063.8823 | 13912.8521 | 184.7795 | 283.6323
1 | 6000 | 707 | 0.02 | 15 | 15 | 7 | 5.6234e-11 | 5spot_SharedNeighbor | Water | Porous | Wet | R600a | MinimizeLCOE_Brownfield | IgnoreSilica | 2019 | 103.6159 | 26.7245 | 2.0427 | 4 | 8421.1966 | 12737.9274 | 171.6775 | 259.6799 | 128.9353 | 0 | 174.5328 | 4241896.2661 | 311874.7861 | 4699037.275 | 4431588.0789 | 0 | 631420.283 | 0 | 5583168.5088 | 14526259.1945 | 9914470.385 | 44339714.7776 | 961560.8286 | 23508061.4514 | 23508061.4514 | 1478867.319 | 10284945.6504 | 0 | 68809337.0576 | 104081211.4784 | 56234.1325 | 8.171 | 8421.1966 | 12737.9274 | 171.6775 | 259.6799
1 | 6000 | 707 | 0.02 | 15 | 15 | 7 | 7.4989e-11 | 5spot_SharedNeighbor | Water | Porous | Wet | R600a | MinimizeLCOE_Brownfield | IgnoreSilica | 2019 | 111.036 | 28.5907 | 2.2399 | 4 | 7941.9384 | 11878.6435 | 161.9072 | 242.1622 | 128.8205 | 0 | 176.0335 | 4447273.7966 | 326539.0568 | 4960158.1022 | 4742654.4893 | 0 | 597413.6808 | 0 | 5878875.259 | 15295627.5008 | 10439580.063 | 46688121.9486 | 961560.8286 | 23508061.4514 | 23508061.4514 | 1478867.319 | 10284945.6504 | 0 | 71157744.2286 | 106429618.6494 | 74989.4209 | 8.9597 | 7941.9384 | 11878.6435 | 161.9072 | 242.1622
1 | 6000 | 707 | 0.02 | 15 | 15 | 7 | 1e-10 | 5spot_SharedNeighbor | Water | Porous | Wet | R600a | MinimizeLCOE_Brownfield | IgnoreSilica | 2019 | 117.1332 | 30.111 | 2.4072 | 4 | 7584.2161 | 11247.433 | 154.6145 | 229.2941 | 128.7067 | 0 | 180.3203 | 4611043.8779 | 338160.9253 | 5170467.7945 | 4997003.6854 | 0 | 560511.0631 | 0 | 6114103.065 | 15907642.0003 | 10857292.5345 | 48556224.9461 | 961560.8286 | 23508061.4514 | 23508061.4514 | 1478867.319 | 10284945.6504 | 0 | 73025847.2261 | 108297721.647 | 100000 | 9.6287 | 7584.2161 | 11247.433 | 154.6145 | 229.2941
1 | 6000 | 707 | 0.02 | 15 | 15 | 7 | 1.3335e-10 | 5spot_SharedNeighbor | Water | Porous | Wet | R600a | MinimizeLCOE_Brownfield | IgnoreSilica | 2019 | 122.0124 | 31.3185 | 2.5447 | 4 | 7316.9112 | 10782.1207 | 149.1651 | 219.8081 | 128.6037 | 0 | 170.3885 | 4738955.6098 | 347190.5505 | 5336068.9372 | 5199675.6711 | 0 | 524083.509 | 0 | 6296929.9682 | 16383320.0994 | 11181952.6114 | 50008176.9567 | 961560.8286 | 23508061.4514 | 23508061.4514 | 1478867.319 | 10284945.6504 | 0 | 74477799.2367 | 109749673.6575 | 133352.1432 | 10.1789 | 7316.9112 | 10782.1207 | 149.1651 | 219.8081
1 | 6000 | 707 | 0.02 | 15 | 15 | 7 | 1.7783e-10 | 5spot_SharedNeighbor | Water | Porous | Wet | R600a | MinimizeLCOE_Brownfield | IgnoreSilica | 2019 | 125.8445 | 32.2611 | 2.6553 | 4 | 7116.9553 | 10437.9012 | 145.0888 | 212.7907 | 128.5158 | 0 | 156.4653 | 4837511.5815 | 354117.7089 | 5464493.2371 | 5358303.4015 | 0 | 490450.9916 | 0 | 6436901.999 | 16747498.6113 | 11430511.9289 | 51119789.4599 | 961560.8286 | 23508061.4514 | 23508061.4514 | 1478867.319 | 10284945.6504 | 0 | 75589411.7399 | 110861286.1607 | 177827.941 | 10.621 | 7116.9553 | 10437.9012 | 145.0888 | 212.7907
1 | 6000 | 707 | 0.02 | 15 | 15 | 7 | 2.3714e-10 | 5spot_SharedNeighbor | Water | Porous | Wet | R600a | MinimizeLCOE_Brownfield | IgnoreSilica | 2019 | 128.8038 | 32.9854 | 2.7424 | 4 | 6967.2423 | 10182.6402 | 142.0367 | 207.5869 | 128.4438 | 0 | 216.5052 | 4912490.1958 | 359369.2863 | 5562691.5947 | 5480456.672 | 0 | 460748.2897 | 0 | 6542544.855 | 17022359.6523 | 11618110.2372 | 51958770.783 | 961560.8286 | 23508061.4514 | 23508061.4514 | 1478867.319 | 10284945.6504 | 0 | 76428393.063 | 111700267.4839 | 237137.3706 | 10.9697 | 6967.2423 | 10182.6402 | 142.0367 | 207.5869
1 | 6000 | 707 | 0.02 | 15 | 15 | 7 | 3.1623e-10 | 5spot_SharedNeighbor | Water | Porous | Wet | R600a | MinimizeLCOE_Brownfield | IgnoreSilica | 2019 | 131.0696 | 33.5377 | 2.8103 | 4 | 6855.0686 | 9992.8341 | 139.7498 | 203.7174 | 128.3864 | 0 | 198.0517 | 4969241.0903 | 363333.2212 | 5637309.2779 | 5573776.9456 | 0 | 435497.1448 | 0 | 6621871.4951 | 17228751.2976 | 11758976.7761 | 52588757.2485 | 961560.8286 | 23508061.4514 | 23508061.4514 | 1478867.319 | 10284945.6504 | 0 | 77058379.5285 | 112330253.9494 | 316227.766 | 11.2411 | 6855.0686 | 9992.8341 | 139.7498 | 203.7174
1 | 6000 | 707 | 0.02 | 15 | 15 | 7 | 4.217e-10 | 5spot_SharedNeighbor | Water | Porous | Wet | R600a | MinimizeLCOE_Brownfield | IgnoreSilica | 2019 | 132.8017 | 33.9587 | 2.8627 | 4 | 6770.9798 | 9851.2916 | 138.0356 | 200.8319 | 128.3411 | 0 | 183.0935 | 5012246.7418 | 366330.6278 | 5694024.7297 | 5644997.4954 | 0 | 414726.7165 | 0 | 6681607.2614 | 17384171.508 | 11865054.2632 | 53063159.3438 | 961560.8286 | 23508061.4514 | 23508061.4514 | 1478867.319 | 10284945.6504 | 0 | 77532781.6238 | 112804656.0446 | 421696.5034 | 11.4507 | 6770.9798 | 9851.2916 | 138.0356 | 200.8319
1 | 6000 | 707 | 0.02 | 15 | 15 | 7 | 5.6234e-10 | 5spot_SharedNeighbor | Water | Porous | Wet | R600a | MinimizeLCOE_Brownfield | IgnoreSilica | 2019 | 134.0929 | 34.2717 | 2.9025 | 4 | 6707.924 | 9745.9408 | 136.7501 | 198.6842 | 128.3066 | 0 | 163.37 | 5044090.0182 | 368546.3586 | 5736115.7234 | 5698015.7683 | 0 | 397695.7813 | 0 | 6725340.8234 | 17497957.2654 | 11942715.3807 | 53410477.1193 | 961560.8286 | 23508061.4514 | 23508061.4514 | 1478867.319 | 10284945.6504 | 0 | 77880099.3993 | 113151973.8202 | 562341.3252 | 11.6102 | 6707.924 | 9745.9408 | 136.7501 | 198.6842
1 | 6000 | 707 | 0.02 | 15 | 15 | 7 | 7.4989e-10 | 5spot_SharedNeighbor | Water | Porous | Wet | R600a | MinimizeLCOE_Brownfield | IgnoreSilica | 2019 | 135.072 | 34.5087 | 2.9329 | 4 | 6660.6317 | 9667.1636 | 135.786 | 197.0782 | 128.28 | 0 | 167.7475 | 5068115.829 | 370216.04 | 5767928.0901 | 5738178.8097 | 0 | 384214.0862 | 0 | 6758174.6134 | 17583384.0518 | 12001020.9177 | 53671232.4376 | 961560.8286 | 23508061.4514 | 23508061.4514 | 1478867.319 | 10284945.6504 | 0 | 78140854.7177 | 113412729.1385 | 749894.2093 | 11.7317 | 6660.6317 | 9667.1636 | 135.786 | 197.0782
1 | 6000 | 707 | 0.02 | 15 | 15 | 7 | 1e-09 | 5spot_SharedNeighbor | Water | Porous | Wet | R600a | MinimizeLCOE_Brownfield | IgnoreSilica | 2019 | 137.3159 | 35.0539 | 2.9758 | 4 | 6624.8039 | 9588.0447 | 135.0556 | 195.4653 | 128.2247 | 0 | 193.7671 | 5123338.1529 | 374064.1466 | 5840935.9126 | 5830428.287 | 0 | 390776.4309 | 0 | 6848221.7427 | 17817668.2111 | 12160924.6705 | 54386357.5543 | 961560.8286 | 23508061.4514 | 23508061.4514 | 1478867.319 | 10284945.6504 | 0 | 78855979.8343 | 114127854.2551 | 1000000 | 11.9031 | 6624.8039 | 9588.0447 | 135.0556 | 195.4653
1 | 6000 | 707 | 0.02 | 15 | 15 | 7 | 1.3335e-09 | 5spot_SharedNeighbor | Water | Porous | Wet | R600a | MinimizeLCOE_Brownfield | IgnoreSilica | 2019 | 137.8977 | 35.1955 | 2.9938 | 4 | 6597.8578 | 9543.2273 | 134.5063 | 194.5516 | 128.211 | 0 | 208.1018 | 5137653.8436 | 375062.8079 | 5859858.1341 | 5854370.9295 | 0 | 382891.6591 | 0 | 6867836.5759 | 17868701.9835 | 12195756.2688 | 54542132.2022 | 961560.8286 | 23508061.4514 | 23508061.4514 | 1478867.319 | 10284945.6504 | 0 | 79011754.4822 | 114283628.9031 | 1333521.4322 | 11.9754 | 6597.8578 | 9543.2273 | 134.5063 | 194.5516
1 | 6000 | 707 | 0.02 | 15 | 15 | 7 | 1.7783e-09 | 5spot_SharedNeighbor | Water | Porous | Wet | R600a | MinimizeLCOE_Brownfield | IgnoreSilica | 2019 | 138.3387 | 35.3027 | 3.0075 | 4 | 6577.6464 | 9509.6236 | 134.0942 | 193.8665 | 128.2006 | 0 | 207.0885 | 5148482.8394 | 375817.9107 | 5874181.0467 | 5872511.0852 | 0 | 376863.315 | 0 | 6882663.9169 | 17907279.6832 | 12222086.3416 | 54659886.1387 | 961560.8286 | 23508061.4514 | 23508061.4514 | 1478867.319 | 10284945.6504 | 0 | 79129508.4187 | 114401382.8396 | 1778279.41 | 12.0301 | 6577.6464 | 9509.6236 | 134.0942 | 193.8665
1 | 6000 | 707 | 0.02 | 15 | 15 | 7 | 2.3714e-09 | 5spot_SharedNeighbor | Water | Porous | Wet | R600a | MinimizeLCOE_Brownfield | IgnoreSilica | 2019 | 138.6601 | 35.3808 | 3.0177 | 4 | 6562.4869 | 9484.5792 | 133.7852 | 193.356 | 128.193 | 0 | 204.1653 | 5156362.2914 | 376367.1572 | 5884607.963 | 5885726.2836 | 0 | 372137.8191 | 0 | 6893328.5906 | 17935026.9765 | 12241024.4394 | 54744581.5208 | 961560.8286 | 23508061.4514 | 23508061.4514 | 1478867.319 | 10284945.6504 | 0 | 79214203.8008 | 114486078.2217 | 2371373.7057 | 12.0708 | 6562.4869 | 9484.5792 | 133.7852 | 193.356
1 | 6000 | 707 | 0.02 | 15 | 15 | 7 | 3.1623e-09 | 5spot_SharedNeighbor | Water | Porous | Wet | R600a | MinimizeLCOE_Brownfield | IgnoreSilica | 2019 | 138.9159 | 35.443 | 3.0255 | 4 | 6551.1171 | 9465.6305 | 133.5534 | 192.9697 | 128.187 | 0 | 214.7978 | 5162627.3496 | 376803.7743 | 5892901.4118 | 5896242.9355 | 0 | 368707.455 | 0 | 6901940.3412 | 17957432.9851 | 12256317.0007 | 54812973.2531 | 961560.8286 | 23508061.4514 | 23508061.4514 | 1478867.319 | 10284945.6504 | 0 | 79282595.5331 | 114554469.954 | 3162277.6602 | 12.1021 | 6551.1171 | 9465.6305 | 133.5534 | 192.9697
1 | 6000 | 707 | 0.02 | 15 | 15 | 7 | 4.217e-09 | 5spot_SharedNeighbor | Water | Porous | Wet | R600a | MinimizeLCOE_Brownfield | IgnoreSilica | 2019 | 139.0841 | 35.4839 | 3.0311 | 4 | 6542.5899 | 9451.7307 | 133.3795 | 192.6863 | 128.183 | 0 | 163.0525 | 5166743.3536 | 377090.5528 | 5898351.7914 | 5903157.3016 | 0 | 365831.8848 | 0 | 6907358.2048 | 17971529.155 | 12265937.9263 | 54856000.1702 | 961560.8286 | 23508061.4514 | 23508061.4514 | 1478867.319 | 10284945.6504 | 0 | 79325622.4503 | 114597496.8711 | 4216965.0343 | 12.1245 | 6542.5899 | 9451.7307 | 133.3795 | 192.6863
1 | 6000 | 707 | 0.02 | 15 | 15 | 7 | 5.6234e-09 | 5spot_SharedNeighbor | Water | Porous | Wet | R600a | MinimizeLCOE_Brownfield | IgnoreSilica | 2019 | 139.2324 | 35.5199 | 3.0356 | 4 | 6536.1947 | 9441.0327 | 133.2492 | 192.4682 | 128.1794 | 0 | 192.6161 | 5170372.0956 | 377343.3661 | 5903157.6023 | 5909255.4985 | 0 | 363912.1883 | 0 | 6912375.8928 | 17984584.1499 | 12274848.2286 | 54895849.0223 | 961560.8286 | 23508061.4514 | 23508061.4514 | 1478867.319 | 10284945.6504 | 0 | 79365471.3023 | 114637345.7231 | 5623413.2519 | 12.1425 | 6536.1947 | 9441.0327 | 133.2492 | 192.4682
1 | 6000 | 707 | 0.02 | 15 | 15 | 7 | 7.4989e-09 | 5spot_SharedNeighbor | Water | Porous | Wet | R600a | MinimizeLCOE_Brownfield | IgnoreSilica | 2019 | 139.3445 | 35.5471 | 3.039 | 4 | 6531.3986 | 9433.0039 | 133.1514 | 192.3045 | 128.1768 | 0 | 197.1836 | 5173111.7357 | 377534.2153 | 5906786.5037 | 5913861.3824 | 0 | 362471.5726 | 0 | 6916168.5098 | 17994451.7613 | 12281583.0761 | 54925968.757 | 961560.8286 | 23508061.4514 | 23508061.4514 | 1478867.319 | 10284945.6504 | 0 | 79395591.037 | 114667465.4578 | 7498942.0933 | 12.156 | 6531.3986 | 9433.0039 | 133.1514 | 192.3045
1 | 6000 | 707 | 0.02 | 15 | 15 | 7 | 1e-08 | 5spot_SharedNeighbor | Water | Porous | Wet | R600a | MinimizeLCOE_Brownfield | IgnoreSilica | 2019 | 139.4176 | 35.5649 | 3.0414 | 4 | 6527.8018 | 9427.1219 | 133.0781 | 192.1846 | 128.175 | 0 | 190.5798 | 5174899.5522 | 377658.7409 | 5909155.0389 | 5916868.1916 | 0 | 361260.3991 | 0 | 6918538.3498 | 18000617.5988 | 12285791.3869 | 54944789.2581 | 961560.8286 | 23508061.4514 | 23508061.4514 | 1478867.319 | 10284945.6504 | 0 | 79414411.5381 | 114686285.959 | 10000000 | 12.1656 | 6527.8018 | 9427.1219 | 133.0781 | 192.1846
1 | 6100 | 707 | 0.02 | 15 | 15 | 7 | 1e-13 | 5spot_SharedNeighbor | Water | Porous | Wet | R600a | MinimizeLCOE_Brownfield | IgnoreSilica | 2019 | 0 | 0 | 0 | 0 |  |  |  |  | 15 |  | 21.314 | [19 empty] | 100 | 0
1 | 6100 | 707 | 0.02 | 15 | 15 | 7 | 1.3335e-13 | 5spot_SharedNeighbor | Water | Porous | Wet | R600a | MinimizeLCOE_Brownfield | IgnoreSilica | 2019 | 0 | 0 | 0 | 0 |  |  |  |  | 15 |  | 22.3817 | [19 empty] | 133.3521 | 0
1 | 6100 | 707 | 0.02 | 15 | 15 | 7 | 1.7783e-13 | 5spot_SharedNeighbor | Water | Porous | Wet | R600a | MinimizeLCOE_Brownfield | IgnoreSilica | 2019 | 0 | 0 | 0 | 0 |  |  |  |  | 15 |  | 24.0738 | [19 empty] | 177.8279 | 0
1 | 6100 | 707 | 0.02 | 15 | 15 | 7 | 2.3714e-13 | 5spot_SharedNeighbor | Water | Porous | Wet | R600a | MinimizeLCOE_Brownfield | IgnoreSilica | 2019 | 0 | 0 | 0 | 0 |  |  |  |  | 15 |  | 25.2984 | [19 empty] | 237.1374 | 0
1 | 6100 | 707 | 0.02 | 15 | 15 | 7 | 3.1623e-13 | 5spot_SharedNeighbor | Water | Porous | Wet | R600a | MinimizeLCOE_Brownfield | IgnoreSilica | 2019 | 0 | 0 | 0 | 0 |  |  |  |  | 15 |  | 24.7845 | [19 empty] | 316.2278 | 0
1 | 6100 | 707 | 0.02 | 15 | 15 | 7 | 4.217e-13 | 5spot_SharedNeighbor | Water | Porous | Wet | R600a | MinimizeLCOE_Brownfield | IgnoreSilica | 2019 | 1.6 | 0.23562 | 0.0038092 | 4 | 1720925.8321 | 4087103.9817 | 35083.4008 | 83321.1429 | 94.7403 | 0 | 25.6361 | 124632.9636 | 7546.4761 | 109362.2854 | 75563.1673 | 0 | 68346.8647 | 0 | 150326.1852 | 391117.8978 | 266946.0019 | 1193841.8419 | 961560.8286 | 24065791.4134 | 24065791.4134 | 1478867.319 | 10508037.6352 | 0 | 26221194.0839 | 62273890.4516 | 421.6965 | 0.015237 | 1720925.8321 | 4087103.9817 | 35083.4008 | 83321.1429
1 | 6100 | 707 | 0.02 | 15 | 15 | 7 | 5.6234e-13 | 5spot_SharedNeighbor | Water | Porous | Wet | R600a | MinimizeLCOE_Brownfield | IgnoreSilica | 2019 | 2.8766 | 0.54464 | 0.012814 | 4 | 531737.9144 | 1235098.4935 | 10840.1966 | 25179.1534 | 108.8929 | 0 | 446.745 | 245723.7331 | 16198.9938 | 211577.2786 | 127914.646 | 0 | 118044.894 | 0 | 280589.2228 | 730035.6009 | 498264.2984 | 2228348.6676 | 961560.8286 | 24065791.4134 | 24065791.4134 | 1478867.319 | 10508037.6352 | 0 | 27255700.9097 | 63308397.2774 | 562.3413 | 0.051258 | 531737.9144 | 1235098.4935 | 10840.1966 | 25179.1534
1 | 6100 | 707 | 0.02 | 15 | 15 | 7 | 7.4989e-13 | 5spot_SharedNeighbor | Water | Porous | Wet | R600a | MinimizeLCOE_Brownfield | IgnoreSilica | 2019 | 3.807 | 0.78258 | 0.025718 | 4 | 271445.7394 | 621910.2023 | 5533.7886 | 12678.4807 | 113.9285 | 0 | 66.9983 | 326116.7255 | 22162.4428 | 281738.4853 | 167340.4441 | 0 | 137855.6059 | 0 | 364733.3444 | 948961.345 | 647685.6172 | 2896594.0103 | 961560.8286 | 24065791.4134 | 24065791.4134 | 1478867.319 | 10508037.6352 | 0 | 27923946.2523 | 63976642.62 | 749.8942 | 0.10287 | 271445.7394 | 621910.2023 | 5533.7886 | 12678.4807
1 | 6100 | 707 | 0.02 | 15 | 15 | 7 | 1e-12 | 5spot_SharedNeighbor | Water | Porous | Wet | R600a | MinimizeLCOE_Brownfield | IgnoreSilica | 2019 | 5.04 | 1.1041 | 0.044149 | 4 | 162865.3342 | 367019.5247 | 3320.2301 | 7482.1894 | 117.9832 | 0 | 65.8806 | 424461.3234 | 29562.7955 | 369986.336 | 220032.4738 | 0 | 161515.7417 | 0 | 470167.8815 | 1223280.383 | 834913.9973 | 3733920.9322 | 961560.8286 | 24065791.4134 | 24065791.4134 | 1478867.319 | 10508037.6352 | 0 | 28761273.1743 | 64813969.542 | 1000 | 0.1766 | 162865.3342 | 367019.5247 | 3320.2301 | 7482.1894
1 | 6100 | 707 | 0.02 | 15 | 15 | 7 | 1.3335e-12 | 5spot_SharedNeighbor | Water | Porous | Wet | R600a | MinimizeLCOE_Brownfield | IgnoreSilica | 2019 | 6.6842 | 1.5379 | 0.069729 | 4 | 106896.7957 | 236156.8068 | 2179.2358 | 4814.3759 | 121.188 | 0 | 75.9534 | 544732.2302 | 38682.8926 | 481232.0767 | 290848.3353 | 0 | 190352.5787 | 0 | 602880.7643 | 1568572.0808 | 1070582.6761 | 4787883.6346 | 961560.8286 | 24065791.4134 | 24065791.4134 | 1478867.319 | 10508037.6352 | 0 | 29815235.8767 | 65867932.2444 | 1333.5214 | 0.27892 | 106896.7957 | 236156.8068 | 2179.2358 | 4814.3759
1 | 6100 | 707 | 0.02 | 15 | 15 | 7 | 1.7783e-12 | 5spot_SharedNeighbor | Water | Porous | Wet | R600a | MinimizeLCOE_Brownfield | IgnoreSilica | 2019 | 8.8574 | 2.1108 | 0.10381 | 4 | 74930.6683 | 161750.7175 | 1527.563 | 3297.5072 | 123.559 | 0 | 71.8949 | 688552.179 | 49585.0072 | 618964.676 | 383566.675 | 0 | 225004.1463 | 0 | 766612.3466 | 1994568.072 | 1361333.6934 | 6088186.7955 | 961560.8286 | 24065791.4134 | 24065791.4134 | 1478867.319 | 10508037.6352 | 0 | 31115539.0376 | 67168235.4053 | 1778.2794 | 0.41526 | 74930.6683 | 161750.7175 | 1527.563 | 3297.5072
1 | 6100 | 707 | 0.02 | 15 | 15 | 7 | 2.3714e-12 | 5spot_SharedNeighbor | Water | Porous | Wet | R600a | MinimizeLCOE_Brownfield | IgnoreSilica | 2019 | 11.7802 | 2.8992 | 0.15244 | 4 | 53793.3464 | 112919.3658 | 1096.6501 | 2302.014 | 125.7185 | 0 | 70.7702 | 870304.6655 | 63491.6561 | 796669.6536 | 511641.9984 | 0 | 267758.2417 | 0 | 978847.824 | 2546761.2487 | 1738216.8829 | 7773692.1709 | 961560.8286 | 24065791.4134 | 24065791.4134 | 1478867.319 | 10508037.6352 | 0 | 32801044.4129 | 68853740.7806 | 2371.3737 | 0.60976 | 53793.3464 | 112919.3658 | 1096.6501 | 2302.014
1 | 6100 | 707 | 0.02 | 15 | 15 | 7 | 3.1623e-12 | 5spot_SharedNeighbor | Water | Porous | Wet | R600a | MinimizeLCOE_Brownfield | IgnoreSilica | 2019 | 15.6442 | 3.9369 | 0.21627 | 4 | 40331.1397 | 82007.3717 | 822.2048 | 1671.8312 | 127.2317 | 0 | 85.9938 | 1087639.9297 | 80043.894 | 1016510.7601 | 680378.963 | 0 | 319457.0822 | 0 | 1241771.9453 | 3230835.8793 | 2205111.8747 | 9861750.3284 | 961560.8286 | 24065791.4134 | 24065791.4134 | 1478867.319 | 10508037.6352 | 0 | 34889102.5704 | 70941798.9381 | 3162.2777 | 0.86507 | 40331.1397 | 82007.3717 | 822.2048 | 1671.8312
1 | 6100 | 707 | 0.02 | 15 | 15 | 7 | 4.217e-12 | 5spot_SharedNeighbor | Water | Porous | Wet | R600a | MinimizeLCOE_Brownfield | IgnoreSilica | 2019 | 20.7669 | 5.314 | 0.30117 | 4 | 31131.9239 | 61059.5357 | 634.6664 | 1244.7812 | 128.3893 | 0 | 86.6509 | 1351205.1918 | 100055.5345 | 1291162.8719 | 903401.5227 | 0 | 382303.1498 | 0 | 1570970.0256 | 4087341.7564 | 2789694.7352 | 12476134.788 | 961560.8286 | 24065791.4134 | 24065791.4134 | 1478867.319 | 10508037.6352 | 0 | 37503487.03 | 73556183.3977 | 4216.965 | 1.2047 | 31131.9239 | 61059.5357 | 634.6664 | 1244.7812
1 | 6100 | 707 | 0.02 | 15 | 15 | 7 | 5.6234e-12 | 5spot_SharedNeighbor | Water | Porous | Wet | R600a | MinimizeLCOE_Brownfield | IgnoreSilica | 2019 | 27.5273 | 7.1341 | 0.41355 | 4 | 24649.9357 | 46444.7365 | 502.5223 | 946.8388 | 129.2705 | 0 | 87.0667 | 1670336.8572 | 124209.402 | 1633237.9769 | 1198324.1408 | 0 | 458484.542 | 0 | 1982991.2384 | 5159336.4349 | 3521353.1306 | 15748273.7229 | 961560.8286 | 24065791.4134 | 24065791.4134 | 1478867.319 | 10508037.6352 | 0 | 40775625.965 | 76828322.3327 | 5623.4133 | 1.6542 | 24649.9357 | 46444.7365 | 502.5223 | 946.8388
1 | 6100 | 707 | 0.02 | 15 | 15 | 7 | 7.4989e-12 | 5spot_SharedNeighbor | Water | Porous | Wet | R600a | MinimizeLCOE_Brownfield | IgnoreSilica | 2019 | 35.2567 | 9.2164 | 0.5543 | 4 | 19977.9265 | 36238.2887 | 407.2771 | 738.7665 | 129.8723 | 0 | 90.2792 | 2007294.6057 | 149630.1879 | 2003771.1217 | 1535765.9821 | 0 | 524526.3851 | 0 | 2426185.4302 | 6312436.8103 | 4308367.8307 | 19267978.3538 | 961560.8286 | 24065791.4134 | 24065791.4134 | 1478867.319 | 10508037.6352 | 0 | 44295330.5958 | 80348026.9635 | 7498.9421 | 2.2172 | 19977.9265 | 36238.2887 | 407.2771 | 738.7665
1 | 6100 | 707 | 0.02 | 15 | 15 | 7 | 1e-11 | 5spot_SharedNeighbor | Water | Porous | Wet | R600a | MinimizeLCOE_Brownfield | IgnoreSilica | 2019 | 44.1165 | 11.604 | 0.72782 | 4 | 16530.1543 | 28913.9619 | 336.9896 | 589.4502 | 130.3067 | 0 | 98.7027 | 2367222.104 | 176696.6127 | 2408539.0802 | 1922574.4901 | 0 | 582060.8117 | 0 | 2908266.3085 | 7566712.3673 | 5164436.671 | 23096508.4455 | 961560.8286 | 24065791.4134 | 24065791.4134 | 1478867.319 | 10508037.6352 | 0 | 48123860.6876 | 84176557.0553 | 10000 | 2.9113 | 16530.1543 | 28913.9619 | 336.9896 | 589.4502
1 | 6100 | 707 | 0.02 | 15 | 15 | 7 | 1.3335e-11 | 5spot_SharedNeighbor | Water | Porous | Wet | R600a | MinimizeLCOE_Brownfield | IgnoreSilica | 2019 | 54.2887 | 14.3439 | 0.93715 | 4 | 13958.5323 | 23576.2114 | 284.5636 | 480.633 | 130.6229 | 0 | 96.0635 | 2754404.5988 | 205709.1841 | 2853024.4842 | 2366540.083 | 0 | 633744.394 | 0 | 3437234.8702 | 8942980.0583 | 6103767.6497 | 27297405.3222 | 961560.8286 | 24065791.4134 | 24065791.4134 | 1478867.319 | 10508037.6352 | 0 | 52324757.5643 | 88377453.932 | 13335.2143 | 3.7486 | 13958.5323 | 23576.2114 | 284.5636 | 480.633
1 | 6100 | 707 | 0.02 | 15 | 15 | 7 | 1.7783e-11 | 5spot_SharedNeighbor | Water | Porous | Wet | R600a | MinimizeLCOE_Brownfield | IgnoreSilica | 2019 | 65.3 | 17.3023 | 1.1773 | 4 | 12033.7028 | 19689.4249 | 245.3233 | 401.3956 | 130.8226 | 0 | 126.883 | 3148462.7287 | 235103.2194 | 3314324.9666 | 2846420.6151 | 0 | 671946.6604 | 0 | 3984340.6942 | 10366437.1856 | 7075306.3882 | 31642342.4582 | 961560.8286 | 24065791.4134 | 24065791.4134 | 1478867.319 | 10508037.6352 | 0 | 56669694.7003 | 92722391.068 | 17782.7941 | 4.7092 | 12033.7028 | 19689.4249 | 245.3233 | 401.3956
1 | 6100 | 707 | 0.02 | 15 | 15 | 7 | 2.3714e-11 | 5spot_SharedNeighbor | Water | Porous | Wet | R600a | MinimizeLCOE_Brownfield | IgnoreSilica | 2019 | 76.542 | 20.3063 | 1.4373 | 4 | 10594.1776 | 16865.0255 | 215.9766 | 343.8164 | 130.9104 | 0 | 137.6268 | 3528020.1478 | 263249.3067 | 3766965.4806 | 3334774.822 | 0 | 691855.1824 | 0 | 4518097.3264 | 11755162.4541 | 8023139.9193 | 35881264.6393 | 961560.8286 | 24065791.4134 | 24065791.4134 | 1478867.319 | 10508037.6352 | 0 | 60908616.8813 | 96961313.249 | 23713.7371 | 5.7493 | 10594.1776 | 16865.0255 | 215.9766 | 343.8164
1 | 6100 | 707 | 0.02 | 15 | 15 | 7 | 3.1623e-11 | 5spot_SharedNeighbor | Water | Porous | Wet | R600a | MinimizeLCOE_Brownfield | IgnoreSilica | 2019 | 87.3554 | 23.1728 | 1.7019 | 4 | 9519.5838 | 14815.42 | 194.0696 | 302.0324 | 130.9033 | 0 | 159.2814 | 3873919.0794 | 288718.1966 | 4186690.6408 | 3802265.6831 | 0 | 691893.6584 | 0 | 5008960.0308 | 13032286.5211 | 8894803.3374 | 39779537.1477 | 961560.8286 | 24065791.4134 | 24065791.4134 | 1478867.319 | 10508037.6352 | 0 | 64806889.3897 | 100859585.7574 | 31622.7766 | 6.8077 | 9519.5838 | 14815.42 | 194.0696 | 302.0324
1 | 6100 | 707 | 0.02 | 15 | 15 | 7 | 4.217e-11 | 5spot_SharedNeighbor | Water | Porous | Wet | R600a | MinimizeLCOE_Brownfield | IgnoreSilica | 2019 | 97.2575 | 25.7724 | 1.9564 | 4 | 8718.3039 | 13325.2173 | 177.7344 | 271.6526 | 130.8293 | 0 | 186.8392 | 4175626.536 | 310761.9901 | 4558627.6926 | 4227900.7625 | 0 | 674984.1309 | 0 | 5439681.4337 | 14152935.2584 | 9659669.1276 | 43200186.9316 | 961560.8286 | 24065791.4134 | 24065791.4134 | 1478867.319 | 10508037.6352 | 0 | 68227539.1737 | 104280235.5414 | 42169.6503 | 7.8258 | 8718.3039 | 13325.2173 | 177.7344 | 271.6526
1 | 6100 | 707 | 0.02 | 15 | 15 | 7 | 5.6234e-11 | 5spot_SharedNeighbor | Water | Porous | Wet | R600a | MinimizeLCOE_Brownfield | IgnoreSilica | 2019 | 105.9151 | 28.0222 | 2.1888 | 4 | 8120.8928 | 12238.6966 | 165.5554 | 249.5024 | 130.7182 | 0 | 171.0014 | 4428451.7443 | 329091.5595 | 4874684.0507 | 4597810.4925 | 0 | 645617.2304 | 0 | 5801505.4802 | 15094327.2071 | 10302188.4762 | 46073676.241 | 961560.8286 | 24065791.4134 | 24065791.4134 | 1478867.319 | 10508037.6352 | 0 | 71101028.483 | 107153724.8507 | 56234.1325 | 8.7553 | 8120.8928 | 12238.6966 | 165.5554 | 249.5024
1 | 6100 | 707 | 0.02 | 15 | 15 | 7 | 7.4989e-11 | 5spot_SharedNeighbor | Water | Porous | Wet | R600a | MinimizeLCOE_Brownfield | IgnoreSilica | 2019 | 113.2091 | 29.8994 | 2.392 | 4 | 7675.2112 | 11443.3188 | 156.4696 | 233.2875 | 130.5945 | 0 | 164.7733 | 4633949.3605 | 343882.1632 | 5134659.4478 | 4907686.4971 | 0 | 609131.8191 | 0 | 6095430.6222 | 15859060.1342 | 10824134.4127 | 48407934.4568 | 961560.8286 | 24065791.4134 | 24065791.4134 | 1478867.319 | 10508037.6352 | 0 | 73435286.6988 | 109487983.0666 | 74989.4209 | 9.5679 | 7675.2112 | 11443.3188 | 156.4696 | 233.2875
1 | 6100 | 707 | 0.02 | 15 | 15 | 7 | 1e-10 | 5spot_SharedNeighbor | Water | Porous | Wet | R600a | MinimizeLCOE_Brownfield | IgnoreSilica | 2019 | 119.1749 | 31.4214 | 2.5633 | 4 | 7342.3941 | 10858.6284 | 149.6846 | 221.3678 | 130.4745 | 0 | 158.9591 | 4797129.2473 | 355551.4946 | 5343157.5211 | 5159844.7197 | 0 | 570232.3655 | 0 | 6328106.9858 | 16464436.3037 | 11237316.0876 | 50255774.7252 | 961560.8286 | 24065791.4134 | 24065791.4134 | 1478867.319 | 10508037.6352 | 0 | 75283126.9673 | 111335823.335 | 100000 | 10.2532 | 7342.3941 | 10858.6284 | 149.6846 | 221.3678
1 | 6100 | 707 | 0.02 | 15 | 15 | 7 | 1.3335e-10 | 5spot_SharedNeighbor | Water | Porous | Wet | R600a | MinimizeLCOE_Brownfield | IgnoreSilica | 2019 | 123.9271 | 32.6247 | 2.7036 | 4 | 7093.5856 | 10427.3775 | 144.6123 | 212.5762 | 130.3675 | 0 | 175.4606 | 4924060.3219 | 364578.9114 | 5506651.5081 | 5359842.0878 | 0 | 532218.8321 | 0 | 6508067.1479 | 16932655.7307 | 11556885.4675 | 51684960.0075 | 961560.8286 | 24065791.4134 | 24065791.4134 | 1478867.319 | 10508037.6352 | 0 | 76712312.2495 | 112765008.6173 | 133352.1432 | 10.8143 | 7093.5856 | 10427.3775 | 144.6123 | 212.5762
1 | 6100 | 707 | 0.02 | 15 | 15 | 7 | 1.7783e-10 | 5spot_SharedNeighbor | Water | Porous | Wet | R600a | MinimizeLCOE_Brownfield | IgnoreSilica | 2019 | 127.6667 | 33.5658 | 2.8162 | 4 | 6907.3883 | 10107.8977 | 140.8165 | 206.0632 | 130.2766 | 0 | 161.7756 | 5022082.4503 | 371518.8214 | 5633721.8305 | 5516662.9143 | 0 | 497605.4059 | 0 | 6646220.6547 | 17292102.8163 | 11802215.4893 | 52782130.3826 | 961560.8286 | 24065791.4134 | 24065791.4134 | 1478867.319 | 10508037.6352 | 0 | 77809482.6247 | 113862178.9924 | 177827.941 | 11.2647 | 6907.3883 | 10107.8977 | 140.8165 | 206.0632
1 | 6100 | 707 | 0.02 | 15 | 15 | 7 | 2.3714e-10 | 5spot_SharedNeighbor | Water | Porous | Wet | R600a | MinimizeLCOE_Brownfield | IgnoreSilica | 2019 | 130.536 | 34.2844 | 2.9046 | 4 | 6767.927 | 9871.0428 | 137.9733 | 201.2346 | 130.203 | 0 | 193.7913 | 5096199.7513 | 376747.2079 | 5730287.4846 | 5636646.8779 | 0 | 467046.4187 | 0 | 6749701.8187 | 17561339.5781 | 11985975.1115 | 53603944.2485 | 961560.8286 | 24065791.4134 | 24065791.4134 | 1478867.319 | 10508037.6352 | 0 | 78631296.4906 | 114683992.8583 | 237137.3706 | 11.6182 | 6767.927 | 9871.0428 | 137.9733 | 201.2346
1 | 6100 | 707 | 0.02 | 15 | 15 | 7 | 3.1623e-10 | 5spot_SharedNeighbor | Water | Porous | Wet | R600a | MinimizeLCOE_Brownfield | IgnoreSilica | 2019 | 132.7286 | 34.8313 | 2.9732 | 4 | 6663.4055 | 9694.859 | 135.8425 | 197.6428 | 130.1445 | 0 | 189.0614 | 5152206.7003 | 380686.8083 | 5803540.0765 | 5728131.7051 | 0 | 441167.7733 | 0 | 6827235.8948 | 17763067.3396 | 12123658.4538 | 54219694.7517 | 961560.8286 | 24065791.4134 | 24065791.4134 | 1478867.319 | 10508037.6352 | 0 | 79247046.9938 | 115299743.3615 | 316227.766 | 11.8929 | 6663.4055 | 9694.859 | 135.8425 | 197.6428
1 | 6100 | 707 | 0.02 | 15 | 15 | 7 | 4.217e-10 | 5spot_SharedNeighbor | Water | Porous | Wet | R600a | MinimizeLCOE_Brownfield | IgnoreSilica | 2019 | 134.405 | 35.2482 | 3.0262 | 4 | 6585.0353 | 9563.4022 | 134.2449 | 194.9629 | 130.0985 | 0 | 179.8909 | 5194663.2215 | 383666.6414 | 5859234.6431 | 5797959.0675 | 0 | 419969.2785 | 0 | 6885642.2122 | 17915028.5968 | 12227375.1344 | 54683538.7953 | 961560.8286 | 24065791.4134 | 24065791.4134 | 1478867.319 | 10508037.6352 | 0 | 79710891.0374 | 115763587.4051 | 421696.5034 | 12.1049 | 6585.0353 | 9563.4022 | 134.2449 | 194.9629
1 | 6100 | 707 | 0.02 | 15 | 15 | 7 | 5.6234e-10 | 5spot_SharedNeighbor | Water | Porous | Wet | R600a | MinimizeLCOE_Brownfield | IgnoreSilica | 2019 | 136.4 | 35.7439 | 3.0766 | 4 | 6526.1583 | 9455.789 | 133.0446 | 192.769 | 130.0442 | 0 | 158.0399 | 5244933.9386 | 387192.5413 | 5925283.7922 | 5881013.2845 | 0 | 411269.3008 | 0 | 6961380.2144 | 18112083.3424 | 12361869.0473 | 55285025.4614 | 961560.8286 | 24065791.4134 | 24065791.4134 | 1478867.319 | 10508037.6352 | 0 | 80312377.7035 | 116365074.0712 | 562341.3252 | 12.3062 | 6526.1583 | 9455.789 | 133.0446 | 192.769
1 | 6100 | 707 | 0.02 | 15 | 15 | 7 | 7.4989e-10 | 5spot_SharedNeighbor | Water | Porous | Wet | R600a | MinimizeLCOE_Brownfield | IgnoreSilica | 2019 | 138.1756 | 36.1875 | 3.119 | 4 | 6481.3711 | 9371.1588 | 132.1315 | 191.0437 | 130.0019 | 0 | 188.2689 | 5289891.8443 | 390358.3916 | 5984210.2469 | 5955163.3735 | 0 | 407176.3975 | 0 | 7030452.099 | 18291794.2175 | 12484525.4122 | 55833571.9824 | 961560.8286 | 24065791.4134 | 24065791.4134 | 1478867.319 | 10508037.6352 | 0 | 80860924.2244 | 116913620.5922 | 749894.2093 | 12.4759 | 6481.3711 | 9371.1588 | 132.1315 | 191.0437
1 | 6100 | 707 | 0.02 | 15 | 15 | 7 | 1e-09 | 5spot_SharedNeighbor | Water | Porous | Wet | R600a | MinimizeLCOE_Brownfield | IgnoreSilica | 2019 | 138.9307 | 36.3757 | 3.1432 | 4 | 6447.8591 | 9315.3938 | 131.4483 | 189.9069 | 129.9836 | 0 | 193.3913 | 5308905.8577 | 391695.907 | 6009171.3371 | 5986640.9562 | 0 | 396952.1225 | 0 | 7056412.8104 | 18359338.6634 | 12530625.8844 | 56039743.5388 | 961560.8286 | 24065791.4134 | 24065791.4134 | 1478867.319 | 10508037.6352 | 0 | 81067095.7808 | 117119792.1485 | 1000000 | 12.5727 | 6447.8591 | 9315.3938 | 131.4483 | 189.9069
1 | 6100 | 707 | 0.02 | 15 | 15 | 7 | 1.3335e-09 | 5spot_SharedNeighbor | Water | Porous | Wet | R600a | MinimizeLCOE_Brownfield | IgnoreSilica | 2019 | 139.5102 | 36.52 | 3.1616 | 4 | 6422.7205 | 9273.5145 | 130.9358 | 189.0531 | 129.9694 | 0 | 175.3055 | 5323461.8853 | 392719.2649 | 6028295.8836 | 6010786.6778 | 0 | 389158.6394 | 0 | 7076324.7169 | 18411145.3595 | 12565985.0191 | 56197877.4464 | 961560.8286 | 24065791.4134 | 24065791.4134 | 1478867.319 | 10508037.6352 | 0 | 81225229.6885 | 117277926.0562 | 1333521.4322 | 12.6465 | 6422.7205 | 9273.5145 | 130.9358 | 189.0531
1 | 6100 | 707 | 0.02 | 15 | 15 | 7 | 1.7783e-09 | 5spot_SharedNeighbor | Water | Porous | Wet | R600a | MinimizeLCOE_Brownfield | IgnoreSilica | 2019 | 139.9318 | 36.6249 | 3.1754 | 4 | 6403.864 | 9242.3271 | 130.5514 | 188.4173 | 129.9591 | 0 | 176.1525 | 5334028.7967 | 393461.8256 | 6042188.448 | 6028342.7955 | 0 | 382997.4773 | 0 | 7090597.5438 | 18448280.3274 | 12591330.3977 | 56311227.6118 | 961560.8286 | 24065791.4134 | 24065791.4134 | 1478867.319 | 10508037.6352 | 0 | 81338579.8539 | 117391276.2216 | 1778279.41 | 12.7015 | 6403.864 | 9242.3271 | 130.5514 | 188.4173
1 | 6100 | 707 | 0.02 | 15 | 15 | 7 | 2.3714e-09 | 5spot_SharedNeighbor | Water | Porous | Wet | R600a | MinimizeLCOE_Brownfield | IgnoreSilica | 2019 | 140.2413 | 36.7019 | 3.1856 | 4 | 6389.7202 | 9219.0513 | 130.2631 | 187.9428 | 129.9514 | 0 | 179.9487 | 5341775.7833 | 394006.0396 | 6052378.4921 | 6041228.599 | 0 | 378204.2183 | 0 | 7100961.3216 | 18475244.7514 | 12609734.1711 | 56393533.3765 | 961560.8286 | 24065791.4134 | 24065791.4134 | 1478867.319 | 10508037.6352 | 0 | 81420885.6185 | 117473581.9862 | 2371373.7057 | 12.7425 | 6389.7202 | 9219.0513 | 130.2631 | 187.9428
1 | 6100 | 707 | 0.02 | 15 | 15 | 7 | 3.1623e-09 | 5spot_SharedNeighbor | Water | Porous | Wet | R600a | MinimizeLCOE_Brownfield | IgnoreSilica | 2019 | 140.4776 | 36.7606 | 3.1934 | 4 | 6379.1119 | 9201.562 | 130.0468 | 187.5863 | 129.9456 | 0 | 185.5203 | 5347685.399 | 394421.0831 | 6060154.4185 | 6051066.4388 | 0 | 374604.43 | 0 | 7108893.39 | 18495882.3663 | 12623819.7674 | 56456527.2931 | 961560.8286 | 24065791.4134 | 24065791.4134 | 1478867.319 | 10508037.6352 | 0 | 81483879.5352 | 117536575.9029 | 3162277.6602 | 12.7735 | 6379.1119 | 9201.562 | 130.0468 | 187.5863
1 | 6100 | 707 | 0.02 | 15 | 15 | 7 | 4.217e-09 | 5spot_SharedNeighbor | Water | Porous | Wet | R600a | MinimizeLCOE_Brownfield | IgnoreSilica | 2019 | 140.6675 | 36.8078 | 3.1994 | 4 | 6371.1555 | 9188.3035 | 129.8846 | 187.316 | 129.9409 | 0 | 202.5024 | 5352429.2039 | 394754.1967 | 6066397.8982 | 6058968.3877 | 0 | 372021.6335 | 0 | 7115382.8148 | 18512766.5184 | 12635343.5481 | 56508064.2012 | 961560.8286 | 24065791.4134 | 24065791.4134 | 1478867.319 | 10508037.6352 | 0 | 81535416.4433 | 117588112.811 | 4216965.0343 | 12.7976 | 6371.1555 | 9188.3035 | 129.8846 | 187.316
1 | 6100 | 707 | 0.02 | 15 | 15 | 7 | 5.6234e-09 | 5spot_SharedNeighbor | Water | Porous | Wet | R600a | MinimizeLCOE_Brownfield | IgnoreSilica | 2019 | 140.7944 | 36.8394 | 3.2037 | 4 | 6365.1883 | 9178.5538 | 129.763 | 187.1172 | 129.9377 | 0 | 180.3018 | 5355597.1476 | 394976.6077 | 6070568.3926 | 6064248.3541 | 0 | 369885.1388 | 0 | 7119557.4999 | 18523628.1927 | 12642756.864 | 56541218.1974 | 961560.8286 | 24065791.4134 | 24065791.4134 | 1478867.319 | 10508037.6352 | 0 | 81568570.4395 | 117621266.8072 | 5623413.2519 | 12.8148 | 6365.1883 | 9178.5538 | 129.763 | 187.1172
1 | 6100 | 707 | 0.02 | 15 | 15 | 7 | 7.4989e-09 | 5spot_SharedNeighbor | Water | Porous | Wet | R600a | MinimizeLCOE_Brownfield | IgnoreSilica | 2019 | 140.9038 | 36.8666 | 3.2071 | 4 | 6360.7132 | 9171.0728 | 129.6717 | 186.9647 | 129.935 | 0 | 205.5006 | 5358329.322 | 395168.4176 | 6074165.5456 | 6068803.27 | 0 | 368440.8697 | 0 | 7123313.8957 | 18533401.5641 | 12649427.3908 | 56571050.2755 | 961560.8286 | 24065791.4134 | 24065791.4134 | 1478867.319 | 10508037.6352 | 0 | 81598402.5176 | 117651098.8853 | 7498942.0933 | 12.8285 | 6360.7132 | 9171.0728 | 129.6717 | 186.9647
1 | 6100 | 707 | 0.02 | 15 | 15 | 7 | 1e-08 | 5spot_SharedNeighbor | Water | Porous | Wet | R600a | MinimizeLCOE_Brownfield | IgnoreSilica | 2019 | 140.9723 | 36.8836 | 3.2095 | 4 | 6357.357 | 9165.6279 | 129.6033 | 186.8537 | 129.9333 | 0 | 201.478 | 5360039.0418 | 395288.4265 | 6076416.9803 | 6071654.7457 | 0 | 367192.8835 | 0 | 7125530.9103 | 18539169.7813 | 12653364.3176 | 56588657.0871 | 961560.8286 | 24065791.4134 | 24065791.4134 | 1478867.319 | 10508037.6352 | 0 | 81616009.3292 | 117668705.6969 | 10000000 | 12.838 | 6357.357 | 9165.6279 | 129.6033 | 186.8537
1 | 6200 | 707 | 0.02 | 15 | 15 | 7 | 1e-13 | 5spot_SharedNeighbor | Water | Porous | Wet | R600a | MinimizeLCOE_Brownfield | IgnoreSilica | 2019 | 0 | 0 | 0 | 0 |  |  |  |  | 15 |  | 21.6268 | [19 empty] | 100 | 0
1 | 6200 | 707 | 0.02 | 15 | 15 | 7 | 1.3335e-13 | 5spot_SharedNeighbor | Water | Porous | Wet | R600a | MinimizeLCOE_Brownfield | IgnoreSilica | 2019 | 0 | 0 | 0 | 0 |  |  |  |  | 15 |  | 21.9436 | [19 empty] | 133.3521 | 0
1 | 6200 | 707 | 0.02 | 15 | 15 | 7 | 1.7783e-13 | 5spot_SharedNeighbor | Water | Porous | Wet | R600a | MinimizeLCOE_Brownfield | IgnoreSilica | 2019 | 0 | 0 | 0 | 0 |  |  |  |  | 15 |  | 22.9936 | [19 empty] | 177.8279 | 0
1 | 6200 | 707 | 0.02 | 15 | 15 | 7 | 2.3714e-13 | 5spot_SharedNeighbor | Water | Porous | Wet | R600a | MinimizeLCOE_Brownfield | IgnoreSilica | 2019 | 0 | 0 | 0 | 0 |  |  |  |  | 15 |  | 22.2028 | [19 empty] | 237.1374 | 0
1 | 6200 | 707 | 0.02 | 15 | 15 | 7 | 3.1623e-13 | 5spot_SharedNeighbor | Water | Porous | Wet | R600a | MinimizeLCOE_Brownfield | IgnoreSilica | 2019 | 0 | 0 | 0 | 0 |  |  |  |  | 15 |  | 23.2528 | [19 empty] | 316.2278 | 0
1 | 6200 | 707 | 0.02 | 15 | 15 | 7 | 4.217e-13 | 5spot_SharedNeighbor | Water | Porous | Wet | R600a | MinimizeLCOE_Brownfield | IgnoreSilica | 2019 | 1.6 | 0.23925 | 0.0045582 | 4 | 1469496.2435 | 3490126.1259 | 29957.6686 | 71150.9418 | 95.5468 | 0 | 26.7655 | 126737.5645 | 7709.3862 | 110640.676 | 75911.8847 | 0 | 67110.6729 | 0 | 151362.9719 | 393815.404 | 268787.1053 | 1202075.6655 | 961560.8286 | 24629381.4663 | 24629381.4663 | 1478867.319 | 10733473.6564 | 0 | 26793017.9604 | 63634740.4022 | 421.6965 | 0.018233 | 1469496.2435 | 3490126.1259 | 29957.6686 | 71150.9418
1 | 6200 | 707 | 0.02 | 15 | 15 | 7 | 5.6234e-13 | 5spot_SharedNeighbor | Water | Porous | Wet | R600a | MinimizeLCOE_Brownfield | IgnoreSilica | 2019 | 2.9155 | 0.5654 | 0.015003 | 4 | 464508.7239 | 1078397.0186 | 9469.6386 | 21984.5819 | 110.3336 | 0 | 472.4898 | 254503.5184 | 16919.6965 | 217779.7719 | 130643.6336 | 0 | 118212.3743 | 0 | 287843.008 | 748908.462 | 511145.4138 | 2285955.8785 | 961560.8286 | 24629381.4663 | 24629381.4663 | 1478867.319 | 10733473.6564 | 0 | 27876898.1735 | 64718620.6153 | 562.3413 | 0.060014 | 464508.7239 | 1078397.0186 | 9469.6386 | 21984.5819
1 | 6200 | 707 | 0.02 | 15 | 15 | 7 | 7.4989e-13 | 5spot_SharedNeighbor | Water | Porous | Wet | R600a | MinimizeLCOE_Brownfield | IgnoreSilica | 2019 | 3.8654 | 0.8144 | 0.029078 | 4 | 245629.4863 | 562373.3576 | 5007.4893 | 11464.7416 | 115.487 | 0 | 76.799 | 338403.6202 | 23208.1856 | 290546.524 | 171350.8292 | 0 | 138371.0735 | 0 | 375133.2907 | 976019.8719 | 666153.6178 | 2979187.0128 | 961560.8286 | 24629381.4663 | 24629381.4663 | 1478867.319 | 10733473.6564 | 0 | 28570129.3078 | 65411851.7496 | 749.8942 | 0.11631 | 245629.4863 | 562373.3576 | 5007.4893 | 11464.7416
1 | 6200 | 707 | 0.02 | 15 | 15 | 7 | 1e-12 | 5spot_SharedNeighbor | Water | Porous | Wet | R600a | MinimizeLCOE_Brownfield | IgnoreSilica | 2019 | 5.1178 | 1.1495 | 0.049144 | 4 | 149739.0943 | 337157.5948 | 3052.634 | 6873.4136 | 119.6086 | 0 | 77.6224 | 440608.8558 | 30982.7876 | 381681.7077 | 225669.5245 | 0 | 162145.2913 | 0 | 484024.3851 | 1259332.1629 | 859520.0779 | 3843964.7928 | 961560.8286 | 24629381.4663 | 24629381.4663 | 1478867.319 | 10733473.6564 | 0 | 29434907.0877 | 66276629.5295 | 1000 | 0.19657 | 149739.0943 | 337157.5948 | 3052.634 | 6873.4136
1 | 6200 | 707 | 0.02 | 15 | 15 | 7 | 1.3335e-12 | 5spot_SharedNeighbor | Water | Porous | Wet | R600a | MinimizeLCOE_Brownfield | IgnoreSilica | 2019 | 6.789 | 1.6013 | 0.076855 | 4 | 99280.2795 | 219122.1664 | 2023.9628 | 4467.1017 | 122.864 | 0 | 72.7545 | 565388.469 | 40542.0437 | 496473.8446 | 298089.5642 | 0 | 191155.8104 | 0 | 620743.3954 | 1615046.983 | 1102302.7518 | 4929742.8621 | 961560.8286 | 24629381.4663 | 24629381.4663 | 1478867.319 | 10733473.6564 | 0 | 30520685.157 | 67362407.5988 | 1333.5214 | 0.30742 | 99280.2795 | 219122.1664 | 2023.9628 | 4467.1017
1 | 6200 | 707 | 0.02 | 15 | 15 | 7 | 1.7783e-12 | 5spot_SharedNeighbor | Water | Porous | Wet | R600a | MinimizeLCOE_Brownfield | IgnoreSilica | 2019 | 9.0011 | 2.2017 | 0.11428 | 4 | 69727.4709 | 150321.3131 | 1421.4888 | 3064.5033 | 125.3089 | 0 | 75.7772 | 715996.8879 | 52112.8643 | 639417.4728 | 395073.2602 | 0 | 226117.7273 | 0 | 791200.1029 | 2058540.3702 | 1404996.1014 | 6283454.787 | 961560.8286 | 24629381.4663 | 24629381.4663 | 1478867.319 | 10733473.6564 | 0 | 31874397.082 | 68716119.5237 | 1778.2794 | 0.45713 | 69727.4709 | 150321.3131 | 1421.4888 | 3064.5033
1 | 6200 | 707 | 0.02 | 15 | 15 | 7 | 2.3714e-12 | 5spot_SharedNeighbor | Water | Porous | Wet | R600a | MinimizeLCOE_Brownfield | IgnoreSilica | 2019 | 11.9654 | 3.0215 | 0.16692 | 4 | 50340.6571 | 105520.1187 | 1026.2624 | 2151.1703 | 127.4706 | 0 | 71.5148 | 904359.9442 | 66689.5756 | 822422.2272 | 526985.7742 | 0 | 268949.7455 | 0 | 1009868.834 | 2627471.5534 | 1793303.3243 | 8020050.9782 | 961560.8286 | 24629381.4663 | 24629381.4663 | 1478867.319 | 10733473.6564 | 0 | 33610993.2732 | 70452715.715 | 2371.3737 | 0.66767 | 50340.6571 | 105520.1187 | 1026.2624 | 2151.1703
1 | 6200 | 707 | 0.02 | 15 | 15 | 7 | 3.1623e-12 | 5spot_SharedNeighbor | Water | Porous | Wet | R600a | MinimizeLCOE_Brownfield | IgnoreSilica | 2019 | 15.8948 | 4.104 | 0.23615 | 4 | 37865.7897 | 76868.7829 | 771.9453 | 1567.0741 | 129.0092 | 0 | 72.3259 | 1130346.2575 | 84091.2027 | 1049594.3692 | 700616.6011 | 0 | 321034.2207 | 0 | 1281416.234 | 3333982.1862 | 2275511.3486 | 10176592.42 | 961560.8286 | 24629381.4663 | 24629381.4663 | 1478867.319 | 10733473.6564 | 0 | 35767534.715 | 72609257.1567 | 3162.2777 | 0.94459 | 37865.7897 | 76868.7829 | 771.9453 | 1567.0741
1 | 6200 | 707 | 0.02 | 15 | 15 | 7 | 4.217e-12 | 5spot_SharedNeighbor | Water | Porous | Wet | R600a | MinimizeLCOE_Brownfield | IgnoreSilica | 2019 | 21.0958 | 5.5392 | 0.32837 | 4 | 29287.2017 | 57335.8411 | 597.0592 | 1168.8687 | 130.1841 | 0 | 86.1213 | 1404386.8641 | 105147.8218 | 1333097.3468 | 930976.5863 | 0 | 384147.3329 | 0 | 1621524.8213 | 4218874.9645 | 2879468.8525 | 12877624.5902 | 961560.8286 | 24629381.4663 | 24629381.4663 | 1478867.319 | 10733473.6564 | 0 | 38468566.8852 | 75310289.3269 | 4216.965 | 1.3135 | 29287.2017 | 57335.8411 | 597.0592 | 1168.8687
1 | 6200 | 707 | 0.02 | 15 | 15 | 7 | 5.6234e-12 | 5spot_SharedNeighbor | Water | Porous | Wet | R600a | MinimizeLCOE_Brownfield | IgnoreSilica | 2019 | 27.9365 | 7.429 | 0.45019 | 4 | 23231.8909 | 43690.9852 | 473.6135 | 890.6998 | 131.0766 | 0 | 65.7168 | 1735004.4181 | 130467.7107 | 1684919.6487 | 1234105.0746 | 0 | 460115.5998 | 0 | 2045398.8562 | 5321708.2548 | 3632175.2341 | 16243894.7969 | 961560.8286 | 24629381.4663 | 24629381.4663 | 1478867.319 | 10733473.6564 | 0 | 41834837.0919 | 78676559.5337 | 5623.4133 | 1.8008 | 23231.8909 | 43690.9852 | 473.6135 | 890.6998
1 | 6200 | 707 | 0.02 | 15 | 15 | 7 | 7.4989e-12 | 5spot_SharedNeighbor | Water | Porous | Wet | R600a | MinimizeLCOE_Brownfield | IgnoreSilica | 2019 | 36.8622 | 9.897 | 0.60948 | 4 | 18871.3628 | 33983.3699 | 384.7183 | 692.797 | 131.753 | 0 | 85.7473 | 2131516.1142 | 160717.2131 | 2118551.7003 | 1629688.4423 | 0 | 551093.0175 | 0 | 2570710.9301 | 6688462.5148 | 4565013.1005 | 20415753.0329 | 961560.8286 | 24629381.4663 | 24629381.4663 | 1478867.319 | 10733473.6564 | 0 | 46006695.3278 | 82848417.7696 | 7498.9421 | 2.4379 | 18871.3628 | 33983.3699 | 384.7183 | 692.797
1 | 6200 | 707 | 0.02 | 15 | 15 | 7 | 1e-11 | 5spot_SharedNeighbor | Water | Porous | Wet | R600a | MinimizeLCOE_Brownfield | IgnoreSilica | 2019 | 45.9996 | 12.4236 | 0.79783 | 4 | 15668.1295 | 27212.5081 | 319.416 | 554.7638 | 132.1766 | 0 | 94.3548 | 2508211.7566 | 189346.6694 | 2540443.3835 | 2034013.8331 | 0 | 609469.7983 | 0 | 3073779.322 | 7997343.277 | 5458351.1155 | 24410959.1555 | 961560.8286 | 24629381.4663 | 24629381.4663 | 1478867.319 | 10733473.6564 | 0 | 50001901.4504 | 86843623.8922 | 10000 | 3.1913 | 15668.1295 | 27212.5081 | 319.416 | 554.7638
1 | 6200 | 707 | 0.02 | 15 | 15 | 7 | 1.3335e-11 | 5spot_SharedNeighbor | Water | Porous | Wet | R600a | MinimizeLCOE_Brownfield | IgnoreSilica | 2019 | 56.4398 | 15.3068 | 1.0236 | 4 | 13276.5516 | 22274.424 | 270.6605 | 454.0943 | 132.4806 | 0 | 110.4246 | 2911440.46 | 219871.8795 | 3001439.6263 | 2494834.1835 | 0 | 661223.9253 | 0 | 3622635.9291 | 9425355.5827 | 6432998.8569 | 28769800.4434 | 961560.8286 | 24629381.4663 | 24629381.4663 | 1478867.319 | 10733473.6564 | 0 | 54360742.7383 | 91202465.1801 | 13335.2143 | 4.0945 | 13276.5516 | 22274.424 | 270.6605 | 454.0943
1 | 6200 | 707 | 0.02 | 15 | 15 | 7 | 1.7783e-11 | 5spot_SharedNeighbor | Water | Porous | Wet | R600a | MinimizeLCOE_Brownfield | IgnoreSilica | 2019 | 67.6527 | 18.3939 | 1.2806 | 4 | 11485.1251 | 18677.1963 | 234.1398 | 380.7599 | 132.6642 | 0 | 137.6275 | 3318756.7037 | 250557.015 | 3476227.272 | 2989090.2555 | 0 | 698151.5104 | 0 | 4185785.2751 | 10890554.6632 | 7433027.3361 | 33242150.031 | 961560.8286 | 24629381.4663 | 24629381.4663 | 1478867.319 | 10733473.6564 | 0 | 58833092.326 | 95674814.7678 | 17782.7941 | 5.1225 | 11485.1251 | 18677.1963 | 234.1398 | 380.7599
1 | 6200 | 707 | 0.02 | 15 | 15 | 7 | 2.3714e-11 | 5spot_SharedNeighbor | Water | Porous | Wet | R600a | MinimizeLCOE_Brownfield | IgnoreSilica | 2019 | 78.9755 | 21.4926 | 1.5561 | 4 | 10145.0055 | 16063.8458 | 206.8197 | 327.4832 | 132.7329 | 0 | 139.9836 | 3706967.7842 | 279620.3278 | 3937141.8846 | 3486826.273 | 0 | 715178.0829 | 0 | 4729036.3975 | 12303982.6474 | 8397720.9784 | 37556474.3757 | 961560.8286 | 24629381.4663 | 24629381.4663 | 1478867.319 | 10733473.6564 | 0 | 63147416.6707 | 99989139.1125 | 23713.7371 | 6.2245 | 10145.0055 | 16063.8458 | 206.8197 | 327.4832
1 | 6200 | 707 | 0.02 | 15 | 15 | 7 | 3.1623e-11 | 5spot_SharedNeighbor | Water | Porous | Wet | R600a | MinimizeLCOE_Brownfield | IgnoreSilica | 2019 | 89.8056 | 24.4314 | 1.8343 | 4 | 9144.3851 | 14165.5497 | 186.4207 | 288.7839 | 132.7074 | 0 | 152.0624 | 4058977.176 | 305778.7473 | 4362302.2888 | 3961049.6145 | 0 | 712160.6383 | 0 | 5226104.7013 | 13597252.4113 | 9280404.1663 | 41504029.7437 | 961560.8286 | 24629381.4663 | 24629381.4663 | 1478867.319 | 10733473.6564 | 0 | 67094972.0387 | 103936694.4804 | 31622.7766 | 7.3373 | 9144.3851 | 14165.5497 | 186.4207 | 288.7839
1 | 6200 | 707 | 0.02 | 15 | 15 | 7 | 4.217e-11 | 5spot_SharedNeighbor | Water | Porous | Wet | R600a | MinimizeLCOE_Brownfield | IgnoreSilica | 2019 | 99.6398 | 27.0735 | 2.0996 | 4 | 8398.024 | 12784.7145 | 171.2051 | 260.6337 | 132.6177 | 0 | 165.4004 | 4363674.0488 | 328241.5169 | 4736082.1723 | 4389722.1279 | 0 | 691927.3048 | 0 | 5658762.3966 | 14722938.9841 | 10048708.3828 | 44940056.9343 | 961560.8286 | 24629381.4663 | 24629381.4663 | 1478867.319 | 10733473.6564 | 0 | 70530999.2293 | 107372721.671 | 42169.6503 | 8.3985 | 8398.024 | 12784.7145 | 171.2051 | 260.6337
1 | 6200 | 707 | 0.02 | 15 | 15 | 7 | 5.6234e-11 | 5spot_SharedNeighbor | Water | Porous | Wet | R600a | MinimizeLCOE_Brownfield | IgnoreSilica | 2019 | 108.2003 | 29.35 | 2.3404 | 4 | 7841.3422 | 11776.7562 | 159.8564 | 240.0851 | 132.4944 | 0 | 151.5757 | 4618106.7286 | 346851.2415 | 5052488.3134 | 4761150.5709 | 0 | 659747.3175 | 0 | 6020954.2271 | 15665287.8313 | 10691880.8343 | 47816467.0645 | 961560.8286 | 24629381.4663 | 24629381.4663 | 1478867.319 | 10733473.6564 | 0 | 73407409.3595 | 110249131.8013 | 56234.1325 | 9.3616 | 7841.3422 | 11776.7562 | 159.8564 | 240.0851
1 | 6200 | 707 | 0.02 | 15 | 15 | 7 | 7.4989e-11 | 5spot_SharedNeighbor | Water | Porous | Wet | R600a | MinimizeLCOE_Brownfield | IgnoreSilica | 2019 | 115.3887 | 31.2431 | 2.5498 | 4 | 7425.8748 | 11038.0612 | 151.3865 | 225.0258 | 132.3615 | 0 | 166.7627 | 4824399.8744 | 361829.6987 | 5312028.8447 | 5071698.0998 | 0 | 621058.4528 | 0 | 6314495.8385 | 16429022.8905 | 11213145.7054 | 50147679.4048 | 961560.8286 | 24629381.4663 | 24629381.4663 | 1478867.319 | 10733473.6564 | 0 | 75738621.6998 | 112580344.1415 | 74989.4209 | 10.1993 | 7425.8748 | 11038.0612 | 151.3865 | 225.0258
1 | 6200 | 707 | 0.02 | 15 | 15 | 7 | 1e-10 | 5spot_SharedNeighbor | Water | Porous | Wet | R600a | MinimizeLCOE_Brownfield | IgnoreSilica | 2019 | 121.2204 | 32.7657 | 2.7254 | 4 | 7115.497 | 10495.0338 | 145.059 | 213.9555 | 132.2355 | 0 | 185.1363 | 4987016.7427 | 373560.8546 | 5518597.9511 | 5322675.6938 | 0 | 580120.4483 | 0 | 6544968.9593 | 17028666.6743 | 11622414.9093 | 51978022.2333 | 961560.8286 | 24629381.4663 | 24629381.4663 | 1478867.319 | 10733473.6564 | 0 | 77568964.5282 | 114410686.97 | 100000 | 10.9014 | 7115.497 | 10495.0338 | 145.059 | 213.9555
1 | 6200 | 707 | 0.02 | 15 | 15 | 7 | 1.3335e-10 | 5spot_SharedNeighbor | Water | Porous | Wet | R600a | MinimizeLCOE_Brownfield | IgnoreSilica | 2019 | 125.8808 | 33.9735 | 2.8689 | 4 | 6883.3825 | 10093.7825 | 140.3271 | 205.7754 | 132.1238 | 0 | 185.2803 | 5114014.6418 | 382672.5281 | 5681180.8846 | 5522607.9389 | 0 | 540920.9927 | 0 | 6724144.8246 | 17494845.5218 | 11940591.5518 | 53400978.8843 | 961560.8286 | 24629381.4663 | 24629381.4663 | 1478867.319 | 10733473.6564 | 0 | 78991921.1792 | 115833643.621 | 133352.1432 | 11.4757 | 6883.3825 | 10093.7825 | 140.3271 | 205.7754
1 | 6200 | 707 | 0.02 | 15 | 15 | 7 | 1.7783e-10 | 5spot_SharedNeighbor | Water | Porous | Wet | R600a | MinimizeLCOE_Brownfield | IgnoreSilica | 2019 | 129.5102 | 34.9086 | 2.9835 | 4 | 6709.6347 | 9796.7959 | 136.785 | 199.7209 | 132.0305 | 0 | 174.7342 | 5211139.141 | 389609.7508 | 5806289.4112 | 5677906.8291 | 0 | 505102.7486 | 0 | 6860118.6735 | 17848621.5845 | 12182050.9839 | 54480839.1226 | 961560.8286 | 24629381.4663 | 24629381.4663 | 1478867.319 | 10733473.6564 | 0 | 80071781.4176 | 116913503.8593 | 177827.941 | 11.9339 | 6709.6347 | 9796.7959 | 136.785 | 199.7209
1 | 6200 | 707 | 0.02 | 15 | 15 | 7 | 2.3714e-10 | 5spot_SharedNeighbor | Water | Porous | Wet | R600a | MinimizeLCOE_Brownfield | IgnoreSilica | 2019 | 132.2681 | 35.6148 | 3.0728 | 4 | 6579.4955 | 9576.9348 | 134.1319 | 195.2388 | 131.9559 | 0 | 175.3132 | 5283794.8492 | 394778.1512 | 5900368.3635 | 5795088.92 | 0 | 473415.786 | 0 | 6960503.9673 | 18109803.5272 | 12360313.0266 | 55278066.5911 | 961560.8286 | 24629381.4663 | 24629381.4663 | 1478867.319 | 10733473.6564 | 0 | 80869008.8861 | 117710731.3279 | 237137.3706 | 12.2911 | 6579.4955 | 9576.9348 | 134.1319 | 195.2388
1 | 6200 | 707 | 0.02 | 15 | 15 | 7 | 3.1623e-10 | 5spot_SharedNeighbor | Water | Porous | Wet | R600a | MinimizeLCOE_Brownfield | IgnoreSilica | 2019 | 134.3876 | 36.1549 | 3.1422 | 4 | 6481.9481 | 9413.1867 | 132.1433 | 191.9005 | 131.8965 | 0 | 176.4548 | 5338964.9383 | 398690.1778 | 5972093.1982 | 5884642.2579 | 0 | 446889.4451 | 0 | 7036099.2068 | 18306486.8336 | 12494553.4246 | 55878419.4824 | 961560.8286 | 24629381.4663 | 24629381.4663 | 1478867.319 | 10733473.6564 | 0 | 81469361.7773 | 118311084.2191 | 316227.766 | 12.5687 | 6481.9481 | 9413.1867 | 132.1433 | 191.9005
1 | 6200 | 707 | 0.02 | 15 | 15 | 7 | 4.217e-10 | 5spot_SharedNeighbor | Water | Porous | Wet | R600a | MinimizeLCOE_Brownfield | IgnoreSilica | 2019 | 137.5734 | 36.9673 | 3.2178 | 4 | 6408.4133 | 9270.7724 | 130.6442 | 188.9972 | 131.8114 | 0 | 199.4842 | 5421544.8902 | 404548.5679 | 6079564.9044 | 6019305.7401 | 0 | 443701.6771 | 0 | 7163779.6541 | 18638685.1666 | 12721285.6129 | 56892416.2133 | 961560.8286 | 24629381.4663 | 24629381.4663 | 1478867.319 | 10733473.6564 | 0 | 82483358.5082 | 119325080.95 | 421696.5034 | 12.8711 | 6408.4133 | 9270.7724 | 130.6442 | 188.9972
1 | 6200 | 707 | 0.02 | 15 | 15 | 7 | 5.6234e-10 | 5spot_SharedNeighbor | Water | Porous | Wet | R600a | MinimizeLCOE_Brownfield | IgnoreSilica | 2019 | 138.8575 | 37.2955 | 3.2601 | 4 | 6352.7876 | 9177.9441 | 129.5102 | 187.1048 | 131.7796 | 0 | 207.615 | 5454798.2518 | 406911.3701 | 6122835.8402 | 6073652.7753 | 0 | 426949.7505 | 0 | 7209207.7153 | 18756879.6634 | 12801955.7856 | 57253191.1522 | 961560.8286 | 24629381.4663 | 24629381.4663 | 1478867.319 | 10733473.6564 | 0 | 82844133.4472 | 119685855.8889 | 562341.3252 | 13.0406 | 6352.7876 | 9177.9441 | 129.5102 | 187.1048
1 | 6200 | 707 | 0.02 | 15 | 15 | 7 | 7.4989e-10 | 5spot_SharedNeighbor | Water | Porous | Wet | R600a | MinimizeLCOE_Brownfield | IgnoreSilica | 2019 | 139.8346 | 37.5449 | 3.2925 | 4 | 6311.0561 | 9108.4557 | 128.6594 | 185.6882 | 131.755 | 0 | 182.0584 | 5479990.432 | 408699.5419 | 6155664.9702 | 6114970.7936 | 0 | 413774.0338 | 0 | 7243508.9109 | 18846124.3382 | 12862867.1099 | 57525600.1305 | 961560.8286 | 24629381.4663 | 24629381.4663 | 1478867.319 | 10733473.6564 | 0 | 83116542.4255 | 119958264.8673 | 749894.2093 | 13.17 | 6311.0561 | 9108.4557 | 128.6594 | 185.6882
1 | 6200 | 707 | 0.02 | 15 | 15 | 7 | 1e-09 | 5spot_SharedNeighbor | Water | Porous | Wet | R600a | MinimizeLCOE_Brownfield | IgnoreSilica | 2019 | 140.5554 | 37.7286 | 3.3168 | 4 | 6279.7487 | 9056.6497 | 128.0212 | 184.6321 | 131.7368 | 0 | 202.4125 | 5498516.4125 | 410013.496 | 6179833.7705 | 6145436.5194 | 0 | 403287.1493 | 0 | 7268464.0656 | 18911052.5317 | 12907181.9361 | 57723785.8811 | 961560.8286 | 24629381.4663 | 24629381.4663 | 1478867.319 | 10733473.6564 | 0 | 83314728.1761 | 120156450.6178 | 1000000 | 13.2672 | 6279.7487 | 9056.6497 | 128.0212 | 184.6321
1 | 6200 | 707 | 0.02 | 15 | 15 | 7 | 1.3335e-09 | 5spot_SharedNeighbor | Water | Porous | Wet | R600a | MinimizeLCOE_Brownfield | IgnoreSilica | 2019 | 141.1038 | 37.8683 | 3.3353 | 4 | 6256.2624 | 9017.7949 | 127.5424 | 183.8399 | 131.7228 | 0 | 183.8468 | 5512576.8921 | 411010.1551 | 6198191.8819 | 6168604.3554 | 0 | 395241.4495 | 0 | 7287393.6462 | 18960303.4175 | 12940796.6777 | 57874118.4754 | 961560.8286 | 24629381.4663 | 24629381.4663 | 1478867.319 | 10733473.6564 | 0 | 83465060.7703 | 120306783.2121 | 1333521.4322 | 13.341 | 6256.2624 | 9017.7949 | 127.5424 | 183.8399
1 | 6200 | 707 | 0.02 | 15 | 15 | 7 | 1.7783e-09 | 5spot_SharedNeighbor | Water | Porous | Wet | R600a | MinimizeLCOE_Brownfield | IgnoreSilica | 2019 | 141.5176 | 37.9737 | 3.3492 | 4 | 6238.6443 | 8988.677 | 127.1832 | 183.2463 | 131.7122 | 0 | 178.1246 | 5523166.1485 | 411760.4274 | 6212026.353 | 6186078.643 | 0 | 389077.5895 | 0 | 7301622.5729 | 18997324.1661 | 12966064.0993 | 57987119.9998 | 961560.8286 | 24629381.4663 | 24629381.4663 | 1478867.319 | 10733473.6564 | 0 | 83578062.2947 | 120419784.7365 | 1778279.41 | 13.3968 | 6238.6443 | 8988.677 | 127.1832 | 183.2463
1 | 6200 | 707 | 0.02 | 15 | 15 | 7 | 2.3714e-09 | 5spot_SharedNeighbor | Water | Porous | Wet | R600a | MinimizeLCOE_Brownfield | IgnoreSilica | 2019 | 141.8271 | 38.0524 | 3.3597 | 4 | 6225.429 | 8966.8782 | 126.9138 | 182.8019 | 131.7043 | 0 | 179.0561 | 5531075.3376 | 412320.6212 | 6222364.2648 | 6199145.0232 | 0 | 384352.6919 | 0 | 7312210.5961 | 19024872.0303 | 12984866.0827 | 58071206.6477 | 961560.8286 | 24629381.4663 | 24629381.4663 | 1478867.319 | 10733473.6564 | 0 | 83662148.9427 | 120503871.3845 | 2371373.7057 | 13.4388 | 6225.429 | 8966.8782 | 126.9138 | 182.8019
1 | 6200 | 707 | 0.02 | 15 | 15 | 7 | 3.1623e-09 | 5spot_SharedNeighbor | Water | Porous | Wet | R600a | MinimizeLCOE_Brownfield | IgnoreSilica | 2019 | 142.0707 | 38.1144 | 3.3677 | 4 | 6215.5168 | 8950.4129 | 126.7117 | 182.4663 | 131.698 | 0 | 174.9582 | 5537293.4294 | 412760.935 | 6230494.5194 | 6209426.109 | 0 | 380893.4065 | 0 | 7320638.6757 | 19046800.1648 | 12999832.4851 | 58138139.725 | 961560.8286 | 24629381.4663 | 24629381.4663 | 1478867.319 | 10733473.6564 | 0 | 83729082.02 | 120570804.4618 | 3162277.6602 | 13.471 | 6215.5168 | 8950.4129 | 126.7117 | 182.4663
1 | 6200 | 707 | 0.02 | 15 | 15 | 7 | 4.217e-09 | 5spot_SharedNeighbor | Water | Porous | Wet | R600a | MinimizeLCOE_Brownfield | IgnoreSilica | 2019 | 142.2339 | 38.1559 | 3.3735 | 4 | 6208.0823 | 8938.3006 | 126.5602 | 182.2193 | 131.6938 | 0 | 191.2178 | 5541455.3058 | 413055.5704 | 6235937.9531 | 6216312.3305 | 0 | 378035.4294 | 0 | 7326070.6698 | 19060933.099 | 13009478.5031 | 58181278.861 | 961560.8286 | 24629381.4663 | 24629381.4663 | 1478867.319 | 10733473.6564 | 0 | 83772221.156 | 120613943.5978 | 4216965.0343 | 13.4941 | 6208.0823 | 8938.3006 | 126.5602 | 182.2193
1 | 6200 | 707 | 0.02 | 15 | 15 | 7 | 5.6234e-09 | 5spot_SharedNeighbor | Water | Porous | Wet | R600a | MinimizeLCOE_Brownfield | IgnoreSilica | 2019 | 142.3607 | 38.1881 | 3.3779 | 4 | 6202.5065 | 8929.1695 | 126.4465 | 182.0332 | 131.6905 | 0 | 172.4414 | 5544689.7899 | 413284.5257 | 6240169.1461 | 6221666.3574 | 0 | 375928.7788 | 0 | 7330338.0532 | 19072035.9554 | 13017056.4307 | 58215169.0373 | 961560.8286 | 24629381.4663 | 24629381.4663 | 1478867.319 | 10733473.6564 | 0 | 83806111.3322 | 120647833.774 | 5623413.2519 | 13.5117 | 6202.5065 | 8929.1695 | 126.4465 | 182.0332
1 | 6200 | 707 | 0.02 | 15 | 15 | 7 | 7.4989e-09 | 5spot_SharedNeighbor | Water | Porous | Wet | R600a | MinimizeLCOE_Brownfield | IgnoreSilica | 2019 | 142.4682 | 38.2154 | 3.3814 | 4 | 6198.3248 | 8922.1827 | 126.3612 | 181.8908 | 131.6877 | 0 | 171.5042 | 5547427.6206 | 413478.3163 | 6243750.992 | 6226199.5374 | 0 | 374486.4633 | 0 | 7334083.7425 | 19081781.4706 | 13023707.9451 | 58244916.0878 | 961560.8286 | 24629381.4663 | 24629381.4663 | 1478867.319 | 10733473.6564 | 0 | 83835858.3828 | 120677580.8246 | 7498942.0933 | 13.5256 | 6198.3248 | 8922.1827 | 126.3612 | 181.8908
1 | 6200 | 707 | 0.02 | 15 | 15 | 7 | 1e-08 | 5spot_SharedNeighbor | Water | Porous | Wet | R600a | MinimizeLCOE_Brownfield | IgnoreSilica | 2019 | 142.5387 | 38.2334 | 3.3839 | 4 | 6195.1887 | 8917.0604 | 126.2973 | 181.7863 | 131.6859 | 0 | 190.7152 | 5549224.9876 | 413605.5188 | 6246102.859 | 6229176.64 | 0 | 373279.2876 | 0 | 7336441.8242 | 19087916.7155 | 13027895.3758 | 58263643.2085 | 961560.8286 | 24629381.4663 | 24629381.4663 | 1478867.319 | 10733473.6564 | 0 | 83854585.5034 | 120696307.9452 | 10000000 | 13.5354 | 6195.1887 | 8917.0604 | 126.2973 | 181.7863
1 | 6300 | 707 | 0.02 | 15 | 15 | 7 | 1e-13 | 5spot_SharedNeighbor | Water | Porous | Wet | R600a | MinimizeLCOE_Brownfield | IgnoreSilica | 2019 | 0 | 0 | 0 | 0 |  |  |  |  | 15 |  | 22.8228 | [19 empty] | 100 | 0
1 | 6300 | 707 | 0.02 | 15 | 15 | 7 | 1.3335e-13 | 5spot_SharedNeighbor | Water | Porous | Wet | R600a | MinimizeLCOE_Brownfield | IgnoreSilica | 2019 | 0 | 0 | 0 | 0 |  |  |  |  | 15 |  | 21.9436 | [19 empty] | 133.3521 | 0
1 | 6300 | 707 | 0.02 | 15 | 15 | 7 | 1.7783e-13 | 5spot_SharedNeighbor | Water | Porous | Wet | R600a | MinimizeLCOE_Brownfield | IgnoreSilica | 2019 | 0 | 0 | 0 | 0 |  |  |  |  | 15 |  | 23.3724 | [19 empty] | 177.8279 | 0
1 | 6300 | 707 | 0.02 | 15 | 15 | 7 | 2.3714e-13 | 5spot_SharedNeighbor | Water | Porous | Wet | R600a | MinimizeLCOE_Brownfield | IgnoreSilica | 2019 | 0 | 0 | 0 | 0 |  |  |  |  | 15 |  | 22.8695 | [19 empty] | 237.1374 | 0
1 | 6300 | 707 | 0.02 | 15 | 15 | 7 | 3.1623e-13 | 5spot_SharedNeighbor | Water | Porous | Wet | R600a | MinimizeLCOE_Brownfield | IgnoreSilica | 2019 | 1.6 | 0.24282 | 0.00067338 | 4 | 10179674.8891 | 24153588.8074 | 207526.4416 | 492403.578 | 96.3357 | 0 | 25.0358 | 128802.6206 | 7870.2647 | 111891.3206 | 76240.9518 | 0 | 81593.2287 | 0 | 158495.3706 | 412372.4425 | 281452.6654 | 1258718.8648 | 961560.8286 | 25198831.6101 | 25198831.6101 | 1478867.319 | 10961253.7139 | 0 | 27419111.3035 | 65058063.9466 | 316.2278 | 0.0026935 | 10179674.8891 | 24153588.8074 | 207526.4416 | 492403.578
1 | 6300 | 707 | 0.02 | 15 | 15 | 7 | 4.217e-13 | 5spot_SharedNeighbor | Water | Porous | Wet | R600a | MinimizeLCOE_Brownfield | IgnoreSilica | 2019 | 2.2543 | 0.40425 | 0.0070067 | 4 | 997688.7069 | 2340651.8327 | 20339.2338 | 47717.3536 | 105.6647 | 0 | 345.4511 | 195696.3215 | 12645.9495 | 167076.466 | 103397.6591 | 0 | 102868.2084 | 0 | 226856.9957 | 590235.3681 | 402847.7668 | 1801624.7351 | 961560.8286 | 25198831.6101 | 25198831.6101 | 1478867.319 | 10961253.7139 | 0 | 27962017.1738 | 65600969.8168 | 421.6965 | 0.028027 | 997688.7069 | 2340651.8327 | 20339.2338 | 47717.3536
1 | 6300 | 707 | 0.02 | 15 | 15 | 7 | 5.6234e-13 | 5spot_SharedNeighbor | Water | Porous | Wet | R600a | MinimizeLCOE_Brownfield | IgnoreSilica | 2019 | 2.9739 | 0.5918 | 0.017343 | 4 | 411126.4243 | 953678.8863 | 8381.3682 | 19442.034 | 111.9076 | 0 | 465.0432 | 265271.2132 | 17798.7287 | 225624.3652 | 134223.4254 | 0 | 119380.2244 | 0 | 297296.2031 | 773503.7367 | 527932.1942 | 2361030.0907 | 961560.8286 | 25198831.6101 | 25198831.6101 | 1478867.319 | 10961253.7139 | 0 | 28521422.5295 | 66160375.1725 | 562.3413 | 0.069374 | 411126.4243 | 953678.8863 | 8381.3682 | 19442.034
1 | 6300 | 707 | 0.02 | 15 | 15 | 7 | 7.4989e-13 | 5spot_SharedNeighbor | Water | Porous | Wet | R600a | MinimizeLCOE_Brownfield | IgnoreSilica | 2019 | 3.9385 | 0.85117 | 0.032677 | 4 | 223677.3382 | 511643.59 | 4559.9651 | 10430.5466 | 117.1069 | 0 | 70.5709 | 352280.8877 | 24391.556 | 300652.2114 | 176133.1502 | 0 | 139552.7391 | 0 | 387274.1123 | 1007607.7994 | 687713.0274 | 3075605.4835 | 961560.8286 | 25198831.6101 | 25198831.6101 | 1478867.319 | 10961253.7139 | 0 | 29235997.9222 | 66874950.5653 | 749.8942 | 0.13071 | 223677.3382 | 511643.59 | 4559.9651 | 10430.5466
1 | 6300 | 707 | 0.02 | 15 | 15 | 7 | 1e-12 | 5spot_SharedNeighbor | Water | Porous | Wet | R600a | MinimizeLCOE_Brownfield | IgnoreSilica | 2019 | 5.2032 | 1.1983 | 0.054439 | 4 | 138333.252 | 311183.074 | 2820.1105 | 6343.8879 | 121.2517 | 0 | 70.8183 | 457779.8944 | 32507.7821 | 394136.9258 | 231853.5183 | 0 | 163047.7311 | 0 | 498937.0821 | 1298131.9416 | 886001.7241 | 3962396.5995 | 961560.8286 | 25198831.6101 | 25198831.6101 | 1478867.319 | 10961253.7139 | 0 | 30122789.0383 | 67761741.6813 | 1000 | 0.21776 | 138333.252 | 311183.074 | 2820.1105 | 6343.8879
1 | 6300 | 707 | 0.02 | 15 | 15 | 7 | 1.3335e-12 | 5spot_SharedNeighbor | Water | Porous | Wet | R600a | MinimizeLCOE_Brownfield | IgnoreSilica | 2019 | 6.9011 | 1.669 | 0.08449 | 4 | 92448.5936 | 203820.0789 | 1884.6896 | 4155.148 | 124.5484 | 0 | 75.4798 | 587377.1944 | 42550.6027 | 512593.6015 | 306553.054 | 0 | 192187.9797 | 0 | 640092.3486 | 1665388.99 | 1136662.206 | 5083405.977 | 961560.8286 | 25198831.6101 | 25198831.6101 | 1478867.319 | 10961253.7139 | 0 | 31243798.4157 | 68882751.0587 | 1333.5214 | 0.33796 | 92448.5936 | 203820.0789 | 1884.6896 | 4155.148
1 | 6300 | 707 | 0.02 | 15 | 15 | 7 | 1.7783e-12 | 5spot_SharedNeighbor | Water | Porous | Wet | R600a | MinimizeLCOE_Brownfield | IgnoreSilica | 2019 | 9.1474 | 2.2977 | 0.12559 | 4 | 64993.2195 | 139918.3696 | 1324.9747 | 2852.4252 | 127.1017 | 0 | 63.9409 | 744925.8 | 54824.7191 | 660779.9039 | 407438.8971 | 0 | 227181.8794 | 0 | 817108.9678 | 2125949.9221 | 1451004.5058 | 6489214.5952 | 961560.8286 | 25198831.6101 | 25198831.6101 | 1478867.319 | 10961253.7139 | 0 | 32649607.034 | 70288559.677 | 1778.2794 | 0.50235 | 64993.2195 | 139918.3696 | 1324.9747 | 2852.4252
1 | 6300 | 707 | 0.02 | 15 | 15 | 7 | 2.3714e-12 | 5spot_SharedNeighbor | Water | Porous | Wet | R600a | MinimizeLCOE_Brownfield | IgnoreSilica | 2019 | 12.148 | 3.146 | 0.18199 | 4 | 47294.2979 | 98999.6902 | 964.1582 | 2018.2426 | 129.2195 | 0 | 78.0255 | 938903.3404 | 69983.5267 | 848407.431 | 542058.2994 | 0 | 269948.661 | 0 | 1041027.4908 | 2708539.987 | 1848634.196 | 8267502.9322 | 961560.8286 | 25198831.6101 | 25198831.6101 | 1478867.319 | 10961253.7139 | 0 | 34427895.371 | 72066848.014 | 2371.3737 | 0.72795 | 47294.2979 | 98999.6902 | 964.1582 | 2018.2426
1 | 6300 | 707 | 0.02 | 15 | 15 | 7 | 3.1623e-12 | 5spot_SharedNeighbor | Water | Porous | Wet | R600a | MinimizeLCOE_Brownfield | IgnoreSilica | 2019 | 16.1311 | 4.2716 | 0.25695 | 4 | 35660.3058 | 72281.3858 | 726.9836 | 1473.5538 | 130.7804 | 0 | 74.7578 | 1173422.8955 | 88265.5284 | 1082432.0234 | 721034.8688 | 0 | 322065.3736 | 0 | 1321016.069 | 3437012.8339 | 2345831.8827 | 10491081.4755 | 961560.8286 | 25198831.6101 | 25198831.6101 | 1478867.319 | 10961253.7139 | 0 | 36651473.9142 | 74290426.5572 | 3162.2777 | 1.0278 | 35660.3058 | 72281.3858 | 726.9836 | 1473.5538
1 | 6300 | 707 | 0.02 | 15 | 15 | 7 | 4.217e-12 | 5spot_SharedNeighbor | Water | Porous | Wet | R600a | MinimizeLCOE_Brownfield | IgnoreSilica | 2019 | 21.4099 | 5.7664 | 0.35675 | 4 | 27637.9682 | 54014.4422 | 563.4374 | 1101.1575 | 131.9743 | 0 | 101.3284 | 1458084.566 | 110391.5124 | 1374967.9046 | 958361.3306 | 0 | 385444.2594 | 0 | 1672027.3334 | 4350272.1417 | 2969150.1258 | 13278699.1739 | 961560.8286 | 25198831.6101 | 25198831.6101 | 1478867.319 | 10961253.7139 | 0 | 39439091.6126 | 77078044.2556 | 4216.965 | 1.427 | 27637.9682 | 54014.4422 | 563.4374 | 1101.1575
1 | 6300 | 707 | 0.02 | 15 | 15 | 7 | 5.6234e-12 | 5spot_SharedNeighbor | Water | Porous | Wet | R600a | MinimizeLCOE_Brownfield | IgnoreSilica | 2019 | 28.358 | 7.7332 | 0.48816 | 4 | 21972.8276 | 41248.7963 | 447.9458 | 840.9125 | 132.8817 | 0 | 63.0133 | 1801070.7701 | 136940.5128 | 1737770.4152 | 1268622.1082 | 0 | 461851.6233 | 0 | 2108439.6176 | 5485727.3845 | 3744121.6603 | 16744544.0921 | 961560.8286 | 25198831.6101 | 25198831.6101 | 1478867.319 | 10961253.7139 | 0 | 42904936.5308 | 80543889.1738 | 5623.4133 | 1.9526 | 21972.8276 | 41248.7963 | 447.9458 | 840.9125
1 | 6300 | 707 | 0.02 | 15 | 15 | 7 | 7.4989e-12 | 5spot_SharedNeighbor | Water | Porous | Wet | R600a | MinimizeLCOE_Brownfield | IgnoreSilica | 2019 | 37.4347 | 10.3078 | 0.66052 | 4 | 17871.9521 | 32117.8935 | 364.3439 | 654.7667 | 133.5699 | 0 | 88.9 | 2213771.432 | 168797.9129 | 2185910.4413 | 1676969.2818 | 0 | 553729.1771 | 0 | 2651679.5156 | 6899126.1653 | 4708795.3707 | 21058779.2968 | 961560.8286 | 25198831.6101 | 25198831.6101 | 1478867.319 | 10961253.7139 | 0 | 47219171.7356 | 84858124.3786 | 7498.9421 | 2.6421 | 17871.9521 | 32117.8935 | 364.3439 | 654.7667
1 | 6300 | 707 | 0.02 | 15 | 15 | 7 | 1e-11 | 5spot_SharedNeighbor | Water | Porous | Wet | R600a | MinimizeLCOE_Brownfield | IgnoreSilica | 2019 | 47.9876 | 13.3029 | 0.87339 | 4 | 14874.7057 | 25648.5699 | 303.241 | 522.8808 | 134.0452 | 0 | 85.8798 | 2657468.7357 | 202918.5839 | 2679859.5883 | 2152336.6739 | 0 | 638999.0819 | 0 | 3249317.2389 | 8454056.9289 | 5770067.5675 | 25805024.399 | 961560.8286 | 25198831.6101 | 25198831.6101 | 1478867.319 | 10961253.7139 | 0 | 51965416.8377 | 89604369.4808 | 10000 | 3.4935 | 14874.7057 | 25648.5699 | 303.241 | 522.8808
1 | 6300 | 707 | 0.02 | 15 | 15 | 7 | 1.3335e-11 | 5spot_SharedNeighbor | Water | Porous | Wet | R600a | MinimizeLCOE_Brownfield | IgnoreSilica | 2019 | 58.6861 | 16.3342 | 1.117 | 4 | 12643.5135 | 21067.3088 | 257.7551 | 429.4856 | 134.3351 | 0 | 94.8096 | 3077327.9882 | 235065.5642 | 3157519.9507 | 2633099.4391 | 0 | 690495.8297 | 0 | 3819468.421 | 9937473.3507 | 6782529.7565 | 30332980.3 | 961560.8286 | 25198831.6101 | 25198831.6101 | 1478867.319 | 10961253.7139 | 0 | 56493372.7388 | 94132325.3818 | 13335.2143 | 4.4682 | 12643.5135 | 21067.3088 | 257.7551 | 429.4856
1 | 6300 | 707 | 0.02 | 15 | 15 | 7 | 1.7783e-11 | 5spot_SharedNeighbor | Water | Porous | Wet | R600a | MinimizeLCOE_Brownfield | IgnoreSilica | 2019 | 70.0427 | 19.5397 | 1.3916 | 4 | 10973.2087 | 17735.0735 | 223.7037 | 361.5535 | 134.4999 | 0 | 127.573 | 3496535.0861 | 266989.1603 | 3643792.4043 | 3142278.8641 | 0 | 725039.2372 | 0 | 4397107.5533 | 11440371.883 | 7808288.8863 | 34920403.0748 | 961560.8286 | 25198831.6101 | 25198831.6101 | 1478867.319 | 10961253.7139 | 0 | 61080795.5135 | 98719748.1566 | 17782.7941 | 5.5664 | 10973.2087 | 17735.0735 | 223.7037 | 361.5535
1 | 6300 | 707 | 0.02 | 15 | 15 | 7 | 2.3714e-11 | 5spot_SharedNeighbor | Water | Porous | Wet | R600a | MinimizeLCOE_Brownfield | IgnoreSilica | 2019 | 81.4233 | 22.7299 | 1.6831 | 4 | 9724.52 | 15315.2648 | 198.2475 | 312.2224 | 134.5486 | 0 | 166.0858 | 3893005.2493 | 296971.073 | 4112277.0464 | 3650404.5772 | 0 | 738797.9323 | 0 | 4949667.7925 | 12878020.2797 | 8789513.4577 | 39308657.4081 | 961560.8286 | 25198831.6101 | 25198831.6101 | 1478867.319 | 10961253.7139 | 0 | 65469049.8469 | 103108002.4899 | 23713.7371 | 6.7324 | 9724.52 | 15315.2648 | 198.2475 | 312.2224
1 | 6300 | 707 | 0.02 | 15 | 15 | 7 | 3.1623e-11 | 5spot_SharedNeighbor | Water | Porous | Wet | R600a | MinimizeLCOE_Brownfield | IgnoreSilica | 2019 | 92.2151 | 25.7267 | 1.9746 | 4 | 8792.484 | 13557.9594 | 179.2467 | 276.3973 | 134.5046 | 0 | 144.8797 | 4249380.6183 | 323700.8355 | 4540730.2124 | 4129519.1919 | 0 | 731925.316 | 0 | 5450349.9079 | 14180692.4399 | 9678613.9743 | 43284912.4964 | 961560.8286 | 25198831.6101 | 25198831.6101 | 1478867.319 | 10961253.7139 | 0 | 69445304.9351 | 107084257.5781 | 31622.7766 | 7.8983 | 8792.484 | 13557.9594 | 179.2467 | 276.3973
1 | 6300 | 707 | 0.02 | 15 | 15 | 7 | 4.217e-11 | 5spot_SharedNeighbor | Water | Porous | Wet | R600a | MinimizeLCOE_Brownfield | IgnoreSilica | 2019 | 101.9593 | 28.4039 | 2.2503 | 4 | 8097.2577 | 12278.8857 | 165.0735 | 250.3217 | 134.3997 | 0 | 136.0458 | 4556099.7649 | 346506.1287 | 4915314.2994 | 4559351.3681 | 0 | 708110.4356 | 0 | 5883298.9787 | 15307137.112 | 10447435.6092 | 46723253.6965 | 961560.8286 | 25198831.6101 | 25198831.6101 | 1478867.319 | 10961253.7139 | 0 | 72883646.1352 | 110522598.7783 | 42169.6503 | 9.001 | 8097.2577 | 12278.8857 | 165.0735 | 250.3217
1 | 6300 | 707 | 0.02 | 15 | 15 | 7 | 5.6234e-11 | 5spot_SharedNeighbor | Water | Porous | Wet | R600a | MinimizeLCOE_Brownfield | IgnoreSilica | 2019 | 110.3929 | 30.6959 | 2.4986 | 4 | 7578.5591 | 11344.5968 | 154.4992 | 231.2749 | 134.2649 | 0 | 147.1991 | 4810753.6819 | 365278.3661 | 5230626.7826 | 4928969.6963 | 0 | 672775.3658 | 0 | 6243277.5182 | 16243727.4299 | 11086677.7462 | 49582086.587 | 961560.8286 | 25198831.6101 | 25198831.6101 | 1478867.319 | 10961253.7139 | 0 | 75742479.0257 | 113381431.6688 | 56234.1325 | 9.9943 | 7578.5591 | 11344.5968 | 154.4992 | 231.2749
1 | 6300 | 707 | 0.02 | 15 | 15 | 7 | 7.4989e-11 | 5spot_SharedNeighbor | Water | Porous | Wet | R600a | MinimizeLCOE_Brownfield | IgnoreSilica | 2019 | 117.4233 | 32.5872 | 2.713 | 4 | 7191.2654 | 10659.6681 | 146.6037 | 217.3118 | 134.1244 | 0 | 164.1365 | 5015743.9585 | 380270.3432 | 5487437.9989 | 5235245.4309 | 0 | 631270.8967 | 0 | 6532487.765 | 16996193.167 | 11600251.0734 | 51878900.6336 | 961560.8286 | 25198831.6101 | 25198831.6101 | 1478867.319 | 10961253.7139 | 0 | 78039293.0723 | 115678245.7154 | 74989.4209 | 10.852 | 7191.2654 | 10659.6681 | 146.6037 | 217.3118
1 | 6300 | 707 | 0.02 | 15 | 15 | 7 | 1e-10 | 5spot_SharedNeighbor | Water | Porous | Wet | R600a | MinimizeLCOE_Brownfield | IgnoreSilica | 2019 | 123.1307 | 34.1088 | 2.8921 | 4 | 6901.7954 | 10155.3646 | 140.7024 | 207.0308 | 133.9929 | 0 | 179.0496 | 5177456.7256 | 392015.381 | 5692004.7191 | 5482540.2237 | 0 | 588469.4138 | 0 | 6759669.7206 | 17587274.0141 | 12003675.8969 | 53683106.0947 | 961560.8286 | 25198831.6101 | 25198831.6101 | 1478867.319 | 10961253.7139 | 0 | 79843498.5334 | 117482451.1764 | 100000 | 11.5685 | 6901.7954 | 10155.3646 | 140.7024 | 207.0308
1 | 6300 | 707 | 0.02 | 15 | 15 | 7 | 1.3335e-10 | 5spot_SharedNeighbor | Water | Porous | Wet | R600a | MinimizeLCOE_Brownfield | IgnoreSilica | 2019 | 127.6667 | 35.3076 | 3.0378 | 4 | 6685.2498 | 9782.8282 | 136.2879 | 199.4362 | 133.878 | 0 | 150.4993 | 5302901.7422 | 401071.7573 | 5851961.1621 | 5677467.2588 | 0 | 547730.7368 | 0 | 6934641.7363 | 18042515.3073 | 12314387.4338 | 55072677.1346 | 961560.8286 | 25198831.6101 | 25198831.6101 | 1478867.319 | 10961253.7139 | 0 | 81233069.5733 | 118872022.2164 | 133352.1432 | 12.1511 | 6685.2498 | 9782.8282 | 136.2879 | 199.4362
1 | 6300 | 707 | 0.02 | 15 | 15 | 7 | 1.7783e-10 | 5spot_SharedNeighbor | Water | Porous | Wet | R600a | MinimizeLCOE_Brownfield | IgnoreSilica | 2019 | 131.1841 | 36.2314 | 3.1535 | 4 | 6523.067 | 9506.9949 | 132.9815 | 193.8129 | 133.7827 | 0 | 148.9695 | 5398419.0209 | 407934.3287 | 5974518.6022 | 5827999.7373 | 0 | 510693.6736 | 0 | 7066630.4914 | 18385922.9735 | 12548770.2224 | 56120889.05 | 961560.8286 | 25198831.6101 | 25198831.6101 | 1478867.319 | 10961253.7139 | 0 | 82281281.4887 | 119920234.1318 | 177827.941 | 12.6139 | 6523.067 | 9506.9949 | 132.9815 | 193.8129
1 | 6300 | 707 | 0.02 | 15 | 15 | 7 | 2.3714e-10 | 5spot_SharedNeighbor | Water | Porous | Wet | R600a | MinimizeLCOE_Brownfield | IgnoreSilica | 2019 | 133.9077 | 36.943 | 3.2444 | 4 | 6401.5092 | 9301.8336 | 130.5034 | 189.6305 | 133.7054 | 0 | 166.0479 | 5471342.9474 | 413153.5092 | 6068543.1085 | 5944182.0396 | 0 | 478793.1949 | 0 | 7166645.7718 | 18646142.2172 | 12726375.2031 | 56915177.9918 | 961560.8286 | 25198831.6101 | 25198831.6101 | 1478867.319 | 10961253.7139 | 0 | 83075570.4305 | 120714523.0735 | 237137.3706 | 12.9775 | 6401.5092 | 9301.8336 | 130.5034 | 189.6305
1 | 6300 | 707 | 0.02 | 15 | 15 | 7 | 3.1623e-10 | 5spot_SharedNeighbor | Water | Porous | Wet | R600a | MinimizeLCOE_Brownfield | IgnoreSilica | 2019 | 137.554 | 37.8946 | 3.3376 | 4 | 6310.0447 | 9129.3644 | 128.6388 | 186.1144 | 133.6044 | 0 | 189.4938 | 5568184.7243 | 420078.395 | 6193713.0497 | 6099607.5435 | 0 | 470841.8624 | 0 | 7313445.9742 | 19028086.2308 | 12987059.8406 | 58081017.6205 | 961560.8286 | 25198831.6101 | 25198831.6101 | 1478867.319 | 10961253.7139 | 0 | 84241410.0592 | 121880362.7023 | 316227.766 | 13.3504 | 6310.0447 | 9129.3644 | 128.6388 | 186.1144
1 | 6300 | 707 | 0.02 | 15 | 15 | 7 | 4.217e-10 | 5spot_SharedNeighbor | Water | Porous | Wet | R600a | MinimizeLCOE_Brownfield | IgnoreSilica | 2019 | 139.2324 | 38.3337 | 3.394 | 4 | 6240.7016 | 9013.1243 | 127.2251 | 183.7447 | 133.5617 | 0 | 184.1992 | 5612709.3708 | 423268.453 | 6251253.0038 | 6171271.6921 | 0 | 450053.2709 | 0 | 7374336.7583 | 19186511.5606 | 13095188.3835 | 58564592.4929 | 961560.8286 | 25198831.6101 | 25198831.6101 | 1478867.319 | 10961253.7139 | 0 | 84724984.9316 | 122363937.5746 | 421696.5034 | 13.5762 | 6240.7016 | 9013.1243 | 127.2251 | 183.7447
1 | 6300 | 707 | 0.02 | 15 | 15 | 7 | 5.6234e-10 | 5spot_SharedNeighbor | Water | Porous | Wet | R600a | MinimizeLCOE_Brownfield | IgnoreSilica | 2019 | 140.4823 | 38.6601 | 3.4369 | 4 | 6188.6732 | 8926.5372 | 126.1645 | 181.9795 | 133.5293 | 0 | 201.8046 | 5645675.3722 | 425626.9722 | 6293938.1956 | 6224570.9707 | 0 | 433095.9833 | 0 | 7418933.9226 | 19302544.2341 | 13174383.0674 | 58918768.7181 | 961560.8286 | 25198831.6101 | 25198831.6101 | 1478867.319 | 10961253.7139 | 0 | 85079161.1568 | 122718113.7999 | 562341.3252 | 13.7476 | 6188.6732 | 8926.5372 | 126.1645 | 181.9795
1 | 6300 | 707 | 0.02 | 15 | 15 | 7 | 7.4989e-10 | 5spot_SharedNeighbor | Water | Porous | Wet | R600a | MinimizeLCOE_Brownfield | IgnoreSilica | 2019 | 141.425 | 38.9059 | 3.4695 | 4 | 6149.6357 | 8861.7983 | 125.3686 | 180.6597 | 133.5047 | 0 | 176.931 | 5670436.5115 | 427396.5729 | 6326045.9462 | 6264738.9758 | 0 | 419683.3997 | 0 | 7452237.5484 | 19389193.4368 | 13233522.9287 | 59183255.3199 | 961560.8286 | 25198831.6101 | 25198831.6101 | 1478867.319 | 10961253.7139 | 0 | 85343647.7586 | 122982600.4017 | 749894.2093 | 13.8778 | 6149.6357 | 8861.7983 | 125.3686 | 180.6597
1 | 6300 | 707 | 0.02 | 15 | 15 | 7 | 1e-09 | 5spot_SharedNeighbor | Water | Porous | Wet | R600a | MinimizeLCOE_Brownfield | IgnoreSilica | 2019 | 142.1413 | 39.0925 | 3.4942 | 4 | 6120.3467 | 8813.2859 | 124.7715 | 179.6708 | 133.4858 | 0 | 193.6415 | 5689187.4419 | 428735.5506 | 6350386.7961 | 6295233.9071 | 0 | 409282.2461 | 0 | 7477402.1173 | 19454666.4832 | 13278209.6282 | 59383104.1705 | 961560.8286 | 25198831.6101 | 25198831.6101 | 1478867.319 | 10961253.7139 | 0 | 85543496.6092 | 123182449.2523 | 1000000 | 13.9769 | 6120.3467 | 8813.2859 | 124.7715 | 179.6708
1 | 6300 | 707 | 0.02 | 15 | 15 | 7 | 1.3335e-09 | 5spot_SharedNeighbor | Water | Porous | Wet | R600a | MinimizeLCOE_Brownfield | IgnoreSilica | 2019 | 142.6749 | 39.2314 | 3.5129 | 4 | 6098.373 | 8777.0242 | 124.3236 | 178.9315 | 133.4717 | 0 | 198.8375 | 5703123.4624 | 429730.0793 | 6368492.3563 | 6317941.5529 | 0 | 401171.7579 | 0 | 7495979.0915 | 19502999.9592 | 13311198.2188 | 59530636.4783 | 961560.8286 | 25198831.6101 | 25198831.6101 | 1478867.319 | 10961253.7139 | 0 | 85691028.9171 | 123329981.5601 | 1333521.4322 | 14.0515 | 6098.373 | 8777.0242 | 124.3236 | 178.9315
1 | 6300 | 707 | 0.02 | 15 | 15 | 7 | 1.7783e-09 | 5spot_SharedNeighbor | Water | Porous | Wet | R600a | MinimizeLCOE_Brownfield | IgnoreSilica | 2019 | 143.0575 | 39.3309 | 3.5266 | 4 | 6081.8888 | 8750.0706 | 123.9875 | 178.382 | 133.4615 | 0 | 192.2047 | 5713098.7818 | 430441.6114 | 6381460.3562 | 6334218.7487 | 0 | 394719.6227 | 0 | 7509036.2571 | 19536972.0259 | 13334384.8523 | 59634332.256 | 961560.8286 | 25198831.6101 | 25198831.6101 | 1478867.319 | 10961253.7139 | 0 | 85794724.6947 | 123433677.3378 | 1778279.41 | 14.1066 | 6081.8888 | 8750.0706 | 123.9875 | 178.382
1 | 6300 | 707 | 0.02 | 15 | 15 | 7 | 2.3714e-09 | 5spot_SharedNeighbor | Water | Porous | Wet | R600a | MinimizeLCOE_Brownfield | IgnoreSilica | 2019 | 143.3593 | 39.4094 | 3.5372 | 4 | 6069.5234 | 8729.7148 | 123.7354 | 177.967 | 133.4534 | 0 | 190.7632 | 5720954.6523 | 431001.7901 | 6391677.4221 | 6347050.4056 | 0 | 389970.3728 | 0 | 7519455.3108 | 19564080.2663 | 13352886.7834 | 59717077.0034 | 961560.8286 | 25198831.6101 | 25198831.6101 | 1478867.319 | 10961253.7139 | 0 | 85877469.4422 | 123516422.0852 | 2371373.7057 | 14.149 | 6069.5234 | 8729.7148 | 123.7354 | 177.967
1 | 6300 | 707 | 0.02 | 15 | 15 | 7 | 3.1623e-09 | 5spot_SharedNeighbor | Water | Porous | Wet | R600a | MinimizeLCOE_Brownfield | IgnoreSilica | 2019 | 143.5787 | 39.4664 | 3.5451 | 4 | 6060.2484 | 8714.5389 | 123.5464 | 177.6577 | 133.4476 | 0 | 172.1057 | 5726663.1333 | 431408.7308 | 6399104.3441 | 6356382.1399 | 0 | 386273.7789 | 0 | 7526934.5296 | 19583539.6593 | 13366168.219 | 59776474.535 | 961560.8286 | 25198831.6101 | 25198831.6101 | 1478867.319 | 10961253.7139 | 0 | 85936866.9737 | 123575819.6168 | 3162277.6602 | 14.1804 | 6060.2484 | 8714.5389 | 123.5464 | 177.6577
1 | 6300 | 707 | 0.02 | 15 | 15 | 7 | 4.217e-09 | 5spot_SharedNeighbor | Water | Porous | Wet | R600a | MinimizeLCOE_Brownfield | IgnoreSilica | 2019 | 143.7567 | 39.5127 | 3.5512 | 4 | 6053.2918 | 8703.0165 | 123.4045 | 177.4228 | 133.4428 | 0 | 184.2014 | 5731289.1947 | 431738.459 | 6405124.3529 | 6363948.5639 | 0 | 383635.6431 | 0 | 7533137.1233 | 19599677.536 | 13377182.6514 | 59825733.5243 | 961560.8286 | 25198831.6101 | 25198831.6101 | 1478867.319 | 10961253.7139 | 0 | 85986125.9631 | 123625078.6061 | 4216965.0343 | 14.2049 | 6053.2918 | 8703.0165 | 123.4045 | 177.4228
1 | 6300 | 707 | 0.02 | 15 | 15 | 7 | 5.6234e-09 | 5spot_SharedNeighbor | Water | Porous | Wet | R600a | MinimizeLCOE_Brownfield | IgnoreSilica | 2019 | 143.8734 | 39.543 | 3.5556 | 4 | 6048.0742 | 8694.5665 | 123.2982 | 177.2505 | 133.4396 | 0 | 186.1549 | 5734319.7908 | 431954.4181 | 6409069.1824 | 6368908.1429 | 0 | 381434.8707 | 0 | 7537017.6979 | 19609773.995 | 13384073.6921 | 59856551.7898 | 961560.8286 | 25198831.6101 | 25198831.6101 | 1478867.319 | 10961253.7139 | 0 | 86016944.2285 | 123655896.8716 | 5623413.2519 | 14.2222 | 6048.0742 | 8694.5665 | 123.2982 | 177.2505
1 | 6300 | 707 | 0.02 | 15 | 15 | 7 | 7.4989e-09 | 5spot_SharedNeighbor | Water | Porous | Wet | R600a | MinimizeLCOE_Brownfield | IgnoreSilica | 2019 | 143.966 | 39.5671 | 3.5589 | 4 | 6044.1611 | 8688.1753 | 123.2184 | 177.1202 | 133.4372 | 0 | 187.4145 | 5736724.2303 | 432125.7458 | 6412199.3036 | 6372844.0919 | 0 | 379837.285 | 0 | 7540154.9561 | 19617936.4973 | 13389644.7677 | 59881466.8777 | 961560.8286 | 25198831.6101 | 25198831.6101 | 1478867.319 | 10961253.7139 | 0 | 86041859.3164 | 123680811.9595 | 7498942.0933 | 14.2355 | 6044.1611 | 8688.1753 | 123.2184 | 177.1202
1 | 6300 | 707 | 0.02 | 15 | 15 | 7 | 1e-08 | 5spot_SharedNeighbor | Water | Porous | Wet | R600a | MinimizeLCOE_Brownfield | IgnoreSilica | 2019 | 144.0392 | 39.5861 | 3.5614 | 4 | 6041.2264 | 8683.3426 | 123.1586 | 177.0217 | 133.4352 | 0 | 177.7651 | 5738623.2519 | 432261.0533 | 6414671.6734 | 6375953.359 | 0 | 378679.2848 | 0 | 7542673.5627 | 19624489.395 | 13394117.255 | 59901468.835 | 961560.8286 | 25198831.6101 | 25198831.6101 | 1478867.319 | 10961253.7139 | 0 | 86061861.2737 | 123700813.9168 | 10000000 | 14.2458 | 6041.2264 | 8683.3426 | 123.1586 | 177.0217
1 | 6400 | 707 | 0.02 | 15 | 15 | 7 | 1e-13 | 5spot_SharedNeighbor | Water | Porous | Wet | R600a | MinimizeLCOE_Brownfield | IgnoreSilica | 2019 | 0 | 0 | 0 | 0 |  |  |  |  | 15 |  | 23.0303 | [19 empty] | 100 | 0
1 | 6400 | 707 | 0.02 | 15 | 15 | 7 | 1.3335e-13 | 5spot_SharedNeighbor | Water | Porous | Wet | R600a | MinimizeLCOE_Brownfield | IgnoreSilica | 2019 | 0 | 0 | 0 | 0 |  |  |  |  | 15 |  | 23.2412 | [19 empty] | 133.3521 | 0
1 | 6400 | 707 | 0.02 | 15 | 15 | 7 | 1.7783e-13 | 5spot_SharedNeighbor | Water | Porous | Wet | R600a | MinimizeLCOE_Brownfield | IgnoreSilica | 2019 | 0 | 0 | 0 | 0 |  |  |  |  | 15 |  | 24.8244 | [19 empty] | 177.8279 | 0
1 | 6400 | 707 | 0.02 | 15 | 15 | 7 | 2.3714e-13 | 5spot_SharedNeighbor | Water | Porous | Wet | R600a | MinimizeLCOE_Brownfield | IgnoreSilica | 2019 | 0 | 0 | 0 | 0 |  |  |  |  | 15 |  | 24.4107 | [19 empty] | 237.1374 | 0
1 | 6400 | 707 | 0.02 | 15 | 15 | 7 | 3.1623e-13 | 5spot_SharedNeighbor | Water | Porous | Wet | R600a | MinimizeLCOE_Brownfield | IgnoreSilica | 2019 | 1.6 | 0.24639 | 0.0014954 | 4 | 4681458.8784 | 11108689.6551 | 95437.8714 | 226465.6642 | 97.1197 | 0 | 29.3161 | 130870.6412 | 8032.3732 | 113140.6769 | 76572.9769 | 0 | 80253.6931 | 0 | 159459.4409 | 414880.7557 | 283164.6407 | 1266375.1987 | 961560.8286 | 25774141.8447 | 25774141.8447 | 1478867.319 | 11191377.8078 | 0 | 28002077.8721 | 66446464.8437 | 316.2278 | 0.0059815 | 4681458.8784 | 11108689.6551 | 95437.8714 | 226465.6642
1 | 6400 | 707 | 0.02 | 15 | 15 | 7 | 4.217e-13 | 5spot_SharedNeighbor | Water | Porous | Wet | R600a | MinimizeLCOE_Brownfield | IgnoreSilica | 2019 | 2.2932 | 0.42136 | 0.0085266 | 4 | 838223.2827 | 1965417.2843 | 17088.3154 | 40067.6898 | 107.1007 | 0 | 367.1435 | 203292.6644 | 13246.5474 | 172530.8874 | 105682.2077 | 0 | 103509.944 | 0 | 233322.2778 | 607056.706 | 414328.6756 | 1852969.9103 | 961560.8286 | 25774141.8447 | 25774141.8447 | 1478867.319 | 11191377.8078 | 0 | 28588672.5836 | 67033059.5552 | 421.6965 | 0.034106 | 838223.2827 | 1965417.2843 | 17088.3154 | 40067.6898
1 | 6400 | 707 | 0.02 | 15 | 15 | 7 | 5.6234e-13 | 5spot_SharedNeighbor | Water | Porous | Wet | R600a | MinimizeLCOE_Brownfield | IgnoreSilica | 2019 | 3.0322 | 0.61884 | 0.019809 | 4 | 368172.1521 | 853359.9171 | 7505.6873 | 17396.8962 | 113.4798 | 0 | 475.7254 | 276237.3038 | 18705.0473 | 233573.4971 | 137755.5101 | 0 | 120497.7089 | 0 | 306839.9362 | 798334.5725 | 544879.7499 | 2436823.3257 | 961560.8286 | 25774141.8447 | 25774141.8447 | 1478867.319 | 11191377.8078 | 0 | 29172525.9991 | 67616912.9706 | 562.3413 | 0.079236 | 368172.1521 | 853359.9171 | 7505.6873 | 17396.8962
1 | 6400 | 707 | 0.02 | 15 | 15 | 7 | 7.4989e-13 | 5spot_SharedNeighbor | Water | Porous | Wet | R600a | MinimizeLCOE_Brownfield | IgnoreSilica | 2019 | 3.9922 | 0.88347 | 0.036359 | 4 | 205541.6435 | 469879.9235 | 4190.2444 | 9579.1378 | 118.6431 | 0 | 63.127 | 364731.3144 | 25483.9176 | 309410.8108 | 180085.6653 | 0 | 139745.5892 | 0 | 397588.3459 | 1034443.3195 | 706028.8213 | 3157517.784 | 961560.8286 | 25774141.8447 | 25774141.8447 | 1478867.319 | 11191377.8078 | 0 | 29893220.4574 | 68337607.4289 | 749.8942 | 0.14544 | 205541.6435 | 469879.9235 | 4190.2444 | 9579.1378
1 | 6400 | 707 | 0.02 | 15 | 15 | 7 | 1e-12 | 5spot_SharedNeighbor | Water | Porous | Wet | R600a | MinimizeLCOE_Brownfield | IgnoreSilica | 2019 | 5.2958 | 1.25 | 0.05995 | 4 | 128528.5063 | 288847.2504 | 2620.2274 | 5888.5419 | 122.9115 | 0 | 69.6349 | 475659.3766 | 34105.3878 | 407212.6474 | 237871.7439 | 0 | 164188.6977 | 0 | 514424.7628 | 1338427.7098 | 913504.4139 | 4085394.7398 | 961560.8286 | 25774141.8447 | 25774141.8447 | 1478867.319 | 11191377.8078 | 0 | 30821097.4131 | 69265484.3847 | 1000 | 0.2398 | 128528.5063 | 288847.2504 | 2620.2274 | 5888.5419
1 | 6400 | 707 | 0.02 | 15 | 15 | 7 | 1.3335e-12 | 5spot_SharedNeighbor | Water | Porous | Wet | R600a | MinimizeLCOE_Brownfield | IgnoreSilica | 2019 | 7.0131 | 1.7392 | 0.092591 | 4 | 86344.9433 | 190146.8413 | 1760.2585 | 3876.4006 | 126.2304 | 0 | 76.8476 | 610142.3189 | 44664.5439 | 529143.4076 | 315765.3279 | 0 | 193162.7096 | 0 | 660222.5401 | 1717763.6191 | 1172408.9665 | 5243273.4337 | 961560.8286 | 25774141.8447 | 25774141.8447 | 1478867.319 | 11191377.8078 | 0 | 31978976.1071 | 70423363.0786 | 1333.5214 | 0.37036 | 86344.9433 | 190146.8413 | 1760.2585 | 3876.4006
1 | 6400 | 707 | 0.02 | 15 | 15 | 7 | 1.7783e-12 | 5spot_SharedNeighbor | Water | Porous | Wet | R600a | MinimizeLCOE_Brownfield | IgnoreSilica | 2019 | 9.2984 | 2.3965 | 0.13729 | 4 | 60880.8325 | 130887.0252 | 1241.1381 | 2668.309 | 128.8849 | 0 | 72.0607 | 774421.6146 | 57623.0485 | 682581.6612 | 419433.9673 | 0 | 228316.5319 | 0 | 843326.9611 | 2194163.7628 | 1497561.8536 | 6697429.401 | 961560.8286 | 25774141.8447 | 25774141.8447 | 1478867.319 | 11191377.8078 | 0 | 33433132.0744 | 71877519.0459 | 1778.2794 | 0.54916 | 60880.8325 | 130887.0252 | 1241.1381 | 2668.309
1 | 6400 | 707 | 0.02 | 15 | 15 | 7 | 2.3714e-12 | 5spot_SharedNeighbor | Water | Porous | Wet | R600a | MinimizeLCOE_Brownfield | IgnoreSilica | 2019 | 12.3527 | 3.2803 | 0.19799 | 4 | 44535.9428 | 93079.1229 | 907.9254 | 1897.5438 | 130.9778 | 0 | 79.7874 | 975743.8986 | 73535.7799 | 876181.9256 | 558678.7705 | 0 | 271559.683 | 0 | 1074723.0225 | 2796208.8485 | 1908469.9955 | 8535101.9241 | 961560.8286 | 25774141.8447 | 25774141.8447 | 1478867.319 | 11191377.8078 | 0 | 35270804.5975 | 73715191.569 | 2371.3737 | 0.79196 | 44535.9428 | 93079.1229 | 907.9254 | 1897.5438
1 | 6400 | 707 | 0.02 | 15 | 15 | 7 | 3.1623e-12 | 5spot_SharedNeighbor | Water | Porous | Wet | R600a | MinimizeLCOE_Brownfield | IgnoreSilica | 2019 | 16.3869 | 4.4488 | 0.2787 | 4 | 33687.7702 | 68173.5026 | 686.7708 | 1389.8091 | 132.5553 | 0 | 86.4801 | 1218317.5223 | 92657.056 | 1116843.586 | 741778.5956 | 0 | 323537.6256 | 0 | 1362322.4104 | 3544483.461 | 2419182.794 | 10819123.0508 | 961560.8286 | 25774141.8447 | 25774141.8447 | 1478867.319 | 11191377.8078 | 0 | 37554825.7242 | 75999212.6957 | 3162.2777 | 1.1148 | 33687.7702 | 68173.5026 | 686.7708 | 1389.8091
1 | 6400 | 707 | 0.02 | 15 | 15 | 7 | 4.217e-12 | 5spot_SharedNeighbor | Water | Porous | Wet | R600a | MinimizeLCOE_Brownfield | IgnoreSilica | 2019 | 21.7459 | 6.0045 | 0.38639 | 4 | 26158.781 | 51032.9492 | 533.2821 | 1040.3757 | 133.7662 | 0 | 88.4026 | 1513811.2053 | 115899.718 | 1418481.1883 | 986022.5787 | 0 | 387161.5745 | 0 | 1724336.7433 | 4486370.496 | 3062040.0492 | 13694123.5534 | 961560.8286 | 25774141.8447 | 25774141.8447 | 1478867.319 | 11191377.8078 | 0 | 40429826.2267 | 78874213.1983 | 4216.965 | 1.5456 | 26158.781 | 51032.9492 | 533.2821 | 1040.3757
1 | 6400 | 707 | 0.02 | 15 | 15 | 7 | 5.6234e-12 | 5spot_SharedNeighbor | Water | Porous | Wet | R600a | MinimizeLCOE_Brownfield | IgnoreSilica | 2019 | 28.7944 | 8.0535 | 0.52863 | 4 | 20816.0626 | 38997.356 | 424.3636 | 795.0139 | 134.6862 | 0 | 64.4144 | 1870534.3852 | 143872.5157 | 1792885.2813 | 1307969.2212 | 0 | 463845.7566 | 0 | 2175851.7924 | 5661120.0354 | 3863830.7485 | 17279909.7364 | 961560.8286 | 25774141.8447 | 25774141.8447 | 1478867.319 | 11191377.8078 | 0 | 44015612.4098 | 82459999.3813 | 5623.4133 | 2.1145 | 20816.0626 | 38997.356 | 424.3636 | 795.0139
1 | 6400 | 707 | 0.02 | 15 | 15 | 7 | 7.4989e-12 | 5spot_SharedNeighbor | Water | Porous | Wet | R600a | MinimizeLCOE_Brownfield | IgnoreSilica | 2019 | 37.9754 | 10.7245 | 0.71434 | 4 | 16956.9002 | 30411.3588 | 345.6893 | 619.9767 | 135.3827 | 0 | 76.0626 | 2297725.0549 | 177248.5965 | 2253488.5738 | 1727560.4535 | 0 | 555499.2144 | 0 | 2734493.5383 | 7114591.2649 | 4855854.7286 | 21716461.4249 | 961560.8286 | 25774141.8447 | 25774141.8447 | 1478867.319 | 11191377.8078 | 0 | 48452164.0983 | 86896551.0698 | 7498.9421 | 2.8574 | 16956.9002 | 30411.3588 | 345.6893 | 619.9767
1 | 6400 | 707 | 0.02 | 15 | 15 | 7 | 1e-11 | 5spot_SharedNeighbor | Water | Porous | Wet | R600a | MinimizeLCOE_Brownfield | IgnoreSilica | 2019 | 49.7905 | 14.163 | 0.95297 | 4 | 14137.4238 | 24222.7876 | 288.2105 | 493.8143 | 135.9025 | 0 | 100.0575 | 2804212.8555 | 216658.5024 | 2813977.0348 | 2267916.4384 | 0 | 664592.0567 | 0 | 3419269.1862 | 8896237.0341 | 6071864.5751 | 27154727.6833 | 961560.8286 | 25774141.8447 | 25774141.8447 | 1478867.319 | 11191377.8078 | 0 | 53890430.3566 | 92334817.3282 | 10000 | 3.8119 | 14137.4238 | 24222.7876 | 288.2105 | 493.8143
1 | 6400 | 707 | 0.02 | 15 | 15 | 7 | 1.3335e-11 | 5spot_SharedNeighbor | Water | Porous | Wet | R600a | MinimizeLCOE_Brownfield | IgnoreSilica | 2019 | 60.8982 | 17.3897 | 1.2165 | 4 | 12055.6816 | 19956.4353 | 245.7714 | 406.8389 | 136.1831 | 0 | 95.6757 | 3247180.5973 | 250961.0127 | 3315459.6116 | 2775208.7319 | 0 | 719098.0461 | 0 | 4020084.1199 | 10459434.2472 | 7138778.7936 | 31926205.1604 | 961560.8286 | 25774141.8447 | 25774141.8447 | 1478867.319 | 11191377.8078 | 0 | 58661907.8338 | 97106294.8053 | 13335.2143 | 4.8659 | 12055.6816 | 19956.4353 | 245.7714 | 406.8389
1 | 6400 | 707 | 0.02 | 15 | 15 | 7 | 1.7783e-11 | 5spot_SharedNeighbor | Water | Porous | Wet | R600a | MinimizeLCOE_Brownfield | IgnoreSilica | 2019 | 72.423 | 20.722 | 1.5093 | 4 | 10497.617 | 16865.698 | 214.0081 | 343.8301 | 136.3292 | 0 | 117.3319 | 3679249.0268 | 284219.8135 | 3814279.1521 | 3299970.2582 | 0 | 751754.0016 | 0 | 4613494.1783 | 12003365.4943 | 8192543.5943 | 36638875.5191 | 961560.8286 | 25774141.8447 | 25774141.8447 | 1478867.319 | 11191377.8078 | 0 | 63374578.1925 | 101818965.164 | 17782.7941 | 6.037 | 10497.617 | 16865.698 | 214.0081 | 343.8301
1 | 6400 | 707 | 0.02 | 15 | 15 | 7 | 2.3714e-11 | 5spot_SharedNeighbor | Water | Porous | Wet | R600a | MinimizeLCOE_Brownfield | IgnoreSilica | 2019 | 83.8398 | 23.998 | 1.8168 | 4 | 9333.1155 | 14623.1417 | 190.2682 | 298.1125 | 136.3575 | 0 | 139.5279 | 4083226.9226 | 315078.5386 | 4289410.6148 | 3817310.0314 | 0 | 761941.93 | 0 | 5174117.5346 | 13461992.4675 | 9188086.4754 | 41091164.5148 | 961560.8286 | 25774141.8447 | 25774141.8447 | 1478867.319 | 11191377.8078 | 0 | 67826867.1882 | 106271254.1597 | 23713.7371 | 7.2673 | 9333.1155 | 14623.1417 | 190.2682 | 298.1125
1 | 6400 | 707 | 0.02 | 15 | 15 | 7 | 3.1623e-11 | 5spot_SharedNeighbor | Water | Porous | Wet | R600a | MinimizeLCOE_Brownfield | IgnoreSilica | 2019 | 94.6124 | 27.0582 | 2.122 | 4 | 8463.938 | 12993.2792 | 172.5488 | 264.8856 | 136.2947 | 0 | 136.8658 | 4444613.012 | 342439.2739 | 4721887.8621 | 4302382.8275 | 0 | 751568.3304 | 0 | 5679527.6093 | 14776965.8081 | 10085582.8003 | 45104967.5237 | 961560.8286 | 25774141.8447 | 25774141.8447 | 1478867.319 | 11191377.8078 | 0 | 71840670.1971 | 110285057.1686 | 31622.7766 | 8.4879 | 8463.938 | 12993.2792 | 172.5488 | 264.8856
1 | 6400 | 707 | 0.02 | 15 | 15 | 7 | 4.217e-11 | 5spot_SharedNeighbor | Water | Porous | Wet | R600a | MinimizeLCOE_Brownfield | IgnoreSilica | 2019 | 104.2567 | 29.7674 | 2.408 | 4 | 7815.4589 | 11806.7089 | 159.3287 | 240.6957 | 136.1747 | 0 | 156.2631 | 4753092.3969 | 365576.4437 | 5096901.0346 | 4733631.6279 | 0 | 724072.7034 | 0 | 6112576.9405 | 15903671.3374 | 10854582.4755 | 48544104.96 | 961560.8286 | 25774141.8447 | 25774141.8447 | 1478867.319 | 11191377.8078 | 0 | 75279807.6333 | 113724194.6049 | 42169.6503 | 9.6322 | 7815.4589 | 11806.7089 | 159.3287 | 240.6957
1 | 6400 | 707 | 0.02 | 15 | 15 | 7 | 5.6234e-11 | 5spot_SharedNeighbor | Water | Porous | Wet | R600a | MinimizeLCOE_Brownfield | IgnoreSilica | 2019 | 112.5707 | 32.077 | 2.6641 | 4 | 7331.4526 | 10939.0437 | 149.4616 | 223.0072 | 136.0286 | 0 | 152.7033 | 5008285.6947 | 384542.8926 | 5411438.0085 | 5102828.6811 | 0 | 685704.9519 | 0 | 6471192.0892 | 16836714.3922 | 11491403.5326 | 51392110.2428 | 961560.8286 | 25774141.8447 | 25774141.8447 | 1478867.319 | 11191377.8078 | 0 | 78127812.9162 | 116572199.8877 | 56234.1325 | 10.6565 | 7331.4526 | 10939.0437 | 149.4616 | 223.0072
1 | 6400 | 707 | 0.02 | 15 | 15 | 7 | 7.4989e-11 | 5spot_SharedNeighbor | Water | Porous | Wet | R600a | MinimizeLCOE_Brownfield | IgnoreSilica | 2019 | 119.4696 | 33.9728 | 2.8839 | 4 | 6969.9085 | 10302.5288 | 142.091 | 210.031 | 135.8801 | 0 | 175.4547 | 5212780.5181 | 399617.8524 | 5666409.5881 | 5406969.1343 | 0 | 641720.6599 | 0 | 6757724.1236 | 17582211.9698 | 12000220.9477 | 53667654.7939 | 961560.8286 | 25774141.8447 | 25774141.8447 | 1478867.319 | 11191377.8078 | 0 | 80403357.4673 | 118847744.4388 | 74989.4209 | 11.5358 | 6969.9085 | 10302.5288 | 142.091 | 210.031
1 | 6400 | 707 | 0.02 | 15 | 15 | 7 | 1e-10 | 5spot_SharedNeighbor | Water | Porous | Wet | R600a | MinimizeLCOE_Brownfield | IgnoreSilica | 2019 | 125.0675 | 35.4969 | 3.067 | 4 | 6699.5535 | 9833.2636 | 136.5795 | 200.4644 | 135.7428 | 0 | 156.8176 | 5374058.5862 | 411421.5777 | 5869434.5582 | 5652279.3678 | 0 | 597212.6863 | 0 | 6982718.6427 | 18167601.5558 | 12399761.3687 | 55454488.3435 | 961560.8286 | 25774141.8447 | 25774141.8447 | 1478867.319 | 11191377.8078 | 0 | 82190191.0169 | 120634577.9884 | 100000 | 12.268 | 6699.5535 | 9833.2636 | 136.5795 | 200.4644
1 | 6400 | 707 | 0.02 | 15 | 15 | 7 | 1.3335e-10 | 5spot_SharedNeighbor | Water | Porous | Wet | R600a | MinimizeLCOE_Brownfield | IgnoreSilica | 2019 | 129.4862 | 36.6906 | 3.2152 | 4 | 6497.178 | 9486.4561 | 132.4538 | 193.3942 | 135.6243 | 0 | 172.3357 | 5498500.3951 | 420473.784 | 6027312.9346 | 5844977.1867 | 0 | 554970.1115 | 0 | 7155031.4207 | 18615924.0578 | 12705750.6884 | 56822940.5788 | 961560.8286 | 25774141.8447 | 25774141.8447 | 1478867.319 | 11191377.8078 | 0 | 83558643.2522 | 122003030.2237 | 133352.1432 | 12.8608 | 6497.178 | 9486.4561 | 132.4538 | 193.3942
1 | 6400 | 707 | 0.02 | 15 | 15 | 7 | 1.7783e-10 | 5spot_SharedNeighbor | Water | Porous | Wet | R600a | MinimizeLCOE_Brownfield | IgnoreSilica | 2019 | 132.9332 | 37.616 | 3.333 | 4 | 6345.5538 | 9229.1641 | 129.3627 | 188.149 | 135.526 | 0 | 177.1801 | 5593861.3404 | 427376.0468 | 6149045.1819 | 5994717.7868 | 0 | 517172.7926 | 0 | 7286047.5279 | 18956801.0937 | 12938406.2698 | 57863428.0399 | 961560.8286 | 25774141.8447 | 25774141.8447 | 1478867.319 | 11191377.8078 | 0 | 84599130.7132 | 123043517.6848 | 177827.941 | 13.332 | 6345.5538 | 9229.1641 | 129.3627 | 188.149
1 | 6400 | 707 | 0.02 | 15 | 15 | 7 | 2.3714e-10 | 5spot_SharedNeighbor | Water | Porous | Wet | R600a | MinimizeLCOE_Brownfield | IgnoreSilica | 2019 | 135.5667 | 38.3194 | 3.4249 | 4 | 6231.8751 | 9038.0998 | 127.0452 | 184.2539 | 135.4475 | 0 | 161.7045 | 5665711.8782 | 432555.9431 | 6241207.864 | 6108760.4852 | 0 | 484345.4394 | 0 | 7383706.8278 | 19210890.5595 | 13111827.5512 | 58639006.5485 | 961560.8286 | 25774141.8447 | 25774141.8447 | 1478867.319 | 11191377.8078 | 0 | 85374709.2218 | 123819096.1934 | 237137.3706 | 13.6997 | 6231.8751 | 9038.0998 | 127.0452 | 184.2539
1 | 6400 | 707 | 0.02 | 15 | 15 | 7 | 3.1623e-10 | 5spot_SharedNeighbor | Water | Porous | Wet | R600a | MinimizeLCOE_Brownfield | IgnoreSilica | 2019 | 139.2861 | 39.3165 | 3.5227 | 4 | 6145.3745 | 8873.6829 | 125.2818 | 180.902 | 135.348 | 0 | 174.8734 | 5767139.5658 | 439889.6023 | 6371234.2529 | 6270201.9106 | 0 | 477786.553 | 0 | 7537238.235 | 19610347.7872 | 13384465.3171 | 59858303.2239 | 961560.8286 | 25774141.8447 | 25774141.8447 | 1478867.319 | 11191377.8078 | 0 | 86594005.8973 | 125038392.8688 | 316227.766 | 14.0909 | 6145.3745 | 8873.6829 | 125.2818 | 180.902
1 | 6400 | 707 | 0.02 | 15 | 15 | 7 | 4.217e-10 | 5spot_SharedNeighbor | Water | Porous | Wet | R600a | MinimizeLCOE_Brownfield | IgnoreSilica | 2019 | 140.9038 | 39.7494 | 3.5797 | 4 | 6080.4673 | 8765.3604 | 123.9586 | 178.6937 | 135.305 | 0 | 205.9791 | 5810916.1477 | 443050.7093 | 6427491.4676 | 6340346.1918 | 0 | 456470.7583 | 0 | 7596527.3572 | 19764605.9213 | 13489749.6633 | 60329158.2166 | 961560.8286 | 25774141.8447 | 25774141.8447 | 1478867.319 | 11191377.8078 | 0 | 87064860.89 | 125509247.8615 | 421696.5034 | 14.3188 | 6080.4673 | 8765.3604 | 123.9586 | 178.6937
1 | 6400 | 707 | 0.02 | 15 | 15 | 7 | 5.6234e-10 | 5spot_SharedNeighbor | Water | Porous | Wet | R600a | MinimizeLCOE_Brownfield | IgnoreSilica | 2019 | 142.1218 | 40.0748 | 3.6231 | 4 | 6031.7608 | 8684.4889 | 122.9656 | 177.0451 | 135.2722 | 0 | 198.0216 | 5843695.3747 | 445414.2414 | 6469695.7105 | 6393100.4425 | 0 | 439310.5767 | 0 | 7640574.3748 | 19879207.2259 | 13567967.4086 | 60678965.3549 | 961560.8286 | 25774141.8447 | 25774141.8447 | 1478867.319 | 11191377.8078 | 0 | 87414668.0283 | 125859054.9998 | 562341.3252 | 14.4924 | 6031.7608 | 8684.4889 | 122.9656 | 177.0451
1 | 6400 | 707 | 0.02 | 15 | 15 | 7 | 7.4989e-10 | 5spot_SharedNeighbor | Water | Porous | Wet | R600a | MinimizeLCOE_Brownfield | IgnoreSilica | 2019 | 143.0381 | 40.3192 | 3.656 | 4 | 5995.2124 | 8624.037 | 122.2205 | 175.8127 | 135.2473 | 0 | 187.6385 | 5868252.2067 | 447182.9467 | 6501358.3378 | 6432752.1303 | 0 | 425730.8716 | 0 | 7673357.8323 | 19964503.0575 | 13626183.5663 | 60939320.9492 | 961560.8286 | 25774141.8447 | 25774141.8447 | 1478867.319 | 11191377.8078 | 0 | 87675023.6225 | 126119410.5941 | 749894.2093 | 14.6242 | 5995.2124 | 8624.037 | 122.2205 | 175.8127
1 | 6400 | 707 | 0.02 | 15 | 15 | 7 | 1e-09 | 5spot_SharedNeighbor | Water | Porous | Wet | R600a | MinimizeLCOE_Brownfield | IgnoreSilica | 2019 | 143.7102 | 40.4983 | 3.6807 | 4 | 5967.789 | 8578.9907 | 121.6615 | 174.8943 | 135.2288 | 0 | 169.8051 | 5886211.2773 | 448475.3643 | 6524538.803 | 6461821.9154 | 0 | 414917.1199 | 0 | 7697026.1472 | 20026083.1578 | 13668213.2501 | 61127287.035 | 961560.8286 | 25774141.8447 | 25774141.8447 | 1478867.319 | 11191377.8078 | 0 | 87862989.7084 | 126307376.6799 | 1000000 | 14.7229 | 5967.789 | 8578.9907 | 121.6615 | 174.8943
1 | 6400 | 707 | 0.02 | 15 | 15 | 7 | 1.3335e-09 | 5spot_SharedNeighbor | Water | Porous | Wet | R600a | MinimizeLCOE_Brownfield | IgnoreSilica | 2019 | 144.2413 | 40.6397 | 3.6997 | 4 | 5947.2139 | 8544.9831 | 121.242 | 174.201 | 135.2142 | 0 | 191.6509 | 5900366.5028 | 449493.4326 | 6542823.6916 | 6484776.1053 | 0 | 406879.1315 | 0 | 7715892.1569 | 20075168.645 | 13701715.1037 | 61277114.7694 | 961560.8286 | 25774141.8447 | 25774141.8447 | 1478867.319 | 11191377.8078 | 0 | 88012817.4427 | 126457204.4143 | 1333521.4322 | 14.799 | 5947.2139 | 8544.9831 | 121.242 | 174.201
1 | 6400 | 707 | 0.02 | 15 | 15 | 7 | 1.7783e-09 | 5spot_SharedNeighbor | Water | Porous | Wet | R600a | MinimizeLCOE_Brownfield | IgnoreSilica | 2019 | 144.6265 | 40.7423 | 3.7139 | 4 | 5931.7781 | 8519.659 | 120.9273 | 173.6848 | 135.2035 | 0 | 163.1779 | 5910617.7244 | 450230.3468 | 6556073.954 | 6501423.4145 | 0 | 400537.5123 | 0 | 7729364.3513 | 20110220.5315 | 13725638.7365 | 61384106.5714 | 961560.8286 | 25774141.8447 | 25774141.8447 | 1478867.319 | 11191377.8078 | 0 | 88119809.2447 | 126564196.2163 | 1778279.41 | 14.8555 | 5931.7781 | 8519.659 | 120.9273 | 173.6848
1 | 6400 | 707 | 0.02 | 15 | 15 | 7 | 2.3714e-09 | 5spot_SharedNeighbor | Water | Porous | Wet | R600a | MinimizeLCOE_Brownfield | IgnoreSilica | 2019 | 144.9017 | 40.8155 | 3.7243 | 4 | 5920.1988 | 8500.8356 | 120.6913 | 173.301 | 135.1958 | 0 | 171.6492 | 5917931.3298 | 450755.8881 | 6565531.6151 | 6513312.7671 | 0 | 395522.5995 | 0 | 7738791.1378 | 20134747.0963 | 13742378.6209 | 61458971.0547 | 961560.8286 | 25774141.8447 | 25774141.8447 | 1478867.319 | 11191377.8078 | 0 | 88194673.728 | 126639060.6996 | 2371373.7057 | 14.8972 | 5920.1988 | 8500.8356 | 120.6913 | 173.301
1 | 6400 | 707 | 0.02 | 15 | 15 | 7 | 3.1623e-09 | 5spot_SharedNeighbor | Water | Porous | Wet | R600a | MinimizeLCOE_Brownfield | IgnoreSilica | 2019 | 145.123 | 40.8743 | 3.7324 | 4 | 5911.5132 | 8486.5711 | 120.5142 | 173.0102 | 135.1897 | 0 | 201.7981 | 5923805.6687 | 451177.9163 | 6573130.3076 | 6522869.1247 | 0 | 391895.9271 | 0 | 7746522.7883 | 20154863.2648 | 13756108.3192 | 61520373.3166 | 961560.8286 | 25774141.8447 | 25774141.8447 | 1478867.319 | 11191377.8078 | 0 | 88256075.99 | 126700462.9615 | 3162277.6602 | 14.9295 | 5911.5132 | 8486.5711 | 120.5142 | 173.0102
1 | 6400 | 707 | 0.02 | 15 | 15 | 7 | 4.217e-09 | 5spot_SharedNeighbor | Water | Porous | Wet | R600a | MinimizeLCOE_Brownfield | IgnoreSilica | 2019 | 145.2862 | 40.9177 | 3.7384 | 4 | 5904.9985 | 8475.91 | 120.3814 | 172.7929 | 135.1851 | 0 | 194.1484 | 5928134.469 | 451488.8422 | 6578731.2734 | 6529915.4562 | 0 | 389112.7641 | 0 | 7752179.2939 | 20169580.3321 | 13766153.0201 | 61565295.451 | 961560.8286 | 25774141.8447 | 25774141.8447 | 1478867.319 | 11191377.8078 | 0 | 88300998.1243 | 126745385.0959 | 4216965.0343 | 14.9536 | 5904.9985 | 8475.91 | 120.3814 | 172.7929
1 | 6400 | 707 | 0.02 | 15 | 15 | 7 | 5.6234e-09 | 5spot_SharedNeighbor | Water | Porous | Wet | R600a | MinimizeLCOE_Brownfield | IgnoreSilica | 2019 | 145.3956 | 40.9468 | 3.7427 | 4 | 5900.1124 | 8468.0564 | 120.2818 | 172.6328 | 135.1821 | 0 | 194.3714 | 5931036.2813 | 451697.2243 | 6582486.8073 | 6534641.394 | 0 | 386847.6976 | 0 | 7755816.6678 | 20179044.0328 | 13772612.1903 | 61594182.2954 | 961560.8286 | 25774141.8447 | 25774141.8447 | 1478867.319 | 11191377.8078 | 0 | 88329884.9688 | 126774271.9403 | 5623413.2519 | 14.9709 | 5900.1124 | 8468.0564 | 120.2818 | 172.6328
1 | 6400 | 707 | 0.02 | 15 | 15 | 7 | 7.4989e-09 | 5spot_SharedNeighbor | Water | Porous | Wet | R600a | MinimizeLCOE_Brownfield | IgnoreSilica | 2019 | 145.4929 | 40.9726 | 3.7462 | 4 | 5896.4478 | 8462.0071 | 120.2071 | 172.5095 | 135.1793 | 0 | 213.4411 | 5933613.8082 | 451882.3213 | 6585822.7952 | 6538839.9355 | 0 | 385329.113 | 0 | 7759240.3095 | 20187951.6464 | 13778691.8196 | 61621371.7486 | 961560.8286 | 25774141.8447 | 25774141.8447 | 1478867.319 | 11191377.8078 | 0 | 88357074.422 | 126801461.3935 | 7498942.0933 | 14.9848 | 5896.4478 | 8462.0071 | 120.2071 | 172.5095
1 | 6400 | 707 | 0.02 | 15 | 15 | 7 | 1e-08 | 5spot_SharedNeighbor | Water | Porous | Wet | R600a | MinimizeLCOE_Brownfield | IgnoreSilica | 2019 | 145.564 | 40.9915 | 3.7488 | 4 | 5893.6995 | 8457.491 | 120.151 | 172.4174 | 135.1774 | 0 | 204.8427 | 5935498.6433 | 452017.6605 | 6588262.5665 | 6541911.0012 | 0 | 384162.6583 | 0 | 7761722.4867 | 20194409.7621 | 13783099.6162 | 61641084.3949 | 961560.8286 | 25774141.8447 | 25774141.8447 | 1478867.319 | 11191377.8078 | 0 | 88376787.0682 | 126821174.0398 | 10000000 | 14.9951 | 5893.6995 | 8457.491 | 120.151 | 172.4174
1 | 6500 | 707 | 0.02 | 15 | 15 | 7 | 1e-13 | 5spot_SharedNeighbor | Water | Porous | Wet | R600a | MinimizeLCOE_Brownfield | IgnoreSilica | 2019 | 0 | 0 | 0 | 0 |  |  |  |  | 15 |  | 22.0148 | [19 empty] | 100 | 0
1 | 6500 | 707 | 0.02 | 15 | 15 | 7 | 1.3335e-13 | 5spot_SharedNeighbor | Water | Porous | Wet | R600a | MinimizeLCOE_Brownfield | IgnoreSilica | 2019 | 0 | 0 | 0 | 0 |  |  |  |  | 15 |  | 21.7453 | [19 empty] | 133.3521 | 0
1 | 6500 | 707 | 0.02 | 15 | 15 | 7 | 1.7783e-13 | 5spot_SharedNeighbor | Water | Porous | Wet | R600a | MinimizeLCOE_Brownfield | IgnoreSilica | 2019 | 0 | 0 | 0 | 0 |  |  |  |  | 15 |  | 24.8444 | [19 empty] | 177.8279 | 0
1 | 6500 | 707 | 0.02 | 15 | 15 | 7 | 2.3714e-13 | 5spot_SharedNeighbor | Water | Porous | Wet | R600a | MinimizeLCOE_Brownfield | IgnoreSilica | 2019 | 0 | 0 | 0 | 0 |  |  |  |  | 15 |  | 25.1394 | [19 empty] | 237.1374 | 0
1 | 6500 | 707 | 0.02 | 15 | 15 | 7 | 3.1623e-13 | 5spot_SharedNeighbor | Water | Porous | Wet | R600a | MinimizeLCOE_Brownfield | IgnoreSilica | 2019 | 1.6 | 0.24993 | 0.0023035 | 4 | 3103032.6259 | 7363811.7256 | 63259.5172 | 150121.2623 | 97.8927 | 0 | 29.0971 | 132911.7053 | 8193.2449 | 114373.2151 | 76881.1665 | 0 | 78937.9372 | 0 | 160405.935 | 417343.339 | 284845.4044 | 1273891.9474 | 961560.8286 | 26355312.1702 | 26355312.1702 | 1478867.319 | 11423845.938 | 0 | 28590764.9463 | 67848790.3735 | 316.2278 | 0.0092138 | 3103032.6259 | 7363811.7256 | 63259.5172 | 150121.2623
1 | 6500 | 707 | 0.02 | 15 | 15 | 7 | 4.217e-13 | 5spot_SharedNeighbor | Water | Porous | Wet | R600a | MinimizeLCOE_Brownfield | IgnoreSilica | 2019 | 2.3321 | 0.43895 | 0.010137 | 4 | 720682.6092 | 1688867.9486 | 14692.0898 | 34429.8575 | 108.5356 | 0 | 365.8428 | 211078.6484 | 13869.6201 | 178083.1197 | 108043.6641 | 0 | 104115.0938 | 0 | 239924.157 | 624233.4412 | 426052.1503 | 1905399.8945 | 961560.8286 | 26355312.1702 | 26355312.1702 | 1478867.319 | 11423845.938 | 0 | 29222272.8934 | 68480298.3206 | 421.6965 | 0.040548 | 720682.6092 | 1688867.9486 | 14692.0898 | 34429.8575
1 | 6500 | 707 | 0.02 | 15 | 15 | 7 | 5.6234e-13 | 5spot_SharedNeighbor | Water | Porous | Wet | R600a | MinimizeLCOE_Brownfield | IgnoreSilica | 2019 | 3.0711 | 0.64131 | 0.02234 | 4 | 333644.932 | 772971.8799 | 6801.8032 | 15758.0773 | 114.9176 | 0 | 479.1675 | 285618.9546 | 19505.0111 | 240088.764 | 140595.4358 | 0 | 120539.4214 | 0 | 314475.5589 | 818200.8964 | 558438.9242 | 2497462.9664 | 961560.8286 | 26355312.1702 | 26355312.1702 | 1478867.319 | 11423845.938 | 0 | 29814335.9653 | 69072361.3925 | 562.3413 | 0.089359 | 333644.932 | 772971.8799 | 6801.8032 | 15758.0773
1 | 6500 | 707 | 0.02 | 15 | 15 | 7 | 7.4989e-13 | 5spot_SharedNeighbor | Water | Porous | Wet | R600a | MinimizeLCOE_Brownfield | IgnoreSilica | 2019 | 4.0654 | 0.92229 | 0.040349 | 4 | 189436.4937 | 432674.1218 | 3861.9192 | 8820.6472 | 120.2601 | 0 | 61.1488 | 379271.1669 | 26756.6764 | 319880.7405 | 185094.0475 | 0 | 140821.4945 | 0 | 410211.4091 | 1067285.9406 | 728444.585 | 3257766.0606 | 961560.8286 | 26355312.1702 | 26355312.1702 | 1478867.319 | 11423845.938 | 0 | 30574639.0595 | 69832664.4867 | 749.8942 | 0.1614 | 189436.4937 | 432674.1218 | 3861.9192 | 8820.6472
1 | 6500 | 707 | 0.02 | 15 | 15 | 7 | 1e-12 | 5spot_SharedNeighbor | Water | Porous | Wet | R600a | MinimizeLCOE_Brownfield | IgnoreSilica | 2019 | 5.3838 | 1.3022 | 0.065816 | 4 | 119756.597 | 268877.1339 | 2441.4002 | 5481.4241 | 124.5579 | 0 | 67.0177 | 493885.709 | 35769.6293 | 420295.8806 | 244464.0664 | 0 | 165077.1092 | 0 | 530202.0339 | 1379476.9328 | 941521.352 | 4210692.7133 | 961560.8286 | 26355312.1702 | 26355312.1702 | 1478867.319 | 11423845.938 | 0 | 31527565.7121 | 70785591.1393 | 1000 | 0.26326 | 119756.597 | 268877.1339 | 2441.4002 | 5481.4241
1 | 6500 | 707 | 0.02 | 15 | 15 | 7 | 1.3335e-12 | 5spot_SharedNeighbor | Water | Porous | Wet | R600a | MinimizeLCOE_Brownfield | IgnoreSilica | 2019 | 7.1252 | 1.8107 | 0.10098 | 4 | 81002.8029 | 178191.4195 | 1651.3517 | 3632.6731 | 127.91 | 0 | 79.9516 | 633181.1508 | 46833.891 | 545831.3823 | 324588.4261 | 0 | 194050.0823 | 0 | 680349.1236 | 1770128.8609 | 1208149.3201 | 5403112.237 | 961560.8286 | 26355312.1702 | 26355312.1702 | 1478867.319 | 11423845.938 | 0 | 32719985.2359 | 71978010.6631 | 1333.5214 | 0.40394 | 81002.8029 | 178191.4195 | 1651.3517 | 3632.6731
1 | 6500 | 707 | 0.02 | 15 | 15 | 7 | 1.7783e-12 | 5spot_SharedNeighbor | Water | Porous | Wet | R600a | MinimizeLCOE_Brownfield | IgnoreSilica | 2019 | 9.4421 | 2.4949 | 0.14934 | 4 | 57286.6778 | 123005.9213 | 1167.8664 | 2507.6421 | 130.627 | 0 | 82.7916 | 803841.2131 | 60470.4391 | 704062.9144 | 431500.8687 | 0 | 229156.6852 | 0 | 869322.5271 | 2261798.8928 | 1543724.2197 | 6903877.7602 | 961560.8286 | 26355312.1702 | 26355312.1702 | 1478867.319 | 11423845.938 | 0 | 34220750.7591 | 73478776.1863 | 1778.2794 | 0.59736 | 57286.6778 | 123005.9213 | 1167.8664 | 2507.6421
1 | 6500 | 707 | 0.02 | 15 | 15 | 7 | 2.3714e-12 | 5spot_SharedNeighbor | Water | Porous | Wet | R600a | MinimizeLCOE_Brownfield | IgnoreSilica | 2019 | 12.5379 | 3.4117 | 0.21441 | 4 | 42101.6803 | 87876.7219 | 858.2997 | 1791.4858 | 132.7241 | 0 | 77.2158 | 1011870.9178 | 77090.8615 | 903083.9492 | 573782.4264 | 0 | 272418.4532 | 0 | 1106916.1771 | 2879968.8332 | 1965637.9061 | 8790769.5245 | 961560.8286 | 26355312.1702 | 26355312.1702 | 1478867.319 | 11423845.938 | 0 | 36107642.5233 | 75365667.9506 | 2371.3737 | 0.85763 | 42101.6803 | 87876.7219 | 858.2997 | 1791.4858
1 | 6500 | 707 | 0.02 | 15 | 15 | 7 | 3.1623e-12 | 5spot_SharedNeighbor | Water | Porous | Wet | R600a | MinimizeLCOE_Brownfield | IgnoreSilica | 2019 | 16.6453 | 4.6325 | 0.30166 | 4 | 31887.5035 | 64422.0635 | 650.0699 | 1313.3309 | 134.329 | 0 | 71.9562 | 1264811.874 | 97288.7535 | 1152189.4788 | 764043.9039 | 0 | 324980.197 | 0 | 1405292.5408 | 3656282.926 | 2495488.2261 | 11160377.9001 | 961560.8286 | 26355312.1702 | 26355312.1702 | 1478867.319 | 11423845.938 | 0 | 38477250.8989 | 77735276.3262 | 3162.2777 | 1.2067 | 31887.5035 | 64422.0635 | 650.0699 | 1313.3309
1 | 6500 | 707 | 0.02 | 15 | 15 | 7 | 4.217e-12 | 5spot_SharedNeighbor | Water | Porous | Wet | R600a | MinimizeLCOE_Brownfield | IgnoreSilica | 2019 | 22.0775 | 6.2498 | 0.41771 | 4 | 24803.1189 | 48299.3594 | 505.6451 | 984.6478 | 135.5552 | 0 | 66.7661 | 1571294.8786 | 121703.33 | 1462822.9792 | 1015933.6693 | 0 | 388644.4351 | 0 | 1778555.724 | 4627437.1618 | 3158320.9472 | 14124713.1252 | 961560.8286 | 26355312.1702 | 26355312.1702 | 1478867.319 | 11423845.938 | 0 | 41441586.124 | 80699611.5512 | 4216.965 | 1.6708 | 24803.1189 | 48299.3594 | 505.6451 | 984.6478
1 | 6500 | 707 | 0.02 | 15 | 15 | 7 | 5.6234e-12 | 5spot_SharedNeighbor | Water | Porous | Wet | R600a | MinimizeLCOE_Brownfield | IgnoreSilica | 2019 | 29.2252 | 8.3803 | 0.5709 | 4 | 19766.7216 | 36957.8688 | 402.9714 | 753.4361 | 136.4879 | 0 | 88.5599 | 1941413.9072 | 151093.7334 | 1848526.6555 | 1347830.0754 | 0 | 465518.3185 | 0 | 2244209.2491 | 5838972.1156 | 3985218.4478 | 17822782.5027 | 961560.8286 | 26355312.1702 | 26355312.1702 | 1478867.319 | 11423845.938 | 0 | 45139655.5015 | 84397680.9287 | 5623.4133 | 2.2836 | 19766.7216 | 36957.8688 | 402.9714 | 753.4361
1 | 6500 | 707 | 0.02 | 15 | 15 | 7 | 7.4989e-12 | 5spot_SharedNeighbor | Water | Porous | Wet | R600a | MinimizeLCOE_Brownfield | IgnoreSilica | 2019 | 38.5406 | 11.1562 | 0.77044 | 4 | 16129.3768 | 28868.2646 | 328.8192 | 588.5186 | 137.1948 | 0 | 85.8126 | 2384215.3719 | 186097.1231 | 2322864.9564 | 1778155.6336 | 0 | 557581.2098 | 0 | 2819276.5749 | 7335179.3348 | 5006410.6189 | 22389780.8233 | 961560.8286 | 26355312.1702 | 26355312.1702 | 1478867.319 | 11423845.938 | 0 | 49706653.8222 | 88964679.2494 | 7498.9421 | 3.0817 | 16129.3768 | 28868.2646 | 328.8192 | 588.5186
1 | 6500 | 707 | 0.02 | 15 | 15 | 7 | 1e-11 | 5spot_SharedNeighbor | Water | Porous | Wet | R600a | MinimizeLCOE_Brownfield | IgnoreSilica | 2019 | 50.5085 | 14.7154 | 1.0252 | 4 | 13476.356 | 23049.4075 | 274.7337 | 469.8933 | 137.7204 | 0 | 99.5238 | 2906640.4621 | 227159.601 | 2897922.7436 | 2324979.8772 | 0 | 666830.9414 | 0 | 3519178.1139 | 9156179.5696 | 6249280.6969 | 27948172.0056 | 961560.8286 | 26355312.1702 | 26355312.1702 | 1478867.319 | 11423845.938 | 0 | 55265045.0045 | 94523070.4317 | 10000 | 4.1009 | 13476.356 | 23049.4075 | 274.7337 | 469.8933
1 | 6500 | 707 | 0.02 | 15 | 15 | 7 | 1.3335e-11 | 5spot_SharedNeighbor | Water | Porous | Wet | R600a | MinimizeLCOE_Brownfield | IgnoreSilica | 2019 | 63.0714 | 18.4451 | 1.318 | 4 | 11526.3529 | 18973.0992 | 234.9803 | 386.7923 | 138.0248 | 0 | 78.5268 | 3415306.8606 | 266934.2728 | 3471284.9201 | 2899169.2849 | 0 | 746604.1744 | 0 | 4211726.81 | 10958049.2156 | 7479093.755 | 33448169.2933 | 961560.8286 | 26355312.1702 | 26355312.1702 | 1478867.319 | 11423845.938 | 0 | 60765042.2922 | 100023067.7194 | 13335.2143 | 5.2718 | 11526.3529 | 18973.0992 | 234.9803 | 386.7923
1 | 6500 | 707 | 0.02 | 15 | 15 | 7 | 1.7783e-11 | 5spot_SharedNeighbor | Water | Porous | Wet | R600a | MinimizeLCOE_Brownfield | IgnoreSilica | 2019 | 74.7445 | 21.8951 | 1.6282 | 4 | 10068.3016 | 16095.9739 | 205.2559 | 328.1382 | 138.1517 | 0 | 90.9407 | 3858761.0189 | 301395.9232 | 3981330.3345 | 3433506.1876 | 0 | 777121.9365 | 0 | 4817325.0063 | 12533691.497 | 8554501.9883 | 38257633.8923 | 961560.8286 | 26355312.1702 | 26355312.1702 | 1478867.319 | 11423845.938 | 0 | 65574506.8912 | 104832532.3184 | 17782.7941 | 6.513 | 10068.3016 | 16095.9739 | 205.2559 | 328.1382
1 | 6500 | 707 | 0.02 | 15 | 15 | 7 | 2.3714e-11 | 5spot_SharedNeighbor | Water | Porous | Wet | R600a | MinimizeLCOE_Brownfield | IgnoreSilica | 2019 | 86.2325 | 25.263 | 1.9517 | 4 | 8978.0799 | 14006.7069 | 183.0303 | 285.5457 | 138.1597 | 0 | 117.6022 | 4270919.3646 | 333174.0979 | 4464114.9912 | 3957683.9609 | 0 | 784460.2846 | 0 | 5386037.5527 | 14013364.8839 | 9564409.4791 | 42774164.615 | 961560.8286 | 26355312.1702 | 26355312.1702 | 1478867.319 | 11423845.938 | 0 | 70091037.6139 | 109349063.0411 | 23713.7371 | 7.8069 | 8978.0799 | 14006.7069 | 183.0303 | 285.5457
1 | 6500 | 707 | 0.02 | 15 | 15 | 7 | 3.1623e-11 | 5spot_SharedNeighbor | Water | Porous | Wet | R600a | MinimizeLCOE_Brownfield | IgnoreSilica | 2019 | 96.9876 | 28.3837 | 2.2701 | 4 | 8164.0417 | 12487.3412 | 166.435 | 254.5713 | 138.0783 | 0 | 149.0295 | 4637070.2237 | 361153.0709 | 4900328.9237 | 4446443.8741 | 0 | 770744.5746 | 0 | 5895138.8602 | 15337942.0549 | 10468460.6157 | 46817282.1978 | 961560.8286 | 26355312.1702 | 26355312.1702 | 1478867.319 | 11423845.938 | 0 | 74134155.1966 | 113392180.6239 | 31622.7766 | 9.0806 | 8164.0417 | 12487.3412 | 166.435 | 254.5713
1 | 6500 | 707 | 0.02 | 15 | 15 | 7 | 4.217e-11 | 5spot_SharedNeighbor | Water | Porous | Wet | R600a | MinimizeLCOE_Brownfield | IgnoreSilica | 2019 | 106.6339 | 31.1524 | 2.5679 | 4 | 7556.3801 | 11378.3489 | 154.047 | 231.963 | 137.942 | 0 | 158.2882 | 4950674.5559 | 384900.1852 | 5279609.3772 | 4883795.8892 | 0 | 741155.4231 | 0 | 6333652.8179 | 16478865.4213 | 11247164.2569 | 50299817.9265 | 961560.8286 | 26355312.1702 | 26355312.1702 | 1478867.319 | 11423845.938 | 0 | 77616690.9254 | 116874716.3526 | 42169.6503 | 10.2717 | 7556.3801 | 11378.3489 | 154.047 | 231.963
1 | 6500 | 707 | 0.02 | 15 | 15 | 7 | 5.6234e-11 | 5spot_SharedNeighbor | Water | Porous | Wet | R600a | MinimizeLCOE_Brownfield | IgnoreSilica | 2019 | 114.848 | 33.4867 | 2.8326 | 4 | 7102.4995 | 10567.3322 | 144.7941 | 215.4294 | 137.7838 | 0 | 185.5739 | 5207606.2235 | 404194.561 | 5594338.0778 | 5256572.4955 | 0 | 700061.8018 | 0 | 6693481.5322 | 17415065.925 | 11886140.3377 | 53157460.9545 | 961560.8286 | 26355312.1702 | 26355312.1702 | 1478867.319 | 11423845.938 | 0 | 80474333.9534 | 119732359.3806 | 56234.1325 | 11.3304 | 7102.4995 | 10567.3322 | 144.7941 | 215.4294
1 | 6500 | 707 | 0.02 | 15 | 15 | 7 | 7.4989e-11 | 5spot_SharedNeighbor | Water | Porous | Wet | R600a | MinimizeLCOE_Brownfield | IgnoreSilica | 2019 | 121.6567 | 35.403 | 3.0593 | 4 | 6763.3804 | 9971.4864 | 137.8807 | 203.2822 | 137.6261 | 0 | 188.4853 | 5413713.9575 | 419551.3272 | 5849590.4322 | 5565161.5316 | 0 | 654140.2657 | 0 | 6981841.4305 | 18165319.2296 | 12398203.6342 | 55447521.8084 | 961560.8286 | 26355312.1702 | 26355312.1702 | 1478867.319 | 11423845.938 | 0 | 82764394.8073 | 122022420.2345 | 74989.4209 | 12.2371 | 6763.3804 | 9971.4864 | 137.8807 | 203.2822
1 | 6500 | 707 | 0.02 | 15 | 15 | 7 | 1e-10 | 5spot_SharedNeighbor | Water | Porous | Wet | R600a | MinimizeLCOE_Brownfield | IgnoreSilica | 2019 | 127.1332 | 36.9314 | 3.2471 | 4 | 6509.76 | 9532.3404 | 132.7103 | 194.3297 | 137.4828 | 0 | 174.4549 | 5575137.3244 | 431497.1297 | 6051311.0378 | 5813106.8817 | 0 | 607740.287 | 0 | 7206729.1376 | 18750430.9127 | 12797554.3808 | 57233507.0918 | 961560.8286 | 26355312.1702 | 26355312.1702 | 1478867.319 | 11423845.938 | 0 | 84550380.0907 | 123808405.5179 | 100000 | 12.9882 | 6509.76 | 9532.3404 | 132.7103 | 194.3297
1 | 6500 | 707 | 0.02 | 15 | 15 | 7 | 1.3335e-10 | 5spot_SharedNeighbor | Water | Porous | Wet | R600a | MinimizeLCOE_Brownfield | IgnoreSilica | 2019 | 131.4593 | 38.1304 | 3.3989 | 4 | 6319.8944 | 9207.4198 | 128.8396 | 187.7057 | 137.3599 | 0 | 172.3903 | 5699974.534 | 440683.0248 | 6208443.9712 | 6008801.1251 | 0 | 564256.9459 | 0 | 7379642.2444 | 19200315.3472 | 13104609.7515 | 58606726.9441 | 961560.8286 | 26355312.1702 | 26355312.1702 | 1478867.319 | 11423845.938 | 0 | 85923599.943 | 125181625.3702 | 133352.1432 | 13.5957 | 6319.8944 | 9207.4198 | 128.8396 | 187.7057
1 | 6500 | 707 | 0.02 | 15 | 15 | 7 | 1.7783e-10 | 5spot_SharedNeighbor | Water | Porous | Wet | R600a | MinimizeLCOE_Brownfield | IgnoreSilica | 2019 | 134.8091 | 39.0535 | 3.5192 | 4 | 6177.6334 | 8966.4943 | 125.9394 | 182.7941 | 137.259 | 0 | 186.869 | 5795049.1555 | 447646.6074 | 6328799.2207 | 6160237.8948 | 0 | 525317.6993 | 0 | 7510249.7253 | 19540129.2212 | 13336539.703 | 59643969.2273 | 961560.8286 | 26355312.1702 | 26355312.1702 | 1478867.319 | 11423845.938 | 0 | 86960842.2261 | 126218867.6534 | 177827.941 | 14.0767 | 6177.6334 | 8966.4943 | 125.9394 | 182.7941
1 | 6500 | 707 | 0.02 | 15 | 15 | 7 | 2.3714e-10 | 5spot_SharedNeighbor | Water | Porous | Wet | R600a | MinimizeLCOE_Brownfield | IgnoreSilica | 2019 | 139.0427 | 40.2209 | 3.6401 | 4 | 6069.9752 | 8766.2308 | 123.7447 | 178.7115 | 137.1396 | 0 | 201.9499 | 5914428.614 | 456394.6485 | 6480177.2904 | 6351667.0023 | 0 | 512602.8464 | 0 | 7688955.4566 | 20005084.8764 | 13653881.4915 | 61063192.226 | 961560.8286 | 26355312.1702 | 26355312.1702 | 1478867.319 | 11423845.938 | 0 | 88380065.2249 | 127638090.6521 | 237137.3706 | 14.5602 | 6069.9752 | 8766.2308 | 123.7447 | 178.7115
1 | 6500 | 707 | 0.02 | 15 | 15 | 7 | 3.1623e-10 | 5spot_SharedNeighbor | Water | Porous | Wet | R600a | MinimizeLCOE_Brownfield | IgnoreSilica | 2019 | 141.1085 | 40.7903 | 3.7155 | 4 | 5988.8184 | 8630.291 | 122.0902 | 175.9402 | 137.0834 | 0 | 213.8304 | 5972289.7105 | 460633.1823 | 6553690.0805 | 6445076.4102 | 0 | 485952.695 | 0 | 7767880.4106 | 20210431.417 | 13794034.725 | 61689988.6311 | 961560.8286 | 26355312.1702 | 26355312.1702 | 1478867.319 | 11423845.938 | 0 | 89006861.6299 | 128264887.0572 | 316227.766 | 14.8622 | 5988.8184 | 8630.291 | 122.0902 | 175.9402
1 | 6500 | 707 | 0.02 | 15 | 15 | 7 | 4.217e-10 | 5spot_SharedNeighbor | Water | Porous | Wet | R600a | MinimizeLCOE_Brownfield | IgnoreSilica | 2019 | 142.6749 | 41.2211 | 3.7735 | 4 | 5927.925 | 8528.8425 | 120.8488 | 173.872 | 137.0399 | 0 | 208.4922 | 6015869.8338 | 463820.0394 | 6609185.3404 | 6515890.8599 | 0 | 464213.2273 | 0 | 7826901.9273 | 20363993.2965 | 13898843.8631 | 62158718.3877 | 961560.8286 | 26355312.1702 | 26355312.1702 | 1478867.319 | 11423845.938 | 0 | 89475591.3865 | 128733616.8138 | 421696.5034 | 15.0939 | 5927.925 | 8528.8425 | 120.8488 | 173.872
1 | 6500 | 707 | 0.02 | 15 | 15 | 7 | 5.6234e-10 | 5spot_SharedNeighbor | Water | Porous | Wet | R600a | MinimizeLCOE_Brownfield | IgnoreSilica | 2019 | 143.854 | 41.5448 | 3.8176 | 4 | 5882.2328 | 8453.0911 | 119.9173 | 172.3277 | 137.0068 | 0 | 186.6265 | 6048508.6012 | 466203.6285 | 6650819.6253 | 6569187.9678 | 0 | 446757.5269 | 0 | 7870776.1664 | 20478145.0669 | 13976754.7919 | 62507153.3751 | 961560.8286 | 26355312.1702 | 26355312.1702 | 1478867.319 | 11423845.938 | 0 | 89824026.374 | 129082051.8012 | 562341.3252 | 15.2704 | 5882.2328 | 8453.0911 | 119.9173 | 172.3277
1 | 6500 | 707 | 0.02 | 15 | 15 | 7 | 7.4989e-10 | 5spot_SharedNeighbor | Water | Porous | Wet | R600a | MinimizeLCOE_Brownfield | IgnoreSilica | 2019 | 144.6265 | 41.7557 | 3.8491 | 4 | 5847.9673 | 8397.8034 | 119.2187 | 171.2006 | 136.9849 | 0 | 170.0205 | 6069669.734 | 467742.2708 | 6677916.9912 | 6603390.8163 | 0 | 431527.8194 | 0 | 7897596.5764 | 20547926.2719 | 14024381.8982 | 62720152.3782 | 961560.8286 | 26355312.1702 | 26355312.1702 | 1478867.319 | 11423845.938 | 0 | 90037025.3771 | 129295050.8043 | 749894.2093 | 15.3963 | 5847.9673 | 8397.8034 | 119.2187 | 171.2006
1 | 6500 | 707 | 0.02 | 15 | 15 | 7 | 1e-09 | 5spot_SharedNeighbor | Water | Porous | Wet | R600a | MinimizeLCOE_Brownfield | IgnoreSilica | 2019 | 145.2908 | 41.9366 | 3.8742 | 4 | 5822.2628 | 8355.5794 | 118.6947 | 170.3398 | 136.9659 | 0 | 198.4399 | 6087762.8431 | 469054.9435 | 6701133.0614 | 6632510.134 | 0 | 420739.474 | 0 | 7921368.1778 | 20609775.1027 | 14066594.9961 | 62908938.7327 | 961560.8286 | 26355312.1702 | 26355312.1702 | 1478867.319 | 11423845.938 | 0 | 90225811.7316 | 129483837.1588 | 1000000 | 15.4967 | 5822.2628 | 8355.5794 | 118.6947 | 170.3398
1 | 6500 | 707 | 0.02 | 15 | 15 | 7 | 1.3335e-09 | 5spot_SharedNeighbor | Water | Porous | Wet | R600a | MinimizeLCOE_Brownfield | IgnoreSilica | 2019 | 145.7829 | 42.0705 | 3.893 | 4 | 5802.9761 | 8324.0364 | 118.3015 | 169.6967 | 136.9518 | 0 | 213.4421 | 6101135.9499 | 470024.5508 | 6718306.1513 | 6654071.6406 | 0 | 412315.3632 | 0 | 7938782.9257 | 20655084.7045 | 14097519.7304 | 63047241.0164 | 961560.8286 | 26355312.1702 | 26355312.1702 | 1478867.319 | 11423845.938 | 0 | 90364114.0152 | 129622139.4425 | 1333521.4322 | 15.572 | 5802.9761 | 8324.0364 | 118.3015 | 169.6967
1 | 6500 | 707 | 0.02 | 15 | 15 | 7 | 1.7783e-09 | 5spot_SharedNeighbor | Water | Porous | Wet | R600a | MinimizeLCOE_Brownfield | IgnoreSilica | 2019 | 146.1682 | 42.1752 | 3.9075 | 4 | 5788.5062 | 8300.2455 | 118.0065 | 169.2117 | 136.9407 | 0 | 197.5329 | 6111587.9891 | 470782.0265 | 6731735.7436 | 6670945.6764 | 0 | 406053.5846 | 0 | 7952530.9579 | 20690854.264 | 14121933.1897 | 63156423.4317 | 961560.8286 | 26355312.1702 | 26355312.1702 | 1478867.319 | 11423845.938 | 0 | 90473296.4306 | 129731321.8578 | 1778279.41 | 15.6298 | 5788.5062 | 8300.2455 | 118.0065 | 169.2117
1 | 6500 | 707 | 0.02 | 15 | 15 | 7 | 2.3714e-09 | 5spot_SharedNeighbor | Water | Porous | Wet | R600a | MinimizeLCOE_Brownfield | IgnoreSilica | 2019 | 146.446 | 42.2507 | 3.9181 | 4 | 5777.6512 | 8282.5372 | 117.7852 | 168.8507 | 136.9327 | 0 | 219.6631 | 6119115.3457 | 471327.3304 | 6741412.0052 | 6683110.8397 | 0 | 401130.4297 | 0 | 7962277.4208 | 20716212.5613 | 14139240.7487 | 63233826.6815 | 961560.8286 | 26355312.1702 | 26355312.1702 | 1478867.319 | 11423845.938 | 0 | 90550699.6804 | 129808725.1076 | 2371373.7057 | 15.6726 | 5777.6512 | 8282.5372 | 117.7852 | 168.8507
1 | 6500 | 707 | 0.02 | 15 | 15 | 7 | 3.1623e-09 | 5spot_SharedNeighbor | Water | Porous | Wet | R600a | MinimizeLCOE_Brownfield | IgnoreSilica | 2019 | 146.6527 | 42.3068 | 3.9262 | 4 | 5769.5087 | 8269.2843 | 117.6192 | 168.5805 | 136.9267 | 0 | 208.3228 | 6124710.0961 | 471732.5196 | 6748606.3206 | 6692159.4717 | 0 | 397367.4758 | 0 | 7969484.5947 | 20734964.1493 | 14152039.0928 | 63291063.7207 | 961560.8286 | 26355312.1702 | 26355312.1702 | 1478867.319 | 11423845.938 | 0 | 90607936.7195 | 129865962.1467 | 3162277.6602 | 15.7046 | 5769.5087 | 8269.2843 | 117.6192 | 168.5805
1 | 6500 | 707 | 0.02 | 15 | 15 | 7 | 4.217e-09 | 5spot_SharedNeighbor | Water | Porous | Wet | R600a | MinimizeLCOE_Brownfield | IgnoreSilica | 2019 | 146.8159 | 42.3512 | 3.9323 | 4 | 5763.4011 | 8259.2674 | 117.4947 | 168.3763 | 136.922 | 0 | 221.0861 | 6129123.8232 | 472052.1225 | 6754283.1975 | 6699301.73 | 0 | 394621.0519 | 0 | 7975258.9508 | 20749987.8394 | 14162293.07 | 63336921.7853 | 961560.8286 | 26355312.1702 | 26355312.1702 | 1478867.319 | 11423845.938 | 0 | 90653794.7841 | 129911820.2113 | 4216965.0343 | 15.7292 | 5763.4011 | 8259.2674 | 117.4947 | 168.3763
1 | 6500 | 707 | 0.02 | 15 | 15 | 7 | 5.6234e-09 | 5spot_SharedNeighbor | Water | Porous | Wet | R600a | MinimizeLCOE_Brownfield | IgnoreSilica | 2019 | 146.9233 | 42.3803 | 3.9367 | 4 | 5758.8203 | 8251.9119 | 117.4013 | 168.2264 | 136.9189 | 0 | 199.0062 | 6132027.628 | 472262.337 | 6758019.0055 | 6704003.1473 | 0 | 392354.8079 | 0 | 7978880.101 | 20759409.3295 | 14168723.4306 | 63365679.7868 | 961560.8286 | 26355312.1702 | 26355312.1702 | 1478867.319 | 11423845.938 | 0 | 90682552.7857 | 129940578.2129 | 5623413.2519 | 15.7467 | 5758.8203 | 8251.9119 | 117.4013 | 168.2264
1 | 6500 | 707 | 0.02 | 15 | 15 | 7 | 7.4989e-09 | 5spot_SharedNeighbor | Water | Porous | Wet | R600a | MinimizeLCOE_Brownfield | IgnoreSilica | 2019 | 147.0157 | 42.4054 | 3.9402 | 4 | 5755.3847 | 8246.2759 | 117.3313 | 168.1115 | 136.9162 | 0 | 200.3052 | 6134525.7309 | 472443.1812 | 6761233.0363 | 6708048.4568 | 0 | 390797.5281 | 0 | 7982148.694 | 20767913.538 | 14174527.7276 | 63391637.8929 | 961560.8286 | 26355312.1702 | 26355312.1702 | 1478867.319 | 11423845.938 | 0 | 90708510.8917 | 129966536.319 | 7498942.0933 | 15.7606 | 5755.3847 | 8246.2759 | 117.3313 | 168.1115
1 | 6500 | 707 | 0.02 | 15 | 15 | 7 | 1e-08 | 5spot_SharedNeighbor | Water | Porous | Wet | R600a | MinimizeLCOE_Brownfield | IgnoreSilica | 2019 | 147.0741 | 42.4213 | 3.9426 | 4 | 5752.808 | 8242.1627 | 117.2788 | 168.0276 | 136.9145 | 0 | 192.4895 | 6136101.6277 | 472557.2391 | 6763260.9873 | 6710601.3822 | 0 | 389484.4008 | 0 | 7984082.1984 | 20772944.1199 | 14177961.2031 | 63406993.1584 | 961560.8286 | 26355312.1702 | 26355312.1702 | 1478867.319 | 11423845.938 | 0 | 90723866.1573 | 129981891.5845 | 10000000 | 15.7704 | 5752.808 | 8242.1627 | 117.2788 | 168.0276
1 | 6600 | 707 | 0.02 | 15 | 15 | 7 | 1e-13 | 5spot_SharedNeighbor | Water | Porous | Wet | R600a | MinimizeLCOE_Brownfield | IgnoreSilica | 2019 | 0 | 0 | 0 | 0 |  |  |  |  | 15 |  | 26.0681 | [19 empty] | 100 | 0
1 | 6600 | 707 | 0.02 | 15 | 15 | 7 | 1.3335e-13 | 5spot_SharedNeighbor | Water | Porous | Wet | R600a | MinimizeLCOE_Brownfield | IgnoreSilica | 2019 | 0 | 0 | 0 | 0 |  |  |  |  | 15 |  | 24.5626 | [19 empty] | 133.3521 | 0
1 | 6600 | 707 | 0.02 | 15 | 15 | 7 | 1.7783e-13 | 5spot_SharedNeighbor | Water | Porous | Wet | R600a | MinimizeLCOE_Brownfield | IgnoreSilica | 2019 | 0 | 0 | 0 | 0 |  |  |  |  | 15 |  | 25.4089 | [19 empty] | 177.8279 | 0
1 | 6600 | 707 | 0.02 | 15 | 15 | 7 | 2.3714e-13 | 5spot_SharedNeighbor | Water | Porous | Wet | R600a | MinimizeLCOE_Brownfield | IgnoreSilica | 2019 | 0 | 0 | 0 | 0 |  |  |  |  | 15 |  | 24.9512 | [19 empty] | 237.1374 | 0
1 | 6600 | 707 | 0.02 | 15 | 15 | 7 | 3.1623e-13 | 5spot_SharedNeighbor | Water | Porous | Wet | R600a | MinimizeLCOE_Brownfield | IgnoreSilica | 2019 | 1.6 | 0.25347 | 0.0031145 | 4 | 2342698.6505 | 5559877.7108 | 47759.0807 | 113345.6274 | 98.6549 | 0 | 30.8061 | 134968.463 | 8356.7558 | 115602.4813 | 77243.5996 | 0 | 77620.8897 | 0 | 161378.9539 | 419874.9346 | 286573.2704 | 1281619.3483 | 961560.8286 | 26942342.5866 | 26942342.5866 | 1478867.319 | 11658658.1045 | 0 | 29185522.7635 | 69265390.7737 | 316.2278 | 0.012458 | 2342698.6505 | 5559877.7108 | 47759.0807 | 113345.6274
1 | 6600 | 707 | 0.02 | 15 | 15 | 7 | 4.217e-13 | 5spot_SharedNeighbor | Water | Porous | Wet | R600a | MinimizeLCOE_Brownfield | IgnoreSilica | 2019 | 2.3904 | 0.46238 | 0.011905 | 4 | 627485.4522 | 1469138.6614 | 12792.1397 | 29950.3788 | 110.1785 | 0 | 398.438 | 221114.9437 | 14670.0398 | 185431.2354 | 111331.9264 | 0 | 105826.7488 | 0 | 248966.2087 | 647759.005 | 442108.831 | 1977208.9387 | 961560.8286 | 26942342.5866 | 26942342.5866 | 1478867.319 | 11658658.1045 | 0 | 29881112.3539 | 69960980.3641 | 421.6965 | 0.04762 | 627485.4522 | 1469138.6614 | 12792.1397 | 29950.3788
1 | 6600 | 707 | 0.02 | 15 | 15 | 7 | 5.6234e-13 | 5spot_SharedNeighbor | Water | Porous | Wet | R600a | MinimizeLCOE_Brownfield | IgnoreSilica | 2019 | 3.1295 | 0.66978 | 0.02508 | 4 | 303827.9664 | 703350.413 | 6193.9441 | 14338.7495 | 116.4872 | 0 | 511.5945 | 297080.1126 | 20475.7523 | 248304.7019 | 144262.2175 | 0 | 121564.9884 | 0 | 324358.2314 | 843913.5831 | 575988.3611 | 2575947.9484 | 961560.8286 | 26942342.5866 | 26942342.5866 | 1478867.319 | 11658658.1045 | 0 | 30479851.3636 | 70559719.3737 | 562.3413 | 0.10032 | 303827.9664 | 703350.413 | 6193.9441 | 14338.7495
1 | 6600 | 707 | 0.02 | 15 | 15 | 7 | 7.4989e-13 | 5spot_SharedNeighbor | Water | Porous | Wet | R600a | MinimizeLCOE_Brownfield | IgnoreSilica | 2019 | 4.1432 | 0.96354 | 0.044592 | 4 | 175299.0492 | 400001.3469 | 3573.7082 | 8154.5685 | 121.8946 | 0 | 78.114 | 394597.52 | 28114.0094 | 330897.415 | 190443.9598 | 0 | 142060.5841 | 0 | 423584.2604 | 1102079.3565 | 752191.8063 | 3363968.9115 | 961560.8286 | 26942342.5866 | 26942342.5866 | 1478867.319 | 11658658.1045 | 0 | 31267872.3267 | 71347740.3369 | 749.8942 | 0.17837 | 175299.0492 | 400001.3469 | 3573.7082 | 8154.5685
1 | 6600 | 707 | 0.02 | 15 | 15 | 7 | 1e-12 | 5spot_SharedNeighbor | Water | Porous | Wet | R600a | MinimizeLCOE_Brownfield | IgnoreSilica | 2019 | 5.4764 | 1.3578 | 0.072077 | 4 | 111853.4952 | 250870.5657 | 2280.2848 | 5114.3358 | 126.2141 | 0 | 66.3129 | 513133.4531 | 37550.4514 | 434070.5511 | 251816.4434 | 0 | 166111.2194 | 0 | 547046.0262 | 1423301.5455 | 971432.5507 | 4344462.2408 | 961560.8286 | 26942342.5866 | 26942342.5866 | 1478867.319 | 11658658.1045 | 0 | 32248365.656 | 72328233.6661 | 1000 | 0.28831 | 111853.4952 | 250870.5657 | 2280.2848 | 5114.3358
1 | 6600 | 707 | 0.02 | 15 | 15 | 7 | 1.3335e-12 | 5spot_SharedNeighbor | Water | Porous | Wet | R600a | MinimizeLCOE_Brownfield | IgnoreSilica | 2019 | 7.23 | 1.882 | 0.10971 | 4 | 76260.3748 | 167595.0925 | 1554.6709 | 3416.6526 | 129.5768 | 0 | 76.1632 | 656212.0435 | 49043.8206 | 562319.2753 | 333294.9747 | 0 | 194585.3334 | 0 | 700227.6246 | 1821848.6427 | 1243449.1339 | 5560980.8486 | 961560.8286 | 26942342.5866 | 26942342.5866 | 1478867.319 | 11658658.1045 | 0 | 33464884.2639 | 73544752.274 | 1333.5214 | 0.43882 | 76260.3748 | 167595.0925 | 1554.6709 | 3416.6526
1 | 6600 | 707 | 0.02 | 15 | 15 | 7 | 1.7783e-12 | 5spot_SharedNeighbor | Water | Porous | Wet | R600a | MinimizeLCOE_Brownfield | IgnoreSilica | 2019 | 9.6079 | 2.6018 | 0.16201 | 4 | 54055.6647 | 115902.3717 | 1101.9978 | 2362.8266 | 132.3716 | 0 | 68.8928 | 835202.5922 | 63521.3309 | 727237.5496 | 444394.4225 | 0 | 230703.9412 | 0 | 897413.3362 | 2334885.4159 | 1593607.2735 | 7126965.8619 | 961560.8286 | 26942342.5866 | 26942342.5866 | 1478867.319 | 11658658.1045 | 0 | 35030869.2771 | 75110737.2872 | 1778.2794 | 0.64805 | 54055.6647 | 115902.3717 | 1101.9978 | 2362.8266
1 | 6600 | 707 | 0.02 | 15 | 15 | 7 | 2.3714e-12 | 5spot_SharedNeighbor | Water | Porous | Wet | R600a | MinimizeLCOE_Brownfield | IgnoreSilica | 2019 | 12.74 | 3.5529 | 0.23196 | 4 | 39848.6023 | 83046.2272 | 812.3677 | 1693.0097 | 134.4772 | 0 | 91.8966 | 1050415.1871 | 80937.0224 | 931741.2261 | 591134.6376 | 0 | 273738.5927 | 0 | 1141906.9997 | 2971007.7759 | 2027773.8552 | 9068655.2967 | 961560.8286 | 26942342.5866 | 26942342.5866 | 1478867.319 | 11658658.1045 | 0 | 36972558.7119 | 77052426.7221 | 2371.3737 | 0.92783 | 39848.6023 | 83046.2272 | 812.3677 | 1693.0097
1 | 6600 | 707 | 0.02 | 15 | 15 | 7 | 3.1623e-12 | 5spot_SharedNeighbor | Water | Porous | Wet | R600a | MinimizeLCOE_Brownfield | IgnoreSilica | 2019 | 16.9011 | 4.8207 | 0.32574 | 4 | 30248.4201 | 61008.7748 | 616.655 | 1243.7464 | 136.0999 | 0 | 78.2446 | 1312428.5613 | 102129.3084 | 1188014.0754 | 787054.318 | 0 | 326223.2326 | 0 | 1449181.3033 | 3770472.4833 | 2573424.9453 | 11508928.2277 | 961560.8286 | 26942342.5866 | 26942342.5866 | 1478867.319 | 11658658.1045 | 0 | 39412831.6429 | 79492699.653 | 3162.2777 | 1.303 | 30248.4201 | 61008.7748 | 616.655 | 1243.7464
1 | 6600 | 707 | 0.02 | 15 | 15 | 7 | 4.217e-12 | 5spot_SharedNeighbor | Water | Porous | Wet | R600a | MinimizeLCOE_Brownfield | IgnoreSilica | 2019 | 22.4064 | 6.4976 | 0.45001 | 4 | 23585.5257 | 45851.4968 | 480.8228 | 934.7448 | 137.3416 | 0 | 72.0981 | 1629272.9154 | 127667.5279 | 1507211.6384 | 1044103.2553 | 0 | 389851.8263 | 0 | 1832261.7937 | 4767169.3386 | 3253691.0292 | 14551229.3248 | 961560.8286 | 26942342.5866 | 26942342.5866 | 1478867.319 | 11658658.1045 | 0 | 42455132.74 | 82535000.7502 | 4216.965 | 1.8001 | 23585.5257 | 45851.4968 | 480.8228 | 934.7448
1 | 6600 | 707 | 0.02 | 15 | 15 | 7 | 5.6234e-12 | 5spot_SharedNeighbor | Water | Porous | Wet | R600a | MinimizeLCOE_Brownfield | IgnoreSilica | 2019 | 29.6662 | 8.7058 | 0.61319 | 4 | 18849.8567 | 35190.5775 | 384.2798 | 717.4075 | 138.2886 | 0 | 88.8083 | 2011149.5199 | 158274.8713 | 1903519.6261 | 1378241.2558 | 0 | 467049.0996 | 0 | 2308111.4053 | 6005232.4179 | 4098694.5204 | 18330272.7164 | 961560.8286 | 26942342.5866 | 26942342.5866 | 1478867.319 | 11658658.1045 | 0 | 46234176.1316 | 86314044.1417 | 5623.4133 | 2.4528 | 18849.8567 | 35190.5775 | 384.2798 | 717.4075
1 | 6600 | 707 | 0.02 | 15 | 15 | 7 | 7.4989e-12 | 5spot_SharedNeighbor | Water | Porous | Wet | R600a | MinimizeLCOE_Brownfield | IgnoreSilica | 2019 | 39.1131 | 11.5864 | 0.82647 | 4 | 15402.8527 | 27526.6199 | 314.008 | 561.1674 | 139.005 | 0 | 85.9033 | 2469137.8287 | 194860.6553 | 2391497.0086 | 1816296.3965 | 0 | 559394.3189 | 0 | 2898162.6211 | 7540424.6453 | 5146494.7606 | 23016268.2351 | 961560.8286 | 26942342.5866 | 26942342.5866 | 1478867.319 | 11658658.1045 | 0 | 50920171.6503 | 91000039.6604 | 7498.9421 | 3.3059 | 15402.8527 | 27526.6199 | 314.008 | 561.1674
1 | 6600 | 707 | 0.02 | 15 | 15 | 7 | 1e-11 | 5spot_SharedNeighbor | Water | Porous | Wet | R600a | MinimizeLCOE_Brownfield | IgnoreSilica | 2019 | 51.2079 | 15.283 | 1.1009 | 4 | 12868.0813 | 21969.3767 | 262.3332 | 447.8755 | 139.5354 | 0 | 93.3478 | 3011617.3971 | 238122.8071 | 2983379.3043 | 2385267.1866 | 0 | 668538.9252 | 0 | 3621900.9919 | 9423443.4268 | 6431693.7712 | 28763963.8101 | 961560.8286 | 26942342.5866 | 26942342.5866 | 1478867.319 | 11658658.1045 | 0 | 56667867.2254 | 96747735.2355 | 10000 | 4.4038 | 12868.0813 | 21969.3767 | 262.3332 | 447.8755
1 | 6600 | 707 | 0.02 | 15 | 15 | 7 | 1.3335e-11 | 5spot_SharedNeighbor | Water | Porous | Wet | R600a | MinimizeLCOE_Brownfield | IgnoreSilica | 2019 | 65.3882 | 19.6058 | 1.4306 | 4 | 11020.6178 | 18024.7802 | 224.6702 | 367.4595 | 139.8629 | 0 | 79.1731 | 3598636.2429 | 284646.9513 | 3640364.1826 | 3050954.2139 | 0 | 777164.4607 | 0 | 4427188.7601 | 11518637.0124 | 7861706.4453 | 35159298.2692 | 961560.8286 | 26942342.5866 | 26942342.5866 | 1478867.319 | 11658658.1045 | 0 | 63063201.6845 | 103143069.6946 | 13335.2143 | 5.7223 | 11020.6178 | 18024.7802 | 224.6702 | 367.4595
1 | 6600 | 707 | 0.02 | 15 | 15 | 7 | 1.7783e-11 | 5spot_SharedNeighbor | Water | Porous | Wet | R600a | MinimizeLCOE_Brownfield | IgnoreSilica | 2019 | 77.1346 | 23.1622 | 1.7597 | 4 | 9656.0151 | 15350.1262 | 196.8509 | 312.9331 | 139.9678 | 0 | 102.5732 | 4052155.3747 | 320297.5036 | 4159373.082 | 3599207.4996 | 0 | 804014.7421 | 0 | 5044668.7987 | 13125193.4105 | 8958214.1984 | 40063124.6096 | 961560.8286 | 26942342.5866 | 26942342.5866 | 1478867.319 | 11658658.1045 | 0 | 67967028.0248 | 108046896.0349 | 17782.7941 | 7.0388 | 9656.0151 | 15350.1262 | 196.8509 | 312.9331
1 | 6600 | 707 | 0.02 | 15 | 15 | 7 | 2.3714e-11 | 5spot_SharedNeighbor | Water | Porous | Wet | R600a | MinimizeLCOE_Brownfield | IgnoreSilica | 2019 | 88.6077 | 26.6024 | 2.0993 | 4 | 8637.0906 | 13410.2062 | 176.0788 | 273.3852 | 139.9545 | 0 | 122.4564 | 4470036.4108 | 352841.4921 | 4646698.3032 | 4130321.3901 | 0 | 806987.0535 | 0 | 5618685.0134 | 14618665.854 | 9977539.8289 | 44621775.3459 | 961560.8286 | 26942342.5866 | 26942342.5866 | 1478867.319 | 11658658.1045 | 0 | 72525678.7611 | 112605546.7712 | 23713.7371 | 8.397 | 8637.0906 | 13410.2062 | 176.0788 | 273.3852
1 | 6600 | 707 | 0.02 | 15 | 15 | 7 | 3.1623e-11 | 5spot_SharedNeighbor | Water | Porous | Wet | R600a | MinimizeLCOE_Brownfield | IgnoreSilica | 2019 | 99.2332 | 29.7507 | 2.4295 | 4 | 7876.782 | 12001.022 | 160.5789 | 244.6571 | 139.8556 | 0 | 147.2405 | 4836822.1523 | 381106.2288 | 5082032.5011 | 4617268.0737 | 0 | 788177.1941 | 0 | 6125108.3985 | 15936275.6204 | 10876835.5687 | 48643625.7376 | 961560.8286 | 26942342.5866 | 26942342.5866 | 1478867.319 | 11658658.1045 | 0 | 76547529.1529 | 116627397.163 | 31622.7766 | 9.7181 | 7876.782 | 12001.022 | 160.5789 | 244.6571
1 | 6600 | 707 | 0.02 | 15 | 15 | 7 | 4.217e-11 | 5spot_SharedNeighbor | Water | Porous | Wet | R600a | MinimizeLCOE_Brownfield | IgnoreSilica | 2019 | 108.6802 | 32.5145 | 2.735 | 4 | 7309.3455 | 10972.9393 | 149.0109 | 223.6982 | 139.707 | 0 | 163.9717 | 5147694.631 | 404802.2654 | 5456924.874 | 5045586.792 | 0 | 753637.4839 | 0 | 6555371.9581 | 17055733.1433 | 11640888.3306 | 52060639.4783 | 961560.8286 | 26942342.5866 | 26942342.5866 | 1478867.319 | 11658658.1045 | 0 | 79964542.8935 | 120044410.9036 | 42169.6503 | 10.94 | 7309.3455 | 10972.9393 | 149.0109 | 223.6982
1 | 6600 | 707 | 0.02 | 15 | 15 | 7 | 5.6234e-11 | 5spot_SharedNeighbor | Water | Porous | Wet | R600a | MinimizeLCOE_Brownfield | IgnoreSilica | 2019 | 116.7387 | 34.843 | 3.0048 | 4 | 6885.5355 | 10220.2026 | 140.371 | 208.3527 | 139.54 | 0 | 186.2121 | 5402151.7212 | 423995.3201 | 5768095.7008 | 5407187.8598 | 0 | 709224.5924 | 0 | 6907155.5258 | 17971001.8256 | 12265578.0131 | 54854390.5587 | 961560.8286 | 26942342.5866 | 26942342.5866 | 1478867.319 | 11658658.1045 | 0 | 82758293.9739 | 122838161.984 | 56234.1325 | 12.0192 | 6885.5355 | 10220.2026 | 140.371 | 208.3527
1 | 6600 | 707 | 0.02 | 15 | 15 | 7 | 7.4989e-11 | 5spot_SharedNeighbor | Water | Porous | Wet | R600a | MinimizeLCOE_Brownfield | IgnoreSilica | 2019 | 123.3935 | 36.7445 | 3.2342 | 4 | 6568.6736 | 9666.7867 | 133.9113 | 197.0705 | 139.3767 | 0 | 175.046 | 5605144.2659 | 439161.0373 | 6019290.0395 | 5703018.8731 | 0 | 660722.4117 | 0 | 7186661.2847 | 18698218.4759 | 12761918.3198 | 57074134.7079 | 961560.8286 | 26942342.5866 | 26942342.5866 | 1478867.319 | 11658658.1045 | 0 | 84978038.1231 | 125057906.1332 | 74989.4209 | 12.9369 | 6568.6736 | 9666.7867 | 133.9113 | 197.0705
1 | 6600 | 707 | 0.02 | 15 | 15 | 7 | 1e-10 | 5spot_SharedNeighbor | Water | Porous | Wet | R600a | MinimizeLCOE_Brownfield | IgnoreSilica | 2019 | 128.7332 | 38.2554 | 3.4233 | 4 | 6331.5162 | 9258.5476 | 129.0765 | 188.748 | 139.2301 | 0 | 197.0535 | 5763497.1365 | 450894.1068 | 6217170.9799 | 5938492.2464 | 0 | 612441.871 | 0 | 7403173.5729 | 19261539.0369 | 13146396.1777 | 58793605.1281 | 961560.8286 | 26942342.5866 | 26942342.5866 | 1478867.319 | 11658658.1045 | 0 | 86697508.5433 | 126777376.5534 | 100000 | 13.693 | 6331.5162 | 9258.5476 | 129.0765 | 188.748
1 | 6600 | 707 | 0.02 | 15 | 15 | 7 | 1.3335e-10 | 5spot_SharedNeighbor | Water | Porous | Wet | R600a | MinimizeLCOE_Brownfield | IgnoreSilica | 2019 | 132.9527 | 39.4396 | 3.5756 | 4 | 6153.8298 | 8956.1163 | 125.4541 | 182.5825 | 139.1048 | 0 | 193.3347 | 5885829.9183 | 459895.1215 | 6371259.2169 | 6123321.6352 | 0 | 567730.7422 | 0 | 7569134.2873 | 19693334.7726 | 13441105.6398 | 60111611.3337 | 961560.8286 | 26942342.5866 | 26942342.5866 | 1478867.319 | 11658658.1045 | 0 | 88015514.749 | 128095382.7591 | 133352.1432 | 14.3026 | 6153.8298 | 8956.1163 | 125.4541 | 182.5825
1 | 6600 | 707 | 0.02 | 15 | 15 | 7 | 1.7783e-10 | 5spot_SharedNeighbor | Water | Porous | Wet | R600a | MinimizeLCOE_Brownfield | IgnoreSilica | 2019 | 138.0681 | 40.8707 | 3.7259 | 4 | 6020.1863 | 8709.4634 | 122.7296 | 177.5542 | 138.9515 | 0 | 188.2779 | 6032135.415 | 470642.0682 | 6556252.5874 | 6348528.8997 | 0 | 551558.6418 | 0 | 7784055.8687 | 20252516.641 | 13822758.7551 | 61818448.8769 | 961560.8286 | 26942342.5866 | 26942342.5866 | 1478867.319 | 11658658.1045 | 0 | 89722352.2922 | 129802220.3023 | 177827.941 | 14.9036 | 6020.1863 | 8709.4634 | 122.7296 | 177.5542
1 | 6600 | 707 | 0.02 | 15 | 15 | 7 | 2.3714e-10 | 5spot_SharedNeighbor | Water | Porous | Wet | R600a | MinimizeLCOE_Brownfield | IgnoreSilica | 2019 | 140.7212 | 41.6159 | 3.8244 | 4 | 5918.5307 | 8538.5244 | 120.6573 | 174.0694 | 138.8781 | 0 | 191.9383 | 6108045.0223 | 476250.1233 | 6652027.8816 | 6467518.9761 | 0 | 519229.3169 | 0 | 7886997.8149 | 20520350.4685 | 14005560.8458 | 62635980.4493 | 961560.8286 | 26942342.5866 | 26942342.5866 | 1478867.319 | 11658658.1045 | 0 | 90539883.8645 | 130619751.8747 | 237137.3706 | 15.2977 | 5918.5307 | 8538.5244 | 120.6573 | 174.0694
1 | 6600 | 707 | 0.02 | 15 | 15 | 7 | 3.1623e-10 | 5spot_SharedNeighbor | Water | Porous | Wet | R600a | MinimizeLCOE_Brownfield | IgnoreSilica | 2019 | 142.748 | 42.1835 | 3.9007 | 4 | 5842.2427 | 8411.0334 | 119.102 | 171.4703 | 138.8207 | 0 | 193.6119 | 6165517.5118 | 480485.8884 | 6724760.2428 | 6558320.0705 | 0 | 492362.3257 | 0 | 7964363.9553 | 20721641.2959 | 14142945.9716 | 63250397.2619 | 961560.8286 | 26942342.5866 | 26942342.5866 | 1478867.319 | 11658658.1045 | 0 | 91154300.6772 | 131234168.6873 | 316227.766 | 15.6026 | 5842.2427 | 8411.0334 | 119.102 | 171.4703
1 | 6600 | 707 | 0.02 | 15 | 15 | 7 | 4.217e-10 | 5spot_SharedNeighbor | Water | Porous | Wet | R600a | MinimizeLCOE_Brownfield | IgnoreSilica | 2019 | 144.2755 | 42.6103 | 3.959 | 4 | 5784.987 | 8315.9493 | 117.9348 | 169.5319 | 138.7767 | 0 | 188.6031 | 6208535.9053 | 483650.5104 | 6779325.934 | 6626691.5807 | 0 | 470379.8236 | 0 | 8021747.6641 | 20870941.9352 | 14244846.7257 | 63706120.079 | 961560.8286 | 26942342.5866 | 26942342.5866 | 1478867.319 | 11658658.1045 | 0 | 91610023.4942 | 131689891.5044 | 421696.5034 | 15.8358 | 5784.987 | 8315.9493 | 117.9348 | 169.5319
1 | 6600 | 707 | 0.02 | 15 | 15 | 7 | 5.6234e-10 | 5spot_SharedNeighbor | Water | Porous | Wet | R600a | MinimizeLCOE_Brownfield | IgnoreSilica | 2019 | 145.4345 | 42.9336 | 4.0035 | 4 | 5742.0153 | 8244.8297 | 117.0587 | 168.082 | 138.7429 | 0 | 202.6259 | 6241009.0768 | 486036.0229 | 6820587.2281 | 6678535.1768 | 0 | 452884.4014 | 0 | 8064830.2434 | 20983033.9691 | 14321351.8421 | 64048267.9605 | 961560.8286 | 26942342.5866 | 26942342.5866 | 1478867.319 | 11658658.1045 | 0 | 91952171.3758 | 132032039.3859 | 562341.3252 | 16.0139 | 5742.0153 | 8244.8297 | 117.0587 | 168.082
1 | 6600 | 707 | 0.02 | 15 | 15 | 7 | 7.4989e-10 | 5spot_SharedNeighbor | Water | Porous | Wet | R600a | MinimizeLCOE_Brownfield | IgnoreSilica | 2019 | 146.2971 | 43.1738 | 4.0371 | 4 | 5709.766 | 8191.7425 | 116.4013 | 166.9998 | 138.7175 | 0 | 202.0594 | 6265082.5179 | 487802.5791 | 6851215.8006 | 6717099.0188 | 0 | 438965.3449 | 0 | 8096464.4519 | 21065339.6907 | 14377527.1883 | 64299496.5923 | 961560.8286 | 26942342.5866 | 26942342.5866 | 1478867.319 | 11658658.1045 | 0 | 92203400.0075 | 132283268.0177 | 749894.2093 | 16.1484 | 5709.766 | 8191.7425 | 116.4013 | 166.9998
1 | 6600 | 707 | 0.02 | 15 | 15 | 7 | 1e-09 | 5spot_SharedNeighbor | Water | Porous | Wet | R600a | MinimizeLCOE_Brownfield | IgnoreSilica | 2019 | 146.9427 | 43.3535 | 4.0625 | 4 | 5685.5658 | 8152.0393 | 115.9079 | 166.1903 | 138.6984 | 0 | 201.8753 | 6283050.768 | 489120.0636 | 6874099.1354 | 6745955.4797 | 0 | 428086.2802 | 0 | 8119921.5735 | 21126370.3093 | 14419181.8396 | 64485785.4493 | 961560.8286 | 26942342.5866 | 26942342.5866 | 1478867.319 | 11658658.1045 | 0 | 92389688.8645 | 132469556.8746 | 1000000 | 16.2499 | 5685.5658 | 8152.0393 | 115.9079 | 166.1903
1 | 6600 | 707 | 0.02 | 15 | 15 | 7 | 1.3335e-09 | 5spot_SharedNeighbor | Water | Porous | Wet | R600a | MinimizeLCOE_Brownfield | IgnoreSilica | 2019 | 147.4297 | 43.4889 | 4.0816 | 4 | 5667.4075 | 8122.2897 | 115.5378 | 165.5839 | 138.6838 | 0 | 195.4021 | 6296572.923 | 490110.9513 | 6891332.7744 | 6767712.6164 | 0 | 419712.6335 | 0 | 8137522.3405 | 21172163.8945 | 14450436.9025 | 64625565.0361 | 961560.8286 | 26942342.5866 | 26942342.5866 | 1478867.319 | 11658658.1045 | 0 | 92529468.4513 | 132609336.4615 | 1333521.4322 | 16.3266 | 5667.4075 | 8122.2897 | 115.5378 | 165.5839
1 | 6600 | 707 | 0.02 | 15 | 15 | 7 | 1.7783e-09 | 5spot_SharedNeighbor | Water | Porous | Wet | R600a | MinimizeLCOE_Brownfield | IgnoreSilica | 2019 | 147.7929 | 43.5898 | 4.0961 | 4 | 5653.7842 | 8100.0287 | 115.26 | 165.13 | 138.673 | 0 | 189.2372 | 6306642.2934 | 490848.4836 | 6904173.0452 | 6783937.3159 | 0 | 413261.4433 | 0 | 8150556.4067 | 21206075.8613 | 14473582.5166 | 64729077.3661 | 961560.8286 | 26942342.5866 | 26942342.5866 | 1478867.319 | 11658658.1045 | 0 | 92632980.7813 | 132712848.7914 | 1778279.41 | 16.3842 | 5653.7842 | 8100.0287 | 115.26 | 165.13
1 | 6600 | 707 | 0.02 | 15 | 15 | 7 | 2.3714e-09 | 5spot_SharedNeighbor | Water | Porous | Wet | R600a | MinimizeLCOE_Brownfield | IgnoreSilica | 2019 | 148.0487 | 43.6608 | 4.1066 | 4 | 5643.5642 | 8083.5168 | 115.0517 | 164.7934 | 138.6653 | 0 | 196.9864 | 6313724.3361 | 491367.0101 | 6913207.8949 | 6795361.1465 | 0 | 408123.8696 | 0 | 8159495.8603 | 21229334.4859 | 14489457.0058 | 64800071.6093 | 961560.8286 | 26942342.5866 | 26942342.5866 | 1478867.319 | 11658658.1045 | 0 | 92703975.0246 | 132783843.0347 | 2371373.7057 | 16.4265 | 5643.5642 | 8083.5168 | 115.0517 | 164.7934
1 | 6600 | 707 | 0.02 | 15 | 15 | 7 | 3.1623e-09 | 5spot_SharedNeighbor | Water | Porous | Wet | R600a | MinimizeLCOE_Brownfield | IgnoreSilica | 2019 | 148.2534 | 43.7177 | 4.1148 | 4 | 5635.8979 | 8071.014 | 114.8954 | 164.5385 | 138.6592 | 0 | 192.0781 | 6319386.7458 | 491781.5139 | 6920433.5444 | 6804501.3647 | 0 | 404388.8427 | 0 | 8166791.8845 | 21248317.2441 | 14502413.1283 | 64858014.2684 | 961560.8286 | 26942342.5866 | 26942342.5866 | 1478867.319 | 11658658.1045 | 0 | 92761917.6836 | 132841785.6937 | 3162277.6602 | 16.4591 | 5635.8979 | 8071.014 | 114.8954 | 164.5385
1 | 6600 | 707 | 0.02 | 15 | 15 | 7 | 4.217e-09 | 5spot_SharedNeighbor | Water | Porous | Wet | R600a | MinimizeLCOE_Brownfield | IgnoreSilica | 2019 | 148.4165 | 43.763 | 4.1211 | 4 | 5630.1476 | 8061.5465 | 114.7782 | 164.3455 | 138.6542 | 0 | 205.5304 | 6323898.2704 | 492111.7194 | 6926191.7577 | 6811787.8278 | 0 | 401685.9283 | 0 | 8172713.4464 | 21263723.9334 | 14512928.5104 | 64905041.3936 | 961560.8286 | 26942342.5866 | 26942342.5866 | 1478867.319 | 11658658.1045 | 0 | 92808944.8088 | 132888812.8189 | 4216965.0343 | 16.4843 | 5630.1476 | 8061.5465 | 114.7782 | 164.3455
1 | 6600 | 707 | 0.02 | 15 | 15 | 7 | 5.6234e-09 | 5spot_SharedNeighbor | Water | Porous | Wet | R600a | MinimizeLCOE_Brownfield | IgnoreSilica | 2019 | 148.524 | 43.7928 | 4.1255 | 4 | 5625.8346 | 8054.5982 | 114.6902 | 164.2039 | 138.651 | 0 | 207.8987 | 6326866.4573 | 492328.9119 | 6929981.1072 | 6816584.527 | 0 | 399449.1571 | 0 | 8176431.9626 | 21273398.7499 | 14519531.7715 | 64934572.6445 | 961560.8286 | 26942342.5866 | 26942342.5866 | 1478867.319 | 11658658.1045 | 0 | 92838476.0598 | 132918344.0699 | 5623413.2519 | 16.5022 | 5625.8346 | 8054.5982 | 114.6902 | 164.2039
1 | 6600 | 707 | 0.02 | 15 | 15 | 7 | 7.4989e-09 | 5spot_SharedNeighbor | Water | Porous | Wet | R600a | MinimizeLCOE_Brownfield | IgnoreSilica | 2019 | 148.6017 | 43.8144 | 4.1289 | 4 | 5622.5999 | 8049.4165 | 114.6243 | 164.0982 | 138.6487 | 0 | 193.4963 | 6329014.9518 | 492486.1042 | 6932724.3833 | 6820057.7911 | 0 | 397726.6852 | 0 | 8179083.8671 | 21280298.4614 | 14524240.9663 | 64955633.2105 | 961560.8286 | 26942342.5866 | 26942342.5866 | 1478867.319 | 11658658.1045 | 0 | 92859536.6257 | 132939404.6358 | 7498942.0933 | 16.5154 | 5622.5999 | 8049.4165 | 114.6243 | 164.0982
1 | 6600 | 707 | 0.02 | 15 | 15 | 7 | 1e-08 | 5spot_SharedNeighbor | Water | Porous | Wet | R600a | MinimizeLCOE_Brownfield | IgnoreSilica | 2019 | 148.6749 | 43.8347 | 4.1316 | 4 | 5620.174 | 8045.3844 | 114.5748 | 164.016 | 138.6465 | 0 | 187.9746 | 6331035.6412 | 492633.9597 | 6935304.3904 | 6823324.4619 | 0 | 396622.7476 | 0 | 8181779.2683 | 21287311.3424 | 14529027.4017 | 64977039.2131 | 961560.8286 | 26942342.5866 | 26942342.5866 | 1478867.319 | 11658658.1045 | 0 | 92880942.6284 | 132960810.6385 | 10000000 | 16.5263 | 5620.174 | 8045.3844 | 114.5748 | 164.016
1 | 6700 | 707 | 0.02 | 15 | 15 | 7 | 1e-13 | 5spot_SharedNeighbor | Water | Porous | Wet | R600a | MinimizeLCOE_Brownfield | IgnoreSilica | 2019 | 0 | 0 | 0 | 0 |  |  |  |  | 15 |  | 22.7493 | [19 empty] | 100 | 0
1 | 6700 | 707 | 0.02 | 15 | 15 | 7 | 1.3335e-13 | 5spot_SharedNeighbor | Water | Porous | Wet | R600a | MinimizeLCOE_Brownfield | IgnoreSilica | 2019 | 0 | 0 | 0 | 0 |  |  |  |  | 15 |  | 22.3423 | [19 empty] | 133.3521 | 0
1 | 6700 | 707 | 0.02 | 15 | 15 | 7 | 1.7783e-13 | 5spot_SharedNeighbor | Water | Porous | Wet | R600a | MinimizeLCOE_Brownfield | IgnoreSilica | 2019 | 0 | 0 | 0 | 0 |  |  |  |  | 15 |  | 23.036 | [19 empty] | 177.8279 | 0
1 | 6700 | 707 | 0.02 | 15 | 15 | 7 | 2.3714e-13 | 5spot_SharedNeighbor | Water | Porous | Wet | R600a | MinimizeLCOE_Brownfield | IgnoreSilica | 2019 | 0 | 0 | 0 | 0 |  |  |  |  | 15 |  | 15.8656 | [19 empty] | 237.1374 | 0
1 | 6700 | 707 | 0.02 | 15 | 15 | 7 | 3.1623e-13 | 5spot_SharedNeighbor | Water | Porous | Wet | R600a | MinimizeLCOE_Brownfield | IgnoreSilica | 2019 | 1.6 | 0.25698 | 0.0039204 | 4 | 1899421.0205 | 4508206.3433 | 38722.2667 | 91905.8841 | 99.4065 | 0 | 18.8738 | 137001.5719 | 8519.3723 | 116814.6932 | 77588.8414 | 0 | 76301.4137 | 0 | 162328.0981 | 422344.4132 | 288258.7403 | 1289157.1441 | 961560.8286 | 27535233.0938 | 27535233.0938 | 1478867.319 | 11895814.3074 | 0 | 29785951.0665 | 70695865.7868 | 316.2278 | 0.015682 | 1899421.0205 | 4508206.3433 | 38722.2667 | 91905.8841
1 | 6700 | 707 | 0.02 | 15 | 15 | 7 | 4.217e-13 | 5spot_SharedNeighbor | Water | Porous | Wet | R600a | MinimizeLCOE_Brownfield | IgnoreSilica | 2019 | 2.4293 | 0.4811 | 0.01372 | 4 | 556278.7541 | 1301716.3771 | 11340.4948 | 26537.249 | 111.6106 | 0 | 257.9289 | 229318.5797 | 15343.1354 | 191215.6362 | 113837.1465 | 0 | 106352.6914 | 0 | 255866.2038 | 665711.3768 | 454361.6937 | 2032006.4633 | 961560.8286 | 27535233.0938 | 27535233.0938 | 1478867.319 | 11895814.3074 | 0 | 30528800.3858 | 71438715.106 | 421.6965 | 0.05488 | 556278.7541 | 1301716.3771 | 11340.4948 | 26537.249
1 | 6700 | 707 | 0.02 | 15 | 15 | 7 | 5.6234e-13 | 5spot_SharedNeighbor | Water | Porous | Wet | R600a | MinimizeLCOE_Brownfield | IgnoreSilica | 2019 | 3.1878 | 0.69911 | 0.027985 | 4 | 278301.629 | 643763.4374 | 5673.5551 | 13123.9884 | 118.055 | 0 | 353.3973 | 308856.2235 | 21487.3519 | 256682.4248 | 148087.8745 | 0 | 122543.2829 | 0 | 334486.2914 | 870264.7177 | 593973.552 | 2656381.7185 | 961560.8286 | 27535233.0938 | 27535233.0938 | 1478867.319 | 11895814.3074 | 0 | 31153175.641 | 72063090.3612 | 562.3413 | 0.11194 | 278301.629 | 643763.4374 | 5673.5551 | 13123.9884
1 | 6700 | 707 | 0.02 | 15 | 15 | 7 | 7.4989e-13 | 5spot_SharedNeighbor | Water | Porous | Wet | R600a | MinimizeLCOE_Brownfield | IgnoreSilica | 2019 | 4.1969 | 0.9982 | 0.048758 | 4 | 163795.8344 | 373557.2338 | 3339.1996 | 7615.4695 | 123.4271 | 0 | 49.8236 | 407726.1018 | 29310.5235 | 340034.6223 | 194218.1432 | 0 | 142091.8374 | 0 | 434218.679 | 1129747.9322 | 771076.1777 | 3448424.0171 | 961560.8286 | 27535233.0938 | 27535233.0938 | 1478867.319 | 11895814.3074 | 0 | 31945217.9396 | 72855132.6598 | 749.8942 | 0.19503 | 163795.8344 | 373557.2338 | 3339.1996 | 7615.4695
1 | 6700 | 707 | 0.02 | 15 | 15 | 7 | 1e-12 | 5spot_SharedNeighbor | Water | Porous | Wet | R600a | MinimizeLCOE_Brownfield | IgnoreSilica | 2019 | 5.5588 | 1.4113 | 0.07847 | 4 | 105030.2764 | 235366.2667 | 2141.1842 | 4798.2597 | 127.843 | 0 | 68.4155 | 531734.2594 | 39306.6 | 447188.618 | 258400.4812 | 0 | 166633.4576 | 0 | 562872.7323 | 1464479.3883 | 999537.2746 | 4470152.8113 | 961560.8286 | 27535233.0938 | 27535233.0938 | 1478867.319 | 11895814.3074 | 0 | 32966946.7338 | 73876861.454 | 1000 | 0.31388 | 105030.2764 | 235366.2667 | 2141.1842 | 4798.2597
1 | 6700 | 707 | 0.02 | 15 | 15 | 7 | 1.3335e-12 | 5spot_SharedNeighbor | Water | Porous | Wet | R600a | MinimizeLCOE_Brownfield | IgnoreSilica | 2019 | 7.3615 | 1.9632 | 0.11911 | 4 | 71864.39 | 157730.7027 | 1465.0528 | 3215.5537 | 131.2794 | 0 | 82.3725 | 681894.0083 | 51516.0236 | 580971.444 | 343464.9965 | 0 | 196080.656 | 0 | 723031.5801 | 1881179.8573 | 1283943.907 | 5742082.4728 | 961560.8286 | 27535233.0938 | 27535233.0938 | 1478867.319 | 11895814.3074 | 0 | 34238876.3952 | 75148791.1155 | 1333.5214 | 0.47644 | 71864.39 | 157730.7027 | 1465.0528 | 3215.5537
1 | 6700 | 707 | 0.02 | 15 | 15 | 7 | 1.7783e-12 | 5spot_SharedNeighbor | Water | Porous | Wet | R600a | MinimizeLCOE_Brownfield | IgnoreSilica | 2019 | 9.7588 | 2.7072 | 0.17513 | 4 | 51164.376 | 109563.7971 | 1043.055 | 2233.6062 | 134.0951 | 0 | 86.7799 | 866264.6737 | 66614.8701 | 749810.6178 | 457061.4672 | 0 | 231650.2165 | 0 | 924846.7197 | 2406261.4525 | 1642322.8851 | 7344832.9026 | 961560.8286 | 27535233.0938 | 27535233.0938 | 1478867.319 | 11895814.3074 | 0 | 35841626.8251 | 76751541.5453 | 1778.2794 | 0.70052 | 51164.376 | 109563.7971 | 1043.055 | 2233.6062
1 | 6700 | 707 | 0.02 | 15 | 15 | 7 | 2.3714e-12 | 5spot_SharedNeighbor | Water | Porous | Wet | R600a | MinimizeLCOE_Brownfield | IgnoreSilica | 2019 | 12.94 | 3.6973 | 0.25032 | 4 | 37799.2676 | 78656.3184 | 770.5892 | 1603.5154 | 136.2272 | 0 | 72.0521 | 1089806.0011 | 84946.9076 | 960737.3831 | 608876.0771 | 0 | 274883.0659 | 0 | 1177507.2796 | 3063632.4015 | 2090992.0654 | 9351381.1813 | 961560.8286 | 27535233.0938 | 27535233.0938 | 1478867.319 | 11895814.3074 | 0 | 37848175.1038 | 78758089.824 | 2371.3737 | 1.0013 | 37799.2676 | 78656.3184 | 770.5892 | 1603.5154
1 | 6700 | 707 | 0.02 | 15 | 15 | 7 | 3.1623e-12 | 5spot_SharedNeighbor | Water | Porous | Wet | R600a | MinimizeLCOE_Brownfield | IgnoreSilica | 2019 | 17.1595 | 5.0086 | 0.35008 | 4 | 28806.9388 | 58021.7146 | 587.2684 | 1182.8511 | 137.8695 | 0 | 70.9667 | 1359626.085 | 106996.8286 | 1223481.6786 | 805991.9141 | 0 | 327297.294 | 0 | 1491123.5821 | 3879597.6891 | 2647905.1406 | 11842020.2121 | 961560.8286 | 27535233.0938 | 27535233.0938 | 1478867.319 | 11895814.3074 | 0 | 40338814.1345 | 81248728.8547 | 3162.2777 | 1.4003 | 28806.9388 | 58021.7146 | 587.2684 | 1182.8511
1 | 6700 | 707 | 0.02 | 15 | 15 | 7 | 4.217e-12 | 5spot_SharedNeighbor | Water | Porous | Wet | R600a | MinimizeLCOE_Brownfield | IgnoreSilica | 2019 | 22.7548 | 6.7524 | 0.48293 | 4 | 22502.1671 | 43680.0454 | 458.7371 | 890.4768 | 139.1293 | 0 | 82.059 | 1687882.4212 | 133739.5877 | 1552521.5816 | 1068261.1239 | 0 | 391325.2377 | 0 | 1885154.6814 | 4904785.7825 | 3347617.0798 | 14971287.4958 | 961560.8286 | 27535233.0938 | 27535233.0938 | 1478867.319 | 11895814.3074 | 0 | 43468081.4183 | 84377996.1385 | 4216.965 | 1.9317 | 22502.1671 | 43680.0454 | 458.7371 | 890.4768
1 | 6700 | 707 | 0.02 | 15 | 15 | 7 | 5.6234e-12 | 5spot_SharedNeighbor | Water | Porous | Wet | R600a | MinimizeLCOE_Brownfield | IgnoreSilica | 2019 | 30.1064 | 9.0546 | 0.65953 | 4 | 17967.824 | 33475.0171 | 366.2984 | 682.4335 | 140.087 | 0 | 99.645 | 2086249.2248 | 166200.2639 | 1961841.5612 | 1420739.4721 | 0 | 468626.1681 | 0 | 2380426.1092 | 6193380.4436 | 4227109.414 | 18904572.657 | 961560.8286 | 27535233.0938 | 27535233.0938 | 1478867.319 | 11895814.3074 | 0 | 47401366.5794 | 88311281.2996 | 5623.4133 | 2.6381 | 17967.824 | 33475.0171 | 366.2984 | 682.4335
1 | 6700 | 707 | 0.02 | 15 | 15 | 7 | 7.4989e-12 | 5spot_SharedNeighbor | Water | Porous | Wet | R600a | MinimizeLCOE_Brownfield | IgnoreSilica | 2019 | 39.681 | 12.0458 | 0.88843 | 4 | 14698.3276 | 26210.1576 | 299.6453 | 534.3295 | 140.8128 | 0 | 79.3758 | 2561200.0375 | 204678.9218 | 2463893.9144 | 1872950.1151 | 0 | 561185.1439 | 0 | 2988924.1718 | 7776567.5823 | 5307667.1674 | 23737067.0541 | 961560.8286 | 27535233.0938 | 27535233.0938 | 1478867.319 | 11895814.3074 | 0 | 52233860.9765 | 93143775.6968 | 7498.9421 | 3.5537 | 14698.3276 | 26210.1576 | 299.6453 | 534.3295
1 | 6700 | 707 | 0.02 | 15 | 15 | 7 | 1e-11 | 5spot_SharedNeighbor | Water | Porous | Wet | R600a | MinimizeLCOE_Brownfield | IgnoreSilica | 2019 | 51.9311 | 15.8778 | 1.1816 | 4 | 12300.3378 | 20956.0968 | 250.759 | 427.2184 | 141.3486 | 0 | 94.8564 | 3122032.5097 | 249937.3575 | 3072014.2562 | 2454730.2828 | 0 | 670595.118 | 0 | 3732030.7144 | 9709978.3742 | 6627259.7605 | 29638578.3733 | 961560.8286 | 27535233.0938 | 27535233.0938 | 1478867.319 | 11895814.3074 | 0 | 58135372.2958 | 99045287.016 | 10000 | 4.7263 | 12300.3378 | 20956.0968 | 250.759 | 427.2184
1 | 6700 | 707 | 0.02 | 15 | 15 | 7 | 1.3335e-11 | 5spot_SharedNeighbor | Water | Porous | Wet | R600a | MinimizeLCOE_Brownfield | IgnoreSilica | 2019 | 67.1984 | 20.6412 | 1.5436 | 4 | 10551.2266 | 17176.8933 | 215.101 | 350.1742 | 141.6879 | 0 | 94.5185 | 3765937.3661 | 301568.342 | 3788566.4891 | 3179817.75 | 0 | 797604.8921 | 0 | 4615062.9873 | 12007447.2134 | 8195329.4515 | 36651334.4915 | 961560.8286 | 27535233.0938 | 27535233.0938 | 1478867.319 | 11895814.3074 | 0 | 65148128.414 | 106058043.1342 | 13335.2143 | 6.1745 | 10551.2266 | 17176.8933 | 215.101 | 350.1742
1 | 6700 | 707 | 0.02 | 15 | 15 | 7 | 1.7783e-11 | 5spot_SharedNeighbor | Water | Porous | Wet | R600a | MinimizeLCOE_Brownfield | IgnoreSilica | 2019 | 79.4755 | 24.4421 | 1.8965 | 4 | 9273.8775 | 14666.7157 | 189.0605 | 299.0008 | 141.777 | 0 | 114.9668 | 4247243.5965 | 339812.4522 | 4336819.9035 | 3759662.7502 | 0 | 829908.6436 | 0 | 5270244.4649 | 13712095.0219 | 9358786.6078 | 41854573.4406 | 961560.8286 | 27535233.0938 | 27535233.0938 | 1478867.319 | 11895814.3074 | 0 | 70351367.363 | 111261282.0833 | 17782.7941 | 7.586 | 9273.8775 | 14666.7157 | 189.0605 | 299.0008
1 | 6700 | 707 | 0.02 | 15 | 15 | 7 | 2.3714e-11 | 5spot_SharedNeighbor | Water | Porous | Wet | R600a | MinimizeLCOE_Brownfield | IgnoreSilica | 2019 | 90.9707 | 27.9641 | 2.2526 | 4 | 8320.002 | 12860.3827 | 169.6145 | 262.1763 | 141.7423 | 0 | 132.483 | 4672070.9943 | 373233.0315 | 4830050.6154 | 4298504.904 | 0 | 829242.3397 | 0 | 5851209.7351 | 15223647.4826 | 10390452.2216 | 46468411.3242 | 961560.8286 | 27535233.0938 | 27535233.0938 | 1478867.319 | 11895814.3074 | 0 | 74965205.2467 | 115875119.9669 | 23713.7371 | 9.0102 | 8320.002 | 12860.3827 | 169.6145 | 262.1763
1 | 6700 | 707 | 0.02 | 15 | 15 | 7 | 3.1623e-11 | 5spot_SharedNeighbor | Water | Porous | Wet | R600a | MinimizeLCOE_Brownfield | IgnoreSilica | 2019 | 101.5696 | 31.1719 | 2.5966 | 4 | 7607.9813 | 11546.7175 | 155.099 | 235.3955 | 141.6247 | 0 | 163.2524 | 5043518.2283 | 402135.4964 | 5268872.1561 | 4790970.0649 | 0 | 807005.0025 | 0 | 6361875.3698 | 16552294.7121 | 11297281.2566 | 50523952.2866 | 961560.8286 | 27535233.0938 | 27535233.0938 | 1478867.319 | 11895814.3074 | 0 | 79020746.2091 | 119930660.9293 | 31622.7766 | 10.3866 | 7607.9813 | 11546.7175 | 155.099 | 235.3955
1 | 6700 | 707 | 0.02 | 15 | 15 | 7 | 4.217e-11 | 5spot_SharedNeighbor | Water | Porous | Wet | R600a | MinimizeLCOE_Brownfield | IgnoreSilica | 2019 | 110.9265 | 33.9676 | 2.9126 | 4 | 7076.3757 | 10587.7876 | 144.2615 | 215.8464 | 141.4612 | 0 | 149.6323 | 5356353.1039 | 426205.9179 | 5644283.0126 | 5221753.1819 | 0 | 769076.2354 | 0 | 6792891.8662 | 17673711.2221 | 12062671.0675 | 53946945.6076 | 961560.8286 | 27535233.0938 | 27535233.0938 | 1478867.319 | 11895814.3074 | 0 | 82443739.5301 | 123353654.2503 | 42169.6503 | 11.6506 | 7076.3757 | 10587.7876 | 144.2615 | 215.8464
1 | 6700 | 707 | 0.02 | 15 | 15 | 7 | 5.6234e-11 | 5spot_SharedNeighbor | Water | Porous | Wet | R600a | MinimizeLCOE_Brownfield | IgnoreSilica | 2019 | 118.8628 | 36.3097 | 3.1901 | 4 | 6679.1714 | 9885.202 | 136.1639 | 201.5232 | 141.2835 | 0 | 178.7138 | 5611174.9112 | 445604.1426 | 5954278.4517 | 5583952.5944 | 0 | 721683.3455 | 0 | 7143510.4437 | 18585948.839 | 12685291.9857 | 56731444.7138 | 961560.8286 | 27535233.0938 | 27535233.0938 | 1478867.319 | 11895814.3074 | 0 | 85228238.6363 | 126138153.3565 | 56234.1325 | 12.7603 | 6679.1714 | 9885.202 | 136.1639 | 201.5232
1 | 6700 | 707 | 0.02 | 15 | 15 | 7 | 7.4989e-11 | 5spot_SharedNeighbor | Water | Porous | Wet | R600a | MinimizeLCOE_Brownfield | IgnoreSilica | 2019 | 125.3887 | 38.2141 | 3.4249 | 4 | 6382.0947 | 9368.2852 | 130.1076 | 190.9852 | 141.1127 | 0 | 163.8069 | 5813761.3877 | 460877.7668 | 6203590.4916 | 5879470.471 | 0 | 670767.7017 | 0 | 7421102.4493 | 19308186.2956 | 13178233.8903 | 58935990.454 | 961560.8286 | 27535233.0938 | 27535233.0938 | 1478867.319 | 11895814.3074 | 0 | 87432784.3764 | 128342699.0966 | 74989.4209 | 13.6997 | 6382.0947 | 9368.2852 | 130.1076 | 190.9852
1 | 6700 | 707 | 0.02 | 15 | 15 | 7 | 1e-10 | 5spot_SharedNeighbor | Water | Porous | Wet | R600a | MinimizeLCOE_Brownfield | IgnoreSilica | 2019 | 130.7212 | 39.7565 | 3.6197 | 4 | 6159.6066 | 8985.0841 | 125.5719 | 183.1731 | 140.9577 | 0 | 190.1076 | 5974972.2617 | 472937.9075 | 6403802.9131 | 6120236.4048 | 0 | 622110.2512 | 0 | 7641683.2979 | 19882092.4165 | 13569936.6104 | 60687772.0631 | 961560.8286 | 27535233.0938 | 27535233.0938 | 1478867.319 | 11895814.3074 | 0 | 89184565.9856 | 130094480.7058 | 100000 | 14.4789 | 6159.6066 | 8985.0841 | 125.5719 | 183.1731
1 | 6700 | 707 | 0.02 | 15 | 15 | 7 | 1.3335e-10 | 5spot_SharedNeighbor | Water | Porous | Wet | R600a | MinimizeLCOE_Brownfield | IgnoreSilica | 2019 | 134.8286 | 40.9379 | 3.7753 | 4 | 5992.7609 | 8701.8407 | 122.1705 | 177.3988 | 140.8291 | 0 | 185.4594 | 6096885.6684 | 482013.1431 | 6556160.8186 | 6306825.3089 | 0 | 575885.0616 | 0 | 7806930.3003 | 20312031.2197 | 13863378.6779 | 62000110.1985 | 961560.8286 | 27535233.0938 | 27535233.0938 | 1478867.319 | 11895814.3074 | 0 | 90496904.1209 | 131406818.8411 | 133352.1432 | 15.101 | 5992.7609 | 8701.8407 | 122.1705 | 177.3988
1 | 6700 | 707 | 0.02 | 15 | 15 | 7 | 1.7783e-10 | 5spot_SharedNeighbor | Water | Porous | Wet | R600a | MinimizeLCOE_Brownfield | IgnoreSilica | 2019 | 139.8003 | 42.3674 | 3.929 | 4 | 5866.3334 | 8469.3968 | 119.5931 | 172.6601 | 140.6822 | 0 | 183.2396 | 6243071.9253 | 492892.7172 | 6739341.9343 | 6532667.2825 | 0 | 558274.2375 | 0 | 8020836.7578 | 20868571.9439 | 14243229.158 | 63698885.9564 | 961560.8286 | 27535233.0938 | 27535233.0938 | 1478867.319 | 11895814.3074 | 0 | 92195679.8789 | 133105594.5991 | 177827.941 | 15.7161 | 5866.3334 | 8469.3968 | 119.5931 | 172.6601
1 | 6700 | 707 | 0.02 | 15 | 15 | 7 | 2.3714e-10 | 5spot_SharedNeighbor | Water | Porous | Wet | R600a | MinimizeLCOE_Brownfield | IgnoreSilica | 2019 | 142.3802 | 43.1081 | 4.0287 | 4 | 5770.9867 | 8309.6362 | 117.6494 | 169.4032 | 140.6078 | 0 | 189.8661 | 6318211.0714 | 498477.609 | 6833773.9438 | 6649789.7944 | 0 | 525195.9849 | 0 | 8121924.8774 | 21131582.4951 | 14422739.2635 | 64501695.0395 | 961560.8286 | 27535233.0938 | 27535233.0938 | 1478867.319 | 11895814.3074 | 0 | 92998488.9619 | 133908403.6821 | 237137.3706 | 16.1148 | 5770.9867 | 8309.6362 | 117.6494 | 169.4032
1 | 6700 | 707 | 0.02 | 15 | 15 | 7 | 3.1623e-10 | 5spot_SharedNeighbor | Water | Porous | Wet | R600a | MinimizeLCOE_Brownfield | IgnoreSilica | 2019 | 144.3681 | 43.6771 | 4.1061 | 4 | 5699.4167 | 8190.244 | 116.1903 | 166.9692 | 140.5492 | 0 | 181.9383 | 6375598.8914 | 502732.0299 | 6906117.9829 | 6739922.3046 | 0 | 498035.3594 | 0 | 8198738.5616 | 21331435.9447 | 14559143.3494 | 65111724.4239 | 961560.8286 | 27535233.0938 | 27535233.0938 | 1478867.319 | 11895814.3074 | 0 | 93608518.3464 | 134518433.0666 | 316227.766 | 16.4242 | 5699.4167 | 8190.244 | 116.1903 | 166.9692
1 | 6700 | 707 | 0.02 | 15 | 15 | 7 | 4.217e-10 | 5spot_SharedNeighbor | Water | Porous | Wet | R600a | MinimizeLCOE_Brownfield | IgnoreSilica | 2019 | 145.8366 | 44.0965 | 4.1647 | 4 | 5645.6919 | 8101.47 | 115.0951 | 165.1594 | 140.5052 | 0 | 204.7022 | 6417706.5428 | 505847.3746 | 6959323.9701 | 6806437.0628 | 0 | 475479.3653 | 0 | 8254269.7831 | 21475916.792 | 14657754.4965 | 65552735.3872 | 961560.8286 | 27535233.0938 | 27535233.0938 | 1478867.319 | 11895814.3074 | 0 | 94049529.3097 | 134959444.0299 | 421696.5034 | 16.6586 | 5645.6919 | 8101.47 | 115.0951 | 165.1594
1 | 6700 | 707 | 0.02 | 15 | 15 | 7 | 5.6234e-10 | 5spot_SharedNeighbor | Water | Porous | Wet | R600a | MinimizeLCOE_Brownfield | IgnoreSilica | 2019 | 146.9692 | 44.4194 | 4.2097 | 4 | 5605.3642 | 8034.8636 | 114.2729 | 163.8016 | 140.4709 | 0 | 185.2719 | 6450021.1422 | 508234.5983 | 7000226.8602 | 6857701.0231 | 0 | 457809.9912 | 0 | 8296857.5099 | 21586721.3212 | 14733380.8645 | 65890953.3106 | 961560.8286 | 27535233.0938 | 27535233.0938 | 1478867.319 | 11895814.3074 | 0 | 94387747.233 | 135297661.9533 | 562341.3252 | 16.8388 | 5605.3642 | 8034.8636 | 114.2729 | 163.8016
1 | 6700 | 707 | 0.02 | 15 | 15 | 7 | 7.4989e-10 | 5spot_SharedNeighbor | Water | Porous | Wet | R600a | MinimizeLCOE_Brownfield | IgnoreSilica | 2019 | 147.7929 | 44.6539 | 4.2434 | 4 | 5575.0957 | 7985.3246 | 113.6559 | 162.7916 | 140.4457 | 0 | 179.7677 | 6473430.6178 | 509961.9238 | 7029897.6778 | 6894959.3072 | 0 | 443521.2518 | 0 | 8327190.6035 | 21665641.8088 | 14787245.7189 | 66131848.9095 | 961560.8286 | 27535233.0938 | 27535233.0938 | 1478867.319 | 11895814.3074 | 0 | 94628642.832 | 135538557.5522 | 749894.2093 | 16.9735 | 5575.0957 | 7985.3246 | 113.6559 | 162.7916
1 | 6700 | 707 | 0.02 | 15 | 15 | 7 | 1e-09 | 5spot_SharedNeighbor | Water | Porous | Wet | R600a | MinimizeLCOE_Brownfield | IgnoreSilica | 2019 | 148.4165 | 44.8313 | 4.2689 | 4 | 5552.3798 | 7948.1973 | 113.1928 | 162.0348 | 140.4265 | 0 | 204.6791 | 6491105.3327 | 511264.9894 | 7052321.6778 | 6923157.1998 | 0 | 432464.6861 | 0 | 8350022.4155 | 21725045.5 | 14827789.9588 | 66313171.7603 | 961560.8286 | 27535233.0938 | 27535233.0938 | 1478867.319 | 11895814.3074 | 0 | 94809965.6827 | 135719880.4029 | 1000000 | 17.0756 | 5552.3798 | 7948.1973 | 113.1928 | 162.0348
1 | 6700 | 707 | 0.02 | 15 | 15 | 7 | 1.3335e-09 | 5spot_SharedNeighbor | Water | Porous | Wet | R600a | MinimizeLCOE_Brownfield | IgnoreSilica | 2019 | 148.8964 | 44.9677 | 4.2883 | 4 | 5535.3341 | 7920.2811 | 112.8453 | 161.4656 | 140.4117 | 0 | 207.9716 | 6504678.135 | 512265.0087 | 7069554.1535 | 6944849.8195 | 0 | 424087.501 | 0 | 8367619.5009 | 21770829.5065 | 14859038.484 | 66452922.1091 | 961560.8286 | 27535233.0938 | 27535233.0938 | 1478867.319 | 11895814.3074 | 0 | 94949716.0315 | 135859630.7517 | 1333521.4322 | 17.1534 | 5535.3341 | 7920.2811 | 112.8453 | 161.4656
1 | 6700 | 707 | 0.02 | 15 | 15 | 7 | 1.7783e-09 | 5spot_SharedNeighbor | Water | Porous | Wet | R600a | MinimizeLCOE_Brownfield | IgnoreSilica | 2019 | 149.2324 | 45.0631 | 4.3026 | 4 | 5522.5447 | 7899.6024 | 112.5845 | 161.0441 | 140.4012 | 0 | 196.8858 | 6514165.1185 | 512963.6088 | 7081606.3385 | 6960033.8946 | 0 | 417346.9355 | 0 | 8379585.1994 | 21801961.7995 | 14880286.9137 | 66547949.8084 | 961560.8286 | 27535233.0938 | 27535233.0938 | 1478867.319 | 11895814.3074 | 0 | 95044743.7309 | 135954658.4511 | 1778279.41 | 17.2103 | 5522.5447 | 7899.6024 | 112.5845 | 161.0441
1 | 6700 | 707 | 0.02 | 15 | 15 | 7 | 2.3714e-09 | 5spot_SharedNeighbor | Water | Porous | Wet | R600a | MinimizeLCOE_Brownfield | IgnoreSilica | 2019 | 149.5102 | 45.142 | 4.3137 | 4 | 5512.95 | 7883.859 | 112.3889 | 160.7231 | 140.3926 | 0 | 186.9666 | 6522001.5407 | 513540.5045 | 7091565.1808 | 6972587.5468 | 0 | 412549.9356 | 0 | 8389775.4363 | 21828474.7056 | 14898382.5169 | 66628877.367 | 961560.8286 | 27535233.0938 | 27535233.0938 | 1478867.319 | 11895814.3074 | 0 | 95125671.2895 | 136035586.0097 | 2371373.7057 | 17.2549 | 5512.95 | 7883.859 | 112.3889 | 160.7231
1 | 6700 | 707 | 0.02 | 15 | 15 | 7 | 3.1623e-09 | 5spot_SharedNeighbor | Water | Porous | Wet | R600a | MinimizeLCOE_Brownfield | IgnoreSilica | 2019 | 149.7077 | 45.1981 | 4.3219 | 4 | 5505.7525 | 7872.1657 | 112.2422 | 160.4847 | 140.3864 | 0 | 186.0661 | 6527564.7962 | 513949.92 | 7098637.7099 | 6981507.1769 | 0 | 408760.8182 | 0 | 8396863.9642 | 21846917.6012 | 14910970.1721 | 66685172.1586 | 961560.8286 | 27535233.0938 | 27535233.0938 | 1478867.319 | 11895814.3074 | 0 | 95181966.0811 | 136091880.8013 | 3162277.6602 | 17.2877 | 5505.7525 | 7872.1657 | 112.2422 | 160.4847
1 | 6700 | 707 | 0.02 | 15 | 15 | 7 | 4.217e-09 | 5spot_SharedNeighbor | Water | Porous | Wet | R600a | MinimizeLCOE_Brownfield | IgnoreSilica | 2019 | 149.8392 | 45.2354 | 4.3278 | 4 | 5500.3537 | 7863.5595 | 112.1322 | 160.3093 | 140.3823 | 0 | 121.9614 | 6531267.2202 | 514222.3064 | 7103346.0159 | 6987447.3815 | 0 | 405672.7509 | 0 | 8401362.7133 | 21858622.4234 | 14918958.9538 | 66720899.7655 | 961560.8286 | 27535233.0938 | 27535233.0938 | 1478867.319 | 11895814.3074 | 0 | 95217693.6879 | 136127608.4082 | 4216965.0343 | 17.3112 | 5500.3537 | 7863.5595 | 112.1322 | 160.3093
1 | 6700 | 707 | 0.02 | 15 | 15 | 7 | 5.6234e-09 | 5spot_SharedNeighbor | Water | Porous | Wet | R600a | MinimizeLCOE_Brownfield | IgnoreSilica | 2019 | 149.9512 | 45.2672 | 4.3324 | 4 | 5496.3044 | 7856.979 | 112.0496 | 160.1751 | 140.3788 | 0 | 124.9922 | 6534421.2898 | 514454.3455 | 7107357.2974 | 6992509.057 | 0 | 403519.2358 | 0 | 8405381.8779 | 21869079.4654 | 14926096.0998 | 66752818.6686 | 961560.8286 | 27535233.0938 | 27535233.0938 | 1478867.319 | 11895814.3074 | 0 | 95249612.591 | 136159527.3112 | 5623413.2519 | 17.3298 | 5496.3044 | 7856.979 | 112.0496 | 160.1751
1 | 6700 | 707 | 0.02 | 15 | 15 | 7 | 7.4989e-09 | 5spot_SharedNeighbor | Water | Porous | Wet | R600a | MinimizeLCOE_Brownfield | IgnoreSilica | 2019 | 150.0413 | 45.2927 | 4.336 | 4 | 5493.2673 | 7851.9885 | 111.9877 | 160.0734 | 140.376 | 0 | 139.1553 | 6536953.9985 | 514640.6609 | 7110578.6467 | 6996574.6156 | 0 | 401974.7088 | 0 | 8408681.8259 | 21877665.2531 | 14931956.0763 | 66779025.7858 | 961560.8286 | 27535233.0938 | 27535233.0938 | 1478867.319 | 11895814.3074 | 0 | 95275819.7082 | 136185734.4284 | 7498942.0933 | 17.3441 | 5493.2673 | 7851.9885 | 111.9877 | 160.0734
1 | 6700 | 707 | 0.02 | 15 | 15 | 7 | 1e-08 | 5spot_SharedNeighbor | Water | Porous | Wet | R600a | MinimizeLCOE_Brownfield | IgnoreSilica | 2019 | 150.1 | 45.3094 | 4.3386 | 4 | 5490.9896 | 7848.3305 | 111.9412 | 159.9988 | 140.3742 | 0 | 132.7411 | 6538606.1183 | 514762.1705 | 7112680.3791 | 6999227.7005 | 0 | 400695.3747 | 0 | 8410728.9798 | 21882991.5277 | 14935591.3682 | 66795283.6188 | 961560.8286 | 27535233.0938 | 27535233.0938 | 1478867.319 | 11895814.3074 | 0 | 95292077.5413 | 136201992.2615 | 10000000 | 17.3543 | 5490.9896 | 7848.3305 | 111.9412 | 159.9988
1 | 6800 | 707 | 0.02 | 15 | 15 | 7 | 1e-13 | 5spot_SharedNeighbor | Water | Porous | Wet | R600a | MinimizeLCOE_Brownfield | IgnoreSilica | 2019 | 0 | 0 | 0 | 0 |  |  |  |  | 15 |  | 15.1933 | [19 empty] | 100 | 0
1 | 6800 | 707 | 0.02 | 15 | 15 | 7 | 1.3335e-13 | 5spot_SharedNeighbor | Water | Porous | Wet | R600a | MinimizeLCOE_Brownfield | IgnoreSilica | 2019 | 0 | 0 | 0 | 0 |  |  |  |  | 15 |  | 16.3051 | [19 empty] | 133.3521 | 0
1 | 6800 | 707 | 0.02 | 15 | 15 | 7 | 1.7783e-13 | 5spot_SharedNeighbor | Water | Porous | Wet | R600a | MinimizeLCOE_Brownfield | IgnoreSilica | 2019 | 0 | 0 | 0 | 0 |  |  |  |  | 15 |  | 15.9141 | [19 empty] | 177.8279 | 0
1 | 6800 | 707 | 0.02 | 15 | 15 | 7 | 2.3714e-13 | 5spot_SharedNeighbor | Water | Porous | Wet | R600a | MinimizeLCOE_Brownfield | IgnoreSilica | 2019 | 0 | 0 | 0 | 0 |  |  |  |  | 15 |  | 16.1581 | [19 empty] | 237.1374 | 0
1 | 6800 | 707 | 0.02 | 15 | 15 | 7 | 3.1623e-13 | 5spot_SharedNeighbor | Water | Porous | Wet | R600a | MinimizeLCOE_Brownfield | IgnoreSilica | 2019 | 1.6 | 0.26044 | 0.0047201 | 4 | 1609708.514 | 3820894.8762 | 32816.0854 | 77894.1102 | 100.1475 | 0 | 19.1583 | 139006.3014 | 8680.6561 | 118007.6803 | 77909.0855 | 0 | 74978.7958 | 0 | 163247.1824 | 424735.682 | 289890.8304 | 1296456.2137 | 961560.8286 | 28133983.6919 | 28133983.6919 | 1478867.319 | 12135314.5466 | 0 | 30392000.7342 | 72140166.2917 | 316.2278 | 0.01888 | 1609708.514 | 3820894.8762 | 32816.0854 | 77894.1102
1 | 6800 | 707 | 0.02 | 15 | 15 | 7 | 4.217e-13 | 5spot_SharedNeighbor | Water | Porous | Wet | R600a | MinimizeLCOE_Brownfield | IgnoreSilica | 2019 | 2.4682 | 0.5002 | 0.015612 | 4 | 499329.9133 | 1167846.6675 | 10179.5157 | 23808.1339 | 113.0417 | 0 | 279.3385 | 237637.4748 | 16032.7321 | 197066.2821 | 116273.4767 | 0 | 106839.0943 | 0 | 262801.1334 | 683754.6411 | 466676.5923 | 2087081.4268 | 961560.8286 | 28133983.6919 | 28133983.6919 | 1478867.319 | 12135314.5466 | 0 | 31182625.9473 | 72930791.5048 | 421.6965 | 0.062449 | 499329.9133 | 1167846.6675 | 10179.5157 | 23808.1339
1 | 6800 | 707 | 0.02 | 15 | 15 | 7 | 5.6234e-13 | 5spot_SharedNeighbor | Water | Porous | Wet | R600a | MinimizeLCOE_Brownfield | IgnoreSilica | 2019 | 3.2462 | 0.72926 | 0.031042 | 4 | 256376.1837 | 592599.2569 | 5226.5753 | 12080.9374 | 119.6211 | 0 | 490.8052 | 320892.9919 | 22534.1519 | 265211.64 | 151958.0309 | 0 | 123472.8505 | 0 | 344787.1694 | 897065.4893 | 612265.6293 | 2738187.9533 | 961560.8286 | 28133983.6919 | 28133983.6919 | 1478867.319 | 12135314.5466 | 0 | 31833732.4738 | 73581898.0313 | 562.3413 | 0.12417 | 256376.1837 | 592599.2569 | 5226.5753 | 12080.9374
1 | 6800 | 707 | 0.02 | 15 | 15 | 7 | 7.4989e-13 | 5spot_SharedNeighbor | Water | Porous | Wet | R600a | MinimizeLCOE_Brownfield | IgnoreSilica | 2019 | 4.2869 | 1.0455 | 0.053566 | 4 | 152451.5758 | 347295.0086 | 3107.9316 | 7080.0785 | 125.1092 | 0 | 79.9518 | 424962.1876 | 30867.5433 | 352441.2702 | 200414.0411 | 0 | 143794.5748 | 0 | 449467.0507 | 1169421.0675 | 798153.9078 | 3569521.643 | 961560.8286 | 28133983.6919 | 28133983.6919 | 1478867.319 | 12135314.5466 | 0 | 32665066.1635 | 74413231.721 | 749.8942 | 0.21427 | 152451.5758 | 347295.0086 | 3107.9316 | 7080.0785
1 | 6800 | 707 | 0.02 | 15 | 15 | 7 | 1e-12 | 5spot_SharedNeighbor | Water | Porous | Wet | R600a | MinimizeLCOE_Brownfield | IgnoreSilica | 2019 | 5.6442 | 1.4671 | 0.085186 | 4 | 98890.5318 | 221411.2489 | 2016.0172 | 4513.7678 | 129.4776 | 0 | 76.9324 | 551026.673 | 41150.9217 | 460774.3564 | 265267.4563 | 0 | 167220.3535 | 0 | 579321.5067 | 1507275.7253 | 1028746.6539 | 4600783.6468 | 961560.8286 | 28133983.6919 | 28133983.6919 | 1478867.319 | 12135314.5466 | 0 | 33696328.1673 | 75444493.7249 | 1000 | 0.34074 | 98890.5318 | 221411.2489 | 2016.0172 | 4513.7678
1 | 6800 | 707 | 0.02 | 15 | 15 | 7 | 1.3335e-12 | 5spot_SharedNeighbor | Water | Porous | Wet | R600a | MinimizeLCOE_Brownfield | IgnoreSilica | 2019 | 7.4838 | 2.0432 | 0.12873 | 4 | 67992.5417 | 149067.7726 | 1386.1199 | 3038.9482 | 132.9658 | 0 | 67.4208 | 707121.267 | 53988.084 | 599134.5631 | 352691.1879 | 0 | 197123.6312 | 0 | 744922.9059 | 1938136.5964 | 1322818.0518 | 5915936.2871 | 961560.8286 | 28133983.6919 | 28133983.6919 | 1478867.319 | 12135314.5466 | 0 | 35011480.8077 | 76759646.3652 | 1333.5214 | 0.51493 | 67992.5417 | 149067.7726 | 1386.1199 | 3038.9482
1 | 6800 | 707 | 0.02 | 15 | 15 | 7 | 1.7783e-12 | 5spot_SharedNeighbor | Water | Porous | Wet | R600a | MinimizeLCOE_Brownfield | IgnoreSilica | 2019 | 9.9025 | 2.8131 | 0.18881 | 4 | 48540.5026 | 103819.7038 | 989.5638 | 2116.5051 | 135.8092 | 0 | 85.0437 | 897645.0482 | 69811.4308 | 772285.8236 | 469968.3815 | 0 | 232257.8456 | 0 | 952367.7266 | 2477865.4671 | 1691194.0963 | 7563395.8197 | 961560.8286 | 28133983.6919 | 28133983.6919 | 1478867.319 | 12135314.5466 | 0 | 36658940.3402 | 78407105.8977 | 1778.2794 | 0.75522 | 48540.5026 | 103819.7038 | 989.5638 | 2116.5051
1 | 6800 | 707 | 0.02 | 15 | 15 | 7 | 2.3714e-12 | 5spot_SharedNeighbor | Water | Porous | Wet | R600a | MinimizeLCOE_Brownfield | IgnoreSilica | 2019 | 13.1421 | 3.841 | 0.2688 | 4 | 36007.4853 | 74835.6518 | 734.0613 | 1525.626 | 137.9763 | 0 | 86.1436 | 1128670.676 | 88955.4254 | 989361.7414 | 623052.4148 | 0 | 275877.7851 | 0 | 1211308.0366 | 3151575.0379 | 2151014.7218 | 9619815.839 | 961560.8286 | 28133983.6919 | 28133983.6919 | 1478867.319 | 12135314.5466 | 0 | 38715360.3595 | 80463525.9171 | 2371.3737 | 1.0752 | 36007.4853 | 74835.6518 | 734.0613 | 1525.626
1 | 6800 | 707 | 0.02 | 15 | 15 | 7 | 3.1623e-12 | 5spot_SharedNeighbor | Water | Porous | Wet | R600a | MinimizeLCOE_Brownfield | IgnoreSilica | 2019 | 17.4347 | 5.2113 | 0.37626 | 4 | 27443.6214 | 55182.4572 | 559.4753 | 1124.969 | 139.6421 | 0 | 81.9809 | 1410127.2488 | 112278.1898 | 1261423.3689 | 829013.3594 | 0 | 328814.5127 | 0 | 1537246.1051 | 3999599.0328 | 2729808.5234 | 12208310.3409 | 961560.8286 | 28133983.6919 | 28133983.6919 | 1478867.319 | 12135314.5466 | 0 | 41303854.8614 | 83052020.419 | 3162.2777 | 1.505 | 27443.6214 | 55182.4572 | 559.4753 | 1124.969
1 | 6800 | 707 | 0.02 | 15 | 15 | 7 | 4.217e-12 | 5spot_SharedNeighbor | Water | Porous | Wet | R600a | MinimizeLCOE_Brownfield | IgnoreSilica | 2019 | 23.1032 | 7.0226 | 0.51896 | 4 | 21454.684 | 41566.3257 | 437.3828 | 847.3858 | 140.9148 | 0 | 84.6662 | 1750777.2556 | 140458.8053 | 1599998.8612 | 1101206.4098 | 0 | 392793.4283 | 0 | 1944241.5565 | 5058517.7112 | 3452542.2801 | 15440536.3081 | 961560.8286 | 28133983.6919 | 28133983.6919 | 1478867.319 | 12135314.5466 | 0 | 44536080.8286 | 86284246.3861 | 4216.965 | 2.0758 | 21454.684 | 41566.3257 | 437.3828 | 847.3858
1 | 6800 | 707 | 0.02 | 15 | 15 | 7 | 5.6234e-12 | 5spot_SharedNeighbor | Water | Porous | Wet | R600a | MinimizeLCOE_Brownfield | IgnoreSilica | 2019 | 30.5622 | 9.4131 | 0.70763 | 4 | 17163.3882 | 31912.6953 | 349.8989 | 650.5835 | 141.8848 | 0 | 87.1851 | 2163141.6745 | 174470.9829 | 2021216.8436 | 1462128.3787 | 0 | 470331.596 | 0 | 2453602.8955 | 6383771.4309 | 4357055.175 | 19485718.977 | 961560.8286 | 28133983.6919 | 28133983.6919 | 1478867.319 | 12135314.5466 | 0 | 48581263.4975 | 90329429.0551 | 5623.4133 | 2.8305 | 17163.3882 | 31912.6953 | 349.8989 | 650.5835
1 | 6800 | 707 | 0.02 | 15 | 15 | 7 | 7.4989e-12 | 5spot_SharedNeighbor | Water | Porous | Wet | R600a | MinimizeLCOE_Brownfield | IgnoreSilica | 2019 | 40.2527 | 12.521 | 0.95343 | 4 | 14048.5988 | 24995.403 | 286.3997 | 509.5651 | 142.6185 | 0 | 91.7605 | 2656175.0501 | 215016.7039 | 2538088.8225 | 1932254.5858 | 0 | 562896.9831 | 0 | 3082728.5367 | 8020627.2979 | 5474242.9382 | 24482030.9183 | 961560.8286 | 28133983.6919 | 28133983.6919 | 1478867.319 | 12135314.5466 | 0 | 53577575.4388 | 95325740.9963 | 7498.9421 | 3.8137 | 14048.5988 | 24995.403 | 286.3997 | 509.5651
1 | 6800 | 707 | 0.02 | 15 | 15 | 7 | 1e-11 | 5spot_SharedNeighbor | Water | Porous | Wet | R600a | MinimizeLCOE_Brownfield | IgnoreSilica | 2019 | 52.6622 | 16.4998 | 1.2673 | 4 | 11770.2523 | 20005.9789 | 239.9525 | 407.8489 | 143.1597 | 0 | 94.9835 | 3237588.7392 | 262592.4552 | 3163807.1959 | 2533225.5898 | 0 | 672715.8353 | 0 | 3849272.628 | 10015017.7836 | 6835455.4254 | 30569675.6523 | 961560.8286 | 28133983.6919 | 28133983.6919 | 1478867.319 | 12135314.5466 | 0 | 59665220.1728 | 101413385.7303 | 10000 | 5.0692 | 11770.2523 | 20005.9789 | 239.9525 | 407.8489
1 | 6800 | 707 | 0.02 | 15 | 15 | 7 | 1.3335e-11 | 5spot_SharedNeighbor | Water | Porous | Wet | R600a | MinimizeLCOE_Brownfield | IgnoreSilica | 2019 | 68.0802 | 21.4237 | 1.6529 | 4 | 10112.1853 | 16426.7247 | 206.1506 | 334.881 | 143.4963 | 0 | 85.9242 | 3901819.6018 | 316530.9985 | 3898000.1258 | 3275626.0772 | 0 | 799633.7953 | 0 | 4754728.1335 | 12370827.2744 | 8443343.8099 | 37760509.8164 | 961560.8286 | 28133983.6919 | 28133983.6919 | 1478867.319 | 12135314.5466 | 0 | 66856054.337 | 108604219.8945 | 13335.2143 | 6.6114 | 10112.1853 | 16426.7247 | 206.1506 | 334.881
1 | 6800 | 707 | 0.02 | 15 | 15 | 7 | 1.7783e-11 | 5spot_SharedNeighbor | Water | Porous | Wet | R600a | MinimizeLCOE_Brownfield | IgnoreSilica | 2019 | 81.8191 | 25.7747 | 2.0428 | 4 | 8913.0454 | 14022.3104 | 181.7045 | 285.8638 | 143.579 | 0 | 109.3397 | 4450248.7153 | 360623.2909 | 4519154.8992 | 3934130.9252 | 0 | 855957.9234 | 0 | 5506845.1441 | 14327681.4556 | 9778936.9979 | 43733579.3515 | 961560.8286 | 28133983.6919 | 28133983.6919 | 1478867.319 | 12135314.5466 | 0 | 72829123.872 | 114577289.4296 | 17782.7941 | 8.1711 | 8913.0454 | 14022.3104 | 181.7045 | 285.8638
1 | 6800 | 707 | 0.02 | 15 | 15 | 7 | 2.3714e-11 | 5spot_SharedNeighbor | Water | Porous | Wet | R600a | MinimizeLCOE_Brownfield | IgnoreSilica | 2019 | 93.3218 | 29.3768 | 2.4158 | 4 | 8019.9524 | 12340.1932 | 163.4976 | 251.5715 | 143.5226 | 0 | 117.2418 | 4881852.9171 | 394938.9048 | 5017907.9552 | 4482025.4439 | 0 | 851434.0924 | 0 | 6094982.1322 | 15857893.2553 | 10823337.9939 | 48404372.6949 | 961560.8286 | 28133983.6919 | 28133983.6919 | 1478867.319 | 12135314.5466 | 0 | 77499917.2154 | 119248082.773 | 23713.7371 | 9.6634 | 8019.9524 | 12340.1932 | 163.4976 | 251.5715
1 | 6800 | 707 | 0.02 | 15 | 15 | 7 | 3.1623e-11 | 5spot_SharedNeighbor | Water | Porous | Wet | R600a | MinimizeLCOE_Brownfield | IgnoreSilica | 2019 | 103.8935 | 32.6468 | 2.7743 | 4 | 7353.0394 | 11115.0923 | 149.9017 | 226.5962 | 143.3859 | 0 | 146.5164 | 5258304.7907 | 424528.5336 | 5460487.1393 | 4982165.5866 | 0 | 825800.255 | 0 | 6611001.659 | 17200470.2139 | 11739674.3553 | 52502432.5334 | 961560.8286 | 28133983.6919 | 28133983.6919 | 1478867.319 | 12135314.5466 | 0 | 81597977.0539 | 123346142.6115 | 31622.7766 | 11.0972 | 7353.0394 | 11115.0923 | 149.9017 | 226.5962
1 | 6800 | 707 | 0.02 | 15 | 15 | 7 | 4.217e-11 | 5spot_SharedNeighbor | Water | Porous | Wet | R600a | MinimizeLCOE_Brownfield | IgnoreSilica | 2019 | 113.136 | 35.4693 | 3.1009 | 4 | 6854.9117 | 10220.7414 | 139.7466 | 208.3636 | 143.2081 | 0 | 174.1895 | 5572581.7329 | 448946.5326 | 5835719.5316 | 5416412.7964 | 0 | 784127.6142 | 0 | 7042537.4011 | 18323237.6945 | 12505986.2314 | 55929549.5348 | 961560.8286 | 28133983.6919 | 28133983.6919 | 1478867.319 | 12135314.5466 | 0 | 85025094.0553 | 126773259.6128 | 42169.6503 | 12.4035 | 6854.9117 | 10220.7414 | 139.7466 | 208.3636
1 | 6800 | 707 | 0.02 | 15 | 15 | 7 | 5.6234e-11 | 5spot_SharedNeighbor | Water | Porous | Wet | R600a | MinimizeLCOE_Brownfield | IgnoreSilica | 2019 | 120.977 | 37.8351 | 3.3868 | 4 | 6482.5593 | 9564.2764 | 132.1557 | 194.9807 | 143.0191 | 0 | 201.6843 | 5828907.4943 | 468645.3426 | 6145885.4459 | 5782456.0899 | 0 | 734125.6832 | 0 | 7394407.8218 | 19238732.3506 | 13130830.1457 | 58723990.374 | 961560.8286 | 28133983.6919 | 28133983.6919 | 1478867.319 | 12135314.5466 | 0 | 87819534.8945 | 129567700.452 | 56234.1325 | 13.547 | 6482.5593 | 9564.2764 | 132.1557 | 194.9807
1 | 6800 | 707 | 0.02 | 15 | 15 | 7 | 7.4989e-11 | 5spot_SharedNeighbor | Water | Porous | Wet | R600a | MinimizeLCOE_Brownfield | IgnoreSilica | 2019 | 127.277 | 39.7116 | 3.625 | 4 | 6204.2168 | 9083.3683 | 126.4814 | 185.1767 | 142.844 | 0 | 190.3585 | 6027575.5522 | 483732.2183 | 6389362.5065 | 6071702.9107 | 0 | 679427.3011 | 0 | 7664202.1907 | 19940681.9561 | 13609925.1751 | 60866609.8108 | 961560.8286 | 28133983.6919 | 28133983.6919 | 1478867.319 | 12135314.5466 | 0 | 89962154.3314 | 131710319.8889 | 74989.4209 | 14.5002 | 6204.2168 | 9083.3683 | 126.4814 | 185.1767
1 | 6800 | 707 | 0.02 | 15 | 15 | 7 | 1e-10 | 5spot_SharedNeighbor | Water | Porous | Wet | R600a | MinimizeLCOE_Brownfield | IgnoreSilica | 2019 | 132.3996 | 41.2225 | 3.8215 | 4 | 5995.7479 | 8726.907 | 122.2314 | 177.9098 | 142.6873 | 0 | 190.9345 | 6184752.8009 | 495560.2582 | 6583864.6624 | 6304923.9114 | 0 | 627735.6824 | 0 | 7876766.5529 | 20493730.8237 | 13987392.3912 | 62554727.0831 | 961560.8286 | 28133983.6919 | 28133983.6919 | 1478867.319 | 12135314.5466 | 0 | 91650271.6036 | 133398437.1611 | 100000 | 15.2859 | 5995.7479 | 8726.907 | 122.2314 | 177.9098
1 | 6800 | 707 | 0.02 | 15 | 15 | 7 | 1.3335e-10 | 5spot_SharedNeighbor | Water | Porous | Wet | R600a | MinimizeLCOE_Brownfield | IgnoreSilica | 2019 | 138 | 42.8635 | 4.0059 | 4 | 5839.1652 | 8444.5907 | 119.0393 | 172.1544 | 142.5098 | 0 | 148.8601 | 6353009.0886 | 508145.1745 | 6793591.4 | 6558662.0305 | 0 | 601358.0249 | 0 | 8117758.6302 | 21120742.7746 | 14415340.9315 | 64468608.0548 | 961560.8286 | 28133983.6919 | 28133983.6919 | 1478867.319 | 12135314.5466 | 0 | 93564152.5753 | 135312318.1329 | 133352.1432 | 16.0235 | 5839.1652 | 8444.5907 | 119.0393 | 172.1544
1 | 6800 | 707 | 0.02 | 15 | 15 | 7 | 1.7783e-10 | 5spot_SharedNeighbor | Water | Porous | Wet | R600a | MinimizeLCOE_Brownfield | IgnoreSilica | 2019 | 141.425 | 43.8685 | 4.1374 | 4 | 5720.0012 | 8242.5926 | 116.61 | 168.0364 | 142.4103 | 0 | 188.9803 | 6455266.8295 | 515805.6926 | 6921231.0873 | 6714028.1395 | 0 | 563661.5559 | 0 | 8256297.3889 | 21481192.2063 | 14661355.0752 | 65568837.9751 | 961560.8286 | 28133983.6919 | 28133983.6919 | 1478867.319 | 12135314.5466 | 0 | 94664382.4956 | 136412548.0532 | 177827.941 | 16.5497 | 5720.0012 | 8242.5926 | 116.61 | 168.0364
1 | 6800 | 707 | 0.02 | 15 | 15 | 7 | 2.3714e-10 | 5spot_SharedNeighbor | Water | Porous | Wet | R600a | MinimizeLCOE_Brownfield | IgnoreSilica | 2019 | 143.964 | 44.6104 | 4.2383 | 4 | 5630.5351 | 8093.0616 | 114.7861 | 164.988 | 142.3343 | 0 | 185.0879 | 6530158.787 | 521394.5487 | 7015111.1783 | 6828852.7271 | 0 | 530271.1093 | 0 | 8356057.4567 | 21740747.4392 | 14838506.855 | 66361100.1013 | 961560.8286 | 28133983.6919 | 28133983.6919 | 1478867.319 | 12135314.5466 | 0 | 95456644.6218 | 137204810.1794 | 237137.3706 | 16.9534 | 5630.5351 | 8093.0616 | 114.7861 | 164.988
1 | 6800 | 707 | 0.02 | 15 | 15 | 7 | 3.1623e-10 | 5spot_SharedNeighbor | Water | Porous | Wet | R600a | MinimizeLCOE_Brownfield | IgnoreSilica | 2019 | 145.8561 | 45.1616 | 4.3154 | 4 | 5563.3602 | 7981.898 | 113.4166 | 162.7218 | 142.2765 | 0 | 199.6208 | 6585471.9062 | 525510.3745 | 7084668.0955 | 6914228.3278 | 0 | 502081.5952 | 0 | 8428664.5167 | 21929656.1157 | 14967440.9083 | 66937721.84 | 961560.8286 | 28133983.6919 | 28133983.6919 | 1478867.319 | 12135314.5466 | 0 | 96033266.3605 | 137781431.918 | 316227.766 | 17.2617 | 5563.3602 | 7981.898 | 113.4166 | 162.7218
1 | 6800 | 707 | 0.02 | 15 | 15 | 7 | 4.217e-10 | 5spot_SharedNeighbor | Water | Porous | Wet | R600a | MinimizeLCOE_Brownfield | IgnoreSilica | 2019 | 147.3176 | 45.5865 | 4.3749 | 4 | 5512.9259 | 7898.5743 | 112.3885 | 161.0231 | 142.2312 | 0 | 143.2059 | 6627916.2776 | 528661.8602 | 7138168.0433 | 6980068.282 | 0 | 479648.1072 | 0 | 8484240.4024 | 22074253.1701 | 15066131.3692 | 67379087.5121 | 961560.8286 | 28133983.6919 | 28133983.6919 | 1478867.319 | 12135314.5466 | 0 | 96474632.0326 | 138222797.5901 | 421696.5034 | 17.4997 | 5512.9259 | 7898.5743 | 112.3885 | 161.0231
1 | 6800 | 707 | 0.02 | 15 | 15 | 7 | 5.6234e-10 | 5spot_SharedNeighbor | Water | Porous | Wet | R600a | MinimizeLCOE_Brownfield | IgnoreSilica | 2019 | 148.3971 | 45.8996 | 4.4198 | 4 | 5475.0617 | 7836.4967 | 111.6165 | 159.7576 | 142.1973 | 0 | 169.8692 | 6659102.6518 | 530973.4821 | 7177549.6524 | 7028630.0883 | 0 | 461463.3502 | 0 | 8524510.4976 | 22179027.6973 | 15137642.1369 | 67698899.5566 | 961560.8286 | 28133983.6919 | 28133983.6919 | 1478867.319 | 12135314.5466 | 0 | 96794444.0771 | 138542609.6346 | 562341.3252 | 17.6792 | 5475.0617 | 7836.4967 | 111.6165 | 159.7576
1 | 6800 | 707 | 0.02 | 15 | 15 | 7 | 7.4989e-10 | 5spot_SharedNeighbor | Water | Porous | Wet | R600a | MinimizeLCOE_Brownfield | IgnoreSilica | 2019 | 149.2083 | 46.1347 | 4.4538 | 4 | 5446.6383 | 7790.058 | 111.0371 | 158.8109 | 142.1717 | 0 | 193.1957 | 6682452.2474 | 532702.0249 | 7207075.1105 | 7065091.8275 | 0 | 447160.6131 | 0 | 8554447.9111 | 22256918.7062 | 15190804.3509 | 67936652.7916 | 961560.8286 | 28133983.6919 | 28133983.6919 | 1478867.319 | 12135314.5466 | 0 | 97032197.3121 | 138780362.8696 | 749894.2093 | 17.8151 | 5446.6383 | 7790.058 | 111.0371 | 158.8109
1 | 6800 | 707 | 0.02 | 15 | 15 | 7 | 1e-09 | 5spot_SharedNeighbor | Water | Porous | Wet | R600a | MinimizeLCOE_Brownfield | IgnoreSilica | 2019 | 149.8003 | 46.306 | 4.4791 | 4 | 5425.3049 | 7755.4567 | 110.6022 | 158.1055 | 142.1529 | 0 | 184.6592 | 6699440.8086 | 533958.4382 | 7228579.185 | 7091676.8343 | 0 | 435803.9674 | 0 | 8575889.101 | 22312704.2842 | 15228879.1542 | 68106931.7728 | 961560.8286 | 28133983.6919 | 28133983.6919 | 1478867.319 | 12135314.5466 | 0 | 97202476.2934 | 138950641.8509 | 1000000 | 17.9165 | 5425.3049 | 7755.4567 | 110.6022 | 158.1055
1 | 6800 | 707 | 0.02 | 15 | 15 | 7 | 1.3335e-09 | 5spot_SharedNeighbor | Water | Porous | Wet | R600a | MinimizeLCOE_Brownfield | IgnoreSilica | 2019 | 150.2607 | 46.4392 | 4.4985 | 4 | 5409.2954 | 7729.3924 | 110.2758 | 157.5741 | 142.1382 | 0 | 185.4483 | 6712628.1488 | 534933.0691 | 7245283.8738 | 7112345.1384 | 0 | 427266.5082 | 0 | 8592658.128 | 22356333.8524 | 15258657.231 | 68240105.9497 | 961560.8286 | 28133983.6919 | 28133983.6919 | 1478867.319 | 12135314.5466 | 0 | 97335650.4702 | 139083816.0277 | 1333521.4322 | 17.9941 | 5409.2954 | 7729.3924 | 110.2758 | 157.5741
1 | 6800 | 707 | 0.02 | 15 | 15 | 7 | 1.7783e-09 | 5spot_SharedNeighbor | Water | Porous | Wet | R600a | MinimizeLCOE_Brownfield | IgnoreSilica | 2019 | 150.5897 | 46.5343 | 4.5129 | 4 | 5397.2827 | 7710.0185 | 110.0309 | 157.1792 | 142.1276 | 0 | 179.0284 | 6722033.3451 | 535627.764 | 7257204.8525 | 7127103.8165 | 0 | 420503.1128 | 0 | 8604364.4274 | 22386791.2423 | 15279445.0254 | 68333073.586 | 961560.8286 | 28133983.6919 | 28133983.6919 | 1478867.319 | 12135314.5466 | 0 | 97428618.1065 | 139176783.6641 | 1778279.41 | 18.0514 | 5397.2827 | 7710.0185 | 110.0309 | 157.1792
1 | 6800 | 707 | 0.02 | 15 | 15 | 7 | 2.3714e-09 | 5spot_SharedNeighbor | Water | Porous | Wet | R600a | MinimizeLCOE_Brownfield | IgnoreSilica | 2019 | 150.8527 | 46.6103 | 4.5239 | 4 | 5388.2702 | 7695.3505 | 109.8472 | 156.8801 | 142.1192 | 0 | 190.2135 | 6729545.3797 | 536182.4398 | 7266729.869 | 7138901.4181 | 0 | 415569.1403 | 0 | 8613902.0163 | 22411606.0922 | 15296381.6704 | 68408818.026 | 961560.8286 | 28133983.6919 | 28133983.6919 | 1478867.319 | 12135314.5466 | 0 | 97504362.5465 | 139252528.1041 | 2371373.7057 | 18.0957 | 5388.2702 | 7695.3505 | 109.8472 | 156.8801
1 | 6800 | 707 | 0.02 | 15 | 15 | 7 | 3.1623e-09 | 5spot_SharedNeighbor | Water | Porous | Wet | R600a | MinimizeLCOE_Brownfield | IgnoreSilica | 2019 | 151.0501 | 46.6673 | 4.5322 | 4 | 5381.5093 | 7684.3557 | 109.7093 | 156.656 | 142.1128 | 0 | 191.5228 | 6735179.235 | 536598.3039 | 7273875.7791 | 7147755.4163 | 0 | 411825.0563 | 0 | 8621041.1783 | 22430180.7273 | 15309059.2405 | 68465514.9366 | 961560.8286 | 28133983.6919 | 28133983.6919 | 1478867.319 | 12135314.5466 | 0 | 97561059.4571 | 139309225.0147 | 3162277.6602 | 18.1289 | 5381.5093 | 7684.3557 | 109.7093 | 156.656
1 | 6800 | 707 | 0.02 | 15 | 15 | 7 | 4.217e-09 | 5spot_SharedNeighbor | Water | Porous | Wet | R600a | MinimizeLCOE_Brownfield | IgnoreSilica | 2019 | 151.1887 | 46.7073 | 4.5383 | 4 | 5376.4378 | 7676.2011 | 109.606 | 156.4897 | 142.1083 | 0 | 174.1679 | 6739130.0397 | 536889.8445 | 7278888.3982 | 7153967.8944 | 0 | 408862.3215 | 0 | 8625918.0144 | 22442869.2543 | 15317719.4209 | 68504245.1879 | 961560.8286 | 28133983.6919 | 28133983.6919 | 1478867.319 | 12135314.5466 | 0 | 97599789.7084 | 139347955.2659 | 4216965.0343 | 18.1532 | 5376.4378 | 7676.2011 | 109.606 | 156.4897
1 | 6800 | 707 | 0.02 | 15 | 15 | 7 | 5.6234e-09 | 5spot_SharedNeighbor | Water | Porous | Wet | R600a | MinimizeLCOE_Brownfield | IgnoreSilica | 2019 | 151.2935 | 46.7376 | 4.5429 | 4 | 5372.6338 | 7670.0793 | 109.5284 | 156.3649 | 142.105 | 0 | 179.456 | 6742117.4602 | 537110.2598 | 7282679.3543 | 7158667.1535 | 0 | 406637.5287 | 0 | 8629612.585 | 22452481.7693 | 15324280.1599 | 68533586.2708 | 961560.8286 | 28133983.6919 | 28133983.6919 | 1478867.319 | 12135314.5466 | 0 | 97629130.7913 | 139377296.3488 | 5623413.2519 | 18.1716 | 5372.6338 | 7670.0793 | 109.5284 | 156.3649
1 | 6800 | 707 | 0.02 | 15 | 15 | 7 | 7.4989e-09 | 5spot_SharedNeighbor | Water | Porous | Wet | R600a | MinimizeLCOE_Brownfield | IgnoreSilica | 2019 | 151.3667 | 46.7587 | 4.5462 | 4 | 5369.7808 | 7665.5394 | 109.4702 | 156.2724 | 142.1026 | 0 | 175.5158 | 6744201.4589 | 537263.9877 | 7285324.3882 | 7161946.4317 | 0 | 404886.6976 | 0 | 8632112.956 | 22458987.2217 | 15328720.2648 | 68553443.4067 | 961560.8286 | 28133983.6919 | 28133983.6919 | 1478867.319 | 12135314.5466 | 0 | 97648987.9272 | 139397153.4847 | 7498942.0933 | 18.1849 | 5369.7808 | 7665.5394 | 109.4702 | 156.2724
1 | 6800 | 707 | 0.02 | 15 | 15 | 7 | 1e-08 | 5spot_SharedNeighbor | Water | Porous | Wet | R600a | MinimizeLCOE_Brownfield | IgnoreSilica | 2019 | 151.425 | 46.7755 | 4.5488 | 4 | 5367.6411 | 7662.1036 | 109.4266 | 156.2023 | 142.1007 | 0 | 190.1599 | 6745863.1412 | 537386.561 | 7287433.5067 | 7164561.5173 | 0 | 403615.8527 | 0 | 8634155.6258 | 22464301.8295 | 15332347.5938 | 68569665.628 | 961560.8286 | 28133983.6919 | 28133983.6919 | 1478867.319 | 12135314.5466 | 0 | 97665210.1485 | 139413375.7061 | 10000000 | 18.1952 | 5367.6411 | 7662.1036 | 109.4266 | 156.2023
1 | 6900 | 707 | 0.02 | 15 | 15 | 7 | 1e-13 | 5spot_SharedNeighbor | Water | Porous | Wet | R600a | MinimizeLCOE_Brownfield | IgnoreSilica | 2019 | 0 | 0 | 0 | 0 |  |  |  |  | 15 |  | 22.7402 | [19 empty] | 100 | 0
1 | 6900 | 707 | 0.02 | 15 | 15 | 7 | 1.3335e-13 | 5spot_SharedNeighbor | Water | Porous | Wet | R600a | MinimizeLCOE_Brownfield | IgnoreSilica | 2019 | 0 | 0 | 0 | 0 |  |  |  |  | 15 |  | 24.3299 | [19 empty] | 133.3521 | 0
1 | 6900 | 707 | 0.02 | 15 | 15 | 7 | 1.7783e-13 | 5spot_SharedNeighbor | Water | Porous | Wet | R600a | MinimizeLCOE_Brownfield | IgnoreSilica | 2019 | 0 | 0 | 0 | 0 |  |  |  |  | 15 |  | 23.935 | [19 empty] | 177.8279 | 0
1 | 6900 | 707 | 0.02 | 15 | 15 | 7 | 2.3714e-13 | 5spot_SharedNeighbor | Water | Porous | Wet | R600a | MinimizeLCOE_Brownfield | IgnoreSilica | 2019 | 0 | 0 | 0 | 0 |  |  |  |  | 15 |  | 23.1894 | [19 empty] | 237.1374 | 0
1 | 6900 | 707 | 0.02 | 15 | 15 | 7 | 3.1623e-13 | 5spot_SharedNeighbor | Water | Porous | Wet | R600a | MinimizeLCOE_Brownfield | IgnoreSilica | 2019 | 1.6 | 0.26386 | 0.005515 | 4 | 1405415.8751 | 3336253.3253 | 28651.3036 | 68014.0367 | 100.8782 | 0 | 27.7897 | 140988.5589 | 8841.2167 | 119181.3544 | 78216.1728 | 0 | 73652.3796 | 0 | 164143.0761 | 427066.6138 | 291481.7392 | 1303571.1116 | 961560.8286 | 28738594.3808 | 28738594.3808 | 1478867.319 | 12377158.8222 | 0 | 31003726.321 | 73598346.8431 | 316.2278 | 0.02206 | 1405415.8751 | 3336253.3253 | 28651.3036 | 68014.0367
1 | 6900 | 707 | 0.02 | 15 | 15 | 7 | 4.217e-13 | 5spot_SharedNeighbor | Water | Porous | Wet | R600a | MinimizeLCOE_Brownfield | IgnoreSilica | 2019 | 2.5071 | 0.51984 | 0.017613 | 4 | 451997.7203 | 1056595.606 | 9214.5849 | 21540.1306 | 114.4717 | 0 | 402.8566 | 246185.535 | 16750.8737 | 203027.0318 | 118847.5042 | 0 | 107288.3764 | 0 | 269918.7352 | 702273.1811 | 479315.8764 | 2143607.1138 | 961560.8286 | 28738594.3808 | 28738594.3808 | 1478867.319 | 12377158.8222 | 0 | 31843762.3233 | 74438382.8453 | 421.6965 | 0.070451 | 451997.7203 | 1056595.606 | 9214.5849 | 21540.1306
1 | 6900 | 707 | 0.02 | 15 | 15 | 7 | 5.6234e-13 | 5spot_SharedNeighbor | Water | Porous | Wet | R600a | MinimizeLCOE_Brownfield | IgnoreSilica | 2019 | 3.3045 | 0.76027 | 0.034268 | 4 | 237258.5165 | 548000.3725 | 4836.8358 | 11171.7288 | 121.1855 | 0 | 523.7491 | 333236.3453 | 23622.9403 | 273896.8487 | 155959.1801 | 0 | 124353.7928 | 0 | 355316.9519 | 924461.8233 | 630964.1902 | 2821812.0727 | 961560.8286 | 28738594.3808 | 28738594.3808 | 1478867.319 | 12377158.8222 | 0 | 32521967.2821 | 75116587.8042 | 562.3413 | 0.13707 | 237258.5165 | 548000.3725 | 4836.8358 | 11171.7288
1 | 6900 | 707 | 0.02 | 15 | 15 | 7 | 7.4989e-13 | 5spot_SharedNeighbor | Water | Porous | Wet | R600a | MinimizeLCOE_Brownfield | IgnoreSilica | 2019 | 4.3601 | 1.0891 | 0.058501 | 4 | 142647.4408 | 324673.6424 | 2908.061 | 6618.9114 | 126.7194 | 0 | 73.7328 | 441102.2285 | 32367.3706 | 363737.2254 | 206205.8274 | 0 | 144649.3781 | 0 | 463344.1917 | 1205526.5418 | 822796.6359 | 3679729.3993 | 961560.8286 | 28738594.3808 | 28738594.3808 | 1478867.319 | 12377158.8222 | 0 | 33379884.6087 | 75974505.1308 | 749.8942 | 0.234 | 142647.4408 | 324673.6424 | 2908.061 | 6618.9114
1 | 6900 | 707 | 0.02 | 15 | 15 | 7 | 1e-12 | 5spot_SharedNeighbor | Water | Porous | Wet | R600a | MinimizeLCOE_Brownfield | IgnoreSilica | 2019 | 5.7368 | 1.5267 | 0.092305 | 4 | 93278.0697 | 208641.5995 | 1901.5996 | 4253.4412 | 131.1285 | 0 | 74.6252 | 571431.3166 | 43125.4837 | 475136.1563 | 272664.6321 | 0 | 168047.604 | 0 | 596858.0252 | 1552902.1491 | 1059887.6257 | 4740052.9928 | 961560.8286 | 28738594.3808 | 28738594.3808 | 1478867.319 | 12377158.8222 | 0 | 34440208.2022 | 77034828.7243 | 1000 | 0.36922 | 93278.0697 | 208641.5995 | 1901.5996 | 4253.4412
1 | 6900 | 707 | 0.02 | 15 | 15 | 7 | 1.3335e-12 | 5spot_SharedNeighbor | Water | Porous | Wet | R600a | MinimizeLCOE_Brownfield | IgnoreSilica | 2019 | 7.6005 | 2.1245 | 0.13891 | 4 | 64420.9527 | 141080.3794 | 1313.3083 | 2876.1144 | 134.6415 | 0 | 73.7241 | 732932.2171 | 56576.7215 | 617413.8731 | 362841.5477 | 0 | 197897.3219 | 0 | 767388.0557 | 1996586.3081 | 1362711.181 | 6094347.2263 | 961560.8286 | 28738594.3808 | 28738594.3808 | 1478867.319 | 12377158.8222 | 0 | 35794502.4357 | 78389122.9578 | 1333.5214 | 0.55563 | 64420.9527 | 141080.3794 | 1313.3083 | 2876.1144
1 | 6900 | 707 | 0.02 | 15 | 15 | 7 | 1.7783e-12 | 5spot_SharedNeighbor | Water | Porous | Wet | R600a | MinimizeLCOE_Brownfield | IgnoreSilica | 2019 | 10.0675 | 2.9266 | 0.20308 | 4 | 46154.7208 | 98589.5734 | 940.9264 | 2009.8818 | 137.5397 | 0 | 82.7447 | 930680.0088 | 73200.6102 | 796171.4996 | 482547.5411 | 0 | 233468.1063 | 0 | 981266.4287 | 2553053.962 | 1742511.789 | 7792899.9455 | 961560.8286 | 28738594.3808 | 28738594.3808 | 1478867.319 | 12377158.8222 | 0 | 37493055.1549 | 80087675.677 | 1778.2794 | 0.81233 | 46154.7208 | 98589.5734 | 940.9264 | 2009.8818
1 | 6900 | 707 | 0.02 | 15 | 15 | 7 | 2.3714e-12 | 5spot_SharedNeighbor | Water | Porous | Wet | R600a | MinimizeLCOE_Brownfield | IgnoreSilica | 2019 | 13.3468 | 3.994 | 0.28875 | 4 | 34297.3825 | 71175.912 | 699.1985 | 1451.0172 | 139.7247 | 0 | 89.7924 | 1169982.56 | 93298.1981 | 1019552.6913 | 640887.3661 | 0 | 276936.1171 | 0 | 1248256.2037 | 3247706.5895 | 2216626.481 | 9913246.2069 | 961560.8286 | 28738594.3808 | 28738594.3808 | 1478867.319 | 12377158.8222 | 0 | 39613401.4163 | 82208021.9384 | 2371.3737 | 1.155 | 34297.3825 | 71175.912 | 699.1985 | 1451.0172
1 | 6900 | 707 | 0.02 | 15 | 15 | 7 | 3.1623e-12 | 5spot_SharedNeighbor | Water | Porous | Wet | R600a | MinimizeLCOE_Brownfield | IgnoreSilica | 2019 | 17.7099 | 5.4195 | 0.40384 | 4 | 26177.5998 | 52545.7863 | 533.6658 | 1071.2169 | 141.4126 | 0 | 95.4615 | 1462230.581 | 117865.5511 | 1299983.4932 | 853514.0736 | 0 | 330198.6421 | 0 | 1584879.013 | 4123530.0884 | 2814394.0154 | 12586595.4578 | 961560.8286 | 28738594.3808 | 28738594.3808 | 1478867.319 | 12377158.8222 | 0 | 42286750.6672 | 84881371.1893 | 3162.2777 | 1.6154 | 26177.5998 | 52545.7863 | 533.6658 | 1071.2169
1 | 6900 | 707 | 0.02 | 15 | 15 | 7 | 4.217e-12 | 5spot_SharedNeighbor | Water | Porous | Wet | R600a | MinimizeLCOE_Brownfield | IgnoreSilica | 2019 | 23.469 | 7.3084 | 0.55723 | 4 | 20476.5018 | 39586.4954 | 417.4412 | 807.0243 | 142.7012 | 0 | 88.4225 | 1816955.6914 | 147657.6214 | 1649788.0997 | 1137572.6365 | 0 | 394618.086 | 0 | 2007170.9326 | 5222247.0392 | 3564290.9107 | 15940301.0174 | 961560.8286 | 28738594.3808 | 28738594.3808 | 1478867.319 | 12377158.8222 | 0 | 45640456.2269 | 88235076.7489 | 4216.965 | 2.2289 | 20476.5018 | 39586.4954 | 417.4412 | 807.0243
1 | 6900 | 707 | 0.02 | 15 | 15 | 7 | 5.6234e-12 | 5spot_SharedNeighbor | Water | Porous | Wet | R600a | MinimizeLCOE_Brownfield | IgnoreSilica | 2019 | 31.0226 | 9.7857 | 0.75858 | 4 | 16411.2653 | 30448.9183 | 334.5658 | 620.7424 | 143.6808 | 0 | 97.5508 | 2243229.5203 | 183298.5154 | 2082312.3648 | 1507710.698 | 0 | 472018.6801 | 0 | 2530542.2136 | 6583951.7542 | 4493682.359 | 20096746.1053 | 961560.8286 | 28738594.3808 | 28738594.3808 | 1478867.319 | 12377158.8222 | 0 | 49796901.3148 | 92391521.8368 | 5623.4133 | 3.0343 | 16411.2653 | 30448.9183 | 334.5658 | 620.7424
1 | 6900 | 707 | 0.02 | 15 | 15 | 7 | 7.4989e-12 | 5spot_SharedNeighbor | Water | Porous | Wet | R600a | MinimizeLCOE_Brownfield | IgnoreSilica | 2019 | 40.84 | 13.0105 | 1.021 | 4 | 13451.9725 | 23881.2147 | 274.2367 | 486.8509 | 144.4229 | 0 | 82.651 | 2753606.2503 | 225835.5358 | 2613825.4904 | 1991102.4758 | 0 | 564707.2302 | 0 | 3178140.0232 | 8268868.4141 | 5643672.6009 | 25239758.0207 | 961560.8286 | 28738594.3808 | 28738594.3808 | 1478867.319 | 12377158.8222 | 0 | 54939913.2301 | 97534533.7522 | 7498.9421 | 4.0842 | 13451.9725 | 23881.2147 | 274.2367 | 486.8509
1 | 6900 | 707 | 0.02 | 15 | 15 | 7 | 1e-11 | 5spot_SharedNeighbor | Water | Porous | Wet | R600a | MinimizeLCOE_Brownfield | IgnoreSilica | 2019 | 53.4005 | 17.1391 | 1.3565 | 4 | 11282.1514 | 19132.1305 | 230.0019 | 390.0344 | 144.9684 | 0 | 90.9539 | 3356004.6327 | 275839.5237 | 3257285.4578 | 2612141.6211 | 0 | 674747.166 | 0 | 3968647.1765 | 10325605.8718 | 7047438.1775 | 31517709.6272 | 961560.8286 | 28738594.3808 | 28738594.3808 | 1478867.319 | 12377158.8222 | 0 | 61217864.8366 | 103812485.3587 | 10000 | 5.4261 | 11282.1514 | 19132.1305 | 230.0019 | 390.0344
1 | 6900 | 707 | 0.02 | 15 | 15 | 7 | 1.3335e-11 | 5spot_SharedNeighbor | Water | Porous | Wet | R600a | MinimizeLCOE_Brownfield | IgnoreSilica | 2019 | 68.9622 | 22.2274 | 1.7667 | 4 | 9706.5704 | 15734.0223 | 197.8816 | 320.7593 | 145.3018 | 0 | 83.6283 | 4041134.3194 | 332214.5089 | 4009378.0025 | 3373379.9755 | 0 | 801454.5908 | 0 | 4897448.9449 | 12742157.5496 | 8696784.3528 | 38893952.2443 | 961560.8286 | 28738594.3808 | 28738594.3808 | 1478867.319 | 12377158.8222 | 0 | 68594107.4538 | 111188727.9759 | 13335.2143 | 7.0668 | 9706.5704 | 15734.0223 | 197.8816 | 320.7593
1 | 6900 | 707 | 0.02 | 15 | 15 | 7 | 1.7783e-11 | 5spot_SharedNeighbor | Water | Porous | Wet | R600a | MinimizeLCOE_Brownfield | IgnoreSilica | 2019 | 84.1554 | 27.149 | 2.1968 | 4 | 8575.6199 | 13422.9065 | 174.8256 | 273.6441 | 145.3739 | 0 | 110.3236 | 4658721.8058 | 382468.0517 | 4704874.7141 | 4112993.4049 | 0 | 881902.6973 | 0 | 5748974.6627 | 14957652.7956 | 10208905.382 | 45656493.514 | 961560.8286 | 28738594.3808 | 28738594.3808 | 1478867.319 | 12377158.8222 | 0 | 75356648.7235 | 117951269.2455 | 17782.7941 | 8.7873 | 8575.6199 | 13422.9065 | 174.8256 | 273.6441
1 | 6900 | 707 | 0.02 | 15 | 15 | 7 | 2.3714e-11 | 5spot_SharedNeighbor | Water | Porous | Wet | R600a | MinimizeLCOE_Brownfield | IgnoreSilica | 2019 | 95.6628 | 30.8309 | 2.5872 | 4 | 7738.6017 | 11854.5697 | 157.7619 | 241.6714 | 145.2955 | 0 | 138.8632 | 5097021.4764 | 417690.22 | 5209030.1162 | 4669984.1086 | 0 | 873509.7509 | 0 | 6344221.9121 | 16506364.0364 | 11265932.6267 | 50383754.2472 | 961560.8286 | 28738594.3808 | 28738594.3808 | 1478867.319 | 12377158.8222 | 0 | 80083909.4567 | 122678529.9787 | 23713.7371 | 10.3486 | 7738.6017 | 11854.5697 | 157.7619 | 241.6714
1 | 6900 | 707 | 0.02 | 15 | 15 | 7 | 3.1623e-11 | 5spot_SharedNeighbor | Water | Porous | Wet | R600a | MinimizeLCOE_Brownfield | IgnoreSilica | 2019 | 106.1593 | 34.1471 | 2.9593 | 4 | 7113.3856 | 10711.8124 | 145.016 | 218.3748 | 145.1403 | 0 | 131.924 | 5476638.6316 | 447830.0536 | 5653231.973 | 5175122.6203 | 0 | 843757.9589 | 0 | 6862666.6826 | 17855250.9815 | 12186575.6836 | 54501074.585 | 961560.8286 | 28738594.3808 | 28738594.3808 | 1478867.319 | 12377158.8222 | 0 | 84201229.7944 | 126795850.3165 | 31622.7766 | 11.837 | 7113.3856 | 10711.8124 | 145.016 | 218.3748
1 | 6900 | 707 | 0.02 | 15 | 15 | 7 | 4.217e-11 | 5spot_SharedNeighbor | Water | Porous | Wet | R600a | MinimizeLCOE_Brownfield | IgnoreSilica | 2019 | 115.177 | 36.9579 | 3.294 | 4 | 6646.3431 | 9879.0424 | 135.4947 | 201.3976 | 144.9513 | 0 | 133.8542 | 5788010.1467 | 472240.3212 | 6023324.2177 | 5605050.5582 | 0 | 796717.447 | 0 | 7287283.6494 | 18960017.2283 | 12940601.3477 | 57873244.916 | 961560.8286 | 28738594.3808 | 28738594.3808 | 1478867.319 | 12377158.8222 | 0 | 87573400.1254 | 130168020.6475 | 42169.6503 | 13.1762 | 6646.3431 | 9879.0424 | 135.4947 | 201.3976
1 | 6900 | 707 | 0.02 | 15 | 15 | 7 | 5.6234e-11 | 5spot_SharedNeighbor | Water | Porous | Wet | R600a | MinimizeLCOE_Brownfield | IgnoreSilica | 2019 | 122.8601 | 39.3169 | 3.5854 | 4 | 6297.5438 | 9267.5529 | 128.3839 | 188.9316 | 144.7538 | 0 | 134.8256 | 6042093.1211 | 491880.669 | 6329901.8257 | 5963854.75 | 0 | 743339.4318 | 0 | 7632717.221 | 19858764.5235 | 13554014.8441 | 60616566.3862 | 961560.8286 | 28738594.3808 | 28738594.3808 | 1478867.319 | 12377158.8222 | 0 | 90316721.5956 | 132911342.1177 | 56234.1325 | 14.3416 | 6297.5438 | 9267.5529 | 128.3839 | 188.9316
1 | 6900 | 707 | 0.02 | 15 | 15 | 7 | 7.4989e-11 | 5spot_SharedNeighbor | Water | Porous | Wet | R600a | MinimizeLCOE_Brownfield | IgnoreSilica | 2019 | 129.1398 | 41.2226 | 3.8298 | 4 | 6036.4134 | 8816.8753 | 123.0605 | 179.7439 | 144.5694 | 0 | 137.8337 | 6242926.5121 | 507234.0828 | 6575088.4016 | 6254333.2935 | 0 | 687804.6617 | 0 | 7904280.9111 | 20565317.5398 | 14036251.796 | 62773237.1986 | 961560.8286 | 28738594.3808 | 28738594.3808 | 1478867.319 | 12377158.8222 | 0 | 92473392.408 | 135068012.9301 | 74989.4209 | 15.3193 | 6036.4134 | 8816.8753 | 123.0605 | 179.7439
1 | 6900 | 707 | 0.02 | 15 | 15 | 7 | 1e-10 | 5spot_SharedNeighbor | Water | Porous | Wet | R600a | MinimizeLCOE_Brownfield | IgnoreSilica | 2019 | 134.1318 | 42.7227 | 4.0289 | 4 | 5840.7193 | 8483.7633 | 119.071 | 172.953 | 144.4089 | 0 | 124.9398 | 6398305.538 | 519000.4267 | 6766620.0735 | 6483402.9617 | 0 | 634126.6449 | 0 | 8112567.7015 | 21107237.0429 | 14406122.9921 | 64427383.3813 | 961560.8286 | 28738594.3808 | 28738594.3808 | 1478867.319 | 12377158.8222 | 0 | 94127538.5908 | 136722159.1128 | 100000 | 16.1157 | 5840.7193 | 8483.7633 | 119.071 | 172.953
1 | 6900 | 707 | 0.02 | 15 | 15 | 7 | 1.3335e-10 | 5spot_SharedNeighbor | Water | Porous | Wet | R600a | MinimizeLCOE_Brownfield | IgnoreSilica | 2019 | 139.8929 | 44.4484 | 4.2219 | 4 | 5692.7025 | 8214.9506 | 116.0534 | 167.4729 | 144.2281 | 0 | 132.9154 | 6574874.4689 | 532332.8835 | 6985354.5485 | 6747119.6172 | 0 | 610195.5276 | 0 | 8365452.0478 | 21765190.2382 | 14855189.5675 | 66435708.8992 | 961560.8286 | 28738594.3808 | 28738594.3808 | 1478867.319 | 12377158.8222 | 0 | 96135864.1087 | 138730484.6307 | 133352.1432 | 16.8876 | 5692.7025 | 8214.9506 | 116.0534 | 167.4729
1 | 6900 | 707 | 0.02 | 15 | 15 | 7 | 1.7783e-10 | 5spot_SharedNeighbor | Water | Porous | Wet | R600a | MinimizeLCOE_Brownfield | IgnoreSilica | 2019 | 143.1307 | 45.4168 | 4.3532 | 4 | 5580.6802 | 8026.8502 | 113.7697 | 163.6382 | 144.13 | 0 | 164.1695 | 6673026.8969 | 539734.1231 | 7107356.7598 | 6895156.9941 | 0 | 570155.5928 | 0 | 8496317.843 | 22105676.1931 | 15087578.228 | 67475002.6309 | 961560.8286 | 28738594.3808 | 28738594.3808 | 1478867.319 | 12377158.8222 | 0 | 97175157.8404 | 139769778.3624 | 177827.941 | 17.4128 | 5580.6802 | 8026.8502 | 113.7697 | 163.6382
1 | 6900 | 707 | 0.02 | 15 | 15 | 7 | 2.3714e-10 | 5spot_SharedNeighbor | Water | Porous | Wet | R600a | MinimizeLCOE_Brownfield | IgnoreSilica | 2019 | 145.6003 | 46.1524 | 4.4551 | 4 | 5496.5497 | 7886.7714 | 112.0546 | 160.7825 | 144.0531 | 0 | 191.915 | 6747020.291 | 545291.5447 | 7199713.0321 | 7007704.1877 | 0 | 536038.8276 | 0 | 8593949.4744 | 22359693.6709 | 15260950.3762 | 68250361.4045 | 961560.8286 | 28738594.3808 | 28738594.3808 | 1478867.319 | 12377158.8222 | 0 | 97950516.614 | 140545137.1361 | 237137.3706 | 17.8204 | 5496.5497 | 7886.7714 | 112.0546 | 160.7825
1 | 6900 | 707 | 0.02 | 15 | 15 | 7 | 3.1623e-10 | 5spot_SharedNeighbor | Water | Porous | Wet | R600a | MinimizeLCOE_Brownfield | IgnoreSilica | 2019 | 147.5929 | 46.7442 | 4.5357 | 4 | 5433.3567 | 7781.1042 | 110.7663 | 158.6283 | 143.9899 | 0 | 206.0066 | 6806238.6079 | 549729.7642 | 7273819.1556 | 7098554.2962 | 0 | 509402.8279 | 0 | 8672720.4142 | 22564639.4981 | 15400830.1144 | 68875934.6783 | 961560.8286 | 28738594.3808 | 28738594.3808 | 1478867.319 | 12377158.8222 | 0 | 98576089.8878 | 141170710.4098 | 316227.766 | 18.1428 | 5433.3567 | 7781.1042 | 110.7663 | 158.6283
1 | 6900 | 707 | 0.02 | 15 | 15 | 7 | 4.217e-10 | 5spot_SharedNeighbor | Water | Porous | Wet | R600a | MinimizeLCOE_Brownfield | IgnoreSilica | 2019 | 148.989 | 47.1587 | 4.5955 | 4 | 5385.8633 | 7703.0617 | 109.7981 | 157.0373 | 143.9448 | 0 | 205.1043 | 6847647.6649 | 552841.3977 | 7325593.4347 | 7163110.1315 | 0 | 486276.6278 | 0 | 8726433.01 | 22704388.6545 | 15496211.7853 | 69302502.7063 | 961560.8286 | 28738594.3808 | 28738594.3808 | 1478867.319 | 12377158.8222 | 0 | 99002657.9157 | 141597278.4378 | 421696.5034 | 18.3819 | 5385.8633 | 7703.0617 | 109.7981 | 157.0373
1 | 6900 | 707 | 0.02 | 15 | 15 | 7 | 5.6234e-10 | 5spot_SharedNeighbor | Water | Porous | Wet | R600a | MinimizeLCOE_Brownfield | IgnoreSilica | 2019 | 150.0413 | 47.4705 | 4.6409 | 4 | 5350.2045 | 7644.7037 | 109.0712 | 155.8476 | 143.9105 | 0 | 201.1869 | 6878704.5994 | 555171.3993 | 7364490.0469 | 7211718.9657 | 0 | 467882.4569 | 0 | 8766407.3126 | 22808393.59 | 15567197.2908 | 69619965.6616 | 961560.8286 | 28738594.3808 | 28738594.3808 | 1478867.319 | 12377158.8222 | 0 | 99320120.8711 | 141914741.3931 | 562341.3252 | 18.5638 | 5350.2045 | 7644.7037 | 109.0712 | 155.8476
1 | 6900 | 707 | 0.02 | 15 | 15 | 7 | 7.4989e-10 | 5spot_SharedNeighbor | Water | Porous | Wet | R600a | MinimizeLCOE_Brownfield | IgnoreSilica | 2019 | 150.8332 | 47.7049 | 4.6754 | 4 | 5323.4352 | 7601.0295 | 108.5254 | 154.9573 | 143.8845 | 0 | 192.5763 | 6901995.1794 | 556916.621 | 7393697.085 | 7248280.8351 | 0 | 453450.6211 | 0 | 8796192.7332 | 22885889.1446 | 15620089.5992 | 69856511.8186 | 961560.8286 | 28738594.3808 | 28738594.3808 | 1478867.319 | 12377158.8222 | 0 | 99556667.028 | 142151287.5501 | 749894.2093 | 18.7016 | 5323.4352 | 7601.0295 | 108.5254 | 154.9573
1 | 6900 | 707 | 0.02 | 15 | 15 | 7 | 1e-09 | 5spot_SharedNeighbor | Water | Porous | Wet | R600a | MinimizeLCOE_Brownfield | IgnoreSilica | 2019 | 151.423 | 47.8792 | 4.7013 | 4 | 5303.3425 | 7568.3781 | 108.1158 | 154.2916 | 143.865 | 0 | 125.9523 | 6919290.5831 | 558211.4106 | 7415406.9236 | 7275492.2202 | 0 | 442167.6973 | 0 | 8818121.8456 | 22942944.1966 | 15659030.8446 | 70030665.7215 | 961560.8286 | 28738594.3808 | 28738594.3808 | 1478867.319 | 12377158.8222 | 0 | 99730820.931 | 142325441.4531 | 1000000 | 18.8053 | 5303.3425 | 7568.3781 | 108.1158 | 154.2916
1 | 6900 | 707 | 0.02 | 15 | 15 | 7 | 1.3335e-09 | 5spot_SharedNeighbor | Water | Porous | Wet | R600a | MinimizeLCOE_Brownfield | IgnoreSilica | 2019 | 151.864 | 48.0095 | 4.7208 | 4 | 5288.2635 | 7543.9372 | 107.8084 | 153.7934 | 143.8504 | 0 | 132.2848 | 6932197.0884 | 559176.9664 | 7431619.2919 | 7295832.2741 | 0 | 433451.4606 | 0 | 8834388.0617 | 22985265.5544 | 15687916.0409 | 70159846.7384 | 961560.8286 | 28738594.3808 | 28738594.3808 | 1478867.319 | 12377158.8222 | 0 | 99860001.9478 | 142454622.4699 | 1333521.4322 | 18.8833 | 5288.2635 | 7543.9372 | 107.8084 | 153.7934
1 | 6900 | 707 | 0.02 | 15 | 15 | 7 | 1.7783e-09 | 5spot_SharedNeighbor | Water | Porous | Wet | R600a | MinimizeLCOE_Brownfield | IgnoreSilica | 2019 | 152.1903 | 48.1059 | 4.7354 | 4 | 5276.9488 | 7525.6658 | 107.5777 | 153.4209 | 143.8395 | 0 | 135.0082 | 6941733.1184 | 559889.9948 | 7443604.3868 | 7310879.4635 | 0 | 426716.4174 | 0 | 8846301.1185 | 23016260.8846 | 15709070.9906 | 70254456.3745 | 961560.8286 | 28738594.3808 | 28738594.3808 | 1478867.319 | 12377158.8222 | 0 | 99954611.584 | 142549232.106 | 1778279.41 | 18.9417 | 5276.9488 | 7525.6658 | 107.5777 | 153.4209
1 | 6900 | 707 | 0.02 | 15 | 15 | 7 | 2.3714e-09 | 5spot_SharedNeighbor | Water | Porous | Wet | R600a | MinimizeLCOE_Brownfield | IgnoreSilica | 2019 | 152.4339 | 48.1778 | 4.7464 | 4 | 5268.4598 | 7511.984 | 107.4047 | 153.142 | 143.8314 | 0 | 122.7451 | 6948842.2289 | 560421.3516 | 7452542.8517 | 7322107.5214 | 0 | 421569.3522 | 0 | 8855138.4893 | 23039253.9104 | 15724764.2032 | 70324639.9086 | 961560.8286 | 28738594.3808 | 28738594.3808 | 1478867.319 | 12377158.8222 | 0 | 100024795.1181 | 142619415.6401 | 2371373.7057 | 18.9856 | 5268.4598 | 7511.984 | 107.4047 | 153.142
1 | 6900 | 707 | 0.02 | 15 | 15 | 7 | 3.1623e-09 | 5spot_SharedNeighbor | Water | Porous | Wet | R600a | MinimizeLCOE_Brownfield | IgnoreSilica | 2019 | 152.6165 | 48.2317 | 4.7546 | 4 | 5262.0915 | 7501.7295 | 107.2749 | 152.9329 | 143.8253 | 0 | 136.8529 | 6954167.9393 | 560819.2975 | 7459240.9904 | 7330524.6779 | 0 | 417662.7891 | 0 | 8861742.1207 | 23056435.2048 | 15736490.7897 | 70377083.8094 | 961560.8286 | 28738594.3808 | 28738594.3808 | 1478867.319 | 12377158.8222 | 0 | 100077239.0188 | 142671859.5409 | 3162277.6602 | 19.0185 | 5262.0915 | 7501.7295 | 107.2749 | 152.9329
1 | 6900 | 707 | 0.02 | 15 | 15 | 7 | 4.217e-09 | 5spot_SharedNeighbor | Water | Porous | Wet | R600a | MinimizeLCOE_Brownfield | IgnoreSilica | 2019 | 152.748 | 48.2704 | 4.7607 | 4 | 5257.3145 | 7494.0908 | 107.1775 | 152.7772 | 143.8209 | 0 | 144.4837 | 6958000.3735 | 561105.589 | 7464062.2473 | 7336585.1274 | 0 | 414631.8848 | 0 | 8866410.2366 | 23068580.6848 | 15744780.3293 | 70414156.4729 | 961560.8286 | 28738594.3808 | 28738594.3808 | 1478867.319 | 12377158.8222 | 0 | 100114311.6823 | 142708932.2044 | 4216965.0343 | 19.0429 | 5257.3145 | 7494.0908 | 107.1775 | 152.7772
1 | 6900 | 707 | 0.02 | 15 | 15 | 7 | 5.6234e-09 | 5spot_SharedNeighbor | Water | Porous | Wet | R600a | MinimizeLCOE_Brownfield | IgnoreSilica | 2019 | 152.8601 | 48.3035 | 4.7655 | 4 | 5253.7314 | 7488.2451 | 107.1044 | 152.658 | 143.8171 | 0 | 159.7358 | 6961265.236 | 561349.4774 | 7468169.7883 | 7341749.2661 | 0 | 412528.9497 | 0 | 8870574.4598 | 23079415.1393 | 15752175.0671 | 70447227.3835 | 961560.8286 | 28738594.3808 | 28738594.3808 | 1478867.319 | 12377158.8222 | 0 | 100147382.5929 | 142742003.115 | 5623413.2519 | 19.0621 | 5253.7314 | 7488.2451 | 107.1044 | 152.658
1 | 6900 | 707 | 0.02 | 15 | 15 | 7 | 7.4989e-09 | 5spot_SharedNeighbor | Water | Porous | Wet | R600a | MinimizeLCOE_Brownfield | IgnoreSilica | 2019 | 152.9332 | 48.3251 | 4.7689 | 4 | 5251.044 | 7483.9585 | 107.0496 | 152.5706 | 143.8147 | 0 | 186.8291 | 6963395.503 | 561508.5651 | 7470850.519 | 7345120.3572 | 0 | 410793.6975 | 0 | 8873150.7703 | 23086118.1709 | 15756750.0239 | 70467687.6069 | 961560.8286 | 28738594.3808 | 28738594.3808 | 1478867.319 | 12377158.8222 | 0 | 100167842.8164 | 142762463.3384 | 7498942.0933 | 19.0758 | 5251.044 | 7483.9585 | 107.0496 | 152.5706
1 | 6900 | 707 | 0.02 | 15 | 15 | 7 | 1e-08 | 5spot_SharedNeighbor | Water | Porous | Wet | R600a | MinimizeLCOE_Brownfield | IgnoreSilica | 2019 | 152.9844 | 48.3401 | 4.7714 | 4 | 5249.0285 | 7480.7775 | 107.0085 | 152.5058 | 143.813 | 0 | 206.803 | 6964883.149 | 561619.6426 | 7472722.85 | 7347475.2171 | 0 | 409435.789 | 0 | 8874893.2925 | 23090651.8563 | 15759844.3574 | 70481526.1537 | 961560.8286 | 28738594.3808 | 28738594.3808 | 1478867.319 | 12377158.8222 | 0 | 100181681.3632 | 142776301.8852 | 10000000 | 19.0858 | 5249.0285 | 7480.7775 | 107.0085 | 152.5058
1 | 7000 | 707 | 0.02 | 15 | 15 | 7 | 1e-13 | 5spot_SharedNeighbor | Water | Porous | Wet | R600a | MinimizeLCOE_Brownfield | IgnoreSilica | 2019 | 0 | 0 | 0 | 0 |  |  |  |  | 15 |  | 22.6632 | [19 empty] | 100 | 0
1 | 7000 | 707 | 0.02 | 15 | 15 | 7 | 1.3335e-13 | 5spot_SharedNeighbor | Water | Porous | Wet | R600a | MinimizeLCOE_Brownfield | IgnoreSilica | 2019 | 0 | 0 | 0 | 0 |  |  |  |  | 15 |  | 24.2094 | [19 empty] | 133.3521 | 0
1 | 7000 | 707 | 0.02 | 15 | 15 | 7 | 1.7783e-13 | 5spot_SharedNeighbor | Water | Porous | Wet | R600a | MinimizeLCOE_Brownfield | IgnoreSilica | 2019 | 0 | 0 | 0 | 0 |  |  |  |  | 15 |  | 19.3333 | [19 empty] | 177.8279 | 0
1 | 7000 | 707 | 0.02 | 15 | 15 | 7 | 2.3714e-13 | 5spot_SharedNeighbor | Water | Porous | Wet | R600a | MinimizeLCOE_Brownfield | IgnoreSilica | 2019 | 0 | 0 | 0 | 0 |  |  |  |  | 15 |  | 19.6489 | [19 empty] | 237.1374 | 0
1 | 7000 | 707 | 0.02 | 15 | 15 | 7 | 3.1623e-13 | 5spot_SharedNeighbor | Water | Porous | Wet | R600a | MinimizeLCOE_Brownfield | IgnoreSilica | 2019 | 1.9431 | 0.36256 | 0.008003 | 4 | 998778.8421 | 2356051.8625 | 20361.4576 | 48031.304 | 108.0063 | 0 | 301.8359 | 184259.3217 | 12056.0626 | 152881.7921 | 93776.1821 | 0 | 93782.9655 | 0 | 209334.9664 | 544646.642 | 371732.5246 | 1662470.457 | 961560.8286 | 29349065.1606 | 29349065.1606 | 1478867.319 | 12621347.1341 | 0 | 31973096.4463 | 75422376.0601 | 316.2278 | 0.032012 | 998778.8421 | 2356051.8625 | 20361.4576 | 48031.304
1 | 7000 | 707 | 0.02 | 15 | 15 | 7 | 4.217e-13 | 5spot_SharedNeighbor | Water | Porous | Wet | R600a | MinimizeLCOE_Brownfield | IgnoreSilica | 2019 | 2.546 | 0.5399 | 0.019697 | 4 | 412632.6562 | 964091.7382 | 8412.0748 | 19654.3141 | 115.9007 | 0 | 401.7468 | 254865.076 | 17487.9 | 209061.3345 | 121376.9795 | 0 | 107697.9046 | 0 | 277090.7859 | 720933.3858 | 492051.8495 | 2200565.2159 | 961560.8286 | 29349065.1606 | 29349065.1606 | 1478867.319 | 12621347.1341 | 0 | 32511191.2052 | 75960470.8189 | 421.6965 | 0.07879 | 412632.6562 | 964091.7382 | 8412.0748 | 19654.3141
1 | 7000 | 707 | 0.02 | 15 | 15 | 7 | 5.6234e-13 | 5spot_SharedNeighbor | Water | Porous | Wet | R600a | MinimizeLCOE_Brownfield | IgnoreSilica | 2019 | 3.3628 | 0.79185 | 0.03761 | 4 | 220791.4372 | 509606.2936 | 4501.1321 | 10389.0136 | 122.7482 | 0 | 526.2792 | 345696.1991 | 24733.5185 | 282661.0513 | 159727.2771 | 0 | 125179.7008 | 0 | 365819.1213 | 951786.3137 | 649613.7164 | 2905216.8981 | 961560.8286 | 29349065.1606 | 29349065.1606 | 1478867.319 | 12621347.1341 | 0 | 33215842.8874 | 76665122.5012 | 562.3413 | 0.15044 | 220791.4372 | 509606.2936 | 4501.1321 | 10389.0136
1 | 7000 | 707 | 0.02 | 15 | 15 | 7 | 7.4989e-13 | 5spot_SharedNeighbor | Water | Porous | Wet | R600a | MinimizeLCOE_Brownfield | IgnoreSilica | 2019 | 4.4332 | 1.1334 | 0.063603 | 4 | 134036.4241 | 304820.4812 | 2732.5138 | 6214.1778 | 128.3279 | 0 | 68.4882 | 457400.3948 | 33901.0378 | 375121.3477 | 211696.6075 | 0 | 145437.2395 | 0 | 477187.0846 | 1241542.9097 | 847378.547 | 3789665.1685 | 961560.8286 | 29349065.1606 | 29349065.1606 | 1478867.319 | 12621347.1341 | 0 | 34100291.1578 | 77549570.7716 | 749.8942 | 0.25441 | 134036.4241 | 304820.4812 | 2732.5138 | 6214.1778
1 | 7000 | 707 | 0.02 | 15 | 15 | 7 | 1e-12 | 5spot_SharedNeighbor | Water | Porous | Wet | R600a | MinimizeLCOE_Brownfield | IgnoreSilica | 2019 | 5.8365 | 1.5897 | 0.099766 | 4 | 88196.1884 | 197073.8622 | 1797.9986 | 4017.6172 | 132.795 | 0 | 57.4467 | 592736.0651 | 45204.9667 | 490212.5956 | 280081.743 | 0 | 169095.7834 | 0 | 615159.15 | 1600517.9218 | 1092386.369 | 4885394.5946 | 961560.8286 | 29349065.1606 | 29349065.1606 | 1478867.319 | 12621347.1341 | 0 | 35196020.5839 | 78645300.1977 | 1000 | 0.39907 | 88196.1884 | 197073.8622 | 1797.9986 | 4017.6172
1 | 7000 | 707 | 0.02 | 15 | 15 | 7 | 1.3335e-12 | 5spot_SharedNeighbor | Water | Porous | Wet | R600a | MinimizeLCOE_Brownfield | IgnoreSilica | 2019 | 7.7294 | 2.2116 | 0.1497 | 4 | 61117.0094 | 133679.6316 | 1245.9529 | 2725.2401 | 136.3314 | 0 | 96.1722 | 760318.4055 | 59355.7318 | 636849.3313 | 373704.8065 | 0 | 199057.5798 | 0 | 791421.4834 | 2059116.357 | 1405389.2242 | 6285212.9196 | 961560.8286 | 29349065.1606 | 29349065.1606 | 1478867.319 | 12621347.1341 | 0 | 36595838.9088 | 80045118.5226 | 1333.5214 | 0.59878 | 61117.0094 | 133679.6316 | 1245.9529 | 2725.2401
1 | 7000 | 707 | 0.02 | 15 | 15 | 7 | 1.7783e-12 | 5spot_SharedNeighbor | Water | Porous | Wet | R600a | MinimizeLCOE_Brownfield | IgnoreSilica | 2019 | 10.2332 | 3.0427 | 0.21783 | 4 | 43994.6512 | 93860.7292 | 896.8905 | 1913.4779 | 139.2689 | 0 | 75.6859 | 964163.1922 | 76679.3985 | 820405.7218 | 494440.982 | 0 | 234594.5029 | 0 | 1010210.681 | 2628360.9692 | 1793910.3689 | 8022765.8165 | 961560.8286 | 29349065.1606 | 29349065.1606 | 1478867.319 | 12621347.1341 | 0 | 38333391.8058 | 81782671.4196 | 1778.2794 | 0.87132 | 43994.6512 | 93860.7292 | 896.8905 | 1913.4779
1 | 7000 | 707 | 0.02 | 15 | 15 | 7 | 2.3714e-12 | 5spot_SharedNeighbor | Water | Porous | Wet | R600a | MinimizeLCOE_Brownfield | IgnoreSilica | 2019 | 13.5636 | 4.1543 | 0.3098 | 4 | 32707.4218 | 67769.4493 | 666.785 | 1381.5719 | 141.4773 | 0 | 88.3165 | 1213168.7615 | 97928.6906 | 1050879.4043 | 659727.8385 | 0 | 278250.6184 | 0 | 1286982.5722 | 3348464.6564 | 2285395.9321 | 10220798.474 | 961560.8286 | 29349065.1606 | 29349065.1606 | 1478867.319 | 12621347.1341 | 0 | 40531424.4632 | 83980704.077 | 2371.3737 | 1.2392 | 32707.4218 | 67769.4493 | 666.785 | 1381.5719
1 | 7000 | 707 | 0.02 | 15 | 15 | 7 | 3.1623e-12 | 5spot_SharedNeighbor | Water | Porous | Wet | R600a | MinimizeLCOE_Brownfield | IgnoreSilica | 2019 | 17.9754 | 5.6333 | 0.43304 | 4 | 24992.4974 | 50076.5942 | 509.5059 | 1020.8791 | 143.178 | 0 | 71.7127 | 1515993.9204 | 123786.9463 | 1339152.6285 | 880644.5538 | 0 | 331228.3379 | 0 | 1634414.4909 | 4252411.2407 | 2902358.0501 | 12979990.1685 | 961560.8286 | 29349065.1606 | 29349065.1606 | 1478867.319 | 12621347.1341 | 0 | 43290616.1577 | 86739895.7715 | 3162.2777 | 1.7321 | 24992.4974 | 50076.5942 | 509.5059 | 1020.8791
1 | 7000 | 707 | 0.02 | 15 | 15 | 7 | 4.217e-12 | 5spot_SharedNeighbor | Water | Porous | Wet | R600a | MinimizeLCOE_Brownfield | IgnoreSilica | 2019 | 23.8265 | 7.5968 | 0.59674 | 4 | 19584.4153 | 37787.2629 | 399.2548 | 770.3445 | 144.484 | 0 | 56.0977 | 1883683.5303 | 155085.9845 | 1699514.9493 | 1172454.4901 | 0 | 396022.567 | 0 | 2069636.9933 | 5384770.9156 | 3675216.7959 | 16436386.226 | 961560.8286 | 29349065.1606 | 29349065.1606 | 1478867.319 | 12621347.1341 | 0 | 46747012.2152 | 90196291.829 | 4216.965 | 2.3869 | 19584.4153 | 37787.2629 | 399.2548 | 770.3445
1 | 7000 | 707 | 0.02 | 15 | 15 | 7 | 5.6234e-12 | 5spot_SharedNeighbor | Water | Porous | Wet | R600a | MinimizeLCOE_Brownfield | IgnoreSilica | 2019 | 31.4831 | 10.1695 | 0.81188 | 4 | 15714.8853 | 29094.1357 | 320.3692 | 593.1233 | 145.4746 | 0 | 69.401 | 2325539.5277 | 192573.3078 | 2144648.018 | 1554672.4982 | 0 | 473545.0248 | 0 | 2609481.5668 | 6789335.7587 | 4633861.1622 | 20723656.8642 | 961560.8286 | 29349065.1606 | 29349065.1606 | 1478867.319 | 12621347.1341 | 0 | 51034282.8535 | 94483562.4672 | 5623.4133 | 3.2475 | 15714.8853 | 29094.1357 | 320.3692 | 593.1233
1 | 7000 | 707 | 0.02 | 15 | 15 | 7 | 7.4989e-12 | 5spot_SharedNeighbor | Water | Porous | Wet | R600a | MinimizeLCOE_Brownfield | IgnoreSilica | 2019 | 41.4442 | 13.5168 | 1.0916 | 4 | 12899.8286 | 22850.2932 | 262.9805 | 465.8341 | 146.2259 | 0 | 66.2452 | 2854029.3855 | 237226.1184 | 2691437.5373 | 2050740.4775 | 0 | 566660.6813 | 0 | 3276036.738 | 8523575.5848 | 5817515.4786 | 26017222.0014 | 961560.8286 | 29349065.1606 | 29349065.1606 | 1478867.319 | 12621347.1341 | 0 | 56327847.9907 | 99777127.6044 | 7498.9421 | 4.3666 | 12899.8286 | 22850.2932 | 262.9805 | 465.8341
1 | 7000 | 707 | 0.02 | 15 | 15 | 7 | 1e-11 | 5spot_SharedNeighbor | Water | Porous | Wet | R600a | MinimizeLCOE_Brownfield | IgnoreSilica | 2019 | 54.1534 | 17.7916 | 1.4492 | 4 | 10831.3634 | 18326.9165 | 220.812 | 373.619 | 146.7752 | 0 | 51.2613 | 3477104.9624 | 289747.2179 | 3351746.3929 | 2689833.3151 | 0 | 676747.6037 | 0 | 4089220.0018 | 10639311.6305 | 7261548.8038 | 32475259.928 | 961560.8286 | 29349065.1606 | 29349065.1606 | 1478867.319 | 12621347.1341 | 0 | 62785885.9173 | 106235165.531 | 10000 | 5.7967 | 10831.3634 | 18326.9165 | 220.812 | 373.619
1 | 7000 | 707 | 0.02 | 15 | 15 | 7 | 1.3335e-11 | 5spot_SharedNeighbor | Water | Porous | Wet | R600a | MinimizeLCOE_Brownfield | IgnoreSilica | 2019 | 69.8636 | 23.0536 | 1.8861 | 4 | 9328.5913 | 15087.8871 | 190.176 | 307.587 | 147.1044 | 0 | 68.8315 | 4185197.4612 | 348919.4536 | 4122696.3951 | 3475827.0864 | 0 | 803379.4087 | 0 | 5045047.7239 | 13126179.296 | 8958887.0856 | 40066133.9104 | 961560.8286 | 29349065.1606 | 29349065.1606 | 1478867.319 | 12621347.1341 | 0 | 70376759.8997 | 113826039.5135 | 13335.2143 | 7.5442 | 9328.5913 | 15087.8871 | 190.176 | 307.587
1 | 7000 | 707 | 0.02 | 15 | 15 | 7 | 1.7783e-11 | 5spot_SharedNeighbor | Water | Porous | Wet | R600a | MinimizeLCOE_Brownfield | IgnoreSilica | 2019 | 86.4749 | 28.5561 | 2.3595 | 4 | 8257.8121 | 12861.4154 | 168.3467 | 262.1973 | 147.1615 | 0 | 64.9275 | 4873006.2055 | 405617.2962 | 4892506.8453 | 4298686.8915 | 0 | 907499.5706 | 0 | 5997153.5556 | 15603363.3663 | 10649616.1145 | 47627449.8456 | 961560.8286 | 29349065.1606 | 29349065.1606 | 1478867.319 | 12621347.1341 | 0 | 77938075.8348 | 121387355.4486 | 17782.7941 | 9.4381 | 8257.8121 | 12861.4154 | 168.3467 | 262.1973
1 | 7000 | 707 | 0.02 | 15 | 15 | 7 | 2.3714e-11 | 5spot_SharedNeighbor | Water | Porous | Wet | R600a | MinimizeLCOE_Brownfield | IgnoreSilica | 2019 | 97.946 | 32.3022 | 2.7664 | 4 | 7473.2949 | 11399.8036 | 152.3532 | 232.4004 | 147.0615 | 0 | 91.9896 | 5316120.4914 | 441601.314 | 5399952.6317 | 4861464.7084 | 0 | 894575.6357 | 0 | 6596348.7647 | 17162346.3884 | 11713654.0611 | 52386063.9953 | 961560.8286 | 29349065.1606 | 29349065.1606 | 1478867.319 | 12621347.1341 | 0 | 82696689.9846 | 126145969.5984 | 23713.7371 | 11.0656 | 7473.2949 | 11399.8036 | 152.3532 | 232.4004
1 | 7000 | 707 | 0.02 | 15 | 15 | 7 | 3.1623e-11 | 5spot_SharedNeighbor | Water | Porous | Wet | R600a | MinimizeLCOE_Brownfield | IgnoreSilica | 2019 | 108.2392 | 35.6163 | 3.1488 | 4 | 6887.5469 | 10337.162 | 140.412 | 210.737 | 146.891 | 0 | 108.443 | 5693022.052 | 471760.5452 | 5839547.9453 | 5359811.6921 | 0 | 858704.8184 | 0 | 7106910.3507 | 18490722.9047 | 12620298.3288 | 56440778.6372 | 961560.8286 | 29349065.1606 | 29349065.1606 | 1478867.319 | 12621347.1341 | 0 | 86751404.6265 | 130200684.2402 | 31622.7766 | 12.5954 | 6887.5469 | 10337.162 | 140.412 | 210.737
1 | 7000 | 707 | 0.02 | 15 | 15 | 7 | 4.217e-11 | 5spot_SharedNeighbor | Water | Porous | Wet | R600a | MinimizeLCOE_Brownfield | IgnoreSilica | 2019 | 117.2381 | 38.4721 | 3.4936 | 4 | 6449.9328 | 9559.1726 | 131.4906 | 194.8767 | 146.6872 | 0 | 131.3238 | 6007224.8936 | 496524.3238 | 6212208.6835 | 5789065.4872 | 0 | 809610.0503 | 0 | 7532707.0409 | 19598558.5499 | 13376418.9204 | 59822317.9495 | 961560.8286 | 29349065.1606 | 29349065.1606 | 1478867.319 | 12621347.1341 | 0 | 90132943.9387 | 133582223.5525 | 42169.6503 | 13.9742 | 6449.9328 | 9559.1726 | 131.4906 | 194.8767
1 | 7000 | 707 | 0.02 | 15 | 15 | 7 | 5.6234e-11 | 5spot_SharedNeighbor | Water | Porous | Wet | R600a | MinimizeLCOE_Brownfield | IgnoreSilica | 2019 | 124.7702 | 40.8313 | 3.791 | 4 | 6122.5148 | 8987.7955 | 124.8157 | 183.2284 | 146.481 | 0 | 134.7686 | 6259874.586 | 516164.9965 | 6516184.9178 | 6144160.466 | 0 | 752965.2537 | 0 | 7873846.5858 | 20486133.6683 | 13982207.1765 | 62531537.6507 | 961560.8286 | 29349065.1606 | 29349065.1606 | 1478867.319 | 12621347.1341 | 0 | 92842163.6399 | 136291443.2537 | 56234.1325 | 15.1641 | 6122.5148 | 8987.7955 | 124.8157 | 183.2284
1 | 7000 | 707 | 0.02 | 15 | 15 | 7 | 7.4989e-11 | 5spot_SharedNeighbor | Water | Porous | Wet | R600a | MinimizeLCOE_Brownfield | IgnoreSilica | 2019 | 130.9233 | 42.7364 | 4.0398 | 4 | 5877.2767 | 8566.1301 | 119.8162 | 174.6321 | 146.2904 | 0 | 209.068 | 6459511.8365 | 531495.4158 | 6759303.5645 | 6431289.9258 | 0 | 695120.9233 | 0 | 8141921.4497 | 21183609.4743 | 14458248.7459 | 64660501.3357 | 961560.8286 | 29349065.1606 | 29349065.1606 | 1478867.319 | 12621347.1341 | 0 | 94971127.3249 | 138420406.9387 | 74989.4209 | 16.159 | 5877.2767 | 8566.1301 | 119.8162 | 174.6321
1 | 7000 | 707 | 0.02 | 15 | 15 | 7 | 1e-10 | 5spot_SharedNeighbor | Water | Porous | Wet | R600a | MinimizeLCOE_Brownfield | IgnoreSilica | 2019 | 135.7977 | 44.2309 | 4.2416 | 4 | 5693.4084 | 8254.2931 | 116.0678 | 168.2749 | 146.1259 | 0 | 162.1121 | 6613455.189 | 543192.8927 | 6948658.3845 | 6656816.7161 | 0 | 639629.2604 | 0 | 8346683.4527 | 21716358.2036 | 14821860.7005 | 66286654.7995 | 961560.8286 | 29349065.1606 | 29349065.1606 | 1478867.319 | 12621347.1341 | 0 | 96597280.7888 | 140046560.4026 | 100000 | 16.9665 | 5693.4084 | 8254.2931 | 116.0678 | 168.2749
1 | 7000 | 707 | 0.02 | 15 | 15 | 7 | 1.3335e-10 | 5spot_SharedNeighbor | Water | Porous | Wet | R600a | MinimizeLCOE_Brownfield | IgnoreSilica | 2019 | 141.8466 | 46.0877 | 4.4464 | 4 | 5553.1496 | 7996.0898 | 113.2085 | 163.0111 | 145.9374 | 0 | 180.6536 | 6803117.2945 | 557663.4082 | 7182061.9909 | 6939289.9754 | 0 | 619947.383 | 0 | 8619811.2203 | 22426980.6289 | 15306875.1076 | 68455747.0089 | 961560.8286 | 29349065.1606 | 29349065.1606 | 1478867.319 | 12621347.1341 | 0 | 98766372.9981 | 142215652.6119 | 133352.1432 | 17.7856 | 5553.1496 | 7996.0898 | 113.2085 | 163.0111
1 | 7000 | 707 | 0.02 | 15 | 15 | 7 | 1.7783e-10 | 5spot_SharedNeighbor | Water | Porous | Wet | R600a | MinimizeLCOE_Brownfield | IgnoreSilica | 2019 | 144.9935 | 47.0508 | 4.58 | 4 | 5447.5564 | 7819.2446 | 111.0558 | 159.4059 | 145.838 | 0 | 197.1931 | 6900775.772 | 565131.3364 | 7302365.8244 | 7088447.5382 | 0 | 578799.9243 | 0 | 8749852.9541 | 22765322.5451 | 15537800.4176 | 69488496.3121 | 961560.8286 | 29349065.1606 | 29349065.1606 | 1478867.319 | 12621347.1341 | 0 | 99799122.3013 | 143248401.9151 | 177827.941 | 18.32 | 5447.5564 | 7819.2446 | 111.0558 | 159.4059
1 | 7000 | 707 | 0.02 | 15 | 15 | 7 | 2.3714e-10 | 5spot_SharedNeighbor | Water | Porous | Wet | R600a | MinimizeLCOE_Brownfield | IgnoreSilica | 2019 | 147.3908 | 47.7816 | 4.6835 | 4 | 5368.2568 | 7687.5201 | 109.4392 | 156.7205 | 145.7603 | 0 | 129.6719 | 6974356.2488 | 570737.5442 | 7393354.4675 | 7201885.3939 | 0 | 543880.2777 | 0 | 8846843.4335 | 23017671.8769 | 15710034.0219 | 70258763.2645 | 961560.8286 | 29349065.1606 | 29349065.1606 | 1478867.319 | 12621347.1341 | 0 | 100569389.2537 | 144018668.8675 | 237137.3706 | 18.7341 | 5368.2568 | 7687.5201 | 109.4392 | 156.7205
1 | 7000 | 707 | 0.02 | 15 | 15 | 7 | 3.1623e-10 | 5spot_SharedNeighbor | Water | Porous | Wet | R600a | MinimizeLCOE_Brownfield | IgnoreSilica | 2019 | 149.213 | 48.3355 | 4.7632 | 4 | 5308.7016 | 7589.1838 | 108.2251 | 154.7158 | 145.7001 | 0 | 194.0307 | 7029819.5864 | 574951.5022 | 7462139.3229 | 7288001.175 | 0 | 515131.7025 | 0 | 8919316.8827 | 23206232.9253 | 15838730.8119 | 70834323.9089 | 961560.8286 | 29349065.1606 | 29349065.1606 | 1478867.319 | 12621347.1341 | 0 | 101144949.8981 | 144594229.5119 | 316227.766 | 19.0527 | 5308.7016 | 7589.1838 | 108.2251 | 154.7158
1 | 7000 | 707 | 0.02 | 15 | 15 | 7 | 4.217e-10 | 5spot_SharedNeighbor | Water | Porous | Wet | R600a | MinimizeLCOE_Brownfield | IgnoreSilica | 2019 | 150.5749 | 48.7486 | 4.8237 | 4 | 5263.9771 | 7515.8417 | 107.3133 | 153.2206 | 145.6545 | 0 | 158.178 | 7071011.9887 | 578074.4287 | 7513338.4803 | 7352302.9326 | 0 | 491707.3613 | 0 | 8972509.7247 | 23344629.7889 | 15933189.5151 | 71256764.2203 | 961560.8286 | 29349065.1606 | 29349065.1606 | 1478867.319 | 12621347.1341 | 0 | 101567390.2096 | 145016669.8234 | 421696.5034 | 19.2948 | 5263.9771 | 7515.8417 | 107.3133 | 153.2206
1 | 7000 | 707 | 0.02 | 15 | 15 | 7 | 5.6234e-10 | 5spot_SharedNeighbor | Water | Porous | Wet | R600a | MinimizeLCOE_Brownfield | IgnoreSilica | 2019 | 151.5908 | 49.0561 | 4.8695 | 4 | 5230.3943 | 7461.0792 | 106.6287 | 152.1042 | 145.6202 | 0 | 179.1538 | 7101595.5611 | 580389.2814 | 7551414.5784 | 7400235.8061 | 0 | 472962.3934 | 0 | 9011573.072 | 23446264.6055 | 16002557.3658 | 71566992.6637 | 961560.8286 | 29349065.1606 | 29349065.1606 | 1478867.319 | 12621347.1341 | 0 | 101877618.6529 | 145326898.2667 | 562341.3252 | 19.478 | 5230.3943 | 7461.0792 | 106.6287 | 152.1042
1 | 7000 | 707 | 0.02 | 15 | 15 | 7 | 7.4989e-10 | 5spot_SharedNeighbor | Water | Porous | Wet | R600a | MinimizeLCOE_Brownfield | IgnoreSilica | 2019 | 152.3607 | 49.289 | 4.9043 | 4 | 5205.1817 | 7420.0414 | 106.1147 | 151.2676 | 145.5939 | 0 | 120.3084 | 7124692.4271 | 582135.3413 | 7580205.3346 | 7436543.2663 | 0 | 458349.7887 | 0 | 9040951.2016 | 23522700.4725 | 16054726.4157 | 71800304.2478 | 961560.8286 | 29349065.1606 | 29349065.1606 | 1478867.319 | 12621347.1341 | 0 | 102110930.2371 | 145560209.8508 | 749894.2093 | 19.6172 | 5205.1817 | 7420.0414 | 106.1147 | 151.2676
1 | 7000 | 707 | 0.02 | 15 | 15 | 7 | 1e-09 | 5spot_SharedNeighbor | Water | Porous | Wet | R600a | MinimizeLCOE_Brownfield | IgnoreSilica | 2019 | 152.9332 | 49.4619 | 4.9305 | 4 | 5186.2563 | 7389.364 | 105.7288 | 150.6422 | 145.5743 | 0 | 128.1133 | 7141820.7161 | 583428.9767 | 7601576.2291 | 7463529.4372 | 0 | 446926.7124 | 0 | 9062540.0079 | 23578870.1179 | 16093063.3528 | 71971755.5501 | 961560.8286 | 29349065.1606 | 29349065.1606 | 1478867.319 | 12621347.1341 | 0 | 102282381.5394 | 145731661.1532 | 1000000 | 19.7218 | 5186.2563 | 7389.364 | 105.7288 | 150.6422
1 | 7000 | 707 | 0.02 | 15 | 15 | 7 | 1.3335e-09 | 5spot_SharedNeighbor | Water | Porous | Wet | R600a | MinimizeLCOE_Brownfield | IgnoreSilica | 2019 | 153.354 | 49.5889 | 4.95 | 4 | 5172.0528 | 7366.4622 | 105.4393 | 150.1753 | 145.5598 | 0 | 211.6197 | 7154382.6879 | 584377.0565 | 7617260.8544 | 7483354.8341 | 0 | 438006.4305 | 0 | 9078178.9267 | 23619559.3769 | 16120834.6081 | 72095954.7752 | 961560.8286 | 29349065.1606 | 29349065.1606 | 1478867.319 | 12621347.1341 | 0 | 102406580.7644 | 145855860.3782 | 1333521.4322 | 19.8 | 5172.0528 | 7366.4622 | 105.4393 | 150.1753
1 | 7000 | 707 | 0.02 | 15 | 15 | 7 | 1.7783e-09 | 5spot_SharedNeighbor | Water | Porous | Wet | R600a | MinimizeLCOE_Brownfield | IgnoreSilica | 2019 | 153.6707 | 49.6845 | 4.9647 | 4 | 5161.3947 | 7349.2927 | 105.222 | 149.8253 | 145.5489 | 0 | 215.8903 | 7163825.8121 | 585089.3868 | 7629057.3811 | 7498276.4397 | 0 | 431197.0766 | 0 | 9089903.9775 | 23650065.5538 | 16141655.7007 | 72189071.3283 | 961560.8286 | 29349065.1606 | 29349065.1606 | 1478867.319 | 12621347.1341 | 0 | 102499697.3176 | 145948976.9313 | 1778279.41 | 19.8589 | 5161.3947 | 7349.2927 | 105.222 | 149.8253
1 | 7000 | 707 | 0.02 | 15 | 15 | 7 | 2.3714e-09 | 5spot_SharedNeighbor | Water | Porous | Wet | R600a | MinimizeLCOE_Brownfield | IgnoreSilica | 2019 | 153.907 | 49.7557 | 4.9758 | 4 | 5153.3981 | 7336.4356 | 105.059 | 149.5632 | 145.5407 | 0 | 196.7694 | 7170864.2152 | 585620.1113 | 7637853.3166 | 7509408.6288 | 0 | 425994.8948 | 0 | 9098599.055 | 23672688.3619 | 16157096.2321 | 72258124.8157 | 961560.8286 | 29349065.1606 | 29349065.1606 | 1478867.319 | 12621347.1341 | 0 | 102568750.805 | 146018030.4188 | 2371373.7057 | 19.9031 | 5153.3981 | 7336.4356 | 105.059 | 149.5632
1 | 7000 | 707 | 0.02 | 15 | 15 | 7 | 3.1623e-09 | 5spot_SharedNeighbor | Water | Porous | Wet | R600a | MinimizeLCOE_Brownfield | IgnoreSilica | 2019 | 154.0922 | 49.8116 | 4.9842 | 4 | 5147.399 | 7326.7301 | 104.9367 | 149.3653 | 145.5343 | 0 | 206.4022 | 7176376.2818 | 586035.6439 | 7644743.565 | 7518132.3508 | 0 | 422160.0657 | 0 | 9105504.6838 | 23690655.3914 | 16169359.0989 | 72312967.0813 | 961560.8286 | 29349065.1606 | 29349065.1606 | 1478867.319 | 12621347.1341 | 0 | 102623593.0706 | 146072872.6843 | 3162277.6602 | 19.937 | 5147.399 | 7326.7301 | 104.9367 | 149.3653
1 | 7000 | 707 | 0.02 | 15 | 15 | 7 | 4.217e-09 | 5spot_SharedNeighbor | Water | Porous | Wet | R600a | MinimizeLCOE_Brownfield | IgnoreSilica | 2019 | 154.2165 | 49.849 | 4.9903 | 4 | 5142.899 | 7319.5798 | 104.845 | 149.2195 | 145.53 | 0 | 139.4002 | 7180071.5208 | 586314.1127 | 7649364.15 | 7523984.6333 | 0 | 419053.4621 | 0 | 9109927.2728 | 23702162.0607 | 16177212.6371 | 72348089.8494 | 961560.8286 | 29349065.1606 | 29349065.1606 | 1478867.319 | 12621347.1341 | 0 | 102658715.8387 | 146107995.4525 | 4216965.0343 | 19.9613 | 5142.899 | 7319.5798 | 104.845 | 149.2195
1 | 7000 | 707 | 0.02 | 15 | 15 | 7 | 5.6234e-09 | 5spot_SharedNeighbor | Water | Porous | Wet | R600a | MinimizeLCOE_Brownfield | IgnoreSilica | 2019 | 154.324 | 49.8814 | 4.9951 | 4 | 5139.5236 | 7314.0972 | 104.7761 | 149.1078 | 145.5263 | 0 | 142.5645 | 7183265.2825 | 586554.7953 | 7653357.8615 | 7529043.6546 | 0 | 416908.4744 | 0 | 9113960.7266 | 23712656.2802 | 16184375.1576 | 72380122.2327 | 961560.8286 | 29349065.1606 | 29349065.1606 | 1478867.319 | 12621347.1341 | 0 | 102690748.222 | 146140027.8358 | 5623413.2519 | 19.9806 | 5139.5236 | 7314.0972 | 104.7761 | 149.1078
1 | 7000 | 707 | 0.02 | 15 | 15 | 7 | 7.4989e-09 | 5spot_SharedNeighbor | Water | Porous | Wet | R600a | MinimizeLCOE_Brownfield | IgnoreSilica | 2019 | 154.4017 | 49.9049 | 4.9987 | 4 | 5136.9919 | 7310.0104 | 104.7245 | 149.0244 | 145.5235 | 0 | 123.0144 | 7185577.0066 | 586728.9773 | 7656249.0615 | 7532706.8112 | 0 | 415252.7793 | 0 | 9116840.708 | 23720149.4011 | 16189489.3665 | 72402994.1115 | 961560.8286 | 29349065.1606 | 29349065.1606 | 1478867.319 | 12621347.1341 | 0 | 102713620.1008 | 146162899.7145 | 7498942.0933 | 19.9949 | 5136.9919 | 7310.0104 | 104.7245 | 149.0244
1 | 7000 | 707 | 0.02 | 15 | 15 | 7 | 1e-08 | 5spot_SharedNeighbor | Water | Porous | Wet | R600a | MinimizeLCOE_Brownfield | IgnoreSilica | 2019 | 154.4406 | 49.9166 | 5.001 | 4 | 5135.0932 | 7307.1121 | 104.6858 | 148.9654 | 145.5222 | 0 | 136.4523 | 7186731.4882 | 586815.9033 | 7657693.6259 | 7534537.8211 | 0 | 413733.3761 | 0 | 9118009.7637 | 23723191.0442 | 16191565.3505 | 72412278.3732 | 961560.8286 | 29349065.1606 | 29349065.1606 | 1478867.319 | 12621347.1341 | 0 | 102722904.3624 | 146172183.9762 | 10000000 | 20.0041 | 5135.0932 | 7307.1121 | 104.6858 | 148.9654